## Overview
OEIS QDR Spatial Data - V2.2.1 - Overview
Dataset | Feature Class or Table | Submitted (Yes/No) | Reason | Availability Explanation | Entire Feature/Table Confidential? (Yes/No) | Metadata Included (Yes/No)? | Metadata Absence Explanation | Data Procurement Actions | Estimated Delivery
Asset Point | Camera | Yes |  |  | No | No | SCE will confer with Energy Safety and peer utilities to benchmark and align on metadata requirements to be for future submissions
| Connection Device | Yes |  |  | No | No | SCE will confer with Energy Safety and peer utilities to benchmark and align on metadata requirements to be for future submissions
| Customer Meter | Yes |  |  | Yes | No | SCE will confer with Energy Safety and peer utilities to benchmark and align on metadata requirements to be for future submissions
| Fuse | Yes |  |  | Yes | No | SCE will confer with Energy Safety and peer utilities to benchmark and align on metadata requirements to be for future submissions
| Lightning Arrester | No | Not able to provide | SCE does not track or collect data on Lighting Arresters | No | No | SCE will confer with Energy Safety and peer utilities to benchmark and align on metadata requirements to be for future submissions | SCE will continue to work with its business, Information Technology, and GIS subject matter experts to identify, extract, correlate, compile, and review this data in support of future Quarterly Reviews. | SCE is taking a phased approach to incrementally improve upon the data being provided, and is assessing solution options in support of this data inclusion. Estimated timeframes will be provided in subsequent QR.
| Substation | Yes |  |  | Yes | No | SCE will confer with Energy Safety and peer utilities to benchmark and align on metadata requirements to be for future submissions
| Support Structure | Yes |  |  | Yes | No | SCE will confer with Energy Safety and peer utilities to benchmark and align on metadata requirements to be for future submissions
| Switchgear | Yes |  |  | Yes | No | SCE will confer with Energy Safety and peer utilities to benchmark and align on metadata requirements to be for future submissions
| Transformer Site | Yes |  |  | Yes | No | SCE will confer with Energy Safety and peer utilities to benchmark and align on metadata requirements to be for future submissions
| Transformer Detail | Yes |  |  | Yes | No | SCE will confer with Energy Safety and peer utilities to benchmark and align on metadata requirements to be for future submissions
| Weather Station | Yes |  |  | No | No | SCE will confer with Energy Safety and peer utilities to benchmark and align on metadata requirements to be for future submissions
Asset Line | Transmission Line | Yes |  |  | Yes | No | SCE will confer with Energy Safety and peer utilities to benchmark and align on metadata requirements to be for future submissions
| Primary Distribution Line | Yes |  |  | No | No | SCE will confer with Energy Safety and peer utilities to benchmark and align on metadata requirements to be for future submissions
| Secondary Distribution Line | Yes |  |  | No | No | SCE will confer with Energy Safety and peer utilities to benchmark and align on metadata requirements to be for future submissions
PSPS Event | PSPS Event Log | Yes |  |  | No | No | SCE will confer with Energy Safety and peer utilities to benchmark and align on metadata requirements to be for future submissions
| PSPS Event Line | Yes |  |  | Yes | No | SCE will confer with Energy Safety and peer utilities to benchmark and align on metadata requirements to be for future submissions
| PSPS Event Polygon | Yes |  |  | Yes | No | SCE will confer with Energy Safety and peer utilities to benchmark and align on metadata requirements to be for future submissions
| PSPS Event Customer Meter Point | Yes |  |  | Yes | No | SCE will confer with Energy Safety and peer utilities to benchmark and align on metadata requirements to be for future submissions
| PSPS Event Damage Point | Yes |  |  | No | No | SCE will confer with Energy Safety and peer utilities to benchmark and align on metadata requirements to be for future submissions
| PSPS Event Conductor Damage Detail | Yes |  |  | Yes | No | SCE will confer with Energy Safety and peer utilities to benchmark and align on metadata requirements to be for future submissions
| PSPS Event Support Structure Damage Detail | Yes |  |  | No | No | SCE will confer with Energy Safety and peer utilities to benchmark and align on metadata requirements to be for future submissions
| PSPS Event Other Asset Damage Detail | Yes |  |  | No | No | SCE will confer with Energy Safety and peer utilities to benchmark and align on metadata requirements to be for future submissions
| PSPS Event Damage Photo Log | Yes |  |  | No | No | SCE will confer with Energy Safety and peer utilities to benchmark and align on metadata requirements to be for future submissions
Risk Event | Wire Down Event | Yes |  |  | Yes | No | SCE will confer with Energy Safety and peer utilities to benchmark and align on metadata requirements to be for future submissions
| Ignition | Yes |  |  | Yes | No | SCE will confer with Energy Safety and peer utilities to benchmark and align on metadata requirements to be for future submissions
| Transmission Unplanned Outage | Yes |  |  | Yes | No | SCE will confer with Energy Safety and peer utilities to benchmark and align on metadata requirements to be for future submissions
| Transmission Vegetation Caused Unplanned Outage | Yes |  |  | Yes | No | SCE will confer with Energy Safety and peer utilities to benchmark and align on metadata requirements to be for future submissions
| Distribution Unplanned Outage | Yes |  |  | No | No | SCE will confer with Energy Safety and peer utilities to benchmark and align on metadata requirements to be for future submissions
| Distribution Vegetation Caused Unplanned Outage | Yes |  |  | Yes | No | SCE will confer with Energy Safety and peer utilities to benchmark and align on metadata requirements to be for future submissions
| Risk Event Asset Log | Yes |  |  | Yes | No | SCE will confer with Energy Safety and peer utilities to benchmark and align on metadata requirements to be for future submissions
| Risk Event Photo Log | Yes |  |  | No | No | SCE will confer with Energy Safety and peer utilities to benchmark and align on metadata requirements to be for future submissions
Initiative | Vegetation Inspection Log | Yes |  |  | No | No | SCE will confer with Energy Safety and peer utilities to benchmark and align on metadata requirements to be for future submissions
| Vegetation Inspection Point | Yes |  |  | No | No | SCE will confer with Energy Safety and peer utilities to benchmark and align on metadata requirements to be for future submissions
| Vegetation Inspection Line | Yes |  |  | No | No | SCE will confer with Energy Safety and peer utilities to benchmark and align on metadata requirements to be for future submissions
| Vegetation Inspection Polygon | Yes |  |  | No | No | SCE will confer with Energy Safety and peer utilities to benchmark and align on metadata requirements to be for future submissions
| Vegetation Management Project Log | Yes |  |  | No | No | SCE will confer with Energy Safety and peer utilities to benchmark and align on metadata requirements to be for future submissions
| Vegetation Management Project Point | Yes |  |  | No | No | SCE will confer with Energy Safety and peer utilities to benchmark and align on metadata requirements to be for future submissions
| Vegetation Management Project Line | Yes |  |  | No | No | SCE will confer with Energy Safety and peer utilities to benchmark and align on metadata requirements to be for future submissions
| Vegetation Management Project Polygon | Yes |  |  | No | No | SCE will confer with Energy Safety and peer utilities to benchmark and align on metadata requirements to be for future submissions
| Asset Inspection Log | Yes |  |  | No | No | SCE will confer with Energy Safety and peer utilities to benchmark and align on metadata requirements to be for future submissions
| Asset Inspection Point | Yes |  |  | No | No | SCE will confer with Energy Safety and peer utilities to benchmark and align on metadata requirements to be for future submissions
| Asset Inspection Line | Yes |  |  | No | No | SCE will confer with Energy Safety and peer utilities to benchmark and align on metadata requirements to be for future submissions
| Asset Inspection Polygon | Yes |  |  | No | No | SCE will confer with Energy Safety and peer utilities to benchmark and align on metadata requirements to be for future submissions
| Grid Hardening Log | Yes |  |  | No | No | SCE will confer with Energy Safety and peer utilities to benchmark and align on metadata requirements to be for future submissions
| Grid Hardening Point | Yes |  |  | No | No | SCE will confer with Energy Safety and peer utilities to benchmark and align on metadata requirements to be for future submissions
| Grid Hardening Line | Yes |  |  | No | No | SCE will confer with Energy Safety and peer utilities to benchmark and align on metadata requirements to be for future submissions
| Other Initiative Log | No | Not relevant for the reporting quarter |  | No | No | SCE will confer with Energy Safety and peer utilities to benchmark and align on metadata requirements to be for future submissions
| Other Initiative Point | No | Not relevant for the reporting quarter |  | No | No | SCE will confer with Energy Safety and peer utilities to benchmark and align on metadata requirements to be for future submissions
| Other Initiative Line | No | Not relevant for the reporting quarter |  | No | No | SCE will confer with Energy Safety and peer utilities to benchmark and align on metadata requirements to be for future submissions
| Other Initiative Polygon | No | Not relevant for the reporting quarter |  | No | No | SCE will confer with Energy Safety and peer utilities to benchmark and align on metadata requirements to be for future submissions
| Initiative Photo Log | No | Not able to provide |  | No | No | SCE will confer with Energy Safety and peer utilities to benchmark and align on metadata requirements to be for future submissions | SCE will continue to work with its business, Information Technology, and GIS subject matter experts to identify, extract, correlate, compile, and review this data in support of future Quarterly Reviews. | SCE is taking a phased approach to incrementally improve upon the data being provided, and is assessing solution options in support of this data inclusion. Estimated timeframes will be provided in subsequent QR.
Other Required Data | Other Power Line Connection Location | Yes |  |  | No | No | SCE will confer with Energy Safety and peer utilities to benchmark and align on metadata requirements to be for future submissions
| Critical Facility | Yes |  |  | Yes | No | SCE will confer with Energy Safety and peer utilities to benchmark and align on metadata requirements to be for future submissions
| Red Flag Warning Day Polygon | Yes |  |  | No | No | SCE will confer with Energy Safety and peer utilities to benchmark and align on metadata requirements to be for future submissions
| Administrative Area | Yes |  |  | No | No | SCE will confer with Energy Safety and peer utilities to benchmark and align on metadata requirements to be for future submissions
| Major Woody Stem Exempt Tree Points | Yes |  |  | No | No | SCE will confer with Energy Safety and peer utilities to benchmark and align on metadata requirements to be for future submissions

## Reasons (hidden)
No change since last submission | Yes
Not able to provide | No
Not relevant for the reporting quarter

## Asset Point
OEIS QDR Spatial Data - V2.2.1 - Asset Point
Field Name | Data Type | Characteristic | Data provided in Current Submission? (Yes/ No) | Availability Explanation | Data Procurement Actions | Estimated Delivery
Camera
SupportStructureID | text(50) | FK | Yes
CameraLocationName | text(30) |  | Yes
HFTDClass | text(10) | Domain | Yes
County | text(50) |  | Yes
Connection Device
FromStructureID | text(50) | FK | No | Data is not currently available | SCE will review the labor, operational, technical, and system requirements it will take to capture and store this data element, the benefits this data element may provide in reducing wildfire risk, and the time and cost it will take to incorporate associated changes to work methods, processes, tools and systems. | SCE is taking a phased approach to incrementally improve upon the data being provided, and is assessing solution options in support of this data inclusion. Estimated timeframes will be provided in subsequent QR.
ToStructureID | text(50) | FK | No | Data is not currently available | SCE will review the labor, operational, technical, and system requirements it will take to capture and store this data element, the benefits this data element may provide in reducing wildfire risk, and the time and cost it will take to incorporate associated changes to work methods, processes, tools and systems. | SCE is taking a phased approach to incrementally improve upon the data being provided, and is assessing solution options in support of this data inclusion. Estimated timeframes will be provided in subsequent QR.
CircuitID | text(50) | FK | Partial
SubstationID | text(50) | FK | Partial
AssetOHUG | text(30) | Domain | Yes
ConnectionDeviceType | text(30) | Domain | Yes
ConnectionDeviceTypeComment | text(30) |  | Yes
ConnectionDeviceSubtype | text(30) | Domain | Yes
ConnectionDeviceSubtypeComment | text(30) |  | Yes
AssociatedNominalVoltagekV | text(10) |  | Partial
AssociatedOperatingVoltagekV | text(10) |  | No | Data is not currently available | SCE will review the labor, operational, technical, and system requirements it will take to capture and store this data element, the benefits this data element may provide in reducing wildfire risk, and the time and cost it will take to incorporate associated changes to work methods, processes, tools and systems.
CircuitName | text(255) |  | Partial
SubstationName | text(50) |  | Partial
Manufacturer | text(50) |  | Yes
ModelNumber | text(30) |  | Yes
HFTDClass | text(10) | Domain | Yes
County | text(50) |  | Yes
LastInspectionDate | date |  | No | Data is not currently available | SCE will review the labor, operational, technical, and system requirements it will take to capture and store this data element, the benefits this data element may provide in reducing wildfire risk, and the time and cost it will take to incorporate associated changes to work methods, processes, tools and systems. | SCE is taking a phased approach to incrementally improve upon the data being provided, and is assessing solution options in support of this data inclusion. Estimated timeframes will be provided in subsequent QR.
InstallationDate | date |  | No | Data is not currently available | SCE will review the labor, operational, technical, and system requirements it will take to capture and store this data element, the benefits this data element may provide in reducing wildfire risk, and the time and cost it will take to incorporate associated changes to work methods, processes, tools and systems. | SCE is taking a phased approach to incrementally improve upon the data being provided, and is assessing solution options in support of this data inclusion. Estimated timeframes will be provided in subsequent QR.
InstallationYear | integer |  | No | Data is not currently available | SCE will review the labor, operational, technical, and system requirements it will take to capture and store this data element, the benefits this data element may provide in reducing wildfire risk, and the time and cost it will take to incorporate associated changes to work methods, processes, tools and systems. | SCE is taking a phased approach to incrementally improve upon the data being provided, and is assessing solution options in support of this data inclusion. Estimated timeframes will be provided in subsequent QR.
EstimatedAge | text(10) | Domain | No | Data is not currently available | SCE will review the labor, operational, technical, and system requirements it will take to capture and store this data element, the benefits this data element may provide in reducing wildfire risk, and the time and cost it will take to incorporate associated changes to work methods, processes, tools and systems. | SCE is taking a phased approach to incrementally improve upon the data being provided, and is assessing solution options in support of this data inclusion. Estimated timeframes will be provided in subsequent QR.
UsefulLifespan | Integer |  | No | Data is not currently available | SCE will review the labor, operational, technical, and system requirements it will take to capture and store this data element, the benefits this data element may provide in reducing wildfire risk, and the time and cost it will take to incorporate associated changes to work methods, processes, tools and systems. | SCE is taking a phased approach to incrementally improve upon the data being provided, and is assessing solution options in support of this data inclusion. Estimated timeframes will be provided in subsequent QR.
ExemptionStatus | text(10) | Domain | No | Data is not currently available | SCE will review the labor, operational, technical, and system requirements it will take to capture and store this data element, the benefits this data element may provide in reducing wildfire risk, and the time and cost it will take to incorporate associated changes to work methods, processes, tools and systems. | SCE is taking a phased approach to incrementally improve upon the data being provided, and is assessing solution options in support of this data inclusion. Estimated timeframes will be provided in subsequent QR.
Customer Meter
CircuitID | text(50) | FK | Yes
SubstationID | text(50) | FK | Yes
CircuitName | text(255) |  | Yes
SubstationName | text(30) |  | Yes
Manufacturer | text(50) |  | Yes
ModelNumber | text(30) |  | Yes
HFTDClass | text(10) | Domain | Yes
County | text(50) |  | Yes
InstallationDate | date |  | Yes
InstallationYear | integer |  | Yes
EstimatedAge | text(10) | Domain | Yes
Fuse
SupportStructureID | text(50) | FK | Yes
SubstationID | text(50) | FK | Yes
CircuitID | text(50) | FK | Yes
AssociatedNominalVoltagekV | text(10) |  | Yes
AssociatedOperatingVoltagekV | text(10) |  | No | Data is not currently available | SCE will review the labor, operational, technical, and system requirements it will take to capture and store this data element, the benefits this data element may provide in reducing wildfire risk, and the time and cost it will take to incorporate associated changes to work methods, processes, tools and systems. | SCE is taking a phased approach to incrementally improve upon the data being provided, and is assessing solution options in support of this data inclusion. Estimated timeframes will be provided in subsequent QR.
SubstationName | text(50) |  | Yes
CircuitName | text(255) |  | Yes
HFTDClass | text(10) | Domain | Yes
County | text(50) |  | Yes
LastInspectionDate | date |  | No | Data is not currently available | SCE will review the labor, operational, technical, and system requirements it will take to capture and store this data element, the benefits this data element may provide in reducing wildfire risk, and the time and cost it will take to incorporate associated changes to work methods, processes, tools and systems. | SCE is taking a phased approach to incrementally improve upon the data being provided, and is assessing solution options in support of this data inclusion. Estimated timeframes will be provided in subsequent QR.
LastMaintenanceDate | date |  | Yes
ExemptionStatus | text(10) | Domain | No | Data is not currently available | SCE will review the labor, operational, technical, and system requirements it will take to capture and store this data element, the benefits this data element may provide in reducing wildfire risk, and the time and cost it will take to incorporate associated changes to work methods, processes, tools and systems. | SCE is taking a phased approach to incrementally improve upon the data being provided, and is assessing solution options in support of this data inclusion. Estimated timeframes will be provided in subsequent QR.
FuseRating | float |  | Yes
FuseType | text(30) | Domain | Yes
FuseTypeComment | text(50) |  | Yes
FuseSubtype | text(30) |  | Yes
Lightning Arrester
SupportStructureID | text(50) | FK | No | SCE does not track or collect data on Lighting Arresters | SCE will review the labor, operational, technical, and system requirements it will take to capture and store this data element, the benefits this data element may provide in reducing wildfire risk, and the time and cost it will take to incorporate associated changes to work methods, processes, tools and systems. | SCE is taking a phased approach to incrementally improve upon the data being provided, and is assessing solution options in support of this data inclusion. Estimated timeframes will be provided in subsequent QR.
SubstationID | text(50) | FK | No | SCE does not track or collect data on Lighting Arresters | SCE will review the labor, operational, technical, and system requirements it will take to capture and store this data element, the benefits this data element may provide in reducing wildfire risk, and the time and cost it will take to incorporate associated changes to work methods, processes, tools and systems. | SCE is taking a phased approach to incrementally improve upon the data being provided, and is assessing solution options in support of this data inclusion. Estimated timeframes will be provided in subsequent QR.
CircuitID | text(50) | FK | No | SCE does not track or collect data on Lighting Arresters | SCE will review the labor, operational, technical, and system requirements it will take to capture and store this data element, the benefits this data element may provide in reducing wildfire risk, and the time and cost it will take to incorporate associated changes to work methods, processes, tools and systems. | SCE is taking a phased approach to incrementally improve upon the data being provided, and is assessing solution options in support of this data inclusion. Estimated timeframes will be provided in subsequent QR.
AssociatedNominalVoltagekV | text(10) |  | No | SCE does not track or collect data on Lighting Arresters | SCE will review the labor, operational, technical, and system requirements it will take to capture and store this data element, the benefits this data element may provide in reducing wildfire risk, and the time and cost it will take to incorporate associated changes to work methods, processes, tools and systems. | SCE is taking a phased approach to incrementally improve upon the data being provided, and is assessing solution options in support of this data inclusion. Estimated timeframes will be provided in subsequent QR.
AssociatedOperatingVoltagekV | text(10) |  | No | SCE does not track or collect data on Lighting Arresters | SCE will review the labor, operational, technical, and system requirements it will take to capture and store this data element, the benefits this data element may provide in reducing wildfire risk, and the time and cost it will take to incorporate associated changes to work methods, processes, tools and systems. | SCE is taking a phased approach to incrementally improve upon the data being provided, and is assessing solution options in support of this data inclusion. Estimated timeframes will be provided in subsequent QR.
SubstationName | text(50) |  | No | SCE does not track or collect data on Lighting Arresters | SCE will review the labor, operational, technical, and system requirements it will take to capture and store this data element, the benefits this data element may provide in reducing wildfire risk, and the time and cost it will take to incorporate associated changes to work methods, processes, tools and systems. | SCE is taking a phased approach to incrementally improve upon the data being provided, and is assessing solution options in support of this data inclusion. Estimated timeframes will be provided in subsequent QR.
CircuitName | text(255) |  | No | SCE does not track or collect data on Lighting Arresters | SCE will review the labor, operational, technical, and system requirements it will take to capture and store this data element, the benefits this data element may provide in reducing wildfire risk, and the time and cost it will take to incorporate associated changes to work methods, processes, tools and systems. | SCE is taking a phased approach to incrementally improve upon the data being provided, and is assessing solution options in support of this data inclusion. Estimated timeframes will be provided in subsequent QR.
Manufacturer | text(50) |  | No | SCE does not track or collect data on Lighting Arresters | SCE will review the labor, operational, technical, and system requirements it will take to capture and store this data element, the benefits this data element may provide in reducing wildfire risk, and the time and cost it will take to incorporate associated changes to work methods, processes, tools and systems. | SCE is taking a phased approach to incrementally improve upon the data being provided, and is assessing solution options in support of this data inclusion. Estimated timeframes will be provided in subsequent QR.
ModelNumber | text(30) |  | No | SCE does not track or collect data on Lighting Arresters | SCE will review the labor, operational, technical, and system requirements it will take to capture and store this data element, the benefits this data element may provide in reducing wildfire risk, and the time and cost it will take to incorporate associated changes to work methods, processes, tools and systems. | SCE is taking a phased approach to incrementally improve upon the data being provided, and is assessing solution options in support of this data inclusion. Estimated timeframes will be provided in subsequent QR.
HFTDClass | text(10) | Domain | No | SCE does not track or collect data on Lighting Arresters | SCE will review the labor, operational, technical, and system requirements it will take to capture and store this data element, the benefits this data element may provide in reducing wildfire risk, and the time and cost it will take to incorporate associated changes to work methods, processes, tools and systems. | SCE is taking a phased approach to incrementally improve upon the data being provided, and is assessing solution options in support of this data inclusion. Estimated timeframes will be provided in subsequent QR.
County | text(50) |  | No | SCE does not track or collect data on Lighting Arresters | SCE will review the labor, operational, technical, and system requirements it will take to capture and store this data element, the benefits this data element may provide in reducing wildfire risk, and the time and cost it will take to incorporate associated changes to work methods, processes, tools and systems. | SCE is taking a phased approach to incrementally improve upon the data being provided, and is assessing solution options in support of this data inclusion. Estimated timeframes will be provided in subsequent QR.
LastInspectionDate | date |  | No | SCE does not track or collect data on Lighting Arresters | SCE will review the labor, operational, technical, and system requirements it will take to capture and store this data element, the benefits this data element may provide in reducing wildfire risk, and the time and cost it will take to incorporate associated changes to work methods, processes, tools and systems. | SCE is taking a phased approach to incrementally improve upon the data being provided, and is assessing solution options in support of this data inclusion. Estimated timeframes will be provided in subsequent QR.
LastMaintenanceDate | date |  | No | SCE does not track or collect data on Lighting Arresters | SCE will review the labor, operational, technical, and system requirements it will take to capture and store this data element, the benefits this data element may provide in reducing wildfire risk, and the time and cost it will take to incorporate associated changes to work methods, processes, tools and systems. | SCE is taking a phased approach to incrementally improve upon the data being provided, and is assessing solution options in support of this data inclusion. Estimated timeframes will be provided in subsequent QR.
InstallationDate | date |  | No | SCE does not track or collect data on Lighting Arresters | SCE will review the labor, operational, technical, and system requirements it will take to capture and store this data element, the benefits this data element may provide in reducing wildfire risk, and the time and cost it will take to incorporate associated changes to work methods, processes, tools and systems. | SCE is taking a phased approach to incrementally improve upon the data being provided, and is assessing solution options in support of this data inclusion. Estimated timeframes will be provided in subsequent QR.
InstallationYear | integer |  | No | SCE does not track or collect data on Lighting Arresters | SCE will review the labor, operational, technical, and system requirements it will take to capture and store this data element, the benefits this data element may provide in reducing wildfire risk, and the time and cost it will take to incorporate associated changes to work methods, processes, tools and systems. | SCE is taking a phased approach to incrementally improve upon the data being provided, and is assessing solution options in support of this data inclusion. Estimated timeframes will be provided in subsequent QR.
EstimatedAge | text(10) | Domain | No | SCE does not track or collect data on Lighting Arresters | SCE will review the labor, operational, technical, and system requirements it will take to capture and store this data element, the benefits this data element may provide in reducing wildfire risk, and the time and cost it will take to incorporate associated changes to work methods, processes, tools and systems. | SCE is taking a phased approach to incrementally improve upon the data being provided, and is assessing solution options in support of this data inclusion. Estimated timeframes will be provided in subsequent QR.
UsefulLifespan | integer |  | No | SCE does not track or collect data on Lighting Arresters | SCE will review the labor, operational, technical, and system requirements it will take to capture and store this data element, the benefits this data element may provide in reducing wildfire risk, and the time and cost it will take to incorporate associated changes to work methods, processes, tools and systems. | SCE is taking a phased approach to incrementally improve upon the data being provided, and is assessing solution options in support of this data inclusion. Estimated timeframes will be provided in subsequent QR.
ExemptionStatus | text(10) | Domain | No | SCE does not track or collect data on Lighting Arresters | SCE will review the labor, operational, technical, and system requirements it will take to capture and store this data element, the benefits this data element may provide in reducing wildfire risk, and the time and cost it will take to incorporate associated changes to work methods, processes, tools and systems. | SCE is taking a phased approach to incrementally improve upon the data being provided, and is assessing solution options in support of this data inclusion. Estimated timeframes will be provided in subsequent QR.
ArresterRating | float |  | No | SCE does not track or collect data on Lighting Arresters | SCE will review the labor, operational, technical, and system requirements it will take to capture and store this data element, the benefits this data element may provide in reducing wildfire risk, and the time and cost it will take to incorporate associated changes to work methods, processes, tools and systems. | SCE is taking a phased approach to incrementally improve upon the data being provided, and is assessing solution options in support of this data inclusion. Estimated timeframes will be provided in subsequent QR.
Substation
SubstationName | text(50) |  | Yes
SubstationNominalVoltagekV | text(10) |  | Yes
SubstationOperatingVoltagekV | text(10) |  | Yes
SubstationRating | float |  | No | Data is not currently available | SCE will review the labor, operational, technical, and system requirements it will take to capture and store this data element, the benefits this data element may provide in reducing wildfire risk, and the time and cost it will take to incorporate associated changes to work methods, processes, tools and systems. | SCE is taking a phased approach to incrementally improve upon the data being provided, and is assessing solution options in support of this data inclusion. Estimated timeframes will be provided in subsequent QR.
SubstationType | text(10) | Domain | No | Data is not currently available | SCE will review the labor, operational, technical, and system requirements it will take to capture and store this data element, the benefits this data element may provide in reducing wildfire risk, and the time and cost it will take to incorporate associated changes to work methods, processes, tools and systems. | SCE is taking a phased approach to incrementally improve upon the data being provided, and is assessing solution options in support of this data inclusion. Estimated timeframes will be provided in subsequent QR.
HFTDClass | text(10) | Domain | Yes
County | text(50) |  | No | Data is not currently available | SCE will review the labor, operational, technical, and system requirements it will take to capture and store this data element, the benefits this data element may provide in reducing wildfire risk, and the time and cost it will take to incorporate associated changes to work methods, processes, tools and systems. | SCE is taking a phased approach to incrementally improve upon the data being provided, and is assessing solution options in support of this data inclusion. Estimated timeframes will be provided in subsequent QR.
LastInspectionDate | date |  | Yes
InstallationDate | date |  | Yes
InstallationYear | integer |  | Yes
Support Structure
SubstationID | text(50) | FK | Yes
CircuitID | text(50) | FK | Yes
ExemptionStatus | text(10) | Domain | No | Data is not currently available | SCE will review the labor, operational, technical, and system requirements it will take to capture and store this data element, the benefits this data element may provide in reducing wildfire risk, and the time and cost it will take to incorporate associated changes to work methods, processes, tools and systems. | SCE is taking a phased approach to incrementally improve upon the data being provided, and is assessing solution options in support of this data inclusion. Estimated timeframes will be provided in subsequent QR.
CircuitName | text(255) |  | Yes
HFTDClass | text(10) | Domain | Yes
County | text(50) |  | Yes
LastInspectionDate | date |  | No
LastMaintenanceDate | date |  | No
LastIntrusiveDate | date |  | No
InstallationDate | date |  | Yes
InstallationYear | integer |  | Yes
EstimatedAge | text(10) | Domain | Yes
UsefulLifespan | integer |  | No | Data is not currently available | SCE will review the labor, operational, technical, and system requirements it will take to capture and store this data element, the benefits this data element may provide in reducing wildfire risk, and the time and cost it will take to incorporate associated changes to work methods, processes, tools and systems. | SCE is taking a phased approach to incrementally improve upon the data being provided, and is assessing solution options in support of this data inclusion. Estimated timeframes will be provided in subsequent QR.
SupportStructureType | text(30) | Domain | Yes
SupportStructureTypeComment | text(30) |  | Yes
SupportStructureMaterial | text(30) | Domain | Yes
SupportStructureMaterialComment | text(30) |  | Yes
SupportStructureMaterialSubtype | text(30) |  | Yes
Underbuild | text(3) | Domain | Yes
ConstructionGrade | text(10) | Domain | No | Data is not currently available | SCE will review the labor, operational, technical, and system requirements it will take to capture and store this data element, the benefits this data element may provide in reducing wildfire risk, and the time and cost it will take to incorporate associated changes to work methods, processes, tools and systems. | SCE is taking a phased approach to incrementally improve upon the data being provided, and is assessing solution options in support of this data inclusion. Estimated timeframes will be provided in subsequent QR.
CrossarmAttached | text(10) | Domain | No | Data is not currently available | SCE will review the labor, operational, technical, and system requirements it will take to capture and store this data element, the benefits this data element may provide in reducing wildfire risk, and the time and cost it will take to incorporate associated changes to work methods, processes, tools and systems. | SCE is taking a phased approach to incrementally improve upon the data being provided, and is assessing solution options in support of this data inclusion. Estimated timeframes will be provided in subsequent QR.
Switchgear
SupportStructureID | text(50) | FK | Yes
SubstationID | text(50) | FK | Yes
CircuitID | text(50) | FK | Yes
AssetOHUG | text(30) | Domain | Yes
AssociatedNominalVoltagekV | float |  | Yes
AssociatedOperatingVoltagekV | float |  | No | Data is not currently available | SCE will review the labor, operational, technical, and system requirements it will take to capture and store this data element, the benefits this data element may provide in reducing wildfire risk, and the time and cost it will take to incorporate associated changes to work methods, processes, tools and systems. | SCE is taking a phased approach to incrementally improve upon the data being provided, and is assessing solution options in support of this data inclusion. Estimated timeframes will be provided in subsequent QR.
SubstationName | text(50) |  | Yes
CircuitName | text(255) |  | Yes
Manufacturer | text(50) |  | Partial
ModelNumber | text(30) |  | No | Data is not currently available | SCE will review the labor, operational, technical, and system requirements it will take to capture and store this data element, the benefits this data element may provide in reducing wildfire risk, and the time and cost it will take to incorporate associated changes to work methods, processes, tools and systems. | SCE is taking a phased approach to incrementally improve upon the data being provided, and is assessing solution options in support of this data inclusion. Estimated timeframes will be provided in subsequent QR.
HFTDClass | text(10) | Domain | Yes
County | text(50) |  | Yes
LastInspectionDate | date |  | No | Data is not currently available | SCE will review the labor, operational, technical, and system requirements it will take to capture and store this data element, the benefits this data element may provide in reducing wildfire risk, and the time and cost it will take to incorporate associated changes to work methods, processes, tools and systems. | SCE is taking a phased approach to incrementally improve upon the data being provided, and is assessing solution options in support of this data inclusion. Estimated timeframes will be provided in subsequent QR.
LastMaintenanceDate | date |  | No | Data is not currently available | SCE will review the labor, operational, technical, and system requirements it will take to capture and store this data element, the benefits this data element may provide in reducing wildfire risk, and the time and cost it will take to incorporate associated changes to work methods, processes, tools and systems. | SCE is taking a phased approach to incrementally improve upon the data being provided, and is assessing solution options in support of this data inclusion. Estimated timeframes will be provided in subsequent QR.
InstallationDate | date |  | Yes
InstallationYear | integer |  | Yes
EstimatedAge | text(10) | Domain | Yes
UsefulLifespan | integer |  | No | Data is not currently available | SCE will review the labor, operational, technical, and system requirements it will take to capture and store this data element, the benefits this data element may provide in reducing wildfire risk, and the time and cost it will take to incorporate associated changes to work methods, processes, tools and systems. | SCE is taking a phased approach to incrementally improve upon the data being provided, and is assessing solution options in support of this data inclusion. Estimated timeframes will be provided in subsequent QR.
ExemptionStatus | text(10) | Domain | No | Data is not currently available | SCE will review the labor, operational, technical, and system requirements it will take to capture and store this data element, the benefits this data element may provide in reducing wildfire risk, and the time and cost it will take to incorporate associated changes to work methods, processes, tools and systems. | SCE is taking a phased approach to incrementally improve upon the data being provided, and is assessing solution options in support of this data inclusion. Estimated timeframes will be provided in subsequent QR.
CurrentRating | float |  | No | Data is not currently available | SCE will review the labor, operational, technical, and system requirements it will take to capture and store this data element, the benefits this data element may provide in reducing wildfire risk, and the time and cost it will take to incorporate associated changes to work methods, processes, tools and systems. | SCE is taking a phased approach to incrementally improve upon the data being provided, and is assessing solution options in support of this data inclusion. Estimated timeframes will be provided in subsequent QR.
AssetClass | text(30) | Domain | Yes
SCADAEnabled | text(3) | Domain | Yes
SwitchgearType | text(30) |  | Yes
SwitchgearSubtype | text(30) |  | Yes
SwitchgearInsulatingMedium | text(30) |  | No | Data is not currently available | SCE will review the labor, operational, technical, and system requirements it will take to capture and store this data element, the benefits this data element may provide in reducing wildfire risk, and the time and cost it will take to incorporate associated changes to work methods, processes, tools and systems. | SCE is taking a phased approach to incrementally improve upon the data being provided, and is assessing solution options in support of this data inclusion. Estimated timeframes will be provided in subsequent QR.
Transformer Site
SupportStructureID | text(50) | FK | Yes
AssetOHUG | text(30) | Domain | Yes
HFTDClass | text(10) | Domain | Yes
County | text(50) |  | Yes
InaBank | text(30) | Domain | Yes
QuantityinBank | integer |  | Yes
Transformer Detail
TransformerSiteID | text(50) | FK | Yes
SubstationID | text(50) | FK | Yes
CircuitID | text(50) | FK | Yes
TransformerSubtype | text(100) | Domain | Yes
AssociatedNominalVoltagekV | float |  | Yes
AssociatedOperatingVoltagekV | float |  | No | Data is not currently available | SCE will review the labor, operational, technical, and system requirements it will take to capture and store this data element, the benefits this data element may provide in reducing wildfire risk, and the time and cost it will take to incorporate associated changes to work methods, processes, tools and systems. | SCE is taking a phased approach to incrementally improve upon the data being provided, and is assessing solution options in support of this data inclusion. Estimated timeframes will be provided in subsequent QR.
SubstationName | text(50) |  | Yes
CircuitName | text(255) |  | Yes
Manufacturer | text(50) |  | Yes
ModelNumber | text(30) |  | Partial
LastInspectionDate | date |  | No | Data is not currently available | SCE will review the labor, operational, technical, and system requirements it will take to capture and store this data element, the benefits this data element may provide in reducing wildfire risk, and the time and cost it will take to incorporate associated changes to work methods, processes, tools and systems. | SCE is taking a phased approach to incrementally improve upon the data being provided, and is assessing solution options in support of this data inclusion. Estimated timeframes will be provided in subsequent QR.
LastMaintenanceDate | date |  | No | Data is not currently available | SCE will review the labor, operational, technical, and system requirements it will take to capture and store this data element, the benefits this data element may provide in reducing wildfire risk, and the time and cost it will take to incorporate associated changes to work methods, processes, tools and systems. | SCE is taking a phased approach to incrementally improve upon the data being provided, and is assessing solution options in support of this data inclusion. Estimated timeframes will be provided in subsequent QR.
InstallationDate | date |  | Yes
InstallationYear | integer |  | Yes
EstimatedAge | text(10) | Domain | Yes
UsefulLifespan | integer |  | No | Data is not currently available | SCE will review the labor, operational, technical, and system requirements it will take to capture and store this data element, the benefits this data element may provide in reducing wildfire risk, and the time and cost it will take to incorporate associated changes to work methods, processes, tools and systems. | SCE is taking a phased approach to incrementally improve upon the data being provided, and is assessing solution options in support of this data inclusion. Estimated timeframes will be provided in subsequent QR.
ExemptionStatus | text(30) | Domain | No | Data is not currently available | SCE will review the labor, operational, technical, and system requirements it will take to capture and store this data element, the benefits this data element may provide in reducing wildfire risk, and the time and cost it will take to incorporate associated changes to work methods, processes, tools and systems. | SCE is taking a phased approach to incrementally improve upon the data being provided, and is assessing solution options in support of this data inclusion. Estimated timeframes will be provided in subsequent QR.
TransformerRating | float |  | Yes
Weather Station
Manufacturer | text(150) |  | Yes
ModelNumber | text(30) |  | No | Data is not currently available | SCE will review the labor, operational, technical, and system requirements it will take to capture and store this data element, the benefits this data element may provide in reducing wildfire risk, and the time and cost it will take to incorporate associated changes to work methods, processes, tools and systems. | SCE is taking a phased approach to incrementally improve upon the data being provided, and is assessing solution options in support of this data inclusion. Estimated timeframes will be provided in subsequent QR.
HFTDClass | text(10) | Domain | Yes
County | text(50) |  | Yes
LastInspectionDate | date |  | No | Data is not currently available | SCE will review the labor, operational, technical, and system requirements it will take to capture and store this data element, the benefits this data element may provide in reducing wildfire risk, and the time and cost it will take to incorporate associated changes to work methods, processes, tools and systems. | SCE is taking a phased approach to incrementally improve upon the data being provided, and is assessing solution options in support of this data inclusion. Estimated timeframes will be provided in subsequent QR.
InstallationDate | date |  | No | Data is not currently available | SCE will review the labor, operational, technical, and system requirements it will take to capture and store this data element, the benefits this data element may provide in reducing wildfire risk, and the time and cost it will take to incorporate associated changes to work methods, processes, tools and systems. | SCE is taking a phased approach to incrementally improve upon the data being provided, and is assessing solution options in support of this data inclusion. Estimated timeframes will be provided in subsequent QR.
InstallationYear | integer |  | No | Data is not currently available | SCE will review the labor, operational, technical, and system requirements it will take to capture and store this data element, the benefits this data element may provide in reducing wildfire risk, and the time and cost it will take to incorporate associated changes to work methods, processes, tools and systems. | SCE is taking a phased approach to incrementally improve upon the data being provided, and is assessing solution options in support of this data inclusion. Estimated timeframes will be provided in subsequent QR.
EstimatedAge | text(10) | Domain | No | Data is not currently available | SCE will review the labor, operational, technical, and system requirements it will take to capture and store this data element, the benefits this data element may provide in reducing wildfire risk, and the time and cost it will take to incorporate associated changes to work methods, processes, tools and systems. | SCE is taking a phased approach to incrementally improve upon the data being provided, and is assessing solution options in support of this data inclusion. Estimated timeframes will be provided in subsequent QR.
UsefulLifespan | integer |  | No | Data is not currently available | SCE will review the labor, operational, technical, and system requirements it will take to capture and store this data element, the benefits this data element may provide in reducing wildfire risk, and the time and cost it will take to incorporate associated changes to work methods, processes, tools and systems. | SCE is taking a phased approach to incrementally improve upon the data being provided, and is assessing solution options in support of this data inclusion. Estimated timeframes will be provided in subsequent QR.
WeatherStationURL | text(255) |  | No | Data is not currently available | SCE will review the labor, operational, technical, and system requirements it will take to capture and store this data element, the benefits this data element may provide in reducing wildfire risk, and the time and cost it will take to incorporate associated changes to work methods, processes, tools and systems. | SCE is taking a phased approach to incrementally improve upon the data being provided, and is assessing solution options in support of this data inclusion. Estimated timeframes will be provided in subsequent QR.

## Asset Line
OEIS QDR Spatial Data - V2.2.1 - Asset Line
Field Name | Data Type | Characteristic | Data provided in Current Submission? (Yes/ No) | Availability Explanation | Data Procurement Actions | Estimated Delivery
Transmission Line
CircuitID | text(50) | PK | Yes
SubstationID | text(50) | FK | Yes
LineClass | text(30) | Domain | Yes
CircuitName | text(255) |  | Yes
County | text(150) |  | Yes
ConductorType | text(30) | Domain | Yes
ConductorTypeComment | text(30) |  | Yes
AssetOHUG | text(30) | Domain | Yes
NominalVoltagekV | float |  | Yes
OperatingVoltagekV | float |  | No | Data is not currently available | SCE will review the labor, operational, technical, and system requirements it will take to capture and store this data element, the benefits this data element may provide in reducing wildfire risk, and the time and cost it will take to incorporate associated changes to work methods, processes, tools and systems. | SCE is taking a phased approach to incrementally improve upon the data being provided, and is assessing solution options in support of this data inclusion. Estimated timeframes will be provided in subsequent QR.
SubstationName | text(50) |  | Yes
ConductorMaterial | text(50) | Domain | Yes
ConductorMaterialComment | text(50) |  | Yes
ConductorSize | text(30) |  | Yes
ConductorOD | float |  | No | Data is not currently available | SCE will review the labor, operational, technical, and system requirements it will take to capture and store this data element, the benefits this data element may provide in reducing wildfire risk, and the time and cost it will take to incorporate associated changes to work methods, processes, tools and systems. | SCE is taking a phased approach to incrementally improve upon the data being provided, and is assessing solution options in support of this data inclusion. Estimated timeframes will be provided in subsequent QR.
Terminal1 | text(50) |  | No | Data is not currently available | SCE will review the labor, operational, technical, and system requirements it will take to capture and store this data element, the benefits this data element may provide in reducing wildfire risk, and the time and cost it will take to incorporate associated changes to work methods, processes, tools and systems. | SCE is taking a phased approach to incrementally improve upon the data being provided, and is assessing solution options in support of this data inclusion. Estimated timeframes will be provided in subsequent QR.
Terminal2 | text(50) |  | No | Data is not currently available | SCE will review the labor, operational, technical, and system requirements it will take to capture and store this data element, the benefits this data element may provide in reducing wildfire risk, and the time and cost it will take to incorporate associated changes to work methods, processes, tools and systems. | SCE is taking a phased approach to incrementally improve upon the data being provided, and is assessing solution options in support of this data inclusion. Estimated timeframes will be provided in subsequent QR.
Terminal3 | text(50) |  | No | Data is not currently available | SCE will review the labor, operational, technical, and system requirements it will take to capture and store this data element, the benefits this data element may provide in reducing wildfire risk, and the time and cost it will take to incorporate associated changes to work methods, processes, tools and systems. | SCE is taking a phased approach to incrementally improve upon the data being provided, and is assessing solution options in support of this data inclusion. Estimated timeframes will be provided in subsequent QR.
Terminal4 | text(50) |  | No | Data is not currently available | SCE will review the labor, operational, technical, and system requirements it will take to capture and store this data element, the benefits this data element may provide in reducing wildfire risk, and the time and cost it will take to incorporate associated changes to work methods, processes, tools and systems. | SCE is taking a phased approach to incrementally improve upon the data being provided, and is assessing solution options in support of this data inclusion. Estimated timeframes will be provided in subsequent QR.
Terminal5 | text(50) |  | No | Data is not currently available | SCE will review the labor, operational, technical, and system requirements it will take to capture and store this data element, the benefits this data element may provide in reducing wildfire risk, and the time and cost it will take to incorporate associated changes to work methods, processes, tools and systems. | SCE is taking a phased approach to incrementally improve upon the data being provided, and is assessing solution options in support of this data inclusion. Estimated timeframes will be provided in subsequent QR.
Terminals | text(50) |  | No | Data is not currently available | SCE will review the labor, operational, technical, and system requirements it will take to capture and store this data element, the benefits this data element may provide in reducing wildfire risk, and the time and cost it will take to incorporate associated changes to work methods, processes, tools and systems. | SCE is taking a phased approach to incrementally improve upon the data being provided, and is assessing solution options in support of this data inclusion. Estimated timeframes will be provided in subsequent QR.
LastInspectionDate | date |  | No | Data is not currently available | SCE will review the labor, operational, technical, and system requirements it will take to capture and store this data element, the benefits this data element may provide in reducing wildfire risk, and the time and cost it will take to incorporate associated changes to work methods, processes, tools and systems. | SCE is taking a phased approach to incrementally improve upon the data being provided, and is assessing solution options in support of this data inclusion. Estimated timeframes will be provided in subsequent QR.
LastMaintenanceDate | date |  | No | Data is not currently available | SCE will review the labor, operational, technical, and system requirements it will take to capture and store this data element, the benefits this data element may provide in reducing wildfire risk, and the time and cost it will take to incorporate associated changes to work methods, processes, tools and systems. | SCE is taking a phased approach to incrementally improve upon the data being provided, and is assessing solution options in support of this data inclusion. Estimated timeframes will be provided in subsequent QR.
InstallationDate | date |  | No | Data is not currently available | SCE will review the labor, operational, technical, and system requirements it will take to capture and store this data element, the benefits this data element may provide in reducing wildfire risk, and the time and cost it will take to incorporate associated changes to work methods, processes, tools and systems. | SCE is taking a phased approach to incrementally improve upon the data being provided, and is assessing solution options in support of this data inclusion. Estimated timeframes will be provided in subsequent QR.
InstallationYear | integer |  | No | Data is not currently available | SCE will review the labor, operational, technical, and system requirements it will take to capture and store this data element, the benefits this data element may provide in reducing wildfire risk, and the time and cost it will take to incorporate associated changes to work methods, processes, tools and systems. | SCE is taking a phased approach to incrementally improve upon the data being provided, and is assessing solution options in support of this data inclusion. Estimated timeframes will be provided in subsequent QR.
EstimatedAge | text(10) | Domain | No | Data is not currently available | SCE will review the labor, operational, technical, and system requirements it will take to capture and store this data element, the benefits this data element may provide in reducing wildfire risk, and the time and cost it will take to incorporate associated changes to work methods, processes, tools and systems. | SCE is taking a phased approach to incrementally improve upon the data being provided, and is assessing solution options in support of this data inclusion. Estimated timeframes will be provided in subsequent QR.
UsefulLifespan | integer |  | No | Data is not currently available | SCE will review the labor, operational, technical, and system requirements it will take to capture and store this data element, the benefits this data element may provide in reducing wildfire risk, and the time and cost it will take to incorporate associated changes to work methods, processes, tools and systems. | SCE is taking a phased approach to incrementally improve upon the data being provided, and is assessing solution options in support of this data inclusion. Estimated timeframes will be provided in subsequent QR.
AmpacityRating | float |  | No | Data is not currently available | SCE will review the labor, operational, technical, and system requirements it will take to capture and store this data element, the benefits this data element may provide in reducing wildfire risk, and the time and cost it will take to incorporate associated changes to work methods, processes, tools and systems. | SCE is taking a phased approach to incrementally improve upon the data being provided, and is assessing solution options in support of this data inclusion. Estimated timeframes will be provided in subsequent QR.
Greased | text(10) | Domain | Yes
Primary Distribution Line
CircuitID | text(50) | PK | Yes
UtilityID | text(30) | Domain | Yes
SubstationID | text(50) | FK | Yes
CircuitName | text(255) |  | Yes
County | text(150) |  | Yes
ConductorType | text(30) | Domain | Yes
ConductorTypeComment | text(30) |  | Yes
AssetOHUG | text(30) | Domain | Yes
NominalVoltagekV | float |  | Yes
OperatingVoltagekV | float |  | No | Data is not currently available | SCE will review the labor, operational, technical, and system requirements it will take to capture and store this data element, the benefits this data element may provide in reducing wildfire risk, and the time and cost it will take to incorporate associated changes to work methods, processes, tools and systems. | SCE is taking a phased approach to incrementally improve upon the data being provided, and is assessing solution options in support of this data inclusion. Estimated timeframes will be provided in subsequent QR.
SubstationName | text(50) |  | Yes
ConductorMaterial | text(50) | Domain | Yes
ConductorMaterialComment | text(50) |  | Yes
ConductorSize | text(30) |  | Yes
ConductorOD | float |  | No | Data is not currently available | SCE will review the labor, operational, technical, and system requirements it will take to capture and store this data element, the benefits this data element may provide in reducing wildfire risk, and the time and cost it will take to incorporate associated changes to work methods, processes, tools and systems. | SCE is taking a phased approach to incrementally improve upon the data being provided, and is assessing solution options in support of this data inclusion. Estimated timeframes will be provided in subsequent QR.
LastInspectionDate | date |  | No | Data is not currently available | SCE will review the labor, operational, technical, and system requirements it will take to capture and store this data element, the benefits this data element may provide in reducing wildfire risk, and the time and cost it will take to incorporate associated changes to work methods, processes, tools and systems. | SCE is taking a phased approach to incrementally improve upon the data being provided, and is assessing solution options in support of this data inclusion. Estimated timeframes will be provided in subsequent QR.
LastMaintenanceDate | date |  | No | Data is not currently available | SCE will review the labor, operational, technical, and system requirements it will take to capture and store this data element, the benefits this data element may provide in reducing wildfire risk, and the time and cost it will take to incorporate associated changes to work methods, processes, tools and systems. | SCE is taking a phased approach to incrementally improve upon the data being provided, and is assessing solution options in support of this data inclusion. Estimated timeframes will be provided in subsequent QR.
InstallationDate | date |  | No | Data is not currently available | SCE will review the labor, operational, technical, and system requirements it will take to capture and store this data element, the benefits this data element may provide in reducing wildfire risk, and the time and cost it will take to incorporate associated changes to work methods, processes, tools and systems. | SCE is taking a phased approach to incrementally improve upon the data being provided, and is assessing solution options in support of this data inclusion. Estimated timeframes will be provided in subsequent QR.
InstallationYear | integer |  | No | Data is not currently available | SCE will review the labor, operational, technical, and system requirements it will take to capture and store this data element, the benefits this data element may provide in reducing wildfire risk, and the time and cost it will take to incorporate associated changes to work methods, processes, tools and systems. | SCE is taking a phased approach to incrementally improve upon the data being provided, and is assessing solution options in support of this data inclusion. Estimated timeframes will be provided in subsequent QR.
EstimatedAge | text(10) | Domain | No | Data is not currently available | SCE will review the labor, operational, technical, and system requirements it will take to capture and store this data element, the benefits this data element may provide in reducing wildfire risk, and the time and cost it will take to incorporate associated changes to work methods, processes, tools and systems. | SCE is taking a phased approach to incrementally improve upon the data being provided, and is assessing solution options in support of this data inclusion. Estimated timeframes will be provided in subsequent QR.
UsefulLifespan | integer |  | No | Data is not currently available | SCE will review the labor, operational, technical, and system requirements it will take to capture and store this data element, the benefits this data element may provide in reducing wildfire risk, and the time and cost it will take to incorporate associated changes to work methods, processes, tools and systems. | SCE is taking a phased approach to incrementally improve upon the data being provided, and is assessing solution options in support of this data inclusion. Estimated timeframes will be provided in subsequent QR.
AmpacityRating | float |  | Yes
Greased | text(10) | Domain | Yes
Secondary Distribution Line
CircuitID | text(50) | PK | Yes
SubstationID | text(50) | FK | Yes
CircuitName | text(255) |  | Yes
County | text(150) |  | Yes
ConductorType | text(30) | Domain | Yes
ConductorTypeComment | text(30) |  | Yes
AssetOHUG | text(30) | Domain | Yes
NominalVoltagekV | text(10) |  | Yes
OperatingVoltagekV | text(10) |  | No | Data is not currently available | SCE will review the labor, operational, technical, and system requirements it will take to capture and store this data element, the benefits this data element may provide in reducing wildfire risk, and the time and cost it will take to incorporate associated changes to work methods, processes, tools and systems. | SCE is taking a phased approach to incrementally improve upon the data being provided, and is assessing solution options in support of this data inclusion. Estimated timeframes will be provided in subsequent QR.
SubstationName | text(50) |  | Yes
ConductorMaterial | text(50) | Domain | Yes
ConductorMaterialComment | text(50) |  | No | Data is not currently available | SCE will review the labor, operational, technical, and system requirements it will take to capture and store this data element, the benefits this data element may provide in reducing wildfire risk, and the time and cost it will take to incorporate associated changes to work methods, processes, tools and systems. | SCE is taking a phased approach to incrementally improve upon the data being provided, and is assessing solution options in support of this data inclusion. Estimated timeframes will be provided in subsequent QR.
ConductorSize | text(30) |  | Partial
ConductorOD | float |  | No | Data is not currently available | SCE will review the labor, operational, technical, and system requirements it will take to capture and store this data element, the benefits this data element may provide in reducing wildfire risk, and the time and cost it will take to incorporate associated changes to work methods, processes, tools and systems. | SCE is taking a phased approach to incrementally improve upon the data being provided, and is assessing solution options in support of this data inclusion. Estimated timeframes will be provided in subsequent QR.
LastInspectionDate | date |  | No | Data is not currently available | SCE will review the labor, operational, technical, and system requirements it will take to capture and store this data element, the benefits this data element may provide in reducing wildfire risk, and the time and cost it will take to incorporate associated changes to work methods, processes, tools and systems. | SCE is taking a phased approach to incrementally improve upon the data being provided, and is assessing solution options in support of this data inclusion. Estimated timeframes will be provided in subsequent QR.
LastMaintenanceDate | date |  | No | Data is not currently available | SCE will review the labor, operational, technical, and system requirements it will take to capture and store this data element, the benefits this data element may provide in reducing wildfire risk, and the time and cost it will take to incorporate associated changes to work methods, processes, tools and systems. | SCE is taking a phased approach to incrementally improve upon the data being provided, and is assessing solution options in support of this data inclusion. Estimated timeframes will be provided in subsequent QR.
InstallationDate | date |  | Yes
InstallationYear | integer |  | Yes
EstimatedAge | text(10) | Domain | Yes
UsefulLifespan | Integer |  | No | Data is not currently available | SCE will review the labor, operational, technical, and system requirements it will take to capture and store this data element, the benefits this data element may provide in reducing wildfire risk, and the time and cost it will take to incorporate associated changes to work methods, processes, tools and systems. | SCE is taking a phased approach to incrementally improve upon the data being provided, and is assessing solution options in support of this data inclusion. Estimated timeframes will be provided in subsequent QR.
AmpacityRating | float |  | Partial
Greased | text(10) | Domain | Yes

## PSPS Event
OEIS QDR Spatial Data - V2.2.1 - PSPS Event
Field Name | Data Type | Characteristic | Data provided in Current Submission? (Yes/ No) | Availability Explanation | Data Procurement Actions | Estimated Delivery
PSPS Event Log
EOCActivationDateTime | date |  | Yes
StartDateTime | date |  | Yes
AllClearDateTime | date |  | Yes
AllLoadUpDateTime | date |  | Yes
County | text(150) |  | Yes
WindRisk | text(3) | Domain | Yes
RelativeHumidityRisk | text(3) | Domain | Yes
TemperatureRisk | text(3) | Domain | Yes
VegetationRisk | text(3) | Domain | Yes
AssetRisk | text(3) | Domain | Yes
DeadFuelRisk | text(3) | Domain | Yes
LiveFuelRisk | text(3) | Domain | Yes
RedFlagWarningRisk | text(3) | Domain | Yes
OtherRisk | text(3) | Domain | Yes
OtherRiskReason | text(100) |  | Yes
PSPS Event Line
CircuitID | text(50) | FK | Yes
SubstationID | text(50) |  | Yes
IsolationDeviceID | text(50) | FK | Yes
IsolationDevice | text(30) | Domain | Yes
IsolationDeviceComment | text(50) |  | Yes
PredictedDurationMinutes | integer |  | Yes
ActualDurationMinutes | integer |  | Partial
DurationPredictionError | integer |  | Partial
TotalCustomerMinutes | integer |  | Yes
TotalCustomers | integer |  | Yes
ResidentialCustomers | integer |  | Yes
MedicalBaselineCustomers | integer |  | Yes
CommercialIndustrialCustomers | integer |  | Yes
OtherCustomers | integer |  | Yes
CriticalInfrastructure | integer |  | Yes
CriticalInfrastructureDuration | integer |  | Yes
CriticalInfrastructureImpact | integer |  | Yes
County | text(150) |  | Yes
PSPS Event Polygon
CircuitID | text(50) | FK | Yes
SubstationID | text(50) |  | Yes
IsolationDeviceID | text(50) | FK | Yes
IsolationDevice | text(30) | Domain | Yes
IsolationDeviceComment | text(50) |  | Yes
PredictedDurationMinutes | integer |  | Yes
ActualDurationMinutes | integer |  | Partial
DurationPredictionError | integer |  | Yes
TotalCustomerMinutes | integer |  | Yes
TotalCustomers | integer |  | Yes
ResidentialCustomers | integer |  | Yes
MedicalBaselineCustomers | integer |  | Yes
CommercialIndustrialCustomers | integer |  | Yes
OtherCustomers | integer |  | Yes
CriticalInfrastructure | integer |  | Yes
CriticalInfrastructureDuration | integer |  | Yes
CriticalInfrastructureImpact | integer |  | Yes
County | text(150) |  | Yes
PSPS EventCustomer Meter Point
AssetID | text(50) | FK | Yes
HFTDClass | text(10) | Domain | Yes
County | text(50) |  | Yes
PSPS Event Damage Point
FuelBedDescription | text(150) | Domain | Yes
FuelBedDescriptionComment | text(150) |  | Yes
HFTDClass | text(10) | Domain | Yes
County | text(50) |  | Yes
PSPS Event Conductor Damage Detail
CircuitID | text(50) | FK | Yes
FromDeviceID | text(50) | FK | Yes
ToDeviceID | text(50) | FK | No | Data is not currently available | SCE will review the labor, operational, technical, and system requirements it will take to capture and store this data element, the benefits this data element may provide in reducing wildfire risk, and the time and cost it will take to incorporate associated changes to work methods, processes, tools and systems. | SCE is taking a phased approach to incrementally improve upon the data being provided, and is assessing solution options in support of this data inclusion. Estimated timeframes will be provided in subsequent QR.
FeederID | text(50) | FK | Yes
SubstationID | text(50) | FK | Yes
DamageDateTime | date |  | Yes
Asset | text(10) | Domain | Yes
NominalVoltagekV | text(10) |  | Yes
OperatingVoltagekV | text(10) |  | Yes
ConductorMaterial | text(50) | Domain | Yes
ConductorMaterialComment | text(50) |  | Yes
ConductorType | text(30) | Domain | Yes
ConductorTypeComment | text(50) |  | Yes
ConductorLength | float |  | Yes
FailedEquipmentDescription | text(100) |  | No | Data is not currently available | SCE will review the labor, operational, technical, and system requirements it will take to capture and store this data element, the benefits this data element may provide in reducing wildfire risk, and the time and cost it will take to incorporate associated changes to work methods, processes, tools and systems. | SCE is taking a phased approach to incrementally improve upon the data being provided, and is assessing solution options in support of this data inclusion. Estimated timeframes will be provided in subsequent QR.
ExternalForceDescription | text(100) |  | Yes
SubstationName | text(50) |  | Yes
SubstationType | text(10) | Domain | Yes
Cause | text(30) | Domain | Yes
CauseComment | text(30) |  | Yes
EnergizedOnGround | text(10) | Domain | Yes
ManufacturerModelID | text(50) |  | Yes
InstallationDate | date |  | Yes
InstallationYear | integer |  | No | Data is not currently available | SCE will review the labor, operational, technical, and system requirements it will take to capture and store this data element, the benefits this data element may provide in reducing wildfire risk, and the time and cost it will take to incorporate associated changes to work methods, processes, tools and systems.
EstimatedAge | text(10) | Domain | No | Data is not currently available | SCE will review the labor, operational, technical, and system requirements it will take to capture and store this data element, the benefits this data element may provide in reducing wildfire risk, and the time and cost it will take to incorporate associated changes to work methods, processes, tools and systems.
UsefulLifespan | integer |  | No | Data is not currently available | SCE will review the labor, operational, technical, and system requirements it will take to capture and store this data element, the benefits this data element may provide in reducing wildfire risk, and the time and cost it will take to incorporate associated changes to work methods, processes, tools and systems.
LikelyArcing | text(10) | Domain | Yes
DamageType | text(30) | Domain | Yes
DamageDescription | text(30) | Domain | Yes
DamageDescriptionComment | text(30) |  | Yes
PSPS Event Support Structure Damage Detail
AssetID | text(50) | FK | No | Not applicable to this quarter
FeederID | text(50) | FK | No | Not applicable to this quarter
DamageDateTime | date |  | No | Not applicable to this quarter
Asset | text(30) | Domain | No | Not applicable to this quarter
AssetComment | text(30) |  | No | Not applicable to this quarter
Cause | text(30) | Domain | No | Not applicable to this quarter
CauseComment | text(30) |  | No | Not applicable to this quarter
AssociatedNominalVoltagekV | text(10) |  | No | Not applicable to this quarter
AssociateOperatingVoltagekV | text(10) |  | No | Not applicable to this quarter
SupportStructureMaterial | text(30) | Domain | No | Not applicable to this quarter
MaterialComment | text(30) |  | No | Not applicable to this quarter
ManufacturerModelID | text(50) |  | No | Not applicable to this quarter
InstallationDate | date |  | No | Not applicable to this quarter
InstallationYear | integer |  | No | Not applicable to this quarter
EstimatedAge | text(10) | Domain | No | Not applicable to this quarter
UsefulLifespan | integer |  | No | Not applicable to this quarter
LikelyArcing | text(10) | Domain | No | Not applicable to this quarter
DamageType | text(30) | Domain | No | Not applicable to this quarter
DamageDescription | text(30) | Domain | No | Not applicable to this quarter
DamageDescriptionComment | text(30) |  | No | Not applicable to this quarter
PSPS Event Other Asset Damage Detail
AssetID | text(50) | FK | No | Not applicable to this quarter
FeederID | text(50) | FK | No | Not applicable to this quarter
DamageDateTime | date |  | No | Not applicable to this quarter
Asset | text(30) | Domain | No | Not applicable to this quarter
AssetComment | text(30) |  | No | Not applicable to this quarter
Cause | text(30) | Domain | No | Not applicable to this quarter
CauseComment | text(30) |  | No | Not applicable to this quarter
AssociatedNominalVoltagekV | text(10) |  | No | Not applicable to this quarter
AssociatedOperatingVoltagekV | text(10) |  | No | Not applicable to this quarter
ManufacturerModelID | text(50) |  | No | Not applicable to this quarter
InstallationDate | date |  | No | Not applicable to this quarter
InstallationYear | integer |  | No | Not applicable to this quarter
EstimatedAge | text(10) | Domain | No | Not applicable to this quarter
UsefulLifespan | integer |  | No | Not applicable to this quarter
ExemptionStatus | text(10) | Domain | No | Not applicable to this quarter
LikelyArcing | text(10) | Domain | No | Not applicable to this quarter
DamageType | text(30) | Domain | No | Not applicable to this quarter
DamageDescription | text(30) | Domain | No | Not applicable to this quarter
DamageDescriptionComment | text(30) |  | No | Not applicable to this quarter
PSPS Event Damage Photo Log
DamagedAssetPhotoID | text(100) | PK | Yes
FuelBedPhotoID | text(100) | PK | Yes
DamageEventID | text(100) | FK | Yes

## Risk Event
OEIS QDR Spatial Data - V2.2.1 - Risk Event
Field Name | Data Type | Characteristic | Data provided in Current Submission? (Yes/ No) | Availability Explanation | Data Procurement Actions | Estimated Delivery
Wire Down Event
ToutageID | text(50) | FK | No | Data is not currently available | SCE will review the labor, operational, technical, and system requirements it will take to capture and store this data element, the benefits this data element may provide in reducing wildfire risk, and the time and cost it will take to incorporate associated changes to work methods, processes, tools and systems. | SCE is taking a phased approach to incrementally improve upon the data being provided, and is assessing solution options in support of this data inclusion. Estimated timeframes will be provided in subsequent QR.
DoutageID | text(50) | FK | Partial
WireDownDate | date |  | Yes
WireDownYear | integer |  | Yes
Cause | text(30) | Domain | Yes
CauseComment | text(30) |  | Yes
ObjectContact | text(30) | Domain | Yes
EquipmentFailure | text(30) | Domain | Yes
EquipmentFailureComment | text(30) |  | Yes
AssociatedNominalVoltagekV | text(10) |  | Partial | Data provided where available
AssociatedOperatingVoltagekV | text(10) |  | Partial | Data provided where available
SpanLength | float |  | No | Data is not currently available | SCE will review the labor, operational, technical, and system requirements it will take to capture and store this data element, the benefits this data element may provide in reducing wildfire risk, and the time and cost it will take to incorporate associated changes to work methods, processes, tools and systems. | SCE is taking a phased approach to incrementally improve upon the data being provided, and is assessing solution options in support of this data inclusion. Estimated timeframes will be provided in subsequent QR.
TotalSplices | integer |  | No | Data is not currently available | SCE will review the labor, operational, technical, and system requirements it will take to capture and store this data element, the benefits this data element may provide in reducing wildfire risk, and the time and cost it will take to incorporate associated changes to work methods, processes, tools and systems. | SCE is taking a phased approach to incrementally improve upon the data being provided, and is assessing solution options in support of this data inclusion. Estimated timeframes will be provided in subsequent QR.
MaxSplices | integer |  | No | Data is not currently available | SCE will review the labor, operational, technical, and system requirements it will take to capture and store this data element, the benefits this data element may provide in reducing wildfire risk, and the time and cost it will take to incorporate associated changes to work methods, processes, tools and systems. | SCE is taking a phased approach to incrementally improve upon the data being provided, and is assessing solution options in support of this data inclusion. Estimated timeframes will be provided in subsequent QR.
MultipleDown | text(3) | Domain | No | Data is not currently available | SCE will review the labor, operational, technical, and system requirements it will take to capture and store this data element, the benefits this data element may provide in reducing wildfire risk, and the time and cost it will take to incorporate associated changes to work methods, processes, tools and systems. | SCE is taking a phased approach to incrementally improve upon the data being provided, and is assessing solution options in support of this data inclusion. Estimated timeframes will be provided in subsequent QR.
ConductorMaterial | text(50) | Domain | Yes
ConductorMaterialComment | text(50) |  | Yes
ConductorSize | text(30) |  | Yes
ConductorOD | float |  | No | Data is not currently available | SCE will review the labor, operational, technical, and system requirements it will take to capture and store this data element, the benefits this data element may provide in reducing wildfire risk, and the time and cost it will take to incorporate associated changes to work methods, processes, tools and systems. | SCE is taking a phased approach to incrementally improve upon the data being provided, and is assessing solution options in support of this data inclusion. Estimated timeframes will be provided in subsequent QR.
ConductorRating | float |  | No | Data is not currently available | SCE will review the labor, operational, technical, and system requirements it will take to capture and store this data element, the benefits this data element may provide in reducing wildfire risk, and the time and cost it will take to incorporate associated changes to work methods, processes, tools and systems. | SCE is taking a phased approach to incrementally improve upon the data being provided, and is assessing solution options in support of this data inclusion. Estimated timeframes will be provided in subsequent QR.
OutageStatus | text(3) | Domain | Yes
Energized | text(10) | Domain | Yes | Data is not currently available | SCE will review the labor, operational, technical, and system requirements it will take to capture and store this data element, the benefits this data element may provide in reducing wildfire risk, and the time and cost it will take to incorporate associated changes to work methods, processes, tools and systems. | SCE is taking a phased approach to incrementally improve upon the data being provided, and is assessing solution options in support of this data inclusion. Estimated timeframes will be provided in subsequent QR.
IgnitionStatus | text(3) | Domain | Yes
WireDownNotes | text(100) |  | Yes
HFTDClass | text(10) | Domain | Yes
County | text(50) |  | Yes
District | text(100) |  | Yes
Ignition
SubstationID | text(50) | FK | Yes
NearestWeatherStationID | text(50) | FK | Yes
ToutageID | text(50) | FK | No | Data is not currently available | SCE will review the labor, operational, technical, and system requirements it will take to capture and store this data element, the benefits this data element may provide in reducing wildfire risk, and the time and cost it will take to incorporate associated changes to work methods, processes, tools and systems. | SCE is taking a phased approach to incrementally improve upon the data being provided, and is assessing solution options in support of this data inclusion. Estimated timeframes will be provided in subsequent QR.
DoutageID | text(50) | FK | Partial
FireStartDateTime | date |  | Yes
FireStartYear | Integer |  | Yes
FireDetectionMethod | text(30) | Domain | No | Data is not currently available | SCE will review the labor, operational, technical, and system requirements it will take to capture and store this data element, the benefits this data element may provide in reducing wildfire risk, and the time and cost it will take to incorporate associated changes to work methods, processes, tools and systems. | SCE is taking a phased approach to incrementally improve upon the data being provided, and is assessing solution options in support of this data inclusion. Estimated timeframes will be provided in subsequent QR.
FireDetectionMethodComment | text(30) |  | No
SuspectedInitiatingCause | text(30) | Domain | Yes
SuspectedInitiatingCauseComment | text(30) |  | No
ObjectContact | text(30) | Domain | Partial
ObjectContactComment | text(30) |  | No
VegetationGenus | text(30) |  | Partial
VegetationSpecies | text(30) |  | Partial
VegetationCommonName | text(50) |  | Partial
EquipmentFailure | text(30) | Domain | Yes
EquipmentFailureComment | text(30) |  | Partial
AssociatedNominalVoltagekV | text(10) |  | Yes
AssociatedOperatingVoltagekV | text(10) |  | No | Data is not currently available | SCE will review the labor, operational, technical, and system requirements it will take to capture and store this data element, the benefits this data element may provide in reducing wildfire risk, and the time and cost it will take to incorporate associated changes to work methods, processes, tools and systems. | SCE is taking a phased approach to incrementally improve upon the data being provided, and is assessing solution options in support of this data inclusion. Estimated timeframes will be provided in subsequent QR.
OtherCompanies | text(50) |  | Partial
EquipmentType | text(30) | Domain | Yes
Determination | text(30) | Domain | Yes
DeterminationComment | text(50) |  | Partial
FacilityContacted | text(50) | Domain | Yes
FacilityContactedComment | text(150) |  | No
ContributingFactor | text(30) | Domain | Yes
ContributingFactorComment | text(30) |  | Yes
RFWStatus | text(3) | Domain | Yes
RFWIssueDateTime | date |  | Yes
FWWStatus | text(3) | Domain | Yes
FWWIssueDateTime | date |  | Yes
HWWStatus | text(3) | Domain | Yes
HWWIssueDateTime | date |  | Yes
OriginLandUse | text(10) | Domain | Yes
MaterialAtOrigin | text(30) | Domain | Yes
MaterialAtOriginComment | text(30) |  | No
FuelBedDescription | text(100) | Domain | No
FuelBedDescriptionComment | text(100) |  | No
FireSize | text(30) | Domain | Yes
SuppressedBy | text(30) | Domain | Yes
SuppressingAgency | text(30) |  | Yes
FireInvestigation | text(30) | Domain | No
FireAHJ | text(100) |  | No
OutageStatus | text(3) | Domain | Yes
IgnitionNotes | text(100) |  | No | Data is not currently available | SCE will review the labor, operational, technical, and system requirements it will take to capture and store this data element, the benefits this data element may provide in reducing wildfire risk, and the time and cost it will take to incorporate associated changes to work methods, processes, tools and systems. | SCE is taking a phased approach to incrementally improve upon the data being provided, and is assessing solution options in support of this data inclusion. Estimated timeframes will be provided in subsequent QR.
HFTDClass | text(10) | Domain | Yes
County | text(50) |  | Yes
District | text(100) |  | Yes
Transmission Unplanned Outage
SubstationID | text(50) | FK | Yes
BasicCause | text(30) | Domain | Yes
BasicCauseComment | text(50) |  | Partial
BasicCauseObject | text(30) | Domain | Partial
BasicCauseObjectComment | text(50) |  | No
DamagedDevice | text(30) | Domain | Yes
DamagedDeviceComment | text(50) |  | Yes
ExpulsionFuseOperation | text(3) | Domain | No | Data is not currently available | SCE will review the labor, operational, technical, and system requirements it will take to capture and store this data element, the benefits this data element may provide in reducing wildfire risk, and the time and cost it will take to incorporate associated changes to work methods, processes, tools and systems. | SCE is taking a phased approach to incrementally improve upon the data being provided, and is assessing solution options in support of this data inclusion. Estimated timeframes will be provided in subsequent QR.
OutageDescription | text(100) |  | No | Data is not currently available | SCE will review the labor, operational, technical, and system requirements it will take to capture and store this data element, the benefits this data element may provide in reducing wildfire risk, and the time and cost it will take to incorporate associated changes to work methods, processes, tools and systems. | SCE is taking a phased approach to incrementally improve upon the data being provided, and is assessing solution options in support of this data inclusion. Estimated timeframes will be provided in subsequent QR.
EventYear | integer |  | Yes
OutageStartDateTime | date |  | Yes
OutageEndDateTime | date |  | Yes
OutageDuration | float |  | Yes
CustomerMinutesInterrupted | float |  | Partial
CustomersOutMomentary | integer |  | Partial
CustomersOutSustained | integer |  | Partial
CustomerCount | integer |  | Partial
OutageInterval | text(30) | Domain | Yes
OutageIntervalAlternativeDefinition | text(30) |  | No | Data is not currently available | SCE will review the labor, operational, technical, and system requirements it will take to capture and store this data element, the benefits this data element may provide in reducing wildfire risk, and the time and cost it will take to incorporate associated changes to work methods, processes, tools and systems. | SCE is taking a phased approach to incrementally improve upon the data being provided, and is assessing solution options in support of this data inclusion. Estimated timeframes will be provided in subsequent QR.
AssociatedNominalVoltagekV | float |  | Yes
AssociatedOperatingVoltagekV | float |  | Partial
OtherCompanies | text(150) |  | No | Data is not currently available | SCE will review the labor, operational, technical, and system requirements it will take to capture and store this data element, the benefits this data element may provide in reducing wildfire risk, and the time and cost it will take to incorporate associated changes to work methods, processes, tools and systems. | SCE is taking a phased approach to incrementally improve upon the data being provided, and is assessing solution options in support of this data inclusion. Estimated timeframes will be provided in subsequent QR.
OutageClass | text(30) |  | Yes
RecloserSetting | text(30) | Domain | Yes
IsolationDeviceType | text(30) | Domain | Yes
IsolationDeviceTypeComment | text(30) |  | No
MajorEventDay | text(3) | Domain | Yes
HFTDClass | text(10) | Domain | Yes
LocationOrAddress | text(100) |  | Partial
County | text(50) |  | Yes
District | text(100) |  | Yes
Transmission Vegetation Caused Unplanned Outage
ToutageID | text(50) | FK | No | SCE does not track | SCE will review the labor, operational, technical, and system requirements it will take to capture and store this data element, the benefits this data element may provide in reducing wildfire risk, and the time and cost it will take to incorporate associated changes to work methods, processes, tools and systems. | SCE is taking a phased approach to incrementally improve upon the data being provided, and is assessing solution options in support of this data inclusion. Estimated timeframes will be provided in subsequent QR.
VmOutageDescription | text(100) |  | No | SCE does not track | SCE will review the labor, operational, technical, and system requirements it will take to capture and store this data element, the benefits this data element may provide in reducing wildfire risk, and the time and cost it will take to incorporate associated changes to work methods, processes, tools and systems. | SCE is taking a phased approach to incrementally improve upon the data being provided, and is assessing solution options in support of this data inclusion. Estimated timeframes will be provided in subsequent QR.
InspectionDate | date |  | No | SCE does not track | SCE will review the labor, operational, technical, and system requirements it will take to capture and store this data element, the benefits this data element may provide in reducing wildfire risk, and the time and cost it will take to incorporate associated changes to work methods, processes, tools and systems. | SCE is taking a phased approach to incrementally improve upon the data being provided, and is assessing solution options in support of this data inclusion. Estimated timeframes will be provided in subsequent QR.
VegetationGenus | text(30) |  | No | SCE does not track | SCE will review the labor, operational, technical, and system requirements it will take to capture and store this data element, the benefits this data element may provide in reducing wildfire risk, and the time and cost it will take to incorporate associated changes to work methods, processes, tools and systems. | SCE is taking a phased approach to incrementally improve upon the data being provided, and is assessing solution options in support of this data inclusion. Estimated timeframes will be provided in subsequent QR.
VegetationSpecies | text(30) |  | No | SCE does not track | SCE will review the labor, operational, technical, and system requirements it will take to capture and store this data element, the benefits this data element may provide in reducing wildfire risk, and the time and cost it will take to incorporate associated changes to work methods, processes, tools and systems. | SCE is taking a phased approach to incrementally improve upon the data being provided, and is assessing solution options in support of this data inclusion. Estimated timeframes will be provided in subsequent QR.
VegetationCommonName | text(50) |  | No | SCE does not track | SCE will review the labor, operational, technical, and system requirements it will take to capture and store this data element, the benefits this data element may provide in reducing wildfire risk, and the time and cost it will take to incorporate associated changes to work methods, processes, tools and systems. | SCE is taking a phased approach to incrementally improve upon the data being provided, and is assessing solution options in support of this data inclusion. Estimated timeframes will be provided in subsequent QR.
TreeHeight | integer |  | No | SCE does not track | SCE will review the labor, operational, technical, and system requirements it will take to capture and store this data element, the benefits this data element may provide in reducing wildfire risk, and the time and cost it will take to incorporate associated changes to work methods, processes, tools and systems. | SCE is taking a phased approach to incrementally improve upon the data being provided, and is assessing solution options in support of this data inclusion. Estimated timeframes will be provided in subsequent QR.
TreeDiameter | integer |  | No | SCE does not track | SCE will review the labor, operational, technical, and system requirements it will take to capture and store this data element, the benefits this data element may provide in reducing wildfire risk, and the time and cost it will take to incorporate associated changes to work methods, processes, tools and systems. | SCE is taking a phased approach to incrementally improve upon the data being provided, and is assessing solution options in support of this data inclusion. Estimated timeframes will be provided in subsequent QR.
TreeTrunkDistance | integer |  | No | SCE does not track | SCE will review the labor, operational, technical, and system requirements it will take to capture and store this data element, the benefits this data element may provide in reducing wildfire risk, and the time and cost it will take to incorporate associated changes to work methods, processes, tools and systems. | SCE is taking a phased approach to incrementally improve upon the data being provided, and is assessing solution options in support of this data inclusion. Estimated timeframes will be provided in subsequent QR.
Distribution Unplanned Outage
SubstationID | text(50) | FK | Yes
BasicCause | text(30) | Domain | Yes
BasicCauseComment | text(50) |  | Yes
BasicCauseObject | text(30) | Domain | Yes
BasicCauseObjectComment | text(50) |  | Yes
DamagedDevice | text(30) | Domain | Yes
DamagedDeviceComment | text(50) |  | Yes
ExpulsionFuseOperation | text(3) |  | No | Data is not currently available | SCE will review the labor, operational, technical, and system requirements it will take to capture and store this data element, the benefits this data element may provide in reducing wildfire risk, and the time and cost it will take to incorporate associated changes to work methods, processes, tools and systems. | SCE is taking a phased approach to incrementally improve upon the data being provided, and is assessing solution options in support of this data inclusion. Estimated timeframes will be provided in subsequent QR.
OutageDescription | text(100) |  | No | Data is not currently available | SCE will review the labor, operational, technical, and system requirements it will take to capture and store this data element, the benefits this data element may provide in reducing wildfire risk, and the time and cost it will take to incorporate associated changes to work methods, processes, tools and systems. | SCE is taking a phased approach to incrementally improve upon the data being provided, and is assessing solution options in support of this data inclusion. Estimated timeframes will be provided in subsequent QR.
EventYear | integer |  | Yes
OutageStartDateTime | date |  | Yes
OutageEndDateTime | date |  | Yes
OutageDuration | float |  | Yes
CustomerMinutesInterrupted | float |  | Yes
CustomersOutMomentary | integer |  | Yes
CustomersOutSustained | integer |  | Yes
CustomerCount | integer |  | Yes
OutageInterval | text(30) | Domain | Yes
OutageIntervalAlternativeDefinition | text(30) |  | No | Data is not currently available | SCE will review the labor, operational, technical, and system requirements it will take to capture and store this data element, the benefits this data element may provide in reducing wildfire risk, and the time and cost it will take to incorporate associated changes to work methods, processes, tools and systems. | SCE is taking a phased approach to incrementally improve upon the data being provided, and is assessing solution options in support of this data inclusion. Estimated timeframes will be provided in subsequent QR.
AssociatedNominalVoltagekV | text(10) |  | Yes
AssociatedOperatingVoltagekV | text(10) |  | No | Data is not currently available | SCE will review the labor, operational, technical, and system requirements it will take to capture and store this data element, the benefits this data element may provide in reducing wildfire risk, and the time and cost it will take to incorporate associated changes to work methods, processes, tools and systems. | SCE is taking a phased approach to incrementally improve upon the data being provided, and is assessing solution options in support of this data inclusion. Estimated timeframes will be provided in subsequent QR.
OtherCompanies | text(150) |  | Yes | Data is not currently available | SCE will review the labor, operational, technical, and system requirements it will take to capture and store this data element, the benefits this data element may provide in reducing wildfire risk, and the time and cost it will take to incorporate associated changes to work methods, processes, tools and systems. | SCE is taking a phased approach to incrementally improve upon the data being provided, and is assessing solution options in support of this data inclusion. Estimated timeframes will be provided in subsequent QR.
OutageClass | text(30) |  | Yes
RecloserSetting | text(30) | Domain | Yes
IsolationDeviceType | text(30) | Domain | Yes
IsolationDeviceTypeComment | text(30) |  | Partial
MajorEventDay | text(3) |  | Yes
HFTDClass | text(10) | Domain | Yes
LocationOrAddress | text(100) |  | Partial
County | text(50) |  | Yes
District | text(100) |  | Yes
Distribution Vegetation Caused Unplanned Outage
DoutageID | text(50) | FK | Yes
VmOutageDescription | text(100) |  | Yes
InspectionDate | date |  | No | Data is not currently available | SCE will review the labor, operational, technical, and system requirements it will take to capture and store this data element, the benefits this data element may provide in reducing wildfire risk, and the time and cost it will take to incorporate associated changes to work methods, processes, tools and systems. | SCE is taking a phased approach to incrementally improve upon the data being provided, and is assessing solution options in support of this data inclusion. Estimated timeframes will be provided in subsequent QR.
VegetationGenus | text(30) |  | Partial
VegetationSpecies | text(30) |  | Partial
VegetationCommonName | text(50) |  | No | Data is not currently available | SCE will review the labor, operational, technical, and system requirements it will take to capture and store this data element, the benefits this data element may provide in reducing wildfire risk, and the time and cost it will take to incorporate associated changes to work methods, processes, tools and systems. | SCE is taking a phased approach to incrementally improve upon the data being provided, and is assessing solution options in support of this data inclusion. Estimated timeframes will be provided in subsequent QR.
TreeHeight | integer |  | Partial | Data is not collected for every tree
TreeDiameter | integer |  | Partial | Data is not collected for every tree
TreeTrunkDistance | integer |  | Partial | Data is not collected for every tree
Risk Event Asset Log
WireDownID | text(50) | FK | Partial |  | SCE will review the labor, operational, technical, and system requirements it will take to capture and store this data element, the benefits this data element may provide in reducing wildfire risk, and the time and cost it will take to incorporate associated changes to work methods, processes, tools and systems. | SCE is taking a phased approach to incrementally improve upon the data being provided, and is assessing solution options in support of this data inclusion. Estimated timeframes will be provided in subsequent QR.
FromDeviceID | text(50) | FK | Partial |  | SCE will review the labor, operational, technical, and system requirements it will take to capture and store this data element, the benefits this data element may provide in reducing wildfire risk, and the time and cost it will take to incorporate associated changes to work methods, processes, tools and systems. | SCE is taking a phased approach to incrementally improve upon the data being provided, and is assessing solution options in support of this data inclusion. Estimated timeframes will be provided in subsequent QR.
ToDeviceID | text(50) | FK | Partial |  | SCE will review the labor, operational, technical, and system requirements it will take to capture and store this data element, the benefits this data element may provide in reducing wildfire risk, and the time and cost it will take to incorporate associated changes to work methods, processes, tools and systems. | SCE is taking a phased approach to incrementally improve upon the data being provided, and is assessing solution options in support of this data inclusion. Estimated timeframes will be provided in subsequent QR.
IgnitionID | text(50) | FK | Partial |  | SCE will review the labor, operational, technical, and system requirements it will take to capture and store this data element, the benefits this data element may provide in reducing wildfire risk, and the time and cost it will take to incorporate associated changes to work methods, processes, tools and systems. | SCE is taking a phased approach to incrementally improve upon the data being provided, and is assessing solution options in support of this data inclusion. Estimated timeframes will be provided in subsequent QR.
StationID | text(50) | FK | Partial |  | SCE will review the labor, operational, technical, and system requirements it will take to capture and store this data element, the benefits this data element may provide in reducing wildfire risk, and the time and cost it will take to incorporate associated changes to work methods, processes, tools and systems. | SCE is taking a phased approach to incrementally improve upon the data being provided, and is assessing solution options in support of this data inclusion. Estimated timeframes will be provided in subsequent QR.
ToutageID | text(50) | FK | Partial |  | SCE will review the labor, operational, technical, and system requirements it will take to capture and store this data element, the benefits this data element may provide in reducing wildfire risk, and the time and cost it will take to incorporate associated changes to work methods, processes, tools and systems. | SCE is taking a phased approach to incrementally improve upon the data being provided, and is assessing solution options in support of this data inclusion. Estimated timeframes will be provided in subsequent QR.
TvmOutageID | text(50) | FK | Partial |  | SCE will review the labor, operational, technical, and system requirements it will take to capture and store this data element, the benefits this data element may provide in reducing wildfire risk, and the time and cost it will take to incorporate associated changes to work methods, processes, tools and systems. | SCE is taking a phased approach to incrementally improve upon the data being provided, and is assessing solution options in support of this data inclusion. Estimated timeframes will be provided in subsequent QR.
DoutageID | text(50) | FK | Partial |  | SCE will review the labor, operational, technical, and system requirements it will take to capture and store this data element, the benefits this data element may provide in reducing wildfire risk, and the time and cost it will take to incorporate associated changes to work methods, processes, tools and systems. | SCE is taking a phased approach to incrementally improve upon the data being provided, and is assessing solution options in support of this data inclusion. Estimated timeframes will be provided in subsequent QR.
DvmOutageID | text(50) | FK | Partial |  | SCE will review the labor, operational, technical, and system requirements it will take to capture and store this data element, the benefits this data element may provide in reducing wildfire risk, and the time and cost it will take to incorporate associated changes to work methods, processes, tools and systems. | SCE is taking a phased approach to incrementally improve upon the data being provided, and is assessing solution options in support of this data inclusion. Estimated timeframes will be provided in subsequent QR.
IsolationDeviceID | text(50) | FK | Partial |  | SCE will review the labor, operational, technical, and system requirements it will take to capture and store this data element, the benefits this data element may provide in reducing wildfire risk, and the time and cost it will take to incorporate associated changes to work methods, processes, tools and systems. | SCE is taking a phased approach to incrementally improve upon the data being provided, and is assessing solution options in support of this data inclusion. Estimated timeframes will be provided in subsequent QR.
DamagedDeviceID | text(50) | FK | No | Data is not currently available | SCE will review the labor, operational, technical, and system requirements it will take to capture and store this data element, the benefits this data element may provide in reducing wildfire risk, and the time and cost it will take to incorporate associated changes to work methods, processes, tools and systems. | SCE is taking a phased approach to incrementally improve upon the data being provided, and is assessing solution options in support of this data inclusion. Estimated timeframes will be provided in subsequent QR.
AssetID | text(50) | FK | Yes
CircuitID | text(50) | FK | Yes
SubstationID | text(50) | FK | Yes
Risk Event Photo Log
PhotoID | text(100) | PK | Yes
IgnitionID | text(50) | FK | Yes
WireDownID | text(50) | FK | Yes

## Initiative
OEIS QDR Spatial Data - V2.2.1 - Initiative
Field Name | Data Type | Characteristic | Data provided in Current Submission? (Yes/ No) | Availability Explanation | Data Procurement Actions | Estimated Delivery
Vegetation Inspection Log
VmiLogID | text(50) | FK | Yes
ChangeOrder | text(3) | Domain | Yes
ChangeOrderDate | date |  | Yes
ChangeOrderType | text(30) | Domain | Yes
ChangeOrderTypeComment | text(100) |  | Yes
InspectionStartDate | date |  | Yes
InspectionEndDate | date |  | Yes
InspectionType | text(50) | Domain | Yes
InspectionTypeComment | text(120) |  | Yes
InspectionQA | text(3) | Domain | Yes
CommercialHarvest | text(10) | Domain | No | Data is not currently available | SCE will review the labor, operational, technical, and system requirements it will take to capture and store this data element, the benefits this data element may provide in reducing wildfire risk, and the time and cost it will take to incorporate associated changes to work methods, processes, tools and systems. | SCE is taking a phased approach to incrementally improve upon the data being provided, and is assessing solution options in support of this data inclusion. Estimated timeframes will be provided in subsequent QR.
TreeTrimCount | integer |  | Yes
InspectionComment | text(100) |  | No
InspectionMethod | text(100) | Domain | Yes
InspectionMethodComment | text(50) |  | No
InspectionTechnology | text(30) | Domain | Yes
InspectionTechnologyComment | text(30) |  | No
Vegetation Inspection Point
UtilityInitiativeTrackingID | text(50) | FK | Yes
AssetID | text(50) | FK | Partial
CircuitID | text(50) | FK | Partial
InspectionLocationOrAddress | text(100) |  | Yes
ParcelAPN | text(25) |  | No | Data is not currently available | SCE will review the labor, operational, technical, and system requirements it will take to capture and store this data element, the benefits this data element may provide in reducing wildfire risk, and the time and cost it will take to incorporate associated changes to work methods, processes, tools and systems. | SCE is taking a phased approach to incrementally improve upon the data being provided, and is assessing solution options in support of this data inclusion. Estimated timeframes will be provided in subsequent QR.
TreeHealth | text(3) | Domain | No | Data is not currently available | SCE will review the labor, operational, technical, and system requirements it will take to capture and store this data element, the benefits this data element may provide in reducing wildfire risk, and the time and cost it will take to incorporate associated changes to work methods, processes, tools and systems. | SCE is taking a phased approach to incrementally improve upon the data being provided, and is assessing solution options in support of this data inclusion. Estimated timeframes will be provided in subsequent QR.
VegetationGenus | text(30) |  | Yes
VegetationSpecies | text(30) |  | Yes
VegetationCommonName | text(50) |  | Yes
TreeHeight | integer |  | No | Data is not currently available | SCE will review the labor, operational, technical, and system requirements it will take to capture and store this data element, the benefits this data element may provide in reducing wildfire risk, and the time and cost it will take to incorporate associated changes to work methods, processes, tools and systems. | SCE is taking a phased approach to incrementally improve upon the data being provided, and is assessing solution options in support of this data inclusion. Estimated timeframes will be provided in subsequent QR.
TreeDiameter | integer |  | No | Data is not currently available | SCE will review the labor, operational, technical, and system requirements it will take to capture and store this data element, the benefits this data element may provide in reducing wildfire risk, and the time and cost it will take to incorporate associated changes to work methods, processes, tools and systems. | SCE is taking a phased approach to incrementally improve upon the data being provided, and is assessing solution options in support of this data inclusion. Estimated timeframes will be provided in subsequent QR.
TreeDistance | integer |  | No | Data is not currently available | SCE will review the labor, operational, technical, and system requirements it will take to capture and store this data element, the benefits this data element may provide in reducing wildfire risk, and the time and cost it will take to incorporate associated changes to work methods, processes, tools and systems. | SCE is taking a phased approach to incrementally improve upon the data being provided, and is assessing solution options in support of this data inclusion. Estimated timeframes will be provided in subsequent QR.
WMPInitiativeCategory | text(50) | Domain | Yes
WMPInitiativeActivity | text(150) |  | Yes
WMPSection | text(15) |  | Yes
WMPPageNumber | integer |  | Yes
InspectionStatus | text(30) | Domain | Yes
InitiativeTarget | float |  | No | Data is not currently available | SCE will review the labor, operational, technical, and system requirements it will take to capture and store this data element, the benefits this data element may provide in reducing wildfire risk, and the time and cost it will take to incorporate associated changes to work methods, processes, tools and systems. | SCE is taking a phased approach to incrementally improve upon the data being provided, and is assessing solution options in support of this data inclusion. Estimated timeframes will be provided in subsequent QR.
QuarterlyProgress | float |  | No | Data is not currently available | SCE will review the labor, operational, technical, and system requirements it will take to capture and store this data element, the benefits this data element may provide in reducing wildfire risk, and the time and cost it will take to incorporate associated changes to work methods, processes, tools and systems. | SCE is taking a phased approach to incrementally improve upon the data being provided, and is assessing solution options in support of this data inclusion. Estimated timeframes will be provided in subsequent QR.
CumulativeProgress | float |  | No | Data is not currently available | SCE will review the labor, operational, technical, and system requirements it will take to capture and store this data element, the benefits this data element may provide in reducing wildfire risk, and the time and cost it will take to incorporate associated changes to work methods, processes, tools and systems. | SCE is taking a phased approach to incrementally improve upon the data being provided, and is assessing solution options in support of this data inclusion. Estimated timeframes will be provided in subsequent QR.
InitiativeTargetUnits | text(50) |  | Yes
HFTDClass | text(10) | Domain | Yes
County | text(50) |  | Yes
District | text(100) |  | Yes
Vegetation Inspection Line
UtilityInitiativeTrackingID | text(50) | FK | Yes
AssetID | text(50) | FK | No | Not applicable to this activity
CircuitID | text(50) | FK | Yes
InspectionLocationOrAddress | text(100) |  | No | Not applicable to this activity
WMPInitiativeCategory | text(50) | Domain | Yes
WMPInitiativeActivity | text(150) |  | Yes
WMPSection | text(15) |  | Yes
WMPPageNumber | integer |  | Yes
InspectionStatus | text(30) | Domain | Yes
InitiativeTarget | float |  | Yes
QuarterlyProgress | float |  | Yes
CumulativeProgress | float |  | Yes
InitiativeTargetUnits | text(50) |  | Yes
HFTDClass | text(10) | Domain | Yes
HFTDClassComment | text(50) |  | No
County | text(50) |  | Yes
District | text(100) |  | Yes
Vegetation Inspection Polygon
UtilityInitiativeTrackingID | text(50) | FK | No | SCE does not track | SCE will review the labor, operational, technical, and system requirements it will take to capture and store this data element, the benefits this data element may provide in reducing wildfire risk, and the time and cost it will take to incorporate associated changes to work methods, processes, tools and systems. | SCE is taking a phased approach to incrementally improve upon the data being provided, and is assessing solution options in support of this data inclusion. Estimated timeframes will be provided in subsequent QR.
CircuitID | text(50) | FK | No | SCE does not track | SCE will review the labor, operational, technical, and system requirements it will take to capture and store this data element, the benefits this data element may provide in reducing wildfire risk, and the time and cost it will take to incorporate associated changes to work methods, processes, tools and systems. | SCE is taking a phased approach to incrementally improve upon the data being provided, and is assessing solution options in support of this data inclusion. Estimated timeframes will be provided in subsequent QR.
InspectionLocationOrAddress | text(100) |  | No | SCE does not track | SCE will review the labor, operational, technical, and system requirements it will take to capture and store this data element, the benefits this data element may provide in reducing wildfire risk, and the time and cost it will take to incorporate associated changes to work methods, processes, tools and systems. | SCE is taking a phased approach to incrementally improve upon the data being provided, and is assessing solution options in support of this data inclusion. Estimated timeframes will be provided in subsequent QR.
WMPInitiativeCategory | text(50) | Domain | No | SCE does not track | SCE will review the labor, operational, technical, and system requirements it will take to capture and store this data element, the benefits this data element may provide in reducing wildfire risk, and the time and cost it will take to incorporate associated changes to work methods, processes, tools and systems. | SCE is taking a phased approach to incrementally improve upon the data being provided, and is assessing solution options in support of this data inclusion. Estimated timeframes will be provided in subsequent QR.
WMPInitiativeActivity | text(150) |  | No | SCE does not track | SCE will review the labor, operational, technical, and system requirements it will take to capture and store this data element, the benefits this data element may provide in reducing wildfire risk, and the time and cost it will take to incorporate associated changes to work methods, processes, tools and systems. | SCE is taking a phased approach to incrementally improve upon the data being provided, and is assessing solution options in support of this data inclusion. Estimated timeframes will be provided in subsequent QR.
WMPSection | text(15) |  | No | SCE does not track | SCE will review the labor, operational, technical, and system requirements it will take to capture and store this data element, the benefits this data element may provide in reducing wildfire risk, and the time and cost it will take to incorporate associated changes to work methods, processes, tools and systems. | SCE is taking a phased approach to incrementally improve upon the data being provided, and is assessing solution options in support of this data inclusion. Estimated timeframes will be provided in subsequent QR.
WMPPageNumber | integer |  | No | SCE does not track | SCE will review the labor, operational, technical, and system requirements it will take to capture and store this data element, the benefits this data element may provide in reducing wildfire risk, and the time and cost it will take to incorporate associated changes to work methods, processes, tools and systems. | SCE is taking a phased approach to incrementally improve upon the data being provided, and is assessing solution options in support of this data inclusion. Estimated timeframes will be provided in subsequent QR.
InspectionStatus | text(30) | Domain | No | SCE does not track | SCE will review the labor, operational, technical, and system requirements it will take to capture and store this data element, the benefits this data element may provide in reducing wildfire risk, and the time and cost it will take to incorporate associated changes to work methods, processes, tools and systems. | SCE is taking a phased approach to incrementally improve upon the data being provided, and is assessing solution options in support of this data inclusion. Estimated timeframes will be provided in subsequent QR.
InitiativeTarget | float |  | No | SCE does not track | SCE will review the labor, operational, technical, and system requirements it will take to capture and store this data element, the benefits this data element may provide in reducing wildfire risk, and the time and cost it will take to incorporate associated changes to work methods, processes, tools and systems. | SCE is taking a phased approach to incrementally improve upon the data being provided, and is assessing solution options in support of this data inclusion. Estimated timeframes will be provided in subsequent QR.
QuarterlyProgress | float |  | No | SCE does not track | SCE will review the labor, operational, technical, and system requirements it will take to capture and store this data element, the benefits this data element may provide in reducing wildfire risk, and the time and cost it will take to incorporate associated changes to work methods, processes, tools and systems. | SCE is taking a phased approach to incrementally improve upon the data being provided, and is assessing solution options in support of this data inclusion. Estimated timeframes will be provided in subsequent QR.
CumulativeProgress | float |  | No | SCE does not track | SCE will review the labor, operational, technical, and system requirements it will take to capture and store this data element, the benefits this data element may provide in reducing wildfire risk, and the time and cost it will take to incorporate associated changes to work methods, processes, tools and systems. | SCE is taking a phased approach to incrementally improve upon the data being provided, and is assessing solution options in support of this data inclusion. Estimated timeframes will be provided in subsequent QR.
InitiativeTargetUnits | text(50) |  | No | SCE does not track | SCE will review the labor, operational, technical, and system requirements it will take to capture and store this data element, the benefits this data element may provide in reducing wildfire risk, and the time and cost it will take to incorporate associated changes to work methods, processes, tools and systems. | SCE is taking a phased approach to incrementally improve upon the data being provided, and is assessing solution options in support of this data inclusion. Estimated timeframes will be provided in subsequent QR.
HFTDClass | text(10) | Domain | No | SCE does not track | SCE will review the labor, operational, technical, and system requirements it will take to capture and store this data element, the benefits this data element may provide in reducing wildfire risk, and the time and cost it will take to incorporate associated changes to work methods, processes, tools and systems. | SCE is taking a phased approach to incrementally improve upon the data being provided, and is assessing solution options in support of this data inclusion. Estimated timeframes will be provided in subsequent QR.
HFTDClassComment | text(50) |  | No | SCE does not track | SCE will review the labor, operational, technical, and system requirements it will take to capture and store this data element, the benefits this data element may provide in reducing wildfire risk, and the time and cost it will take to incorporate associated changes to work methods, processes, tools and systems. | SCE is taking a phased approach to incrementally improve upon the data being provided, and is assessing solution options in support of this data inclusion. Estimated timeframes will be provided in subsequent QR.
County | text(50) |  | No | SCE does not track | SCE will review the labor, operational, technical, and system requirements it will take to capture and store this data element, the benefits this data element may provide in reducing wildfire risk, and the time and cost it will take to incorporate associated changes to work methods, processes, tools and systems. | SCE is taking a phased approach to incrementally improve upon the data being provided, and is assessing solution options in support of this data inclusion. Estimated timeframes will be provided in subsequent QR.
District | text(100) |  | No | SCE does not track | SCE will review the labor, operational, technical, and system requirements it will take to capture and store this data element, the benefits this data element may provide in reducing wildfire risk, and the time and cost it will take to incorporate associated changes to work methods, processes, tools and systems. | SCE is taking a phased approach to incrementally improve upon the data being provided, and is assessing solution options in support of this data inclusion. Estimated timeframes will be provided in subsequent QR.
Vegetation Management Project Log
ChangeOrder | text(3) | Domain | Yes
ChangeOrderDate | date |  | Yes
ChangeOrderType | text(30) | Domain | Yes
ChangeOrderTypeComment | text(100) |  | Yes
DescriptionOfWork | text(100) |  | Yes
StartDate | date |  | Yes
EndDate | date |  | Yes
CoastalRedwoodExemption | text(3) | Domain | Partial
EncroachPermit | text(3) | Domain | Partial
EnvPermit | text(3) | Domain | Partial
EnvPermitProject | text(100) |  | Partial
CALFIREHdNumber | text(35) |  | Partial
OtherEnvPermitDocumentation | text(50) |  | Partial
CommercialHarvest | text(10) |  | Partial
SlashManagement | text(20) | Domain | Partial
SlashManagementComments | text(30) |  | Partial
FireResponsibility | text(50) | Domain | Partial
CaltransProp | text(3) | Domain | Partial
TreeTrimCountPlanned | integer |  | Partial
TreeTrimAcreagePlanned | float |  | Partial
TreeRemovalCountPlanned | integer |  | Partial
TreeRemovalAcreagePlanned | float |  | Partial
TreeTrimCountActl | integer |  | Partial
TreeTrimAcreageActl | float |  | Partial
TreeRemovalCountActl | integer |  | Partial
TreeRemovalAcreageActl | float |  | Partial
VegetationTreatmentType | text(50) | Domain | Yes
VegetationTreatmentTypeCommen | text(50) |  | Yes
WoodDestination | text(20) |  | Yes
WoodDestinationComment | text(60) |  | Yes
Vegetation Management Project Point
UtilityInitiativeTrackingID | text(50) | FK | Yes
AssetID | text(50) | FK | Partial
CircuitID | text(50) | FK | Partial
ProjectLocationOrAddress | text(100) |  | Partial
ParcelAPN | text(25) |  | No | Data is not currently available | SCE will review the labor, operational, technical, and system requirements it will take to capture and store this data element, the benefits this data element may provide in reducing wildfire risk, and the time and cost it will take to incorporate associated changes to work methods, processes, tools and systems. | SCE is taking a phased approach to incrementally improve upon the data being provided, and is assessing solution options in support of this data inclusion. Estimated timeframes will be provided in subsequent QR.
TreeID | text(50) |  | Partial
TreeHealth | text(3) | Domain | Partial
TreeHazard | text(3) | Domain | Partial
VegetationGenus | text(30) |  | Partial
VegetationSpecies | text(30) |  | Partial
VegetationCommonName | text(50) |  | Partial
SpeciesGrowthRate | text(30) | Domain | Partial
TreeHeight | integer |  | No | Data is not currently available | SCE will review the labor, operational, technical, and system requirements it will take to capture and store this data element, the benefits this data element may provide in reducing wildfire risk, and the time and cost it will take to incorporate associated changes to work methods, processes, tools and systems. | SCE is taking a phased approach to incrementally improve upon the data being provided, and is assessing solution options in support of this data inclusion. Estimated timeframes will be provided in subsequent QR.
TreeDiameter | integer |  | No | Data is not currently available | SCE will review the labor, operational, technical, and system requirements it will take to capture and store this data element, the benefits this data element may provide in reducing wildfire risk, and the time and cost it will take to incorporate associated changes to work methods, processes, tools and systems. | SCE is taking a phased approach to incrementally improve upon the data being provided, and is assessing solution options in support of this data inclusion. Estimated timeframes will be provided in subsequent QR.
LineDeenergized | text(3) | Domain | No | Data is not currently available | SCE will review the labor, operational, technical, and system requirements it will take to capture and store this data element, the benefits this data element may provide in reducing wildfire risk, and the time and cost it will take to incorporate associated changes to work methods, processes, tools and systems. | SCE is taking a phased approach to incrementally improve upon the data being provided, and is assessing solution options in support of this data inclusion. Estimated timeframes will be provided in subsequent QR.
WMPInitiativeCategory | text(50) | Domain | Yes
WMPInitiativeActivity | text(150) |  | Yes
WMPSection | text(15) |  | Yes
WMPPageNumber | integer |  | Yes
VmpStatus | text(30) | Domain | Yes
HerbicideUse | text(3) | Domain | No | Data is not currently available | SCE will review the labor, operational, technical, and system requirements it will take to capture and store this data element, the benefits this data element may provide in reducing wildfire risk, and the time and cost it will take to incorporate associated changes to work methods, processes, tools and systems. | SCE is taking a phased approach to incrementally improve upon the data being provided, and is assessing solution options in support of this data inclusion. Estimated timeframes will be provided in subsequent QR.
HerbicideName | text(100) |  | No | Data is not currently available | SCE will review the labor, operational, technical, and system requirements it will take to capture and store this data element, the benefits this data element may provide in reducing wildfire risk, and the time and cost it will take to incorporate associated changes to work methods, processes, tools and systems. | SCE is taking a phased approach to incrementally improve upon the data being provided, and is assessing solution options in support of this data inclusion. Estimated timeframes will be provided in subsequent QR.
InitiativeTarget | float |  | No | Data is not currently available | SCE will review the labor, operational, technical, and system requirements it will take to capture and store this data element, the benefits this data element may provide in reducing wildfire risk, and the time and cost it will take to incorporate associated changes to work methods, processes, tools and systems. | SCE is taking a phased approach to incrementally improve upon the data being provided, and is assessing solution options in support of this data inclusion. Estimated timeframes will be provided in subsequent QR.
QuarterlyProgress | float |  | No | Data is not currently available | SCE will review the labor, operational, technical, and system requirements it will take to capture and store this data element, the benefits this data element may provide in reducing wildfire risk, and the time and cost it will take to incorporate associated changes to work methods, processes, tools and systems. | SCE is taking a phased approach to incrementally improve upon the data being provided, and is assessing solution options in support of this data inclusion. Estimated timeframes will be provided in subsequent QR.
CumulativeProgress | float |  | No | Data is not currently available | SCE will review the labor, operational, technical, and system requirements it will take to capture and store this data element, the benefits this data element may provide in reducing wildfire risk, and the time and cost it will take to incorporate associated changes to work methods, processes, tools and systems. | SCE is taking a phased approach to incrementally improve upon the data being provided, and is assessing solution options in support of this data inclusion. Estimated timeframes will be provided in subsequent QR.
InitiativeTargetUnits | text(50) |  | Partial
HFTDClass | text(10) | Domain | Yes
County | text(50) |  | Yes
District | text(100) |  | Yes
Vegetation Management Project Line
UtilityInitiativeTrackingID | text(50) | FK | No | SCE does not track | SCE will review the labor, operational, technical, and system requirements it will take to capture and store this data element, the benefits this data element may provide in reducing wildfire risk, and the time and cost it will take to incorporate associated changes to work methods, processes, tools and systems. | SCE is taking a phased approach to incrementally improve upon the data being provided, and is assessing solution options in support of this data inclusion. Estimated timeframes will be provided in subsequent QR.
AssetID | text(50) | FK | No | SCE does not track | SCE will review the labor, operational, technical, and system requirements it will take to capture and store this data element, the benefits this data element may provide in reducing wildfire risk, and the time and cost it will take to incorporate associated changes to work methods, processes, tools and systems. | SCE is taking a phased approach to incrementally improve upon the data being provided, and is assessing solution options in support of this data inclusion. Estimated timeframes will be provided in subsequent QR.
CircuitID | text(50) | FK | No | SCE does not track | SCE will review the labor, operational, technical, and system requirements it will take to capture and store this data element, the benefits this data element may provide in reducing wildfire risk, and the time and cost it will take to incorporate associated changes to work methods, processes, tools and systems. | SCE is taking a phased approach to incrementally improve upon the data being provided, and is assessing solution options in support of this data inclusion. Estimated timeframes will be provided in subsequent QR.
ProjectLocationOrAddress | text(100) |  | No | SCE does not track | SCE will review the labor, operational, technical, and system requirements it will take to capture and store this data element, the benefits this data element may provide in reducing wildfire risk, and the time and cost it will take to incorporate associated changes to work methods, processes, tools and systems. | SCE is taking a phased approach to incrementally improve upon the data being provided, and is assessing solution options in support of this data inclusion. Estimated timeframes will be provided in subsequent QR.
LineDeenergized | text(3) | Domain | No | SCE does not track | SCE will review the labor, operational, technical, and system requirements it will take to capture and store this data element, the benefits this data element may provide in reducing wildfire risk, and the time and cost it will take to incorporate associated changes to work methods, processes, tools and systems. | SCE is taking a phased approach to incrementally improve upon the data being provided, and is assessing solution options in support of this data inclusion. Estimated timeframes will be provided in subsequent QR.
WMPInitiativeCategory | text(50) | Domain | No | SCE does not track | SCE will review the labor, operational, technical, and system requirements it will take to capture and store this data element, the benefits this data element may provide in reducing wildfire risk, and the time and cost it will take to incorporate associated changes to work methods, processes, tools and systems. | SCE is taking a phased approach to incrementally improve upon the data being provided, and is assessing solution options in support of this data inclusion. Estimated timeframes will be provided in subsequent QR.
WMPInitiativeActivity | text(150) |  | No | SCE does not track | SCE will review the labor, operational, technical, and system requirements it will take to capture and store this data element, the benefits this data element may provide in reducing wildfire risk, and the time and cost it will take to incorporate associated changes to work methods, processes, tools and systems. | SCE is taking a phased approach to incrementally improve upon the data being provided, and is assessing solution options in support of this data inclusion. Estimated timeframes will be provided in subsequent QR.
WMPSection | text(15) |  | No | SCE does not track | SCE will review the labor, operational, technical, and system requirements it will take to capture and store this data element, the benefits this data element may provide in reducing wildfire risk, and the time and cost it will take to incorporate associated changes to work methods, processes, tools and systems. | SCE is taking a phased approach to incrementally improve upon the data being provided, and is assessing solution options in support of this data inclusion. Estimated timeframes will be provided in subsequent QR.
WMPPageNumber | integer |  | No | SCE does not track | SCE will review the labor, operational, technical, and system requirements it will take to capture and store this data element, the benefits this data element may provide in reducing wildfire risk, and the time and cost it will take to incorporate associated changes to work methods, processes, tools and systems. | SCE is taking a phased approach to incrementally improve upon the data being provided, and is assessing solution options in support of this data inclusion. Estimated timeframes will be provided in subsequent QR.
VmpStatus | text(30) | Domain | No | SCE does not track | SCE will review the labor, operational, technical, and system requirements it will take to capture and store this data element, the benefits this data element may provide in reducing wildfire risk, and the time and cost it will take to incorporate associated changes to work methods, processes, tools and systems. | SCE is taking a phased approach to incrementally improve upon the data being provided, and is assessing solution options in support of this data inclusion. Estimated timeframes will be provided in subsequent QR.
HerbicideUse | text(3) | Domain | No | SCE does not track | SCE will review the labor, operational, technical, and system requirements it will take to capture and store this data element, the benefits this data element may provide in reducing wildfire risk, and the time and cost it will take to incorporate associated changes to work methods, processes, tools and systems. | SCE is taking a phased approach to incrementally improve upon the data being provided, and is assessing solution options in support of this data inclusion. Estimated timeframes will be provided in subsequent QR.
HerbicideName | text(100) |  | No | SCE does not track | SCE will review the labor, operational, technical, and system requirements it will take to capture and store this data element, the benefits this data element may provide in reducing wildfire risk, and the time and cost it will take to incorporate associated changes to work methods, processes, tools and systems. | SCE is taking a phased approach to incrementally improve upon the data being provided, and is assessing solution options in support of this data inclusion. Estimated timeframes will be provided in subsequent QR.
InitiativeTarget | float |  | No | SCE does not track | SCE will review the labor, operational, technical, and system requirements it will take to capture and store this data element, the benefits this data element may provide in reducing wildfire risk, and the time and cost it will take to incorporate associated changes to work methods, processes, tools and systems. | SCE is taking a phased approach to incrementally improve upon the data being provided, and is assessing solution options in support of this data inclusion. Estimated timeframes will be provided in subsequent QR.
QuarterlyProgress | float |  | No | SCE does not track | SCE will review the labor, operational, technical, and system requirements it will take to capture and store this data element, the benefits this data element may provide in reducing wildfire risk, and the time and cost it will take to incorporate associated changes to work methods, processes, tools and systems. | SCE is taking a phased approach to incrementally improve upon the data being provided, and is assessing solution options in support of this data inclusion. Estimated timeframes will be provided in subsequent QR.
CumulativeProgress | float |  | No | SCE does not track | SCE will review the labor, operational, technical, and system requirements it will take to capture and store this data element, the benefits this data element may provide in reducing wildfire risk, and the time and cost it will take to incorporate associated changes to work methods, processes, tools and systems. | SCE is taking a phased approach to incrementally improve upon the data being provided, and is assessing solution options in support of this data inclusion. Estimated timeframes will be provided in subsequent QR.
InitiativeTargetUnits | text(50) |  | No | SCE does not track | SCE will review the labor, operational, technical, and system requirements it will take to capture and store this data element, the benefits this data element may provide in reducing wildfire risk, and the time and cost it will take to incorporate associated changes to work methods, processes, tools and systems. | SCE is taking a phased approach to incrementally improve upon the data being provided, and is assessing solution options in support of this data inclusion. Estimated timeframes will be provided in subsequent QR.
HFTDClass | text(10) | Domain | No | SCE does not track | SCE will review the labor, operational, technical, and system requirements it will take to capture and store this data element, the benefits this data element may provide in reducing wildfire risk, and the time and cost it will take to incorporate associated changes to work methods, processes, tools and systems. | SCE is taking a phased approach to incrementally improve upon the data being provided, and is assessing solution options in support of this data inclusion. Estimated timeframes will be provided in subsequent QR.
HFTDClassComment | text(50) |  | No | SCE does not track | SCE will review the labor, operational, technical, and system requirements it will take to capture and store this data element, the benefits this data element may provide in reducing wildfire risk, and the time and cost it will take to incorporate associated changes to work methods, processes, tools and systems. | SCE is taking a phased approach to incrementally improve upon the data being provided, and is assessing solution options in support of this data inclusion. Estimated timeframes will be provided in subsequent QR.
County | text(50) |  | No | SCE does not track | SCE will review the labor, operational, technical, and system requirements it will take to capture and store this data element, the benefits this data element may provide in reducing wildfire risk, and the time and cost it will take to incorporate associated changes to work methods, processes, tools and systems. | SCE is taking a phased approach to incrementally improve upon the data being provided, and is assessing solution options in support of this data inclusion. Estimated timeframes will be provided in subsequent QR.
District | text(100) |  | No | SCE does not track | SCE will review the labor, operational, technical, and system requirements it will take to capture and store this data element, the benefits this data element may provide in reducing wildfire risk, and the time and cost it will take to incorporate associated changes to work methods, processes, tools and systems. | SCE is taking a phased approach to incrementally improve upon the data being provided, and is assessing solution options in support of this data inclusion. Estimated timeframes will be provided in subsequent QR.
Vegetation Management Project Polygon
UtilityInitiativeTrackingID | text(50) | FK | Yes
CircuitID | text(50) | FK | No | Data is not currently available | SCE will review the labor, operational, technical, and system requirements it will take to capture and store this data element, the benefits this data element may provide in reducing wildfire risk, and the time and cost it will take to incorporate associated changes to work methods, processes, tools and systems. | SCE is taking a phased approach to incrementally improve upon the data being provided, and is assessing solution options in support of this data inclusion. Estimated timeframes will be provided in subsequent QR.
ProjectLocationOrAddress | text(100) |  | Yes
LineDeenergized | text(3) | Domain | Yes
WMPInitiativeCategory | text(50) | Domain | Yes
WMPInitiativeActivity | text(150) |  | Yes
WMPSection | text(15) |  | Yes
WMPPageNumber | integer |  | Yes
VmpStatus | text(30) | Domain | Yes
HerbicideUse | text(3) | Domain | Yes
HerbicideName | text(100) |  | No
InitiativeTarget | float |  | Yes
QuarterlyProgress | float |  | Yes
CumulativeProgress | float |  | Yes
InitiativeTargetUnits | text(50) |  | Yes
HFTDClass | text(10) | Domain | Yes
HFTDClassComment | text(50) |  | Yes
County | text(50) |  | Yes
District | text(100) |  | Yes
Asset Inspection Log
VmpLogID | text(50) | FK | No | Data is not currently available | SCE will review the labor, operational, technical, and system requirements it will take to capture and store this data element, the benefits this data element may provide in reducing wildfire risk, and the time and cost it will take to incorporate associated changes to work methods, processes, tools and systems. | SCE is taking a phased approach to incrementally improve upon the data being provided, and is assessing solution options in support of this data inclusion. Estimated timeframes will be provided in subsequent QR.
ChangeOrder | text(3) | Domain | Yes
ChangeOrderDate | date |  | Yes
ChangeOrderType | text(30) | Domain | Yes
ChangeOrderTypeComment | text(100) |  | Yes
InspectionStartDate | date |  | Yes
InspectionEndDate | date |  | Yes
PerformedBy | text(30) | Domain | Yes
PerformedByComment | text(30) |  | Yes
InspectionType | text(30) | Domain | Yes
InspectionTypeComment | text(30) |  | No
InspectionQA | text(3) | Domain | Yes
InspectionComment | text(100) |  | No
ComplianceFinding | text(3) | Domain | Yes
InspectionMethod | text(100) | Domain | Yes
InspectionMethodComment | text(50) |  | No
InspectionTechnology | text(30) | Domain | Yes
InspectionTechnologyComment | text(30) |  | Yes
Asset Inspection Point
UtilityInitiativeTrackingID | text(50) | FK | Yes
AssetID | text(50) | FK | Yes
CircuitID | text(50) | FK | Partial
InspectionLocationOrAddress | text(100) |  | Partial
ParcelAPN | text(25) |  | No | Data is not currently available | SCE will review the labor, operational, technical, and system requirements it will take to capture and store this data element, the benefits this data element may provide in reducing wildfire risk, and the time and cost it will take to incorporate associated changes to work methods, processes, tools and systems. | SCE is taking a phased approach to incrementally improve upon the data being provided, and is assessing solution options in support of this data inclusion. Estimated timeframes will be provided in subsequent QR.
WMPInitiativeCategory | text(50) | Domain | Yes
WMPInitiativeActivity | text(150) |  | Yes
WMPSection | text(15) |  | Yes
WMPPageNumber | integer |  | Yes
InspectionStatus | text(30) | Domain | Yes
InitiativeTarget | float |  | Yes
QuarterlyProgress | float |  | Yes
CumulativeProgress | float |  | Yes
InitiativeTargetUnits | text(50) |  | Yes
HFTDClass | text(10) | Domain | Yes
County | text(50) |  | Yes
District | text(100) |  | Yes
Asset Inspection Line
UtilityInitiativeTrackingID | text(50) | FK | No | No Data for Q4 2022
AssetID | text(50) | FK | No | No Data for Q4 2022
CircuitID | text(50) | FK | No | No Data for Q4 2022
InspectionLocationOrAddress | text(100) |  | No | No Data for Q4 2022
WMPInitiativeCategory | text(50) | Domain | No | No Data for Q4 2022
WMPInitiativeActivity | text(150) |  | No | No Data for Q4 2022
WMPSection | text(15) |  | No | No Data for Q4 2022
WMPPageNumber | integer |  | No | No Data for Q4 2022
InspectionStatus | text(30) | Domain | No | No Data for Q4 2022
InitiativeTarget | float |  | No | No Data for Q4 2022
QuarterlyProgress | float |  | No | No Data for Q4 2022
CumulativeProgress | float |  | No | No Data for Q4 2022
InitiativeTargetUnits | text(50) |  | No | No Data for Q4 2022
HFTDClass | text(10) | Domain | No | No Data for Q4 2022
HFTDClassComment | text(50) |  | No | No Data for Q4 2022
County | text(50) |  | No | No Data for Q4 2022
District | text(100) |  | No | No Data for Q4 2022
Asset Inspection Polygon
UtilityInitiativeTrackingID | text(50) | FK | No | SCE does not track | SCE will review the labor, operational, technical, and system requirements it will take to capture and store this data element, the benefits this data element may provide in reducing wildfire risk, and the time and cost it will take to incorporate associated changes to work methods, processes, tools and systems. | SCE is taking a phased approach to incrementally improve upon the data being provided, and is assessing solution options in support of this data inclusion. Estimated timeframes will be provided in subsequent QR.
CircuitID | text(50) | FK | No | SCE does not track | SCE will review the labor, operational, technical, and system requirements it will take to capture and store this data element, the benefits this data element may provide in reducing wildfire risk, and the time and cost it will take to incorporate associated changes to work methods, processes, tools and systems. | SCE is taking a phased approach to incrementally improve upon the data being provided, and is assessing solution options in support of this data inclusion. Estimated timeframes will be provided in subsequent QR.
WMPInitiativeCategory | text(50) | Domain | No | SCE does not track | SCE will review the labor, operational, technical, and system requirements it will take to capture and store this data element, the benefits this data element may provide in reducing wildfire risk, and the time and cost it will take to incorporate associated changes to work methods, processes, tools and systems. | SCE is taking a phased approach to incrementally improve upon the data being provided, and is assessing solution options in support of this data inclusion. Estimated timeframes will be provided in subsequent QR.
WMPInitiativeActivity | text(150) |  | No | SCE does not track | SCE will review the labor, operational, technical, and system requirements it will take to capture and store this data element, the benefits this data element may provide in reducing wildfire risk, and the time and cost it will take to incorporate associated changes to work methods, processes, tools and systems. | SCE is taking a phased approach to incrementally improve upon the data being provided, and is assessing solution options in support of this data inclusion. Estimated timeframes will be provided in subsequent QR.
WMPSection | text(15) |  | No | SCE does not track | SCE will review the labor, operational, technical, and system requirements it will take to capture and store this data element, the benefits this data element may provide in reducing wildfire risk, and the time and cost it will take to incorporate associated changes to work methods, processes, tools and systems. | SCE is taking a phased approach to incrementally improve upon the data being provided, and is assessing solution options in support of this data inclusion. Estimated timeframes will be provided in subsequent QR.
WMPPageNumber | integer |  | No | SCE does not track | SCE will review the labor, operational, technical, and system requirements it will take to capture and store this data element, the benefits this data element may provide in reducing wildfire risk, and the time and cost it will take to incorporate associated changes to work methods, processes, tools and systems. | SCE is taking a phased approach to incrementally improve upon the data being provided, and is assessing solution options in support of this data inclusion. Estimated timeframes will be provided in subsequent QR.
InspectionStatus | text(30) | Domain | No | SCE does not track | SCE will review the labor, operational, technical, and system requirements it will take to capture and store this data element, the benefits this data element may provide in reducing wildfire risk, and the time and cost it will take to incorporate associated changes to work methods, processes, tools and systems. | SCE is taking a phased approach to incrementally improve upon the data being provided, and is assessing solution options in support of this data inclusion. Estimated timeframes will be provided in subsequent QR.
InitiativeTarget | float |  | No | SCE does not track | SCE will review the labor, operational, technical, and system requirements it will take to capture and store this data element, the benefits this data element may provide in reducing wildfire risk, and the time and cost it will take to incorporate associated changes to work methods, processes, tools and systems. | SCE is taking a phased approach to incrementally improve upon the data being provided, and is assessing solution options in support of this data inclusion. Estimated timeframes will be provided in subsequent QR.
QuarterlyProgress | float |  | No | SCE does not track | SCE will review the labor, operational, technical, and system requirements it will take to capture and store this data element, the benefits this data element may provide in reducing wildfire risk, and the time and cost it will take to incorporate associated changes to work methods, processes, tools and systems. | SCE is taking a phased approach to incrementally improve upon the data being provided, and is assessing solution options in support of this data inclusion. Estimated timeframes will be provided in subsequent QR.
CumulativeProgress | float |  | No | SCE does not track | SCE will review the labor, operational, technical, and system requirements it will take to capture and store this data element, the benefits this data element may provide in reducing wildfire risk, and the time and cost it will take to incorporate associated changes to work methods, processes, tools and systems. | SCE is taking a phased approach to incrementally improve upon the data being provided, and is assessing solution options in support of this data inclusion. Estimated timeframes will be provided in subsequent QR.
InitiativeTargetUnits | text(50) |  | No | SCE does not track | SCE will review the labor, operational, technical, and system requirements it will take to capture and store this data element, the benefits this data element may provide in reducing wildfire risk, and the time and cost it will take to incorporate associated changes to work methods, processes, tools and systems. | SCE is taking a phased approach to incrementally improve upon the data being provided, and is assessing solution options in support of this data inclusion. Estimated timeframes will be provided in subsequent QR.
HFTDClass | text(10) | Domain | No | SCE does not track | SCE will review the labor, operational, technical, and system requirements it will take to capture and store this data element, the benefits this data element may provide in reducing wildfire risk, and the time and cost it will take to incorporate associated changes to work methods, processes, tools and systems. | SCE is taking a phased approach to incrementally improve upon the data being provided, and is assessing solution options in support of this data inclusion. Estimated timeframes will be provided in subsequent QR.
HFTDClassComment | text(50) |  | No | SCE does not track | SCE will review the labor, operational, technical, and system requirements it will take to capture and store this data element, the benefits this data element may provide in reducing wildfire risk, and the time and cost it will take to incorporate associated changes to work methods, processes, tools and systems. | SCE is taking a phased approach to incrementally improve upon the data being provided, and is assessing solution options in support of this data inclusion. Estimated timeframes will be provided in subsequent QR.
County | text(50) |  | No | SCE does not track | SCE will review the labor, operational, technical, and system requirements it will take to capture and store this data element, the benefits this data element may provide in reducing wildfire risk, and the time and cost it will take to incorporate associated changes to work methods, processes, tools and systems. | SCE is taking a phased approach to incrementally improve upon the data being provided, and is assessing solution options in support of this data inclusion. Estimated timeframes will be provided in subsequent QR.
District | text(100) |  | No | SCE does not track | SCE will review the labor, operational, technical, and system requirements it will take to capture and store this data element, the benefits this data element may provide in reducing wildfire risk, and the time and cost it will take to incorporate associated changes to work methods, processes, tools and systems. | SCE is taking a phased approach to incrementally improve upon the data being provided, and is assessing solution options in support of this data inclusion. Estimated timeframes will be provided in subsequent QR.
Grid Hardening Log
AiLogID | text(50) | FK | No | Data is not currently available | SCE will review the labor, operational, technical, and system requirements it will take to capture and store this data element, the benefits this data element may provide in reducing wildfire risk, and the time and cost it will take to incorporate associated changes to work methods, processes, tools and systems. | SCE is taking a phased approach to incrementally improve upon the data being provided, and is assessing solution options in support of this data inclusion. Estimated timeframes will be provided in subsequent QR.
ChangeOrder | text(3) | Domain | Yes
ChangeOrderDate | date |  | Yes
ChangeOrderType | text(30) | Domain | Yes
ChangeOrderTypeComment | text(100) |  | Yes
StartDate | date |  | Yes
EndDate | date |  | Yes
LineDeenergized | text(3) | Domain | No | Data is not currently available | SCE will review the labor, operational, technical, and system requirements it will take to capture and store this data element, the benefits this data element may provide in reducing wildfire risk, and the time and cost it will take to incorporate associated changes to work methods, processes, tools and systems. | SCE is taking a phased approach to incrementally improve upon the data being provided, and is assessing solution options in support of this data inclusion. Estimated timeframes will be provided in subsequent QR.
PerformedBy | text(30) | Domain | Yes
PerformedByComment | text(30) |  | No
Grid Hardening Point
UtilityInitiativeTrackingID | text(50) | FK | Yes
AssetID | text(50) | FK | Yes
AssetOHUG | text(30) | Domain | Yes
CircuitID | text(50) | FK | Yes
GridHardeningLocationOrAddress | text(100) |  | Yes
ParcelAPN | text(25) |  | No | Data is not currently available | SCE will review the labor, operational, technical, and system requirements it will take to capture and store this data element, the benefits this data element may provide in reducing wildfire risk, and the time and cost it will take to incorporate associated changes to work methods, processes, tools and systems. | SCE is taking a phased approach to incrementally improve upon the data being provided, and is assessing solution options in support of this data inclusion. Estimated timeframes will be provided in subsequent QR.
WMPInitiativeCategory | text(50) | Domain | Yes
WMPInitiativeActivity | text(150) |  | Yes
WMPSection | text(15) |  | Yes
WMPPageNumber | integer |  | Yes
GhStatus | text(30) | Domain | Yes
InitiativeTarget | float |  | Partial
QuarterlyProgress | float |  | Partial
CumulativeProgress | float |  | Partial
InitiativeTargetUnits | text(50) |  | Partial
HFTDClass | text(10) | Domain | Yes
County | text(50) |  | Yes
District | text(100) |  | Yes
Grid Hardening.Line
UtilityInitiativeTrackingID | text(50) | FK | Yes
AssetID | text(50) | FK | No | Not Applicable
AssetOHUG | text(30) | Domain | Yes
CircuitID | text(50) | FK | Yes
GridHardeningLocationOrAddress | text(100) |  | Yes
WMPInitiativeCategory | text(50) | Domain | Yes
WMPInitiativeActivity | text(150) |  | Yes
WMPSection | text(15) |  | Yes
WMPPageNumber | integer |  | Yes
GhStatus | text(30) | Domain | Yes
InitiativeTarget | float |  | Yes
QuarterlyProgress | float |  | Yes
CumulativeProgress | float |  | Yes
InitiativeTargetUnits | text(50) |  | Yes
HFTDClass | text(10) | Domain | Yes
HFTDClassComment | text(50) |  | Yes
County | text(50) |  | Yes
District | text(100) |  | Yes
Other Initiative Log
ChangeOrder | text(3) | Domain | No | SCE does not track | SCE will review the labor, operational, technical, and system requirements it will take to capture and store this data element, the benefits this data element may provide in reducing wildfire risk, and the time and cost it will take to incorporate associated changes to work methods, processes, tools and systems. | SCE is taking a phased approach to incrementally improve upon the data being provided, and is assessing solution options in support of this data inclusion. Estimated timeframes will be provided in subsequent QR.
ChangeOrderDate | date |  | No | SCE does not track | SCE will review the labor, operational, technical, and system requirements it will take to capture and store this data element, the benefits this data element may provide in reducing wildfire risk, and the time and cost it will take to incorporate associated changes to work methods, processes, tools and systems. | SCE is taking a phased approach to incrementally improve upon the data being provided, and is assessing solution options in support of this data inclusion. Estimated timeframes will be provided in subsequent QR.
ChangeOrderType | text(30) | Domain | No | SCE does not track | SCE will review the labor, operational, technical, and system requirements it will take to capture and store this data element, the benefits this data element may provide in reducing wildfire risk, and the time and cost it will take to incorporate associated changes to work methods, processes, tools and systems. | SCE is taking a phased approach to incrementally improve upon the data being provided, and is assessing solution options in support of this data inclusion. Estimated timeframes will be provided in subsequent QR.
ChangeOrderTypeComment | text(100) |  | No | SCE does not track | SCE will review the labor, operational, technical, and system requirements it will take to capture and store this data element, the benefits this data element may provide in reducing wildfire risk, and the time and cost it will take to incorporate associated changes to work methods, processes, tools and systems. | SCE is taking a phased approach to incrementally improve upon the data being provided, and is assessing solution options in support of this data inclusion. Estimated timeframes will be provided in subsequent QR.
StartDate | date |  | No | SCE does not track | SCE will review the labor, operational, technical, and system requirements it will take to capture and store this data element, the benefits this data element may provide in reducing wildfire risk, and the time and cost it will take to incorporate associated changes to work methods, processes, tools and systems. | SCE is taking a phased approach to incrementally improve upon the data being provided, and is assessing solution options in support of this data inclusion. Estimated timeframes will be provided in subsequent QR.
EndDate | date |  | No | SCE does not track | SCE will review the labor, operational, technical, and system requirements it will take to capture and store this data element, the benefits this data element may provide in reducing wildfire risk, and the time and cost it will take to incorporate associated changes to work methods, processes, tools and systems. | SCE is taking a phased approach to incrementally improve upon the data being provided, and is assessing solution options in support of this data inclusion. Estimated timeframes will be provided in subsequent QR.
OiComment | text(100) |  | No | SCE does not track | SCE will review the labor, operational, technical, and system requirements it will take to capture and store this data element, the benefits this data element may provide in reducing wildfire risk, and the time and cost it will take to incorporate associated changes to work methods, processes, tools and systems. | SCE is taking a phased approach to incrementally improve upon the data being provided, and is assessing solution options in support of this data inclusion. Estimated timeframes will be provided in subsequent QR.
Other Initiative Point
UtilityInitiativeTrackingID | text(50) | FK | No | SCE does not track | SCE will review the labor, operational, technical, and system requirements it will take to capture and store this data element, the benefits this data element may provide in reducing wildfire risk, and the time and cost it will take to incorporate associated changes to work methods, processes, tools and systems. | SCE is taking a phased approach to incrementally improve upon the data being provided, and is assessing solution options in support of this data inclusion. Estimated timeframes will be provided in subsequent QR.
LocationOrAddress | text(100) |  | No | SCE does not track | SCE will review the labor, operational, technical, and system requirements it will take to capture and store this data element, the benefits this data element may provide in reducing wildfire risk, and the time and cost it will take to incorporate associated changes to work methods, processes, tools and systems. | SCE is taking a phased approach to incrementally improve upon the data being provided, and is assessing solution options in support of this data inclusion. Estimated timeframes will be provided in subsequent QR.
WMPInitiativeCategory | text(50) | Domain | No | SCE does not track | SCE will review the labor, operational, technical, and system requirements it will take to capture and store this data element, the benefits this data element may provide in reducing wildfire risk, and the time and cost it will take to incorporate associated changes to work methods, processes, tools and systems. | SCE is taking a phased approach to incrementally improve upon the data being provided, and is assessing solution options in support of this data inclusion. Estimated timeframes will be provided in subsequent QR.
WMPInitiativeActivity | text(150) |  | No | SCE does not track | SCE will review the labor, operational, technical, and system requirements it will take to capture and store this data element, the benefits this data element may provide in reducing wildfire risk, and the time and cost it will take to incorporate associated changes to work methods, processes, tools and systems. | SCE is taking a phased approach to incrementally improve upon the data being provided, and is assessing solution options in support of this data inclusion. Estimated timeframes will be provided in subsequent QR.
WMPSection | text(15) |  | No | SCE does not track | SCE will review the labor, operational, technical, and system requirements it will take to capture and store this data element, the benefits this data element may provide in reducing wildfire risk, and the time and cost it will take to incorporate associated changes to work methods, processes, tools and systems. | SCE is taking a phased approach to incrementally improve upon the data being provided, and is assessing solution options in support of this data inclusion. Estimated timeframes will be provided in subsequent QR.
WMPPageNumber | integer |  | No | SCE does not track | SCE will review the labor, operational, technical, and system requirements it will take to capture and store this data element, the benefits this data element may provide in reducing wildfire risk, and the time and cost it will take to incorporate associated changes to work methods, processes, tools and systems. | SCE is taking a phased approach to incrementally improve upon the data being provided, and is assessing solution options in support of this data inclusion. Estimated timeframes will be provided in subsequent QR.
OiStatus | text(30) | Domain | No | SCE does not track | SCE will review the labor, operational, technical, and system requirements it will take to capture and store this data element, the benefits this data element may provide in reducing wildfire risk, and the time and cost it will take to incorporate associated changes to work methods, processes, tools and systems. | SCE is taking a phased approach to incrementally improve upon the data being provided, and is assessing solution options in support of this data inclusion. Estimated timeframes will be provided in subsequent QR.
InitiativeTarget | float |  | No | SCE does not track | SCE will review the labor, operational, technical, and system requirements it will take to capture and store this data element, the benefits this data element may provide in reducing wildfire risk, and the time and cost it will take to incorporate associated changes to work methods, processes, tools and systems. | SCE is taking a phased approach to incrementally improve upon the data being provided, and is assessing solution options in support of this data inclusion. Estimated timeframes will be provided in subsequent QR.
QuarterlyProgress | float |  | No | SCE does not track | SCE will review the labor, operational, technical, and system requirements it will take to capture and store this data element, the benefits this data element may provide in reducing wildfire risk, and the time and cost it will take to incorporate associated changes to work methods, processes, tools and systems. | SCE is taking a phased approach to incrementally improve upon the data being provided, and is assessing solution options in support of this data inclusion. Estimated timeframes will be provided in subsequent QR.
CumulativeProgress | float |  | No | SCE does not track | SCE will review the labor, operational, technical, and system requirements it will take to capture and store this data element, the benefits this data element may provide in reducing wildfire risk, and the time and cost it will take to incorporate associated changes to work methods, processes, tools and systems. | SCE is taking a phased approach to incrementally improve upon the data being provided, and is assessing solution options in support of this data inclusion. Estimated timeframes will be provided in subsequent QR.
InitiativeTargetUnits | text(50) |  | No | SCE does not track | SCE will review the labor, operational, technical, and system requirements it will take to capture and store this data element, the benefits this data element may provide in reducing wildfire risk, and the time and cost it will take to incorporate associated changes to work methods, processes, tools and systems. | SCE is taking a phased approach to incrementally improve upon the data being provided, and is assessing solution options in support of this data inclusion. Estimated timeframes will be provided in subsequent QR.
County | text(50) |  | No | SCE does not track | SCE will review the labor, operational, technical, and system requirements it will take to capture and store this data element, the benefits this data element may provide in reducing wildfire risk, and the time and cost it will take to incorporate associated changes to work methods, processes, tools and systems. | SCE is taking a phased approach to incrementally improve upon the data being provided, and is assessing solution options in support of this data inclusion. Estimated timeframes will be provided in subsequent QR.
District | text(100) |  | No | SCE does not track | SCE will review the labor, operational, technical, and system requirements it will take to capture and store this data element, the benefits this data element may provide in reducing wildfire risk, and the time and cost it will take to incorporate associated changes to work methods, processes, tools and systems. | SCE is taking a phased approach to incrementally improve upon the data being provided, and is assessing solution options in support of this data inclusion. Estimated timeframes will be provided in subsequent QR.
Other Initiative Line
UtilityInitiativeTrackingID | text(50) | FK | No | SCE does not track | SCE will review the labor, operational, technical, and system requirements it will take to capture and store this data element, the benefits this data element may provide in reducing wildfire risk, and the time and cost it will take to incorporate associated changes to work methods, processes, tools and systems. | SCE is taking a phased approach to incrementally improve upon the data being provided, and is assessing solution options in support of this data inclusion. Estimated timeframes will be provided in subsequent QR.
LocationOrAddress | text(100) |  | No | SCE does not track | SCE will review the labor, operational, technical, and system requirements it will take to capture and store this data element, the benefits this data element may provide in reducing wildfire risk, and the time and cost it will take to incorporate associated changes to work methods, processes, tools and systems. | SCE is taking a phased approach to incrementally improve upon the data being provided, and is assessing solution options in support of this data inclusion. Estimated timeframes will be provided in subsequent QR.
WMPInitiativeCategory | text(50) | Domain | No | SCE does not track | SCE will review the labor, operational, technical, and system requirements it will take to capture and store this data element, the benefits this data element may provide in reducing wildfire risk, and the time and cost it will take to incorporate associated changes to work methods, processes, tools and systems. | SCE is taking a phased approach to incrementally improve upon the data being provided, and is assessing solution options in support of this data inclusion. Estimated timeframes will be provided in subsequent QR.
WMPInitiativeActivity | text(150) |  | No | SCE does not track | SCE will review the labor, operational, technical, and system requirements it will take to capture and store this data element, the benefits this data element may provide in reducing wildfire risk, and the time and cost it will take to incorporate associated changes to work methods, processes, tools and systems. | SCE is taking a phased approach to incrementally improve upon the data being provided, and is assessing solution options in support of this data inclusion. Estimated timeframes will be provided in subsequent QR.
WMPSection | text(15) |  | No | SCE does not track | SCE will review the labor, operational, technical, and system requirements it will take to capture and store this data element, the benefits this data element may provide in reducing wildfire risk, and the time and cost it will take to incorporate associated changes to work methods, processes, tools and systems. | SCE is taking a phased approach to incrementally improve upon the data being provided, and is assessing solution options in support of this data inclusion. Estimated timeframes will be provided in subsequent QR.
WMPPageNumber | integer |  | No | SCE does not track | SCE will review the labor, operational, technical, and system requirements it will take to capture and store this data element, the benefits this data element may provide in reducing wildfire risk, and the time and cost it will take to incorporate associated changes to work methods, processes, tools and systems. | SCE is taking a phased approach to incrementally improve upon the data being provided, and is assessing solution options in support of this data inclusion. Estimated timeframes will be provided in subsequent QR.
OiStatus | text(30) | Domain | No | SCE does not track | SCE will review the labor, operational, technical, and system requirements it will take to capture and store this data element, the benefits this data element may provide in reducing wildfire risk, and the time and cost it will take to incorporate associated changes to work methods, processes, tools and systems. | SCE is taking a phased approach to incrementally improve upon the data being provided, and is assessing solution options in support of this data inclusion. Estimated timeframes will be provided in subsequent QR.
InitiativeTarget | float |  | No | SCE does not track | SCE will review the labor, operational, technical, and system requirements it will take to capture and store this data element, the benefits this data element may provide in reducing wildfire risk, and the time and cost it will take to incorporate associated changes to work methods, processes, tools and systems. | SCE is taking a phased approach to incrementally improve upon the data being provided, and is assessing solution options in support of this data inclusion. Estimated timeframes will be provided in subsequent QR.
QuarterlyProgress | float |  | No | SCE does not track | SCE will review the labor, operational, technical, and system requirements it will take to capture and store this data element, the benefits this data element may provide in reducing wildfire risk, and the time and cost it will take to incorporate associated changes to work methods, processes, tools and systems. | SCE is taking a phased approach to incrementally improve upon the data being provided, and is assessing solution options in support of this data inclusion. Estimated timeframes will be provided in subsequent QR.
CumulativeProgress | float |  | No | SCE does not track | SCE will review the labor, operational, technical, and system requirements it will take to capture and store this data element, the benefits this data element may provide in reducing wildfire risk, and the time and cost it will take to incorporate associated changes to work methods, processes, tools and systems. | SCE is taking a phased approach to incrementally improve upon the data being provided, and is assessing solution options in support of this data inclusion. Estimated timeframes will be provided in subsequent QR.
InitiativeTargetUnits | text(50) |  | No | SCE does not track | SCE will review the labor, operational, technical, and system requirements it will take to capture and store this data element, the benefits this data element may provide in reducing wildfire risk, and the time and cost it will take to incorporate associated changes to work methods, processes, tools and systems. | SCE is taking a phased approach to incrementally improve upon the data being provided, and is assessing solution options in support of this data inclusion. Estimated timeframes will be provided in subsequent QR.
County | text(50) |  | No | SCE does not track | SCE will review the labor, operational, technical, and system requirements it will take to capture and store this data element, the benefits this data element may provide in reducing wildfire risk, and the time and cost it will take to incorporate associated changes to work methods, processes, tools and systems. | SCE is taking a phased approach to incrementally improve upon the data being provided, and is assessing solution options in support of this data inclusion. Estimated timeframes will be provided in subsequent QR.
District | text(100) |  | No | SCE does not track | SCE will review the labor, operational, technical, and system requirements it will take to capture and store this data element, the benefits this data element may provide in reducing wildfire risk, and the time and cost it will take to incorporate associated changes to work methods, processes, tools and systems. | SCE is taking a phased approach to incrementally improve upon the data being provided, and is assessing solution options in support of this data inclusion. Estimated timeframes will be provided in subsequent QR.
Other Initiative Polygon
UtilityInitiativeTrackingID | text(50) | FK | No | SCE does not track | SCE will review the labor, operational, technical, and system requirements it will take to capture and store this data element, the benefits this data element may provide in reducing wildfire risk, and the time and cost it will take to incorporate associated changes to work methods, processes, tools and systems. | SCE is taking a phased approach to incrementally improve upon the data being provided, and is assessing solution options in support of this data inclusion. Estimated timeframes will be provided in subsequent QR.
LocationOrAddress | text(100) |  | No | SCE does not track | SCE will review the labor, operational, technical, and system requirements it will take to capture and store this data element, the benefits this data element may provide in reducing wildfire risk, and the time and cost it will take to incorporate associated changes to work methods, processes, tools and systems. | SCE is taking a phased approach to incrementally improve upon the data being provided, and is assessing solution options in support of this data inclusion. Estimated timeframes will be provided in subsequent QR.
WMPInitiativeCategory | text(50) | Domain | No | SCE does not track | SCE will review the labor, operational, technical, and system requirements it will take to capture and store this data element, the benefits this data element may provide in reducing wildfire risk, and the time and cost it will take to incorporate associated changes to work methods, processes, tools and systems. | SCE is taking a phased approach to incrementally improve upon the data being provided, and is assessing solution options in support of this data inclusion. Estimated timeframes will be provided in subsequent QR.
WMPInitiativeActivity | text(150) |  | No | SCE does not track | SCE will review the labor, operational, technical, and system requirements it will take to capture and store this data element, the benefits this data element may provide in reducing wildfire risk, and the time and cost it will take to incorporate associated changes to work methods, processes, tools and systems. | SCE is taking a phased approach to incrementally improve upon the data being provided, and is assessing solution options in support of this data inclusion. Estimated timeframes will be provided in subsequent QR.
WMPSection | text(15) |  | No | SCE does not track | SCE will review the labor, operational, technical, and system requirements it will take to capture and store this data element, the benefits this data element may provide in reducing wildfire risk, and the time and cost it will take to incorporate associated changes to work methods, processes, tools and systems. | SCE is taking a phased approach to incrementally improve upon the data being provided, and is assessing solution options in support of this data inclusion. Estimated timeframes will be provided in subsequent QR.
WMPPageNumber | integer |  | No | SCE does not track | SCE will review the labor, operational, technical, and system requirements it will take to capture and store this data element, the benefits this data element may provide in reducing wildfire risk, and the time and cost it will take to incorporate associated changes to work methods, processes, tools and systems. | SCE is taking a phased approach to incrementally improve upon the data being provided, and is assessing solution options in support of this data inclusion. Estimated timeframes will be provided in subsequent QR.
OiStatus | text(30) | Domain | No | SCE does not track | SCE will review the labor, operational, technical, and system requirements it will take to capture and store this data element, the benefits this data element may provide in reducing wildfire risk, and the time and cost it will take to incorporate associated changes to work methods, processes, tools and systems. | SCE is taking a phased approach to incrementally improve upon the data being provided, and is assessing solution options in support of this data inclusion. Estimated timeframes will be provided in subsequent QR.
QuarterlyProgress | float |  | No | SCE does not track | SCE will review the labor, operational, technical, and system requirements it will take to capture and store this data element, the benefits this data element may provide in reducing wildfire risk, and the time and cost it will take to incorporate associated changes to work methods, processes, tools and systems. | SCE is taking a phased approach to incrementally improve upon the data being provided, and is assessing solution options in support of this data inclusion. Estimated timeframes will be provided in subsequent QR.
CumulativeProgress | float |  | No | SCE does not track | SCE will review the labor, operational, technical, and system requirements it will take to capture and store this data element, the benefits this data element may provide in reducing wildfire risk, and the time and cost it will take to incorporate associated changes to work methods, processes, tools and systems. | SCE is taking a phased approach to incrementally improve upon the data being provided, and is assessing solution options in support of this data inclusion. Estimated timeframes will be provided in subsequent QR.
InitiativeProgress | float |  | No | SCE does not track | SCE will review the labor, operational, technical, and system requirements it will take to capture and store this data element, the benefits this data element may provide in reducing wildfire risk, and the time and cost it will take to incorporate associated changes to work methods, processes, tools and systems. | SCE is taking a phased approach to incrementally improve upon the data being provided, and is assessing solution options in support of this data inclusion. Estimated timeframes will be provided in subsequent QR.
InitiativeTargetUnits | text(50) |  | No | SCE does not track | SCE will review the labor, operational, technical, and system requirements it will take to capture and store this data element, the benefits this data element may provide in reducing wildfire risk, and the time and cost it will take to incorporate associated changes to work methods, processes, tools and systems. | SCE is taking a phased approach to incrementally improve upon the data being provided, and is assessing solution options in support of this data inclusion. Estimated timeframes will be provided in subsequent QR.
County | text(50) |  | No | SCE does not track | SCE will review the labor, operational, technical, and system requirements it will take to capture and store this data element, the benefits this data element may provide in reducing wildfire risk, and the time and cost it will take to incorporate associated changes to work methods, processes, tools and systems. | SCE is taking a phased approach to incrementally improve upon the data being provided, and is assessing solution options in support of this data inclusion. Estimated timeframes will be provided in subsequent QR.
District | text(100) |  | No | SCE does not track | SCE will review the labor, operational, technical, and system requirements it will take to capture and store this data element, the benefits this data element may provide in reducing wildfire risk, and the time and cost it will take to incorporate associated changes to work methods, processes, tools and systems. | SCE is taking a phased approach to incrementally improve upon the data being provided, and is assessing solution options in support of this data inclusion. Estimated timeframes will be provided in subsequent QR.
Initiative Photo Log
PhotoID | text(100) | PK | No | SCE does not track | SCE will review the labor, operational, technical, and system requirements it will take to capture and store this data element, the benefits this data element may provide in reducing wildfire risk, and the time and cost it will take to incorporate associated changes to work methods, processes, tools and systems. | SCE is taking a phased approach to incrementally improve upon the data being provided, and is assessing solution options in support of this data inclusion. Estimated timeframes will be provided in subsequent QR.
UtilityID | text(10) | Domain | No | SCE does not track | SCE will review the labor, operational, technical, and system requirements it will take to capture and store this data element, the benefits this data element may provide in reducing wildfire risk, and the time and cost it will take to incorporate associated changes to work methods, processes, tools and systems. | SCE is taking a phased approach to incrementally improve upon the data being provided, and is assessing solution options in support of this data inclusion. Estimated timeframes will be provided in subsequent QR.
PhotoBeforeID | text(100) | PK | No | SCE does not track | SCE will review the labor, operational, technical, and system requirements it will take to capture and store this data element, the benefits this data element may provide in reducing wildfire risk, and the time and cost it will take to incorporate associated changes to work methods, processes, tools and systems. | SCE is taking a phased approach to incrementally improve upon the data being provided, and is assessing solution options in support of this data inclusion. Estimated timeframes will be provided in subsequent QR.
PhotoAfterID | text(100) | PK | No | SCE does not track | SCE will review the labor, operational, technical, and system requirements it will take to capture and store this data element, the benefits this data element may provide in reducing wildfire risk, and the time and cost it will take to incorporate associated changes to work methods, processes, tools and systems. | SCE is taking a phased approach to incrementally improve upon the data being provided, and is assessing solution options in support of this data inclusion. Estimated timeframes will be provided in subsequent QR.
VmpID | text(50) | FK | No | SCE does not track | SCE will review the labor, operational, technical, and system requirements it will take to capture and store this data element, the benefits this data element may provide in reducing wildfire risk, and the time and cost it will take to incorporate associated changes to work methods, processes, tools and systems. | SCE is taking a phased approach to incrementally improve upon the data being provided, and is assessing solution options in support of this data inclusion. Estimated timeframes will be provided in subsequent QR.
VmiID | text(50) | FK | No | SCE does not track | SCE will review the labor, operational, technical, and system requirements it will take to capture and store this data element, the benefits this data element may provide in reducing wildfire risk, and the time and cost it will take to incorporate associated changes to work methods, processes, tools and systems. | SCE is taking a phased approach to incrementally improve upon the data being provided, and is assessing solution options in support of this data inclusion. Estimated timeframes will be provided in subsequent QR.
AiID | text(50) | FK | No | SCE does not track | SCE will review the labor, operational, technical, and system requirements it will take to capture and store this data element, the benefits this data element may provide in reducing wildfire risk, and the time and cost it will take to incorporate associated changes to work methods, processes, tools and systems. | SCE is taking a phased approach to incrementally improve upon the data being provided, and is assessing solution options in support of this data inclusion. Estimated timeframes will be provided in subsequent QR.
GhID | text(50) | FK | No | SCE does not track | SCE will review the labor, operational, technical, and system requirements it will take to capture and store this data element, the benefits this data element may provide in reducing wildfire risk, and the time and cost it will take to incorporate associated changes to work methods, processes, tools and systems. | SCE is taking a phased approach to incrementally improve upon the data being provided, and is assessing solution options in support of this data inclusion. Estimated timeframes will be provided in subsequent QR.
OiID | text(50) | FK | No | SCE does not track | SCE will review the labor, operational, technical, and system requirements it will take to capture and store this data element, the benefits this data element may provide in reducing wildfire risk, and the time and cost it will take to incorporate associated changes to work methods, processes, tools and systems. | SCE is taking a phased approach to incrementally improve upon the data being provided, and is assessing solution options in support of this data inclusion. Estimated timeframes will be provided in subsequent QR.
FromDeviceID | text(50) | FK | No | SCE does not track | SCE will review the labor, operational, technical, and system requirements it will take to capture and store this data element, the benefits this data element may provide in reducing wildfire risk, and the time and cost it will take to incorporate associated changes to work methods, processes, tools and systems. | SCE is taking a phased approach to incrementally improve upon the data being provided, and is assessing solution options in support of this data inclusion. Estimated timeframes will be provided in subsequent QR.
ToDeviceID | text(50) | FK | No | SCE does not track | SCE will review the labor, operational, technical, and system requirements it will take to capture and store this data element, the benefits this data element may provide in reducing wildfire risk, and the time and cost it will take to incorporate associated changes to work methods, processes, tools and systems. | SCE is taking a phased approach to incrementally improve upon the data being provided, and is assessing solution options in support of this data inclusion. Estimated timeframes will be provided in subsequent QR.

## Other Required Data
OEIS QDR Spatial Data - V2.2.1 - Other Required Data
Field Name | Data Type | Characteristic | Data provided in Current Submission? (Yes/ No) | Availability Explanation | Data Procurement Actions | Estimated Delivery
Other Power Line Connection Location
OtherLineOwner | text(100) |  | Yes
ConnectionAsset | text(100) |  | Yes
ConnectionPointAssetID | text(50) | FK | Yes
CorporationLineID | text(50) | FK | Yes
OtherLineClass | text(30) | Domain | Yes
HFTDClass | text(10) | Domain | Yes
County | text(50) |  | Yes
OtherConductorType | text(30) | Domain | Yes
ConnectionType | text(30) | Domain | Partial
ConnectionOHUG | text(50) | Domain | Yes
OtherNominalVoltagekV | float |  | Yes
OtherOperatingVoltagekV | float |  | No | Data is not currently available | SCE will review the labor, operational, technical, and system requirements it will take to capture and store this data element, the benefits this data element may provide in reducing wildfire risk, and the time and cost it will take to incorporate associated changes to work methods, processes, tools and systems. | SCE is taking a phased approach to incrementally improve upon the data being provided, and is assessing solution options in support of this data inclusion. Estimated timeframes will be provided in subsequent QR.
OtherConductorMaterial | text(100) | Domain | Partial
OtherConductorMaterialComment | text(50) |  | No
OtherConductorSize | text(30) |  | Yes
OtherConductorOD | float |  | No | Data is not currently available | SCE will review the labor, operational, technical, and system requirements it will take to capture and store this data element, the benefits this data element may provide in reducing wildfire risk, and the time and cost it will take to incorporate associated changes to work methods, processes, tools and systems. | SCE is taking a phased approach to incrementally improve upon the data being provided, and is assessing solution options in support of this data inclusion. Estimated timeframes will be provided in subsequent QR.
ConnectionLastInspectionDate | date |  | Yes
ConnectionLastMaintenanceDate | date |  | Yes
ConnectionEstablishmentDate | date |  | Yes
ConnectionEstablishmentYear | integer |  | Yes
EstimatedConnectionAge | text(10) | Domain | Yes
OtherUsefulLifespan | integer |  | No | Data is not currently available | SCE will review the labor, operational, technical, and system requirements it will take to capture and store this data element, the benefits this data element may provide in reducing wildfire risk, and the time and cost it will take to incorporate associated changes to work methods, processes, tools and systems. | SCE is taking a phased approach to incrementally improve upon the data being provided, and is assessing solution options in support of this data inclusion. Estimated timeframes will be provided in subsequent QR.
OtherAmpacityRating | float |  | No | Data is not currently available | SCE will review the labor, operational, technical, and system requirements it will take to capture and store this data element, the benefits this data element may provide in reducing wildfire risk, and the time and cost it will take to incorporate associated changes to work methods, processes, tools and systems. | SCE is taking a phased approach to incrementally improve upon the data being provided, and is assessing solution options in support of this data inclusion. Estimated timeframes will be provided in subsequent QR.
OtherLineGreased | text(10) | Domain | No | Data is not currently available | SCE will review the labor, operational, technical, and system requirements it will take to capture and store this data element, the benefits this data element may provide in reducing wildfire risk, and the time and cost it will take to incorporate associated changes to work methods, processes, tools and systems. | SCE is taking a phased approach to incrementally improve upon the data being provided, and is assessing solution options in support of this data inclusion. Estimated timeframes will be provided in subsequent QR.
ConnectionComments | text(100) |  | Yes
Critical Facility
FacilityName | text(100) |  | Yes
FacilityCategory | text(30) | Domain | Yes
FacilityCategoryComment | text(30) |  | Yes
FacilityDescription | text(50) |  | Yes
CircuitID | text(50) |  | Yes
MeterID | text(50) |  | Yes
BackupPower | text(10) | Domain | No | Data is not currently available | SCE will review the labor, operational, technical, and system requirements it will take to capture and store this data element, the benefits this data element may provide in reducing wildfire risk, and the time and cost it will take to incorporate associated changes to work methods, processes, tools and systems. | SCE is taking a phased approach to incrementally improve upon the data being provided, and is assessing solution options in support of this data inclusion. Estimated timeframes will be provided in subsequent QR.
BackupType | text(30) | Domain | No | Data is not currently available | SCE will review the labor, operational, technical, and system requirements it will take to capture and store this data element, the benefits this data element may provide in reducing wildfire risk, and the time and cost it will take to incorporate associated changes to work methods, processes, tools and systems. | SCE is taking a phased approach to incrementally improve upon the data being provided, and is assessing solution options in support of this data inclusion. Estimated timeframes will be provided in subsequent QR.
BackupTypeComment | text(30) |  | No | Data is not currently available | SCE will review the labor, operational, technical, and system requirements it will take to capture and store this data element, the benefits this data element may provide in reducing wildfire risk, and the time and cost it will take to incorporate associated changes to work methods, processes, tools and systems. | SCE is taking a phased approach to incrementally improve upon the data being provided, and is assessing solution options in support of this data inclusion. Estimated timeframes will be provided in subsequent QR.
BackupCapacity | float |  | No | Data is not currently available | SCE will review the labor, operational, technical, and system requirements it will take to capture and store this data element, the benefits this data element may provide in reducing wildfire risk, and the time and cost it will take to incorporate associated changes to work methods, processes, tools and systems. | SCE is taking a phased approach to incrementally improve upon the data being provided, and is assessing solution options in support of this data inclusion. Estimated timeframes will be provided in subsequent QR.
PopulationImpact | integer |  | No | Data is not currently available | SCE will review the labor, operational, technical, and system requirements it will take to capture and store this data element, the benefits this data element may provide in reducing wildfire risk, and the time and cost it will take to incorporate associated changes to work methods, processes, tools and systems. | SCE is taking a phased approach to incrementally improve upon the data being provided, and is assessing solution options in support of this data inclusion. Estimated timeframes will be provided in subsequent QR.
HFTDClass | text(10) | Domain | Yes
PSPSDays | integer |  | No | Data is not currently available | SCE will review the labor, operational, technical, and system requirements it will take to capture and store this data element, the benefits this data element may provide in reducing wildfire risk, and the time and cost it will take to incorporate associated changes to work methods, processes, tools and systems. | SCE is taking a phased approach to incrementally improve upon the data being provided, and is assessing solution options in support of this data inclusion. Estimated timeframes will be provided in subsequent QR.
ParcelAPN | text(25) |  | No | Data is not currently available | SCE will review the labor, operational, technical, and system requirements it will take to capture and store this data element, the benefits this data element may provide in reducing wildfire risk, and the time and cost it will take to incorporate associated changes to work methods, processes, tools and systems. | SCE is taking a phased approach to incrementally improve upon the data being provided, and is assessing solution options in support of this data inclusion. Estimated timeframes will be provided in subsequent QR.
Address | text(100) |  | Yes
City | text(50) |  | Yes
Zip | text(5) |  | Yes
Red Flag Warning Day Polygon
FireWeatherZoneID | text(50) |  | Yes
FireWeatherZoneName | text(30) |  | Yes
RedFlagWarningIssueDateTime | date |  | Yes
NumberRedFlagWarningDays | float |  | Yes
Administrative Area
AreaType | text(50) |  | Yes
SubareaType | text(50) |  | Yes
SubareaTypeComment | text(50) |  | Yes
Name | text(100) |  | Yes
Major Woody Stem Exempt Tree Point
Species | text(100) |  | Yes
VegetationGenus | text(30) |  | Yes
VegetationSpecies | text(30) |  | Yes
VegetationCommonName | text(50) |  | No | Data is not currently available | SCE will review the labor, operational, technical, and system requirements it will take to capture and store this data element, the benefits this data element may provide in reducing wildfire risk, and the time and cost it will take to incorporate associated changes to work methods, processes, tools and systems. | SCE is taking a phased approach to incrementally improve upon the data being provided, and is assessing solution options in support of this data inclusion. Estimated timeframes will be provided in subsequent QR.
Quantity | integer |  | Yes