## Overview
OEIS QDR Spatial Data - V2.2 - Overview
Dataset | Feature Class or Table | Submitted (Yes/No) | Reason | Availability Explanation | Entire Feature/Table Confidential? (Yes/No) | Metadata Included (Yes/No)? | Metadata Absence Explanation | Data Procurement Actions | Estimated Delivery
Asset Point | Camera | Yes |  |  | No | No | Will be developed for future submission.
| Connection Device | Yes |  |  | No | No | Will be developed for future submission.
| Customer Meter | Yes |  |  | Yes | No | Will be developed for future submission.
| Fuse | Yes |  |  | No | No | Will be developed for future submission.
| Lightning Arrester | Yes |  |  | No | No | Will be developed for future submission.
| Substation | Yes |  |  | Partial | No | Will be developed for future submission.
| Support Structure | Yes |  |  | Partial | Yes
| Switchgear | Yes |  |  | Partial | No | Will be developed for future submission.
| Transformer Site | Yes |  |  | No | Yes
| Transformer Detail | Yes |  |  | No | Yes
| Weather Station | Yes |  |  | No | No | Will be developed for future submission.
Asset Line | Transmission Line | Yes |  |  | Partial | Yes
| Primary Distribution Line | Yes |  |  | No | Yes
| Secondary Distribution Line | No | Not able to provide | SDG&E Secondary GIS data is inconsistent and therefore will not be provided until such time that it can be provided as a viable electric network. Digitization is prioritizing secondary as it relates to grid hardening at this time. | No | No | Will be developed for future submission. | Will investigate data source to determine quality of data. | 2022-Q4
PSPS Event | PSPS Event Log | No | Not relevant for the reporting quarter | Will provide when there is a data to report. | No | No | Will be developed for future submission.
| PSPS Event Line | No | Not relevant for the reporting quarter | Will provide when there is a data to report. | No | No | Will be developed for future submission.
| PSPS Event Polygon | No | Not relevant for the reporting quarter | Will provide when there is a data to report. | No | No | Will be developed for future submission.
| PSPS Event Customer Meter Point | No | Not relevant for the reporting quarter | Will provide when there is a data to report. | Yes | No | Will be developed for future submission.
| PSPS Event Damage Point | No | Not relevant for the reporting quarter | Will provide when there is a data to report. | No | No | Will be developed for future submission. | N/A | N/A
| PSPS Event Conductor Damage Detail | No | Not relevant for the reporting quarter | Will provide when there is a data to report. | No | No | Will be developed for future submission. | N/A | N/A
| PSPS Event Support Structure Damage Detail | No | Not relevant for the reporting quarter | Will provide when there is a data to report. | No | No | Will be developed for future submission. | N/A | N/A
| PSPS Event Other Asset Damage Detail | No | Not relevant for the reporting quarter | Will provide when there is a data to report. | No | No | Will be developed for future submission. | N/A | N/A
| PSPS Event Damage Photo Log | No | Not relevant for the reporting quarter | Will provide when there is a data to report. | No | No | Will be developed for future submission. | N/A | N/A
Risk Event | Wire Down Event | Yes |  |  | No | Yes
| Ignition | Yes |  |  | No | Yes
| Transmission Unplanned Outage | Yes |  |  | No | Yes
| Transmission Vegetation Caused Unplanned Outage | No | Not relevant for the reporting quarter | Will provide when there is a data to report. | No | No | Will be developed for future submission. | N/A | N/A
| Distribution Unplanned Outage | Yes |  |  | No | Yes
| Distribution Vegetation Caused Unplanned Outage | Yes |  |  | No | Yes
| Risk Event Asset Log | Yes |  |  | Partial | Yes
| Risk Event Photo Log | No | Not able to provide | Photos are not currently available for risk events. | No | No | Will be developed for future submission. | Need to develop a process to consistently capture and report risk event photos. | 2024-Q1
Initiative | Vegetation Inspection Log | Yes |  |  | No | No | Will be developed for future submission.
| Vegetation Inspection Point | Yes |  |  | No | No | Will be developed for future submission.
| Vegetation Inspection Line | No | Not relevant for the reporting quarter | SDG&E vegetation management uses point features to store the tree and pole brush information. No lines and polygons are used. | No | No | Will be developed for future submission. | N/A | N/A
| Vegetation Inspection Polygon | No | Not relevant for the reporting quarter | SDG&E vegetation management uses point features to store the tree and pole brush information. No lines and polygons are used. | No | No | Will be developed for future submission. | N/A | N/A
| Vegetation Management Project Log | Yes |  |  | Partial | No | Will be developed for future submission.
| Vegetation Management Project Point | Yes |  |  | Partial | No | Will be developed for future submission.
| Vegetation Management Project Line | Yes |  |  | No | No | Will be developed for future submission. | N/A | N/A
| Vegetation Management Project Polygon | No | Not relevant for the reporting quarter | SDG&E vegetation management uses point features to store the tree and pole brush information. No lines and polygons are used. | No | No | Will be developed for future submission. | N/A | N/A
| Asset Inspection Log | Yes |  |  | Partial | Yes
| Asset Inspection Point | Yes |  |  | Partial | Yes
| Asset Inspection Line | No | Not relevant for the reporting quarter | SDG&E tracks asset inspections by Point. No Lines and Polygon. | No | No | Will be developed for future submission. | N/A | N/A
| Asset Inspection Polygon | No | Not relevant for the reporting quarter | SDG&E does not track asset inspections by polygon. | No | No | Will be developed for future submission. | N/A | N/A
| Grid Hardening Log | Yes |  |  | Partial | No | Will be developed for future submission.
| Grid Hardening Point | Yes |  |  | Partial | No | Will be developed for future submission.
| Grid Hardening Line | Yes |  |  | Partial | No | Will be developed for future submission.
| Other Initiative Log | Yes |  |  | No | No | Will be developed for future submission.
| Other Initiative Point | Yes |  |  | No | No | Will be developed for future submission.
| Other Initiative Line | No | Not relevant for the reporting quarter | SDG&E does not track line data for any other initiatives. | No | No | Will be developed for future submission. | N/A | N/A
| Other Initiative Polygon | No | Not relevant for the reporting quarter | SDG&E does not track polygon data for any other initiatives. | No | No | Will be developed for future submission. | N/A | N/A
| Initiative Photo Log | Yes |  |  | Yes | No | Will be developed for future submission.
Other Required Data | Other Power Line Connection Location | Yes |  |  | Partial | No | Will be developed for future submission.
| Critical Facility | Yes |  |  | Yes | No | Will be developed for future submission.
| Red Flag Warning Day Polygon | Yes |  |  | No | No | Will be developed for future submission.
| Administrative Area | Yes |  |  | No | No | Will be developed for future submission.
| Major Woody Stem Exempt Tree Points | Yes |  |  | No | No | Will be developed for future submission.

## FieldLevelStatusReport
Feature Dataset | Feature Class | Field Name | Data Type | Characteristic | Data provided in latest submission? (Yes/ No) | Availability Explanations | Data procurement actions | Estimated delivery timeframe | Schema Discrepancies/ Feedback
Asset Point | Camera | SupportStructureID | text(50) | FK | Yes
Asset Point | Camera | CameraLocationName | text(30) |  | Yes
Asset Point | Camera | HFTDClass | text(10) | Domain | Yes
Asset Point | Camera | County | text(50) |  | Yes
Asset Point | Connection Device | FromStructureID | text(50) | FK | Yes
Asset Point | Connection Device | ToStructureID | text(50) | FK | No | This would not be appropriate for underground connection devices. Does not align. Suggest providing UG questions associated with handhole, manhole or vault. | This does not exist in the Connection Point feature class but can be found in the related table for the structure that the connection point resides on. | 2024-Q4
Asset Point | Connection Device | CircuitID | text(50) | FK | Yes | Data exists in new related table, SDGE_AssetRelate by Support Structure ID. | N/A | N/A | The relationship is to the structure not the circuit; therefore, it was required to create a relate table to bridge the one to many relationship between struture and circuit.
Asset Point | Connection Device | SubstationID | text(50) | FK | Yes | Data exists in new related table, SDGE_AssetRelate by Support Structure ID. | N/A | N/A | The relationship is to the structure not the circuit; therefore, it was required to create a relate table to bridge the one to many relationship between struture and circuit.
Asset Point | Connection Device | AssetOHUG | text(30) | Domain | Yes
Asset Point | Connection Device | ConnectionDeviceType | text(30) | Domain | Yes
Asset Point | Connection Device | ConnectionDeviceTypeComment | text(30) |  | Yes | Comment fields are utilized to provide additional information and are not always populated. | N/A | N/A
Asset Point | Connection Device | ConnectionDeviceSubtype | text(30) | Domain | Partial | Provided when available | Will investigate when automation is in progress. | 2022-Q4
Asset Point | Connection Device | ConnectionDeviceSubtypeComment | text(30) |  | Yes | Comment fields are utilized to provide additional information and are not always populated. | N/A | N/A
Asset Point | Connection Device | AssociatedNominalVoltagekV | text(10) |  | Yes
Asset Point | Connection Device | AssociatedOperatingVoltagekV | text(10) |  | Yes
Asset Point | Connection Device | CircuitName | text(255) |  | Yes
Asset Point | Connection Device | SubstationName | text(50) |  | Yes | Data exists in new related table, SDGE_AssetRelate by Support Structure ID. | N/A | N/A | The relationship is to the structure not the circuit; therefore, it was required to create a relate table to bridge the one to many relationship between struture and circuit.
Asset Point | Connection Device | Manufacturer | text(50) |  | No | Data is not tracked via existing process. | Will investigate future source. | 2024-Q4
Asset Point | Connection Device | ModelNumber | text(30) |  | Partial | Data is not tracked via existing process. | Will investigate future source. | 2024-Q4
Asset Point | Connection Device | HFTDClass | text(10) | Domain | Yes
Asset Point | Connection Device | County | text(50) |  | Yes
Asset Point | Connection Device | LastInspectionDate | date |  | No | Data is not tracked via existing process. | Source has been identified and will apply when feature class is automated. | 2022-Q4
Asset Point | Connection Device | InstallationDate | date |  | Partial | Created a process and provided when available. | Continue improvements in process of digitization moving forward. | 2022-Q4
Asset Point | Connection Device | InstallationYear | integer |  | Partial | Created a process and provided when available. | Continue improvements in process of digitization moving forward. | 2022-Q4
Asset Point | Connection Device | EstimatedAge | text(10) | Domain | Partial | Currently not utilizing Estimated Age when Installation not available. | Will investigate an alternative source. | 2022-Q4
Asset Point | Connection Device | UsefulLifespan | Integer |  | Yes
Asset Point | Connection Device | ExemptionStatus | text(10) | Domain | No | Data is not tracked via existing process. | Further investigation required to connect exemption status from other database to connect with GIS data. | 2022-Q4
Asset Point | Customer Meter | CircuitID | text(50) | FK | Yes
Asset Point | Customer Meter | SubstationID | text(50) | FK | Partial | Data is provided for all Primary Meters. Customer Meters is missing | Working on automation and will be populated in future submission. | 2022-Q2
Asset Point | Customer Meter | CircuitName | text(255) |  | Yes
Asset Point | Customer Meter | SubstationName | text(30) |  | Partial | Data is provided for all Primary Meters. Customer Meters is missing | Working on automation and will be populated in future submission. | 2022-Q2
Asset Point | Customer Meter | Manufacturer | text(50) |  | No | Data is not tracked via existing process. | Will investigate future source. | 2024-Q4
Asset Point | Customer Meter | ModelNumber | text(30) |  | No | Data is not tracked via existing process. | Will investigate future source. | 2024-Q4
Asset Point | Customer Meter | HFTDClass | text(10) | Domain | Yes
Asset Point | Customer Meter | County | text(50) |  | Yes
Asset Point | Customer Meter | InstallationDate | date |  | Yes
Asset Point | Customer Meter | InstallationYear | integer |  | Yes
Asset Point | Customer Meter | EstimatedAge | text(10) | Domain | Yes
Asset Point | Fuse | SupportStructureID | text(50) | FK | Yes
Asset Point | Fuse | SubstationID | text(50) | FK | Yes
Asset Point | Fuse | CircuitID | text(50) | FK | Yes
Asset Point | Fuse | AssociatedNominalVoltagekV | text(10) |  | Yes
Asset Point | Fuse | AssociatedOperatingVoltagekV | text(10) |  | Yes
Asset Point | Fuse | SubstationName | text(50) |  | Yes
Asset Point | Fuse | CircuitName | text(255) |  | Yes
Asset Point | Fuse | HFTDClass | text(10) | Domain | Yes
Asset Point | Fuse | County | text(50) |  | Yes
Asset Point | Fuse | LastInspectionDate | date |  | No | Data is not tracked via existing process. | Source has been identified and will apply when feature class is automated. | 2022-Q4
Asset Point | Fuse | LastMaintenanceDate | date |  | No | Data is not tracked via existing process. | Will investigate future source. | 2024-Q4
Asset Point | Fuse | ExemptionStatus | text(10) | Domain | No | Data is not tracked via existing process. | Further investigation required to connect exemption status from other database to connect with GIS data. | 2024-Q4 | Domain changed from DomYesNoUnknownNA to DomYesNoUnknown for AssetPoint.Fuse.ExemptionStatus only and does not align with the PDF.
Asset Point | Fuse | FuseRating | float |  | Yes
Asset Point | Fuse | FuseType | text(30) | Domain | Yes | Provided when available. As the old equipment is changed out the data will be provided. Non-HFTD will take time to obtain due to longer replacement timeframe. | N/A | N/A
Asset Point | Fuse | FuseTypeComment | text(50) |  | Yes | Comment fields are utilized to provide additional information and are not always populated. | N/A | N/A
Asset Point | Fuse | FuseSubtype | text(30) |  | Yes | Provided when available. As the old equipment is changed out the data will be provided. Non-HFTD will take time to obtain due to longer replacement timeframe. | N/A | N/A
Asset Point | Lightning Arrester | SupportStructureID | text(50) | FK | Yes
Asset Point | Lightning Arrester | SubstationID | text(50) | FK | Yes | Data exists in new related table, SDGE_AssetRelate by Support Structure ID. | N/A | N/A | The relationship is to the structure not the circuit; therefore, it was required to create a relate table to bridge the one to many relationship between struture and circuit.
Asset Point | Lightning Arrester | CircuitID | text(50) | FK | Yes | Data exists in new related table, SDGE_AssetRelate by Support Structure ID. | N/A | N/A | The relationship is to the structure not the circuit; therefore, it was required to create a relate table to bridge the one to many relationship between struture and circuit.
Asset Point | Lightning Arrester | AssociatedNominalVoltagekV | text(10) |  | Yes
Asset Point | Lightning Arrester | AssociatedOperatingVoltagekV | text(10) |  | Yes
Asset Point | Lightning Arrester | SubstationName | text(50) |  | Yes | Data exists in new related table, SDGE_AssetRelate by Support Structure ID. | N/A | N/A | The relationship is to the structure not the circuit; therefore, it was required to create a relate table to bridge the one to many relationship between struture and circuit.
Asset Point | Lightning Arrester | CircuitName | text(255) |  | Yes | Data exists in new related table, SDGE_AssetRelate by Support Structure ID. | N/A | N/A | The relationship is to the structure not the circuit; therefore, it was required to create a relate table to bridge the one to many relationship between struture and circuit.
Asset Point | Lightning Arrester | Manufacturer | text(50) |  | No | Provided when available | Will investigate future source. | 2024-Q4
Asset Point | Lightning Arrester | ModelNumber | text(30) |  | No | Provided when available | Will investigate future source. | 2024-Q4
Asset Point | Lightning Arrester | HFTDClass | text(10) | Domain | Yes
Asset Point | Lightning Arrester | County | text(50) |  | Yes
Asset Point | Lightning Arrester | LastInspectionDate | date |  | No | Data is not tracked via existing process. | Source has been identified and will apply when feature class is automated. | 2022-Q4
Asset Point | Lightning Arrester | LastMaintenanceDate | date |  | No | Data is not tracked via existing process. | Will investigate future source. | 2024-Q4
Asset Point | Lightning Arrester | InstallationDate | date |  | Partial | Provided when available | N/A | N/A
Asset Point | Lightning Arrester | InstallationYear | integer |  | Partial | Data is not tracked via existing process. | Continue improvements in process of digitization moving forward. | 2022-Q4
Asset Point | Lightning Arrester | EstimatedAge | text(10) | Domain | Partial | Currently not utilizing Estimated Age when Installation not available. | Will investigate an alternative source. | 2022-Q4
Asset Point | Lightning Arrester | UsefulLifespan | integer |  | Yes
Asset Point | Lightning Arrester | ExemptionStatus | text(10) | Domain | No | Data is not tracked via existing process. | Further investigation required to connect exemption status from other database to connect with GIS data. | 2022-Q4
Asset Point | Lightning Arrester | ArresterRating | float |  | No | Data is not tracked via existing process. | Will investigate future source. | 2022-Q4
Asset Point | Substation | SubstationName | text(50) |  | Yes
Asset Point | Substation | SubstationNominalVoltagekV | text(10) |  | Partial | Provided when available | Currently working on tracking data in source system. | 2022-Q2
Asset Point | Substation | SubstationOperatingVoltagekV | text(10) |  | Yes
Asset Point | Substation | SubstationRating | float |  | Partial | The feature class includes StepDowns which Rating is not applicable. Most Substations have this value. | Investigate to determine a complete source for the Substations only. | 2022-Q4
Asset Point | Substation | SubstationType | text(10) | Domain | Yes
Asset Point | Substation | HFTDClass | text(10) | Domain | Yes
Asset Point | Substation | County | text(50) |  | Yes
Asset Point | Substation | LastInspectionDate | date |  | No | Waiting on automation to provide | Automation is currently in progress and data available in the source system will be provided | 2022-Q2
Asset Point | Substation | InstallationDate | date |  | Yes | Provided when available and only for Substations 12kV and above. | N/A | N/A
Asset Point | Substation | InstallationYear | integer |  | Yes | Provided when available and only for Substations 12kV and above. | N/A | N/A
Asset Point | Support Structure | SubstationID | text(50) | FK | Yes | Data exists in new related table, SDGE_AssetRelate by Support Structure ID. | N/A | N/A | Support Stuctures can have multiple circuits attached; therefore, it was required to create a relate table to bridge the one to many relationship between support stucture and circuits.
Asset Point | Support Structure | CircuitID | text(50) | FK | Yes | Data exists in new related table, SDGE_AssetRelate by Support Structure ID. | N/A | N/A | Support Stuctures can have multiple circuits attached; therefore, it was required to create a relate table to bridge the one to many relationship between support stucture and circuits.
Asset Point | Support Structure | ExemptionStatus | text(10) | Domain | No | Data is not tracked via existing process. | Further investigation required to connect exemption status from other database to connect with GIS data. | 2022-Q4
Asset Point | Support Structure | CircuitName | text(255) |  | Yes | Data exists in new related table, SDGE_AssetRelate by Support Structure ID. | N/A | N/A | Support Stuctures can have multiple circuits attached; therefore, it was required to create a relate table to bridge the one to many relationship between support stucture and circuits.
Asset Point | Support Structure | HFTDClass | text(10) | Domain | Yes
Asset Point | Support Structure | County | text(50) |  | Yes
Asset Point | Support Structure | LastInspectionDate | date |  | Partial | Overhead Structures condinue to have high availability; however the addition of underground and surface structures decreases the availability as the source has not yet been reviewed | Will investigate source for underground and surface structures | 2022-Q4
Asset Point | Support Structure | LastMaintenanceDate | date |  | Partial | Provided when available | As dataset grows, the completeness will increase as well. | 2024-Q4
Asset Point | Support Structure | LastIntrusiveDate | date |  | Partial | Provided when available | As dataset grows, the completeness will increase as well. | 2024-Q4
Asset Point | Support Structure | InstallationDate | date |  | Partial | Created a process and provided when available. | Continue improvements in process of digitization moving forward. | 2022-Q4
Asset Point | Support Structure | InstallationYear | integer |  | Partial | Created a process and provided when available. | Continue improvements in process of digitization moving forward. | 2022-Q4
Asset Point | Support Structure | EstimatedAge | text(10) | Domain | Partial | Currently not utilizing Estimated Age when Installation not available. | Will investigate an alternative source. | 2022-Q4
Asset Point | Support Structure | UsefulLifespan | integer |  | Yes
Asset Point | Support Structure | SupportStructureType | text(30) | Domain | Yes
Asset Point | Support Structure | SupportStructureTypeComment | text(30) |  | Yes | Comment fields are utilized to provide additional information and are not always populated. | N/A | N/A
Asset Point | Support Structure | SupportStructureMaterial | text(30) | Domain | Yes
Asset Point | Support Structure | SupportStructureMaterialComment | text(30) |  | Yes | Comment fields are utilized to provide additional information and are not always populated. | N/A | N/A
Asset Point | Support Structure | SupportStructureMaterialSubtype | text(30) |  | Yes
Asset Point | Support Structure | Underbuild | text(3) | Domain | Yes
Asset Point | Support Structure | ConstructionGrade | text(10) | Domain | No | Data is not tracked via existing process. | Will investigate future source. | 2022-Q4
Asset Point | Support Structure | CrossarmAttached | text(10) | Domain | Yes
Asset Point | Switchgear | SupportStructureID | text(50) | FK | Yes
Asset Point | Switchgear | SubstationID | text(50) | FK | Yes | Data exists in new related table, SDGE_AssetRelate by Support Structure ID. | N/A | N/A | Support Stuctures can have multiple circuits attached; therefore, it was required to create a relate table to bridge the one to many relationship between support stucture and circuits.
Asset Point | Switchgear | CircuitID | text(50) | FK | Yes | Data exists in new related table, SDGE_AssetRelate by Support Structure ID. | N/A | N/A | Support Stuctures can have multiple circuits attached; therefore, it was required to create a relate table to bridge the one to many relationship between support stucture and circuits.
Asset Point | Switchgear | AssetOHUG | text(30) | Domain | Yes
Asset Point | Switchgear | AssociatedNominalVoltagekV | float |  | Yes
Asset Point | Switchgear | AssociatedOperatingVoltagekV | float |  | Yes
Asset Point | Switchgear | SubstationName | text(50) |  | Yes | Data exists in new related table, SDGE_AssetRelate by Support Structure ID. | N/A | N/A | Support Stuctures can have multiple circuits attached; therefore, it was required to create a relate table to bridge the one to many relationship between support stucture and circuits.
Asset Point | Switchgear | CircuitName | text(255) |  | Partial | Automation is in progress and scope has been increased beyond distribution and transmission switches and field is not yet fully automated. | Will populate with future automation where applicable. | 2022-Q2
Asset Point | Switchgear | Manufacturer | text(50) |  | Partial | Provided when available | Continue improvements in process of digitization moving forward. | N/A
Asset Point | Switchgear | ModelNumber | text(30) |  | No | Data is not tracked via existing process. | Continue improvements in process of digitization moving forward. | 2024-Q4
Asset Point | Switchgear | HFTDClass | text(10) | Domain | Yes
Asset Point | Switchgear | County | text(50) |  | Yes
Asset Point | Switchgear | LastInspectionDate | date |  | No | Data is not tracked via existing process. | Source has been identified and will apply when feature class is automated. | 2022-Q4 | ***2022-Q2***
Asset Point | Switchgear | LastMaintenanceDate | date |  | No | Data is not tracked via existing process. | Will investigate future source. | 2024-Q4
Asset Point | Switchgear | InstallationDate | date |  | Partial | Created a process and provided when available. | Continue improvements in process of digitization moving forward. | 2022-Q4
Asset Point | Switchgear | InstallationYear | integer |  | Partial | Created a process and provided when available. | Continue improvements in process of digitization moving forward. | 2022-Q4
Asset Point | Switchgear | EstimatedAge | text(10) | Domain | Partial | Currently not utilizing Estimated Age when Installation not available. | Will investigate an alternative source. | 2022-Q4
Asset Point | Switchgear | UsefulLifespan | integer |  | Partial | Provided when available | Continue improvements in process of digitization moving forward. | 2022-Q4
Asset Point | Switchgear | ExemptionStatus | text(10) | Domain | No | Data is not tracked via existing process. | Further investigation required to connect exemption status from other database to connect with GIS data. | 2024-Q4
Asset Point | Switchgear | CurrentRating | float |  | Partial | Provided when available. As the old equipment is changed out the data will be provided. Non-HFTD will take time to obtain due to longer replacement timeframe. | N/A | N/A
Asset Point | Switchgear | AssetClass | text(30) | Domain | Yes
Asset Point | Switchgear | SCADAEnabled | text(3) | Domain | Yes
Asset Point | Switchgear | SwitchgearType | text(30) |  | Yes
Asset Point | Switchgear | SwitchgearSubtype | text(30) |  | No | Automation is in progress and scope has been increased beyond distribution and transmission switches and field is not yet fully automated. | Will populate with future automation where applicable. | 2022-Q2
Asset Point | Switchgear | SwitchgearInsulatingMedium | text(30) |  | No | Data is not tracked via existing process. | Will investigate future source. | 2022-Q4
Asset Point | Transformer Site | SupportStructureID | text(50) | FK | Yes |  |  |  | Feature Class in database is named TRANSFORMER_SITE and therefore is misaligned with the status report naming due the the "_" character
Asset Point | Transformer Site | AssetOHUG | text(30) | Domain | Yes |  |  |  | Feature Class in database is named TRANSFORMER_SITE and therefore is misaligned with the status report naming due the the "_" character
Asset Point | Transformer Site | HFTDClass | text(10) | Domain | Yes |  |  |  | Feature Class in database is named TRANSFORMER_SITE and therefore is misaligned with the status report naming due the the "_" character
Asset Point | Transformer Site | County | text(50) |  | Yes |  |  |  | Feature Class in database is named TRANSFORMER_SITE and therefore is misaligned with the status report naming due the the "_" character
Asset Point | Transformer Site | InaBank | text(30) | Domain | Yes |  |  |  | Feature Class in database is named TRANSFORMER_SITE and therefore is misaligned with the status report naming due the the "_" character
Asset Point | Transformer Site | QuantityinBank | integer |  | Yes |  |  |  | Feature Class in database is named TRANSFORMER_SITE and therefore is misaligned with the status report naming due the the "_" character
Asset Point | Transformer Detail | TransformerSiteID | text(50) | FK | Yes
Asset Point | Transformer Detail | CircuitID | text(50) | FK | Yes
Asset Point | Transformer Detail | TransformerSubtype | text(100) | Domain | Yes
Asset Point | Transformer Detail | AssociatedNominalVoltagekV | float |  | Yes
Asset Point | Transformer Detail | AssociatedOperatingVoltagekV | float |  | Yes
Asset Point | Transformer Detail | SubstationName | text(50) |  | Yes
Asset Point | Transformer Detail | CircuitName | text(255) |  | Yes
Asset Point | Transformer Detail | Manufacturer | text(50) |  | Partial | Provided when available | Dataset will be more consistent over time as this data is now being tracked. | 2024-Q2
Asset Point | Transformer Detail | ModelNumber | text(30) |  | No | Provided when available | Will investigate future source. | 2024-Q4
Asset Point | Transformer Detail | LastInspectionDate | date |  | Yes
Asset Point | Transformer Detail | LastMaintenanceDate | date |  | Partial | Provided when available | As dataset grows, the completeness will increase as well. | 2024-Q4
Asset Point | Transformer Detail | InstallationDate | date |  | Yes
Asset Point | Transformer Detail | InstallationYear | integer |  | Yes
Asset Point | Transformer Detail | EstimatedAge | text(10) | Domain | Yes
Asset Point | Transformer Detail | UsefulLifespan | integer |  | Yes
Asset Point | Transformer Detail | ExemptionStatus | text(30) | Domain | No | Data is not tracked via existing process. | Further investigation required to connect exemption status from other database to connect with GIS data. | 2022-Q4
Asset Point | Transformer Detail | TransformerRating | float |  | Yes
Asset Point | Weather Station | Manufacturer | text(150) |  | Yes | There are multiple manufacturers for a weatherstations and therefore will not be provided. | N/A | N/A
Asset Point | Weather Station | ModelNumber | text(30) |  | Yes | There are multiple manufacturers for a weatherstations and therefore will not be provided. | N/A | N/A
Asset Point | Weather Station | HFTDClass | text(10) | Domain | Yes
Asset Point | Weather Station | County | text(50) |  | Yes
Asset Point | Weather Station | LastInspectionDate | date |  | Yes
Asset Point | Weather Station | InstallationDate | date |  | Yes
Asset Point | Weather Station | InstallationYear | integer |  | Yes
Asset Point | Weather Station | EstimatedAge | text(10) | Domain | Yes
Asset Point | Weather Station | UsefulLifespan | integer |  | Yes
Asset Point | Weather Station | WeatherStationURL | text(255) |  | Yes
Asset Line | Transmission Line | CircuitID | text(50) | PK | Yes
Asset Line | Transmission Line | SubstationID | text(50) | FK | Yes | Data exists in new related table, SDGE_AssetRelate by Support Structure ID. | N/A | N/A | Support Stuctures can have multiple circuits attached; therefore, it was required to create a relate table to bridge the one to many relationship between support stucture and circuits.
Asset Line | Transmission Line | LineClass | text(30) | Domain | Yes
Asset Line | Transmission Line | CircuitName | text(255) |  | Yes
Asset Line | Transmission Line | County | text(150) |  | Yes
Asset Line | Transmission Line | ConductorType | text(30) | Domain | Yes
Asset Line | Transmission Line | ConductorTypeComment | text(30) |  | Yes | Comment fields are utilized to provide additional information and are not always populated. | N/A | N/A
Asset Line | Transmission Line | AssetOHUG | text(30) | Domain | Yes
Asset Line | Transmission Line | NominalVoltagekV | float |  | Yes
Asset Line | Transmission Line | OperatingVoltagekV | float |  | Yes
Asset Line | Transmission Line | SubstationName | text(50) |  | Yes | Data exists in new related table, SDGE_AssetRelate by Support Structure ID. | N/A | N/A | Support Stuctures can have multiple circuits attached; therefore, it was required to create a relate table to bridge the one to many relationship between support stucture and circuits.
Asset Line | Transmission Line | ConductorMaterial | text(50) | Domain | Yes
Asset Line | Transmission Line | ConductorMaterialComment | text(50) |  | Yes | Comment fields are utilized to provide additional information and are not always populated. | N/A | N/A
Asset Line | Transmission Line | ConductorSize | text(30) |  | Yes
Asset Line | Transmission Line | ConductorOD | float |  | Yes
Asset Line | Transmission Line | Terminal1 | text(50) |  | Yes
Asset Line | Transmission Line | Terminal2 | text(50) |  | Yes | Circuits do not always have more than one Terminal; however, if available it will be provided. | N/A | N/A
Asset Line | Transmission Line | Terminal3 | text(50) |  | Yes | Circuits do not always have more than one Terminal; however, if available it will be provided. | N/A | N/A
Asset Line | Transmission Line | Terminal4 | text(50) |  | Yes | Circuits do not always have more than one Terminal; however, if available it will be provided. | N/A | N/A
Asset Line | Transmission Line | Terminal5 | text(50) |  | Yes | Circuits do not always have more than one Terminal; however, if available it will be provided. | N/A | N/A
Asset Line | Transmission Line | Terminals | text(50) |  | Yes | Circuits do not always have more than one Terminal; however, if available it will be provided. | N/A | N/A
Asset Line | Transmission Line | LastInspectionDate | date |  | Yes
Asset Line | Transmission Line | LastMaintenanceDate | date |  | Partial | Provided when available | As dataset grows, the completeness will increase as well. | 2024-Q4
Asset Line | Transmission Line | InstallationDate | date |  | Partial | Created a process and provided when available. | Continue improvements in process of digitization moving forward. | 2022-Q4
Asset Line | Transmission Line | InstallationYear | integer |  | Partial | Created a process and provided when available. | Continue improvements in process of digitization moving forward. | 2022-Q4
Asset Line | Transmission Line | EstimatedAge | text(10) | Domain | Partial | Currently not utilizing Estimated Age when Installation not available. | Will investigate an alternative source. | 2022-Q4
Asset Line | Transmission Line | UsefulLifespan | integer |  | Yes
Asset Line | Transmission Line | AmpacityRating | float |  | No | Data is not tracked via existing process. | Will work with the data owners to determine if this is applicable and if it can be populated. | 2024-Q4
Asset Line | Transmission Line | Greased | text(10) | Domain | No | Data is not tracked via existing process. | Will investigate future source. | 2022-Q4
Asset Line | Primary Distribution Line | CircuitID | text(50) | PK | Yes
Asset Line | Primary Distribution Line | UtilityID | text(30) | Domain | Yes
Asset Line | Primary Distribution Line | SubstationID | text(50) | FK | Yes
Asset Line | Primary Distribution Line | CircuitName | text(255) |  | Yes
Asset Line | Primary Distribution Line | County | text(150) |  | Yes
Asset Line | Primary Distribution Line | ConductorType | text(30) | Domain | Yes
Asset Line | Primary Distribution Line | ConductorTypeComment | text(30) |  | Yes | Comment fields are utilized to provide additional information and are not always populated. | N/A | N/A
Asset Line | Primary Distribution Line | AssetOHUG | text(30) | Domain | Yes
Asset Line | Primary Distribution Line | NominalVoltagekV | float |  | Yes
Asset Line | Primary Distribution Line | OperatingVoltagekV | float |  | Yes
Asset Line | Primary Distribution Line | SubstationName | text(50) |  | Yes
Asset Line | Primary Distribution Line | ConductorMaterial | text(50) | Domain | Yes
Asset Line | Primary Distribution Line | ConductorMaterialComment | text(50) |  | Yes | Comment fields are utilized to provide additional information and are not always populated. | N/A | N/A
Asset Line | Primary Distribution Line | ConductorSize | text(30) |  | Yes
Asset Line | Primary Distribution Line | ConductorOD | float |  | Partial | Created a process for overhead conductors and provided when available. | Will investigate source for underground conductors | 2022-Q4
Asset Line | Primary Distribution Line | LastInspectionDate | date |  | Partial | Created a process for overhead and provided when available. | Will investigate source for underground and surface structures | 2022-Q4
Asset Line | Primary Distribution Line | LastMaintenanceDate | date |  | No | Data is not tracked via existing process. | Will investigate future source. | 2024-Q4
Asset Line | Primary Distribution Line | InstallationDate | date |  | Partial | Created a process and provided when available. | Continue improvements in process of digitization moving forward. | 2022-Q4
Asset Line | Primary Distribution Line | InstallationYear | integer |  | Partial | Created a process and provided when available. | Continue improvements in process of digitization moving forward. | 2022-Q4
Asset Line | Primary Distribution Line | EstimatedAge | text(10) | Domain | Partial | Currently not utilizing Estimated Age when Installation not available. | Will investigate an alternative source. | 2022-Q4
Asset Line | Primary Distribution Line | UsefulLifespan | integer |  | Yes
Asset Line | Primary Distribution Line | AmpacityRating | float |  | No | Data is not tracked via existing process. | Will investigate future source. | 2022-Q4
Asset Line | Primary Distribution Line | Greased | text(10) | Domain | Yes
Asset Line | Secondary Distribution Line | CircuitID | text(50) | PK | No | SDG&E Secondary GIS data is inconsistent and therefore will not be provided until such time that it can be provided as a viable electric network. Digitization is prioritizing secondary as it relates to grid hardening at this time. | Will investigate data source to determine quality of data. | 2024-Q4
Asset Line | Secondary Distribution Line | SubstationID | text(50) | FK | No | SDG&E Secondary GIS data is inconsistent and therefore will not be provided until such time that it can be provided as a viable electric network. Digitization is prioritizing secondary as it relates to grid hardening at this time. | Will investigate data source to determine quality of data. | 2024-Q4
Asset Line | Secondary Distribution Line | CircuitName | text(255) |  | No | SDG&E Secondary GIS data is inconsistent and therefore will not be provided until such time that it can be provided as a viable electric network. Digitization is prioritizing secondary as it relates to grid hardening at this time. | Will investigate data source to determine quality of data. | 2024-Q4
Asset Line | Secondary Distribution Line | County | text(150) |  | No | SDG&E Secondary GIS data is inconsistent and therefore will not be provided until such time that it can be provided as a viable electric network. Digitization is prioritizing secondary as it relates to grid hardening at this time. | Will investigate data source to determine quality of data. | 2024-Q4
Asset Line | Secondary Distribution Line | ConductorType | text(30) | Domain | No | SDG&E Secondary GIS data is inconsistent and therefore will not be provided until such time that it can be provided as a viable electric network. Digitization is prioritizing secondary as it relates to grid hardening at this time. | Will investigate data source to determine quality of data. | 2024-Q4
Asset Line | Secondary Distribution Line | ConductorTypeComment | text(30) |  | No | SDG&E Secondary GIS data is inconsistent and therefore will not be provided until such time that it can be provided as a viable electric network. Digitization is prioritizing secondary as it relates to grid hardening at this time. | Will investigate data source to determine quality of data. | 2024-Q4
Asset Line | Secondary Distribution Line | AssetOHUG | text(30) | Domain | No | SDG&E Secondary GIS data is inconsistent and therefore will not be provided until such time that it can be provided as a viable electric network. Digitization is prioritizing secondary as it relates to grid hardening at this time. | Will investigate data source to determine quality of data. | 2024-Q4
Asset Line | Secondary Distribution Line | NominalVoltagekV | text(10) |  | No | SDG&E Secondary GIS data is inconsistent and therefore will not be provided until such time that it can be provided as a viable electric network. Digitization is prioritizing secondary as it relates to grid hardening at this time. | Will investigate data source to determine quality of data. | 2024-Q4
Asset Line | Secondary Distribution Line | OperatingVoltagekV | text(10) |  | No | SDG&E Secondary GIS data is inconsistent and therefore will not be provided until such time that it can be provided as a viable electric network. Digitization is prioritizing secondary as it relates to grid hardening at this time. | Will investigate data source to determine quality of data. | 2024-Q4
Asset Line | Secondary Distribution Line | SubstationName | text(50) |  | No | SDG&E Secondary GIS data is inconsistent and therefore will not be provided until such time that it can be provided as a viable electric network. Digitization is prioritizing secondary as it relates to grid hardening at this time. | Will investigate data source to determine quality of data. | 2024-Q4
Asset Line | Secondary Distribution Line | ConductorMaterial | text(50) | Domain | No | SDG&E Secondary GIS data is inconsistent and therefore will not be provided until such time that it can be provided as a viable electric network. Digitization is prioritizing secondary as it relates to grid hardening at this time. | Will investigate data source to determine quality of data. | 2024-Q4 | Domain removed from field - does not align with Reporting Standard
Asset Line | Secondary Distribution Line | ConductorMaterialComment | text(50) |  | No | SDG&E Secondary GIS data is inconsistent and therefore will not be provided until such time that it can be provided as a viable electric network. Digitization is prioritizing secondary as it relates to grid hardening at this time. | Will investigate data source to determine quality of data. | 2024-Q4
Asset Line | Secondary Distribution Line | ConductorSize | text(30) |  | No | SDG&E Secondary GIS data is inconsistent and therefore will not be provided until such time that it can be provided as a viable electric network. Digitization is prioritizing secondary as it relates to grid hardening at this time. | Will investigate data source to determine quality of data. | 2024-Q4
Asset Line | Secondary Distribution Line | ConductorOD | float |  | No | SDG&E Secondary GIS data is inconsistent and therefore will not be provided until such time that it can be provided as a viable electric network. Digitization is prioritizing secondary as it relates to grid hardening at this time. | Will investigate data source to determine quality of data. | 2024-Q4
Asset Line | Secondary Distribution Line | LastInspectionDate | date |  | No | SDG&E Secondary GIS data is inconsistent and therefore will not be provided until such time that it can be provided as a viable electric network. Digitization is prioritizing secondary as it relates to grid hardening at this time. | Will investigate data source to determine quality of data. | 2024-Q4
Asset Line | Secondary Distribution Line | LastMaintenanceDate | date |  | No | SDG&E Secondary GIS data is inconsistent and therefore will not be provided until such time that it can be provided as a viable electric network. Digitization is prioritizing secondary as it relates to grid hardening at this time. | Will investigate data source to determine quality of data. | 2024-Q4
Asset Line | Secondary Distribution Line | InstallationDate | date |  | No | SDG&E Secondary GIS data is inconsistent and therefore will not be provided until such time that it can be provided as a viable electric network. Digitization is prioritizing secondary as it relates to grid hardening at this time. | Will investigate data source to determine quality of data. | 2024-Q4
Asset Line | Secondary Distribution Line | InstallationYear | integer |  | No | SDG&E Secondary GIS data is inconsistent and therefore will not be provided until such time that it can be provided as a viable electric network. Digitization is prioritizing secondary as it relates to grid hardening at this time. | Will investigate data source to determine quality of data. | 2024-Q4
Asset Line | Secondary Distribution Line | EstimatedAge | text(10) | Domain | No | SDG&E Secondary GIS data is inconsistent and therefore will not be provided until such time that it can be provided as a viable electric network. Digitization is prioritizing secondary as it relates to grid hardening at this time. | Will investigate data source to determine quality of data. | 2024-Q4
Asset Line | Secondary Distribution Line | UsefulLifespan | Integer |  | No | SDG&E Secondary GIS data is inconsistent and therefore will not be provided until such time that it can be provided as a viable electric network. Digitization is prioritizing secondary as it relates to grid hardening at this time. | Will investigate data source to determine quality of data. | 2024-Q4
Asset Line | Secondary Distribution Line | AmpacityRating | float |  | No | SDG&E Secondary GIS data is inconsistent and therefore will not be provided until such time that it can be provided as a viable electric network. Digitization is prioritizing secondary as it relates to grid hardening at this time. | Will investigate data source to determine quality of data. | 2024-Q4
Asset Line | Secondary Distribution Line | Greased | text(10) | Domain | No | SDG&E Secondary GIS data is inconsistent and therefore will not be provided until such time that it can be provided as a viable electric network. Digitization is prioritizing secondary as it relates to grid hardening at this time. | Will investigate data source to determine quality of data. | 2024-Q4
PSPS Event | PSPS Event Log | EOCActivationDateTime | date |  | Yes
PSPS Event | PSPS Event Log | StartDateTime | date |  | Yes
PSPS Event | PSPS Event Log | AllClearDateTime | date |  | Yes
PSPS Event | PSPS Event Log | AllLoadUpDateTime | date |  | Yes
PSPS Event | PSPS Event Log | County | text(150) |  | Yes
PSPS Event | PSPS Event Log | WindRisk | text(3) | Domain | Yes
PSPS Event | PSPS Event Log | RelativeHumidityRisk | text(3) | Domain | Yes
PSPS Event | PSPS Event Log | TemperatureRisk | text(3) | Domain | Yes
PSPS Event | PSPS Event Log | VegetationRisk | text(3) | Domain | Yes
PSPS Event | PSPS Event Log | AssetRisk | text(3) | Domain | Yes
PSPS Event | PSPS Event Log | DeadFuelRisk | text(3) | Domain | Yes
PSPS Event | PSPS Event Log | LiveFuelRisk | text(3) | Domain | Yes
PSPS Event | PSPS Event Log | RedFlagWarningRisk | text(3) | Domain | Yes
PSPS Event | PSPS Event Log | OtherRisk | text(3) | Domain | Yes
PSPS Event | PSPS Event Log | OtherRiskReason | text(100) |  | Yes | Other fields are utilized when Domain Values do not align; therefore, provided when required. | N/A | N/A
PSPS Event | PSPS Event Line | CircuitID | text(50) | FK | Yes
PSPS Event | PSPS Event Line | SubstationID | text(50) |  | Yes
PSPS Event | PSPS Event Line | IsolationDeviceID | text(50) | FK | Yes
PSPS Event | PSPS Event Line | IsolationDevice | text(30) | Domain | Yes
PSPS Event | PSPS Event Line | IsolationDeviceComment | text(50) |  | Yes | Comment fields are utilized to provide additional information and are not always populated. | N/A | N/A
PSPS Event | PSPS Event Line | PredictedDurationMinutes | integer |  | Yes
PSPS Event | PSPS Event Line | ActualDurationMinutes | integer |  | Yes
PSPS Event | PSPS Event Line | DurationPredictionError | integer |  | Yes
PSPS Event | PSPS Event Line | TotalCustomerMinutes | integer |  | Yes
PSPS Event | PSPS Event Line | TotalCustomers | integer |  | Yes
PSPS Event | PSPS Event Line | ResidentialCustomers | integer |  | Yes
PSPS Event | PSPS Event Line | MedicalBaselineCustomers | integer |  | Yes
PSPS Event | PSPS Event Line | CommercialIndustrialCustomers | integer |  | Yes
PSPS Event | PSPS Event Line | OtherCustomers | integer |  | Yes
PSPS Event | PSPS Event Line | CriticalInfrastructure | integer |  | Yes
PSPS Event | PSPS Event Line | CriticalInfrastructureDuration | integer |  | Yes
PSPS Event | PSPS Event Line | CriticalInfrastructureImpact | integer |  | Yes
PSPS Event | PSPS Event Line | County | text(150) |  | Yes
PSPS Event | PSPS Event Polygon | CircuitID | text(50) | FK | Yes | This is not applicable when reporting by Polygon | N/A | N/A
PSPS Event | PSPS Event Polygon | SubstationID | text(50) |  | Yes | This is not applicable when reporting by Polygon | N/A | N/A
PSPS Event | PSPS Event Polygon | IsolationDeviceID | text(50) | FK | Yes
PSPS Event | PSPS Event Polygon | IsolationDevice | text(30) | Domain | Yes
PSPS Event | PSPS Event Polygon | IsolationDeviceComment | text(50) |  | Yes | Comment fields are utilized to provide additional information and are not always populated. | N/A | N/A
PSPS Event | PSPS Event Polygon | PredictedDurationMinutes | integer |  | Yes
PSPS Event | PSPS Event Polygon | ActualDurationMinutes | integer |  | Yes
PSPS Event | PSPS Event Polygon | DurationPredictionError | integer |  | Yes
PSPS Event | PSPS Event Polygon | TotalCustomerMinutes | integer |  | Yes
PSPS Event | PSPS Event Polygon | TotalCustomers | integer |  | Yes
PSPS Event | PSPS Event Polygon | ResidentialCustomers | integer |  | Yes
PSPS Event | PSPS Event Polygon | MedicalBaselineCustomers | integer |  | Yes
PSPS Event | PSPS Event Polygon | CommercialIndustrialCustomers | integer |  | Yes
PSPS Event | PSPS Event Polygon | OtherCustomers | integer |  | Yes
PSPS Event | PSPS Event Polygon | CriticalInfrastructure | integer |  | Yes
PSPS Event | PSPS Event Polygon | CriticalInfrastructureDuration | integer |  | Yes
PSPS Event | PSPS Event Polygon | CriticalInfrastructureImpact | integer |  | Yes
PSPS Event | PSPS Event Polygon | County | text(150) |  | Yes
PSPS Event | PSPS Event Customer Meter Point | AssetID | text(50) | FK | Yes
PSPS Event | PSPS Event Customer Meter Point | HFTDClass | text(10) | Domain | Yes
PSPS Event | PSPS Event Customer Meter Point | County | text(50) |  | Yes
PSPS Event | PSPS Event Damage Point | HFTDClass | text(10) | Domain | No | SDG&E has not yet had to report PSPS Damage. | Will review if applicable in future submission | N/A | Feature Class name in the status report has a space at the beginning of the field which forces formulas to be used to align to the fgdb schema feature class name
PSPS Event | PSPS Event Damage Point | County | text(50) |  | No | SDG&E has not yet had to report PSPS Damage. | Will review if applicable in future submission | N/A | Feature Class name in the status report has a space at the beginning of the field which forces formulas to be used to align to the fgdb schema feature class name
PSPS Event | PSPS Event Conductor Damage Detail | CircuitID | text(50) | FK | No | SDG&E has not yet had to report PSPS Damage. | Will review if applicable in future submission | N/A
PSPS Event | PSPS Event Conductor Damage Detail | FromDeviceID | text(50) | FK | No | SDG&E has not yet had to report PSPS Damage. | Will review if applicable in future submission | N/A
PSPS Event | PSPS Event Conductor Damage Detail | ToDeviceID | text(50) | FK | No | SDG&E has not yet had to report PSPS Damage. | Will review if applicable in future submission | N/A
PSPS Event | PSPS Event Conductor Damage Detail | FeederID | text(50) | FK | No | SDG&E has not yet had to report PSPS Damage. | Will review if applicable in future submission | N/A
PSPS Event | PSPS Event Conductor Damage Detail | SubstationID | text(50) | FK | No | SDG&E has not yet had to report PSPS Damage. | Will review if applicable in future submission | N/A
PSPS Event | PSPS Event Conductor Damage Detail | DamageDateTime | date |  | No | SDG&E has not yet had to report PSPS Damage. | Will review if applicable in future submission | N/A
PSPS Event | PSPS Event Conductor Damage Detail | Asset | text(10) | Domain | No | SDG&E has not yet had to report PSPS Damage. | Will review if applicable in future submission | N/A
PSPS Event | PSPS Event Conductor Damage Detail | NominalVoltagekV | text(10) |  | No | SDG&E has not yet had to report PSPS Damage. | Will review if applicable in future submission | N/A
PSPS Event | PSPS Event Conductor Damage Detail | OperatingVoltagekV | text(10) |  | No | SDG&E has not yet had to report PSPS Damage. | Will review if applicable in future submission | N/A
PSPS Event | PSPS Event Conductor Damage Detail | ConductorMaterial | text(50) | Domain | No | SDG&E has not yet had to report PSPS Damage. | Will review if applicable in future submission | N/A
PSPS Event | PSPS Event Conductor Damage Detail | ConductorMaterialComment | text(50) |  | No | SDG&E has not yet had to report PSPS Damage. | Will review if applicable in future submission | N/A
PSPS Event | PSPS Event Conductor Damage Detail | ConductorType | text(30) | Domain | No | SDG&E has not yet had to report PSPS Damage. | Will review if applicable in future submission | N/A
PSPS Event | PSPS Event Conductor Damage Detail | ConductorTypeComment | text(50) |  | No | SDG&E has not yet had to report PSPS Damage. | Will review if applicable in future submission | N/A
PSPS Event | PSPS Event Conductor Damage Detail | ConductorLength | float |  | No | SDG&E has not yet had to report PSPS Damage. | Will review if applicable in future submission | N/A
PSPS Event | PSPS Event Conductor Damage Detail | FailedEquipmentDescription | text(100) |  | No | SDG&E has not yet had to report PSPS Damage. | Will review if applicable in future submission | N/A
PSPS Event | PSPS Event Conductor Damage Detail | ExternalForceDescription | text(100) |  | No | SDG&E has not yet had to report PSPS Damage. | Will review if applicable in future submission | N/A
PSPS Event | PSPS Event Conductor Damage Detail | SubstationName | text(50) |  | No | SDG&E has not yet had to report PSPS Damage. | Will review if applicable in future submission | N/A
PSPS Event | PSPS Event Conductor Damage Detail | SubstationType | text(10) | Domain | No | SDG&E has not yet had to report PSPS Damage. | Will review if applicable in future submission | N/A
PSPS Event | PSPS Event Conductor Damage Detail | Cause | text(30) | Domain | No | SDG&E has not yet had to report PSPS Damage. | Will review if applicable in future submission | N/A
PSPS Event | PSPS Event Conductor Damage Detail | CauseComment | text(30) |  | No | SDG&E has not yet had to report PSPS Damage. | Will review if applicable in future submission | N/A
PSPS Event | PSPS Event Conductor Damage Detail | EnergizedOnGround | text(10) | Domain | No | SDG&E has not yet had to report PSPS Damage. | Will review if applicable in future submission | N/A
PSPS Event | PSPS Event Conductor Damage Detail | ManufacturerModelID | text(50) |  | No | SDG&E has not yet had to report PSPS Damage. | Will review if applicable in future submission | N/A
PSPS Event | PSPS Event Conductor Damage Detail | InstallationDate | date |  | No | SDG&E has not yet had to report PSPS Damage. | Will review if applicable in future submission | N/A
PSPS Event | PSPS Event Conductor Damage Detail | InstallationYear | integer |  | No | SDG&E has not yet had to report PSPS Damage. | Will review if applicable in future submission | N/A
PSPS Event | PSPS Event Conductor Damage Detail | EstimatedAge | text(10) | Domain | No | SDG&E has not yet had to report PSPS Damage. | Will review if applicable in future submission | N/A
PSPS Event | PSPS Event Conductor Damage Detail | UsefulLifespan | integer |  | No | SDG&E has not yet had to report PSPS Damage. | Will review if applicable in future submission | N/A
PSPS Event | PSPS Event Conductor Damage Detail | LikelyArcing | text(10) | Domain | No | SDG&E has not yet had to report PSPS Damage. | Will review if applicable in future submission | N/A
PSPS Event | PSPS Event Conductor Damage Detail | DamageType | text(30) | Domain | No | SDG&E has not yet had to report PSPS Damage. | Will review if applicable in future submission | N/A | Domain contains incorrect spelling of "Asset failiure"
PSPS Event | PSPS Event Conductor Damage Detail | DamageDescription | text(30) | Domain | No | SDG&E has not yet had to report PSPS Damage. | Will review if applicable in future submission | N/A
PSPS Event | PSPS Event Conductor Damage Detail | DamageDescriptionComment | text(30) |  | No | SDG&E has not yet had to report PSPS Damage. | Will review if applicable in future submission | N/A
PSPS Event | PSPS Event Support Structure Damage Detail | AssetID | text(50) | FK | No | SDG&E has not yet had to report PSPS Damage. | Will review if applicable in future submission | N/A
PSPS Event | PSPS Event Support Structure Damage Detail | FeederID | text(50) | FK | No | SDG&E has not yet had to report PSPS Damage. | Will review if applicable in future submission | N/A
PSPS Event | PSPS Event Support Structure Damage Detail | DamageDateTime | date |  | No | SDG&E has not yet had to report PSPS Damage. | Will review if applicable in future submission | N/A
PSPS Event | PSPS Event Support Structure Damage Detail | Asset | text(30) | Domain | No | SDG&E has not yet had to report PSPS Damage. | Will review if applicable in future submission | N/A
PSPS Event | PSPS Event Support Structure Damage Detail | AssetComment | text(30) |  | No | SDG&E has not yet had to report PSPS Damage. | Will review if applicable in future submission | N/A
PSPS Event | PSPS Event Support Structure Damage Detail | Cause | text(30) | Domain | No | SDG&E has not yet had to report PSPS Damage. | Will review if applicable in future submission | N/A
PSPS Event | PSPS Event Support Structure Damage Detail | CauseComment | text(30) |  | No | SDG&E has not yet had to report PSPS Damage. | Will review if applicable in future submission | N/A
PSPS Event | PSPS Event Support Structure Damage Detail | AssociatedNominalVoltagekV | text(10) |  | No | SDG&E has not yet had to report PSPS Damage. | Will review if applicable in future submission | N/A
PSPS Event | PSPS Event Support Structure Damage Detail | AssociatedOperatingVoltagekV | text(10) |  | No | SDG&E has not yet had to report PSPS Damage. | Will review if applicable in future submission | N/A
PSPS Event | PSPS Event Support Structure Damage Detail | SupportStructureMaterial | text(30) | Domain | No | SDG&E has not yet had to report PSPS Damage. | Will review if applicable in future submission | N/A
PSPS Event | PSPS Event Support Structure Damage Detail | MaterialComment | text(30) |  | No | SDG&E has not yet had to report PSPS Damage. | Will review if applicable in future submission | N/A
PSPS Event | PSPS Event Support Structure Damage Detail | ManufacturerModelID | text(50) |  | No | SDG&E has not yet had to report PSPS Damage. | Will review if applicable in future submission | N/A
PSPS Event | PSPS Event Support Structure Damage Detail | InstallationDate | date |  | No | SDG&E has not yet had to report PSPS Damage. | Will review if applicable in future submission | N/A
PSPS Event | PSPS Event Support Structure Damage Detail | InstallationYear | integer |  | No | SDG&E has not yet had to report PSPS Damage. | Will review if applicable in future submission | N/A
PSPS Event | PSPS Event Support Structure Damage Detail | EstimatedAge | text(10) | Domain | No | SDG&E has not yet had to report PSPS Damage. | Will review if applicable in future submission | N/A
PSPS Event | PSPS Event Support Structure Damage Detail | UsefulLifespan | integer |  | No | SDG&E has not yet had to report PSPS Damage. | Will review if applicable in future submission | N/A
PSPS Event | PSPS Event Support Structure Damage Detail | LikelyArcing | text(10) | Domain | No | SDG&E has not yet had to report PSPS Damage. | Will review if applicable in future submission | N/A | Domain removed from field - does not align with Reporting Standard
PSPS Event | PSPS Event Support Structure Damage Detail | DamageType | text(30) | Domain | No | SDG&E has not yet had to report PSPS Damage. | Will review if applicable in future submission | N/A | Domain contains incorrect spelling of "Asset failiure"
PSPS Event | PSPS Event Support Structure Damage Detail | DamageDescription | text(30) | Domain | No | SDG&E has not yet had to report PSPS Damage. | Will review if applicable in future submission | N/A | Domain removed from field - does not align with Reporting Standard
PSPS Event | PSPS Event Support Structure Damage Detail | DamageDescriptionComment | text(30) |  | No | SDG&E has not yet had to report PSPS Damage. | Will review if applicable in future submission | N/A
PSPS Event | PSPS Event Other Asset Damage Detail | AssetID | text(50) | FK | No | SDG&E has not yet had to report PSPS Damage. | Will review if applicable in future submission | N/A
PSPS Event | PSPS Event Other Asset Damage Detail | FeederID | text(50) | FK | No | SDG&E has not yet had to report PSPS Damage. | Will review if applicable in future submission | N/A
PSPS Event | PSPS Event Other Asset Damage Detail | DamageDateTime | date |  | No | SDG&E has not yet had to report PSPS Damage. | Will review if applicable in future submission | N/A
PSPS Event | PSPS Event Other Asset Damage Detail | Asset | text(30) | Domain | No | SDG&E has not yet had to report PSPS Damage. | Will review if applicable in future submission | N/A
PSPS Event | PSPS Event Other Asset Damage Detail | AssetComment | text(30) |  | No | SDG&E has not yet had to report PSPS Damage. | Will review if applicable in future submission | N/A
PSPS Event | PSPS Event Other Asset Damage Detail | Cause | text(30) | Domain | No | SDG&E has not yet had to report PSPS Damage. | Will review if applicable in future submission | N/A
PSPS Event | PSPS Event Other Asset Damage Detail | CauseComment | text(30) |  | No | SDG&E has not yet had to report PSPS Damage. | Will review if applicable in future submission | N/A
PSPS Event | PSPS Event Other Asset Damage Detail | AssociatedNominalVoltagekV | text(10) |  | No | SDG&E has not yet had to report PSPS Damage. | Will review if applicable in future submission | N/A
PSPS Event | PSPS Event Other Asset Damage Detail | AssociatedOperatingVoltagekV | text(10) |  | No | SDG&E has not yet had to report PSPS Damage. | Will review if applicable in future submission | N/A
PSPS Event | PSPS Event Other Asset Damage Detail | ManufacturerModelID | text(50) |  | No | SDG&E has not yet had to report PSPS Damage. | Will review if applicable in future submission | N/A
PSPS Event | PSPS Event Other Asset Damage Detail | InstallationDate | date |  | No | SDG&E has not yet had to report PSPS Damage. | Will review if applicable in future submission | N/A
PSPS Event | PSPS Event Other Asset Damage Detail | InstallationYear | integer |  | No | SDG&E has not yet had to report PSPS Damage. | Will review if applicable in future submission | N/A
PSPS Event | PSPS Event Other Asset Damage Detail | EstimatedAge | text(10) | Domain | No | SDG&E has not yet had to report PSPS Damage. | Will review if applicable in future submission | N/A
PSPS Event | PSPS Event Other Asset Damage Detail | UsefulLifespan | integer |  | No | SDG&E has not yet had to report PSPS Damage. | Will review if applicable in future submission | N/A
PSPS Event | PSPS Event Other Asset Damage Detail | ExemptionStatus | text(10) | Domain | No | SDG&E has not yet had to report PSPS Damage. | Will review if applicable in future submission | N/A
PSPS Event | PSPS Event Other Asset Damage Detail | LikelyArcing | text(10) | Domain | No | SDG&E has not yet had to report PSPS Damage. | Will review if applicable in future submission | N/A
PSPS Event | PSPS Event Other Asset Damage Detail | DamageType | text(30) | Domain | No | SDG&E has not yet had to report PSPS Damage. | Will review if applicable in future submission | N/A | Domain contains incorrect spelling of "Asset failiure"
PSPS Event | PSPS Event Other Asset Damage Detail | DamageDescription | text(30) | Domain | No | SDG&E has not yet had to report PSPS Damage. | Will review if applicable in future submission | N/A
PSPS Event | PSPS Event Other Asset Damage Detail | DamageDescriptionComment | text(30) |  | No | SDG&E has not yet had to report PSPS Damage. | Will review if applicable in future submission | N/A
PSPS Event | PSPS Event Damage Photo Log | DamagedAssetPhotoID | text(100) | PK | No | SDG&E has not yet had to report PSPS Damage. | Will review if applicable in future submission | N/A
PSPS Event | PSPS Event Damage Photo Log | FuelBedPhotoID | text(100) | PK | No | SDG&E has not yet had to report PSPS Damage. | Will review if applicable in future submission | N/A
PSPS Event | PSPS Event Damage Photo Log | DamageEventID | text(100) | FK | No | SDG&E has not yet had to report PSPS Damage. | Will review if applicable in future submission | N/A
Risk Event | Wire Down Event | ToutageID | text(50) | FK | No | Data is not tracked via existing process. | Need to establish a process to connect wire down events to transmission outages. | 2022-Q4
Risk Event | Wire Down Event | DoutageID | text(50) | FK | Yes
Risk Event | Wire Down Event | WireDownDate | date |  | Yes
Risk Event | Wire Down Event | WireDownYear | integer |  | Yes
Risk Event | Wire Down Event | Cause | text(30) | Domain | Yes
Risk Event | Wire Down Event | CauseComment | text(30) |  | Yes | Comment fields are utilized to provide additional information and are not always populated. | N/A | N/A
Risk Event | Wire Down Event | ObjectContact | text(30) | Domain | Yes |  |  |  | Domain removed from field - does not align with Reporting Standard
Risk Event | Wire Down Event | EquipmentFailure | text(30) | Domain | Yes
Risk Event | Wire Down Event | EquipmentFailureComment | text(30) |  | Yes | Comment fields are utilized to provide additional information and are not always populated. | N/A | N/A
Risk Event | Wire Down Event | AssociatedNominalVoltagekV | text(10) |  | Yes
Risk Event | Wire Down Event | AssociatedOperatingVoltagekV | text(10) |  | Yes
Risk Event | Wire Down Event | SpanLength | float |  | Yes
Risk Event | Wire Down Event | TotalSplices | integer |  | No | Data is not tracked via existing process. | A new process is needed to connect CMP splice data to Wire Down Events. | 2024-Q2
Risk Event | Wire Down Event | MaxSplices | integer |  | No | Data is not tracked via existing process. | A new process is needed to connect CMP splice data to Wire Down Events. | 2024-Q2
Risk Event | Wire Down Event | MultipleDown | text(3) | Domain | Yes
Risk Event | Wire Down Event | ConductorMaterial | text(50) | Domain | Yes
Risk Event | Wire Down Event | ConductorMaterialComment | text(50) |  | Yes | Comment fields are utilized to provide additional information and are not always populated. | N/A | N/A
Risk Event | Wire Down Event | ConductorSize | text(30) |  | Yes
Risk Event | Wire Down Event | ConductorOD | float |  | Yes
Risk Event | Wire Down Event | ConductorRating | float |  | Yes
Risk Event | Wire Down Event | OutageStatus | text(3) | Domain | Yes
Risk Event | Wire Down Event | Energized | text(10) | Domain | Yes
Risk Event | Wire Down Event | IgnitionStatus | text(3) | Domain | Yes
Risk Event | Wire Down Event | WireDownNotes | text(100) |  | Yes | Comment fields are utilized to provide additional information and are not always populated. | N/A | N/A
Risk Event | Wire Down Event | HFTDClass | text(10) | Domain | Yes
Risk Event | Wire Down Event | County | text(50) |  | Yes
Risk Event | Wire Down Event | District | text(100) |  | Yes
Risk Event | Ignition | SubstationID | text(50) | FK | Yes
Risk Event | Ignition | NearestWeatherStationID | text(50) | FK | Yes
Risk Event | Ignition | ToutageID | text(50) | FK | Yes | Data is provided when available. | N/A | N/A
Risk Event | Ignition | DoutageID | text(50) | FK | Yes | This field will only be populated when an ignition has a related distribution outage. | N/A | N/A
Risk Event | Ignition | FireStartDateTime | date |  | Yes
Risk Event | Ignition | FireStartYear | Integer |  | Yes
Risk Event | Ignition | FireDetectionMethod | text(30) | Domain | Yes |  |  |  | Domain removed from field - does not align with Reporting Standard - Domain value "Otrher - see comment" contains incorrect spelling
Risk Event | Ignition | FireDetectionMethodComment | text(30) |  | Yes
Risk Event | Ignition | SuspectedInitiatingCause | text(30) | Domain | Yes |  |  |  | Domain removed from field - does not align with Reporting Standard
Risk Event | Ignition | SuspectedInitiatingCauseComment | text(30) |  | Yes | No reportable data for this quarterly report. | N/A | N/A
Risk Event | Ignition | ObjectContact | text(30) | Domain | Yes |  |  |  | Domain removed from field - does not align with Reporting Standard
Risk Event | Ignition | ObjectContactComment | text(30) |  | Yes | Comment fields are utilized to provide additional information and are not always populated. | N/A | N/A
Risk Event | Ignition | VegetationGenus | text(30) |  | Yes | This field will only be populated when an ignition has a related veg caused outage. | N/A | N/A
Risk Event | Ignition | VegetationSpecies | text(30) |  | Yes | This field will only be populated when an ignition has a related veg caused outage. | N/A | N/A
Risk Event | Ignition | VegetationCommonName | text(50) |  | Yes | This field will only be populated when an ignition has a related veg caused outage. | N/A | N/A
Risk Event | Ignition | EquipmentFailure | text(30) | Domain | Yes | This field will only be populated when an ignition has a related veg caused outage. | N/A | N/A
Risk Event | Ignition | EquipmentFailureComment | text(30) |  | Yes | This field will only be populated when an ignition has a related veg caused outage. | N/A | N/A
Risk Event | Ignition | AssociatedNominalVoltagekV | text(10) |  | Yes
Risk Event | Ignition | AssociatedOperatingVoltagekV | text(10) |  | Yes
Risk Event | Ignition | OtherCompanies | text(50) |  | Yes
Risk Event | Ignition | EquipmentType | text(30) | Domain | Yes
Risk Event | Ignition | Determination | text(30) | Domain | Yes |  |  |  | Domain removed from field - does not align with Reporting Standard
Risk Event | Ignition | DeterminationComment | text(50) |  | No | SDG&E does not track this metric. All determination of the cause lies with agency having jurisdiction. | N/A | N/A
Risk Event | Ignition | FacilityContacted | text(50) | Domain | Partial | Provided when available | Investigate with data owners and source systems to determine if data is available. | 2024-Q3 | Domain removed from field - does not align with Reporting Standard
Risk Event | Ignition | FacilityContactedComment | text(150) |  | Yes | Comment fields are utilized to provide additional information and are not always populated. | N/A | N/A
Risk Event | Ignition | ContributingFactor | text(30) | Domain | Yes |  |  |  | Domain removed from field - does not align with Reporting Standard
Risk Event | Ignition | ContributingFactorComment | text(30) |  | Yes | No reportable data for this quarterly report. | N/A | N/A
Risk Event | Ignition | RFWStatus | text(3) | Domain | Yes
Risk Event | Ignition | RFWIssueDateTime | date |  | No | Data is known; however, process needs to be updated to incorporate. | Need to develop a process to join this information with ignition data. | 2022-Q4
Risk Event | Ignition | FWWStatus | text(3) | Domain | Yes
Risk Event | Ignition | FWWIssueDateTime | date |  | No | Data is known; however, process needs to be updated to incorporate. | Need to develop a process to join this information with ignition data. | 2022-Q4
Risk Event | Ignition | HWWStatus | text(3) | Domain | Yes
Risk Event | Ignition | HWWIssueDateTime | date |  | No | Not available in the source dataset. | Investigate with data owners and source systems to determine if data is available. | 2024-Q4
Risk Event | Ignition | OriginLandUse | text(10) | Domain | Yes
Risk Event | Ignition | MaterialAtOrigin | text(30) | Domain | Yes |  |  |  | Domain removed from field - does not align with Reporting Standard
Risk Event | Ignition | MaterialAtOriginComment | text(30) |  | Yes | No reportable data for this quarterly report. | N/A | N/A
Risk Event | Ignition | FuelBedDescription | text(100) | Domain | No | Ignitions are tracked using the metrics defined in the CPUC Decision 14-02-015. | Will investigate future source. | 2022-Q4 | Domain removed from field - does not align with Reporting Standard
Risk Event | Ignition | FuelBedDescriptionComment | text(100) |  | No | Ignitions are tracked using the metrics defined in the CPUC Decision 14-02-015. | Will investigate future source. | 2022-Q4
Risk Event | Ignition | FireSize | text(30) | Domain | Yes
Risk Event | Ignition | SuppressedBy | text(30) | Domain | Yes |  |  |  | Domain removed from field - does not align with Reporting Standard - Domain Name was changed from "SuppressedBy" to "SuppresedBy" introducing incorrect spelling
Risk Event | Ignition | SuppressingAgency | text(30) |  | Yes | Data provided when available. | N/A | N/A
Risk Event | Ignition | FireInvestigation | text(30) | Domain | Yes |  |  |  | Domain removed from field - does not align with Reporting Standard
Risk Event | Ignition | FireAHJ | text(100) |  | Yes
Risk Event | Ignition | OutageStatus | text(3) | Domain | Yes
Risk Event | Ignition | IgnitionNotes | text(100) |  | No | Ignitions are tracked using the metrics defined in the CPUC Decision 14-02-015. | Will investigate future source. | 2022-Q4
Risk Event | Ignition | HFTDClass | text(10) | Domain | Yes
Risk Event | Ignition | County | text(50) |  | Yes
Risk Event | Ignition | District | text(100) |  | Yes
Risk Event | Transmission Unplanned Outage | SubstationID | text(50) | FK | Yes
Risk Event | Transmission Unplanned Outage | BasicCause | text(30) | Domain | Yes |  |  |  | Domain removed from field - does not align with Reporting Standard
Risk Event | Transmission Unplanned Outage | BasicCauseComment | text(50) |  | Yes | Comment fields are utilized to provide additional information and are not always populated. | N/A | N/A
Risk Event | Transmission Unplanned Outage | BasicCauseObject | text(30) | Domain | Yes |  |  |  | Domain removed from field - does not align with Reporting Standard
Risk Event | Transmission Unplanned Outage | BasicCauseObjectComment | text(50) |  | Yes | Comment fields are utilized to provide additional information and are not always populated. | N/A | N/A
Risk Event | Transmission Unplanned Outage | DamagedDevice | text(30) | Domain | Yes |  |  |  | Domain removed from field - does not align with Reporting Standard
Risk Event | Transmission Unplanned Outage | DamagedDeviceComment | text(50) |  | Yes | Comment fields are utilized to provide additional information and are not always populated. | N/A | N/A
Risk Event | Transmission Unplanned Outage | ExpulsionFuseOperation | text(3) | Domain | Yes
Risk Event | Transmission Unplanned Outage | OutageDescription | text(100) |  | Yes
Risk Event | Transmission Unplanned Outage | EventYear | integer |  | Yes
Risk Event | Transmission Unplanned Outage | OutageStartDateTime | date |  | Yes
Risk Event | Transmission Unplanned Outage | OutageEndDateTime | date |  | Yes
Risk Event | Transmission Unplanned Outage | OutageDuration | float |  | Yes
Risk Event | Transmission Unplanned Outage | CustomerMinutesInterrupted | float |  | Yes
Risk Event | Transmission Unplanned Outage | CustomersOutMomentary | integer |  | Yes
Risk Event | Transmission Unplanned Outage | CustomersOutSustained | integer |  | Yes
Risk Event | Transmission Unplanned Outage | CustomerCount | integer |  | Yes
Risk Event | Transmission Unplanned Outage | OutageInterval | text(30) | Domain | Yes
Risk Event | Transmission Unplanned Outage | OutageIntervalAlternativeDefinition | text(30) |  | No | SDG&E uses the same definiton for momentary as is specified within the schema. | N/A | N/A
Risk Event | Transmission Unplanned Outage | AssociatedNominalVoltagekV | float |  | Yes
Risk Event | Transmission Unplanned Outage | AssociatedOperatingVoltagekV | float |  | Yes
Risk Event | Transmission Unplanned Outage | OtherCompanies | text(150) |  | Yes
Risk Event | Transmission Unplanned Outage | OutageClass | text(30) |  | Yes
Risk Event | Transmission Unplanned Outage | RecloserSetting | text(30) | Domain | Yes | This data is more relevant to distribution circuits. Transmission circuits do have reclosing but it is a coordination between both sides of the substation. This information is not tracked in the database. | N/A | N/A
Risk Event | Transmission Unplanned Outage | IsolationDeviceType | text(30) | Domain | Yes |  |  |  | Domain removed from field - does not align with Reporting Standard - Domain value "Lighthing arrestor" has incorrect spelling
Risk Event | Transmission Unplanned Outage | IsolationDeviceTypeComment | text(30) |  | Yes | Comment fields are utilized to provide additional information and are not always populated. | N/A | N/A
Risk Event | Transmission Unplanned Outage | MajorEventDay | text(3) | Domain | Yes | This metric applies to distribution outages, SDG&E will not be able to provide MED for transmission outages. | N/A | N/A | Would the NERC Event Reporting categories as identified in NERC EOP-004 be an acceptable alternative for this attribute related to transmission outages?
Risk Event | Transmission Unplanned Outage | HFTDClass | text(10) | Domain | Yes
Risk Event | Transmission Unplanned Outage | LocationOrAddress | text(100) |  | No | This data is provided when available. Address is not always applicable. | Will investigate future source. | 2024-Q4
Risk Event | Transmission Unplanned Outage | County | text(50) |  | Yes
Risk Event | Transmission Unplanned Outage | District | text(100) |  | Yes
Risk Event | Transmission Vegetation Caused Unplanned Outage | ToutageID | text(50) | FK | No | SDG&E has not yet had to report PSPS Damage. | Will review if applicable in future submission | 2024-Q4
Risk Event | Transmission Vegetation Caused Unplanned Outage | VmOutageDescription | text(100) |  | No | SDG&E has not yet had to report PSPS Damage. | Will review if applicable in future submission | 2024-Q4
Risk Event | Transmission Vegetation Caused Unplanned Outage | InspectionDate | date |  | No | SDG&E has not yet had to report PSPS Damage. | Will review if applicable in future submission | 2024-Q4
Risk Event | Transmission Vegetation Caused Unplanned Outage | VegetationGenus | text(30) |  | No | SDG&E has not yet had to report PSPS Damage. | Will review if applicable in future submission | 2024-Q4
Risk Event | Transmission Vegetation Caused Unplanned Outage | VegetationSpecies | text(30) |  | No | SDG&E has not yet had to report PSPS Damage. | Will review if applicable in future submission | 2024-Q4
Risk Event | Transmission Vegetation Caused Unplanned Outage | VegetationCommonName | text(50) |  | No | SDG&E has not yet had to report PSPS Damage. | Will review if applicable in future submission | 2024-Q4
Risk Event | Transmission Vegetation Caused Unplanned Outage | TreeHeight | integer |  | No | SDG&E has not yet had to report PSPS Damage. | Will review if applicable in future submission | 2024-Q4
Risk Event | Transmission Vegetation Caused Unplanned Outage | TreeDiameter | integer |  | No | SDG&E has not yet had to report PSPS Damage. | Will review if applicable in future submission | 2024-Q4
Risk Event | Transmission Vegetation Caused Unplanned Outage | TreeTrunkDistance | integer |  | No | SDG&E has not yet had to report PSPS Damage. | Will review if applicable in future submission | 2024-Q4
Risk Event | Distribution Unplanned Outage | SubstationID | text(50) | FK | Yes
Risk Event | Distribution Unplanned Outage | BasicCause | text(30) | Domain | Yes |  |  |  | Domain removed from field - does not align with Reporting Standard
Risk Event | Distribution Unplanned Outage | BasicCauseComment | text(50) |  | Yes | Comment fields are utilized to provide additional information and are not always populated. | N/A | N/A
Risk Event | Distribution Unplanned Outage | BasicCauseObject | text(30) | Domain | Yes |  |  |  | Domain removed from field - does not align with Reporting Standard
Risk Event | Distribution Unplanned Outage | BasicCauseObjectComment | text(50) |  | Yes | Comment fields are utilized to provide additional information and are not always populated. | N/A | N/A
Risk Event | Distribution Unplanned Outage | DamagedDevice | text(30) | Domain | Yes |  |  |  | Domain removed from field - does not align with Reporting Standard
Risk Event | Distribution Unplanned Outage | DamagedDeviceComment | text(50) |  | Yes | Comment fields are utilized to provide additional information and are not always populated. | N/A | N/A
Risk Event | Distribution Unplanned Outage | ExpulsionFuseOperation | text(3) |  | Yes
Risk Event | Distribution Unplanned Outage | OutageDescription | text(100) |  | Yes | Comment fields are utilized to provide additional information and are not always populated. | N/A | N/A
Risk Event | Distribution Unplanned Outage | EventYear | integer |  | Yes
Risk Event | Distribution Unplanned Outage | OutageStartDateTime | date |  | Yes
Risk Event | Distribution Unplanned Outage | OutageEndDateTime | date |  | Yes
Risk Event | Distribution Unplanned Outage | OutageDuration | float |  | Yes
Risk Event | Distribution Unplanned Outage | CustomerMinutesInterrupted | float |  | Yes
Risk Event | Distribution Unplanned Outage | CustomersOutMomentary | integer |  | Yes
Risk Event | Distribution Unplanned Outage | CustomersOutSustained | integer |  | Yes
Risk Event | Distribution Unplanned Outage | CustomerCount | integer |  | Yes
Risk Event | Distribution Unplanned Outage | OutageInterval | text(30) | Domain | Yes
Risk Event | Distribution Unplanned Outage | OutageIntervalAlternativeDefinition | text(30) |  | No | SDG&E uses the same definiton for momentary as is specified within the schema. | N/A | N/A
Risk Event | Distribution Unplanned Outage | AssociatedNominalVoltagekV | text(10) |  | Yes
Risk Event | Distribution Unplanned Outage | AssociatedOperatingVoltagekV | text(10) |  | Yes
Risk Event | Distribution Unplanned Outage | OtherCompanies | text(150) |  | Yes
Risk Event | Distribution Unplanned Outage | OutageClass | text(30) |  | Yes
Risk Event | Distribution Unplanned Outage | RecloserSetting | text(30) | Domain | Partial | Reclosing disabled in HFTD; however, not currently tracked for Non-HFTD | Will investigate source for Non-HFTD. | 2024-Q4
Risk Event | Distribution Unplanned Outage | IsolationDeviceType | text(30) | Domain | Yes |  |  |  | Domain removed from field - does not align with Reporting Standard - Domain value "Lighthing arrestor" has incorrect spelling
Risk Event | Distribution Unplanned Outage | IsolationDeviceTypeComment | text(30) |  | Yes | Comment fields are utilized to provide additional information and are not always populated. | N/A | N/A
Risk Event | Distribution Unplanned Outage | MajorEventDay | text(3) |  | Yes
Risk Event | Distribution Unplanned Outage | HFTDClass | text(10) | Domain | Yes
Risk Event | Distribution Unplanned Outage | LocationOrAddress | text(100) |  | No | This data is provided when available. Address is not always applicable. | Will investigate future source. | 2024-Q4
Risk Event | Distribution Unplanned Outage | County | text(50) |  | Yes
Risk Event | Distribution Unplanned Outage | District | text(100) |  | Yes
Risk Event | Distribution Vegetation Caused Unplanned Outage | DoutageID | text(50) | FK | Yes
Risk Event | Distribution Vegetation Caused Unplanned Outage | VmOutageDescription | text(100) |  | Yes
Risk Event | Distribution Vegetation Caused Unplanned Outage | InspectionDate | date |  | Yes
Risk Event | Distribution Vegetation Caused Unplanned Outage | VegetationGenus | text(30) |  | Yes
Risk Event | Distribution Vegetation Caused Unplanned Outage | VegetationSpecies | text(30) |  | Yes
Risk Event | Distribution Vegetation Caused Unplanned Outage | VegetationCommonName | text(50) |  | Yes |  |  |  | Spelling error in database field name - VegetatioCommonName
Risk Event | Distribution Vegetation Caused Unplanned Outage | TreeHeight | integer |  | Yes |  |  |  | Domain removed from field - does not align with Reporting Standard
Risk Event | Distribution Vegetation Caused Unplanned Outage | TreeDiameter | integer |  | Yes
Risk Event | Distribution Vegetation Caused Unplanned Outage | TreeTrunkDistance | integer |  | Yes
Risk Event | Risk Event Asset Log | WireDownID | text(50) | FK | Yes | Provided when relationship was present. | N/A | N/A
Risk Event | Risk Event Asset Log | FromDeviceID | text(50) | FK | Yes | Provided when available. | N/A | N/A
Risk Event | Risk Event Asset Log | ToDeviceID | text(50) | FK | Yes | Provided when available. | N/A | N/A
Risk Event | Risk Event Asset Log | IgnitionID | text(50) | FK | Yes | Provided when relationship was present. | N/A | N/A
Risk Event | Risk Event Asset Log | StationID | text(50) | FK | Yes | Applied where applicable to Ingition events | N/A | N/A
Risk Event | Risk Event Asset Log | ToutageID | text(50) | FK | Yes | Provided when relationship was present. | N/A | N/A
Risk Event | Risk Event Asset Log | TvmOutageID | text(50) | FK | Yes | Provided when relationship was present. There was no data to report for this quarterly deliverable. | N/A | N/A
Risk Event | Risk Event Asset Log | DoutageID | text(50) | FK | Yes | Provided when relationship was present. | N/A | N/A
Risk Event | Risk Event Asset Log | DvmOutageID | text(50) | FK | Yes | Provided when relationship was present. | N/A | N/A
Risk Event | Risk Event Asset Log | IsolationDeviceID | text(50) | FK | Yes |  |  |  | Not all isolation devices align with the Asset Point Feature Classes i.e. Jumpers
Risk Event | Risk Event Asset Log | DamagedDeviceID | text(50) | FK | No | Data is not tracked via existing process. | Device Type is tracked, not the ID. Requires a process change to record the Asset ID. | 2024-Q1
Risk Event | Risk Event Asset Log | AssetID | text(50) | FK | Partial | Currently working with data owners to establish a standard. | Will continue to work with the data owners to increase completeness of data. | 2024-Q1
Risk Event | Risk Event Asset Log | CircuitID | text(50) | FK | Partial | CircuitName currently provided as the CircuitID is associated to the CircuitSpan which may not be available for the Risk Event. | Will work with the data owners to determine if this is applicable and if it can be populated. | 2022-Q4
Risk Event | Risk Event Asset Log | SubstationID | text(50) | FK | Yes
Risk Event | Risk Event Photo Log | PhotoID | text(100) | PK | No | SDG&E does not currently capture photos for risk events. | Will investigate future source. | 2024-Q4
Risk Event | Risk Event Photo Log | IgnitionID | text(50) | FK | No | SDG&E does not currently capture photos for risk events. | Will investigate future source. | 2024-Q4
Risk Event | Risk Event Photo Log | WireDownID | text(50) | FK | No | SDG&E does not currently capture photos for risk events. | Will investigate future source. | 2024-Q4
Initiative | Vegetation Inspection Log | VmpLogID | text(50) | FK | No | No straightforward link between the Pre-Inspection work order and Tree Trim and Pole Brush activity conditions. The project work order may not exist based on a prior inspection acitivity. | Investigate potential ways to provide inspection work order linkages to Tree Trim and Pole brush activities. | 2022-Q4
Initiative | Vegetation Inspection Log | ChangeOrder | text(3) | Domain | Yes
Initiative | Vegetation Inspection Log | ChangeOrderDate | date |  | Yes | Field is associated to ChangeOrder when value is Yes; therefore, provided when applicable. | N/A | N/A
Initiative | Vegetation Inspection Log | ChangeOrderType | text(30) | Domain | Yes | Field is associated to ChangeOrder when value is Yes; therefore, provided when applicable. | N/A | N/A
Initiative | Vegetation Inspection Log | ChangeOrderTypeComment | text(100) |  | Yes | Comment fields are utilized to provide additional information and are not always populated. | N/A | N/A
Initiative | Vegetation Inspection Log | InspectionStartDate | date |  | Yes
Initiative | Vegetation Inspection Log | InspectionEndDate | date |  | Yes
Initiative | Vegetation Inspection Log | InspectionType | text(50) | Domain | Yes
Initiative | Vegetation Inspection Log | InspectionTypeComment | text(120) |  | Yes | Comment fields are utilized to provide additional information and are not always populated. | N/A | N/A
Initiative | Vegetation Inspection Log | InspectionQA | text(3) | Domain | Yes
Initiative | Vegetation Inspection Log | CommercialHarvest | text(10) | Domain | Yes
Initiative | Vegetation Inspection Log | TreeTrimCount | integer |  | Yes
Initiative | Vegetation Inspection Log | InspectionComment | text(100) |  | Yes | Comment fields are utilized to provide additional information and are not always populated. | N/A | N/A
Initiative | Vegetation Inspection Log | InspectionMethod | text(100) | Domain | Yes
Initiative | Vegetation Inspection Log | InspectionMethodComment | text(50) |  | Yes | Comment fields are utilized to provide additional information and are not always populated. | N/A | N/A
Initiative | Vegetation Inspection Log | InspectionTechnology | text(30) | Domain | Yes
Initiative | Vegetation Inspection Log | InspectionTechnologyComment | text(30) |  | Yes | Comment fields are utilized to provide additional information and are not always populated. | N/A | N/A
Initiative | Vegetation Inspection Point | UtilityInitiativeTrackingID | text(50) | FK | Yes
Initiative | Vegetation Inspection Point | AssetID | text(50) | FK | No | Program does not map to a required asset, see TreeID | N/A | N/A
Initiative | Vegetation Inspection Point | CircuitID | text(50) | FK | Partial | Provided when available | Will review with data owners to determine if the data exists in the source | 2022-Q4
Initiative | Vegetation Inspection Point | InspectionLocationOrAddress | text(100) |  | Partial | Provided when available | Will investigate alternative source when address/location is not available for a Vegetation Point | 2022-Q4
Initiative | Vegetation Inspection Point | ParcelAPN | text(25) |  | No | Provided when applicable. When in the franchise there are no APNs. | Assessing the amount of effort involved in accurately producing the ParcelAPN. | 2024-Q4
Initiative | Vegetation Inspection Point | TreeHealth | text(3) | Domain | No | Waiting on automation to provide | Automation is currently in progress and data available in the source system will be provided | 2022-Q3
Initiative | Vegetation Inspection Point | VegetationGenus | text(30) |  | No | Currently not availble in source system. | Currently working to develop this in the source system. | 2022-Q4
Initiative | Vegetation Inspection Point | VegetationSpecies | text(30) |  | No | Currently not availble in source system. | Currently working to develop this in the source system. | 2022-Q4
Initiative | Vegetation Inspection Point | VegetationCommonName | text(50) |  | Yes
Initiative | Vegetation Inspection Point | TreeHeight | integer |  | Yes | Field is not applicable for all programs. Provided when applicable. | N/A | N/A
Initiative | Vegetation Inspection Point | TreeDiameter | integer |  | Yes | Field is not applicable for all programs. Provided when applicable. | N/A | N/A
Initiative | Vegetation Inspection Point | TreeDistance | integer |  | Yes | Provided when available. | N/A | N/A
Initiative | Vegetation Inspection Point | WMPInitiativeCategory | text(50) | Domain | Yes |  |  |  | Domain value "Vegetation management and inspections" removed from DomInitiativeCategory1
Initiative | Vegetation Inspection Point | WMPInitiativeActivity | text(150) |  | Yes
Initiative | Vegetation Inspection Point | WMPSection | text(15) |  | Yes
Initiative | Vegetation Inspection Point | WMPPageNumber | integer |  | Yes
Initiative | Vegetation Inspection Point | InspectionStatus | text(30) | Domain | Yes
Initiative | Vegetation Inspection Point | InitiativeTarget | float |  | Yes | Not provided for records with "Planned" status as 2022 WMP Targets not required until March/22 | N/A | N/A
Initiative | Vegetation Inspection Point | QuarterlyProgress | float |  | Yes
Initiative | Vegetation Inspection Point | CumulativeProgress | float |  | Yes
Initiative | Vegetation Inspection Point | InitiativeTargetUnits | text(50) |  | Yes
Initiative | Vegetation Inspection Point | HFTDClass | text(10) | Domain | Yes
Initiative | Vegetation Inspection Point | County | text(50) |  | Yes
Initiative | Vegetation Inspection Point | District | text(100) |  | Yes
Initiative | Vegetation Inspection Line | UtilityInitiativeTrackingID | text(50) | FK | No | SDG&E does not currently utilize this feature class. | Will review if applicable in future submission | N/A
Initiative | Vegetation Inspection Line | AssetID | text(50) | FK | No | SDG&E does not currently utilize this feature class. | Will review if applicable in future submission | N/A
Initiative | Vegetation Inspection Line | CircuitID | text(50) | FK | No | SDG&E does not currently utilize this feature class. | Will review if applicable in future submission | N/A
Initiative | Vegetation Inspection Line | InspectionLocationOrAddress | text(100) |  | No | SDG&E does not currently utilize this feature class. | Will review if applicable in future submission | N/A
Initiative | Vegetation Inspection Line | WMPInitiativeCategory | text(50) | Domain | No | SDG&E does not currently utilize this feature class. | Will review if applicable in future submission | N/A | Domain value "Vegetation management and inspections" removed from DomInitiativeCategory1
Initiative | Vegetation Inspection Line | WMPInitiativeActivity | text(150) |  | No | SDG&E does not currently utilize this feature class. | Will review if applicable in future submission | N/A
Initiative | Vegetation Inspection Line | WMPSection | text(15) |  | No | SDG&E does not currently utilize this feature class. | Will review if applicable in future submission | N/A
Initiative | Vegetation Inspection Line | WMPPageNumber | integer |  | No | SDG&E does not currently utilize this feature class. | Will review if applicable in future submission | N/A
Initiative | Vegetation Inspection Line | InspectionStatus | text(30) | Domain | No | SDG&E does not currently utilize this feature class. | Will review if applicable in future submission | N/A
Initiative | Vegetation Inspection Line | InitiativeTarget | float |  | No | SDG&E does not currently utilize this feature class. | Will review if applicable in future submission | N/A
Initiative | Vegetation Inspection Line | QuarterlyProgress | float |  | No | SDG&E does not currently utilize this feature class. | Will review if applicable in future submission | N/A
Initiative | Vegetation Inspection Line | CumulativeProgress | float |  | No | SDG&E does not currently utilize this feature class. | Will review if applicable in future submission | N/A
Initiative | Vegetation Inspection Line | InitiativeTargetUnits | text(50) |  | No | SDG&E does not currently utilize this feature class. | Will review if applicable in future submission | N/A
Initiative | Vegetation Inspection Line | HFTDClass | text(10) | Domain | No | SDG&E does not currently utilize this feature class. | Will review if applicable in future submission | N/A
Initiative | Vegetation Inspection Line | HFTDClassComment | text(50) |  | Yes | Comment fields are utilized to provide additional information and are not always populated. | N/A | N/A
Initiative | Vegetation Inspection Line | County | text(50) |  | No | SDG&E does not currently utilize this feature class. | Will review if applicable in future submission | N/A
Initiative | Vegetation Inspection Line | District | text(100) |  | No | SDG&E does not currently utilize this feature class. | Will review if applicable in future submission | N/A
Initiative | Vegetation Inspection Polygon | UtilityInitiativeTrackingID | text(50) | FK | No | SDG&E does not currently utilize this feature class. | Will review if applicable in future submission | N/A
Initiative | Vegetation Inspection Polygon | CircuitID | text(50) | FK | No | SDG&E does not currently utilize this feature class. | Will review if applicable in future submission | N/A
Initiative | Vegetation Inspection Polygon | InspectionLocationOrAddress | text(100) |  | No | SDG&E does not currently utilize this feature class. | Will review if applicable in future submission | N/A
Initiative | Vegetation Inspection Polygon | WMPInitiativeCategory | text(50) | Domain | No | SDG&E does not currently utilize this feature class. | Will review if applicable in future submission | N/A | Domain value "Vegetation management and inspections" removed from DomInitiativeCategory1
Initiative | Vegetation Inspection Polygon | WMPInitiativeActivity | text(150) |  | No | SDG&E does not currently utilize this feature class. | Will review if applicable in future submission | N/A
Initiative | Vegetation Inspection Polygon | WMPSection | text(15) |  | No | SDG&E does not currently utilize this feature class. | Will review if applicable in future submission | N/A
Initiative | Vegetation Inspection Polygon | WMPPageNumber | integer |  | No | SDG&E does not currently utilize this feature class. | Will review if applicable in future submission | N/A
Initiative | Vegetation Inspection Polygon | InspectionStatus | text(30) | Domain | No | SDG&E does not currently utilize this feature class. | Will review if applicable in future submission | N/A
Initiative | Vegetation Inspection Polygon | InitiativeTarget | float |  | No | SDG&E does not currently utilize this feature class. | Will review if applicable in future submission | N/A
Initiative | Vegetation Inspection Polygon | QuarterlyProgress | float |  | No | SDG&E does not currently utilize this feature class. | Will review if applicable in future submission | N/A
Initiative | Vegetation Inspection Polygon | CumulativeProgress | float |  | No | SDG&E does not currently utilize this feature class. | Will review if applicable in future submission | N/A
Initiative | Vegetation Inspection Polygon | InitiativeTargetUnits | text(50) |  | No | SDG&E does not currently utilize this feature class. | Will review if applicable in future submission | N/A
Initiative | Vegetation Inspection Polygon | HFTDClass | text(10) | Domain | No | SDG&E does not currently utilize this feature class. | Will review if applicable in future submission | N/A
Initiative | Vegetation Inspection Polygon | HFTDClassComment | text(50) |  | Yes | Comment fields are utilized to provide additional information and are not always populated. | N/A | N/A
Initiative | Vegetation Inspection Polygon | County | text(50) |  | No | SDG&E does not currently utilize this feature class. | Will review if applicable in future submission | N/A
Initiative | Vegetation Inspection Polygon | District | text(100) |  | No | SDG&E does not currently utilize this feature class. | Will review if applicable in future submission | N/A
Initiative | Vegetation Management Project Log | ChangeOrder | text(3) | Domain | Yes
Initiative | Vegetation Management Project Log | ChangeOrderDate | date |  | Yes | Field is associated to ChangeOrder when value is Yes; therefore, provided when applicable. | N/A | N/A
Initiative | Vegetation Management Project Log | ChangeOrderType | text(30) | Domain | Yes | Field is associated to ChangeOrder when value is Yes; therefore, provided when applicable. | N/A | N/A
Initiative | Vegetation Management Project Log | ChangeOrderTypeComment | text(100) |  | Yes | Comment fields are utilized to provide additional information and are not always populated. | N/A | N/A
Initiative | Vegetation Management Project Log | DescriptionOfWork | text(100) |  | Yes
Initiative | Vegetation Management Project Log | StartDate | date |  | Yes
Initiative | Vegetation Management Project Log | EndDate | date |  | Yes
Initiative | Vegetation Management Project Log | CoastalRedwoodExemption | text(3) | Domain | Yes
Initiative | Vegetation Management Project Log | EncroachPermit | text(3) | Domain | Yes
Initiative | Vegetation Management Project Log | EnvPermit | text(3) | Domain | Yes
Initiative | Vegetation Management Project Log | EnvPermitProject | text(100) |  | No | Not applicable. SDG&E tree operation scope does not trigger a Timber Harvest Plan.Not applicable for Fuels Management. | N/A | N/A
Initiative | Vegetation Management Project Log | CALFIREHdNumber | text(35) |  | Yes
Initiative | Vegetation Management Project Log | OtherEnvPermitDocumentation | text(50) |  | Yes
Initiative | Vegetation Management Project Log | CommercialHarvest | text(10) |  | Yes
Initiative | Vegetation Management Project Log | SlashManagement | text(20) | Domain | Yes
Initiative | Vegetation Management Project Log | SlashManagementComments | text(30) |  | Yes | Comment fields are utilized to provide additional information and are not always populated. | N/A | N/A
Initiative | Vegetation Management Project Log | FireResponsibility | text(50) | Domain | No | Data is not tracked via existing process. | Will investigate future source. | 2022-Q4
Initiative | Vegetation Management Project Log | CaltransProp | text(3) | Domain | Partial | Data is not tracked via existing process for all programs. | Will investigate future source. | 2024-Q4
Initiative | Vegetation Management Project Log | TreeTrimCountPlanned | integer |  | Yes
Initiative | Vegetation Management Project Log | TreeTrimAcreagePlanned | float |  | Yes
Initiative | Vegetation Management Project Log | TreeRemovalCountPlanned | integer |  | Yes
Initiative | Vegetation Management Project Log | TreeRemovalAcreagePlanned | float |  | Yes
Initiative | Vegetation Management Project Log | TreeTrimCountActl | integer |  | Yes
Initiative | Vegetation Management Project Log | TreeTrimAcreageActl | float |  | Yes
Initiative | Vegetation Management Project Log | TreeRemovalCountActl | integer |  | Yes
Initiative | Vegetation Management Project Log | TreeRemovalAcreageActl | float |  | Yes
Initiative | Vegetation Management Project Log | VegetationTreatmentType | text(50) | Domain | Yes
Initiative | Vegetation Management Project Log | WoodDestination | text(20) |  | Partial | Will work with data owners to determing if this is a known value that can be derived. | Currently working on tracking data in source system. | 2022-Q4
Initiative | Vegetation Management Project Log | WoodDestinationComment | text(60) |  | Yes | Comment fields are utilized to provide additional information and are not always populated. | N/A | N/A
Initiative | Vegetation Management Project Point | UtilityInitiativeTrackingID | text(50) | FK | Yes
Initiative | Vegetation Management Project Point | AssetID | text(50) | FK | Yes
Initiative | Vegetation Management Project Point | CircuitID | text(50) | FK | No | Not applicable to programs provided. AssetID is utilized and BusinessID added to end of feature class. | N/A | N/A
Initiative | Vegetation Management Project Point | ProjectLocationOrAddress | text(100) |  | Partial | Provided when available | N/A | N/A
Initiative | Vegetation Management Project Point | ParcelAPN | text(25) |  | No | Provided when applicable. When in the franchise there are no APNs. | Assessing the amount of effort involved in accurately producing the ParcelAPN. | 2024-Q4
Initiative | Vegetation Management Project Point | TreeID | text(50) |  | Yes | Provided when applicable | N/A | N/A
Initiative | Vegetation Management Project Point | TreeHealth | text(3) | Domain | Partial | Provided when available | Will investigate further when developing automation | 2022-Q4
Initiative | Vegetation Management Project Point | TreeHazard | text(3) | Domain | Yes | Provided when applicable | N/A | N/A
Initiative | Vegetation Management Project Point | VegetationGenus | text(30) |  | No | Currently not availble in source system. | Currently working to develop this in the source system. | 2022-Q4
Initiative | Vegetation Management Project Point | VegetationSpecies | text(30) |  | No | Currently not availble in source system. | Currently working to develop this in the source system. | 2022-Q4
Initiative | Vegetation Management Project Point | VegetationCommonName | text(50) |  | Yes | Provided when applicable | N/A | N/A
Initiative | Vegetation Management Project Point | SpeciesGrowthRate | text(30) | Domain | Yes | Provided when applicable | N/A | N/A
Initiative | Vegetation Management Project Point | TreeHeight | integer |  | Yes | SDG&E currently uses ranges for this value. The mean of the range will be provided. Not Applicable for all programs | N/A | N/A
Initiative | Vegetation Management Project Point | TreeDiameter | integer |  | Yes | SDG&E currently uses ranges for this value. The mean of the range will be provided. Not Applicable for all programs | N/A | N/A | Domain removed from field - does not align with Reporting Standard
Initiative | Vegetation Management Project Point | LineDeenergized | text(3) | Domain | Yes
Initiative | Vegetation Management Project Point | WMPInitiativeCategory | text(50) | Domain | Yes |  |  |  | Domain value "Vegetation management and inspections" removed from DomInitiativeCategory1
Initiative | Vegetation Management Project Point | WMPInitiativeActivity | text(150) |  | Yes
Initiative | Vegetation Management Project Point | WMPSection | text(15) |  | Yes
Initiative | Vegetation Management Project Point | WMPPageNumber | integer |  | Yes
Initiative | Vegetation Management Project Point | VmpStatus | text(30) | Domain | Yes
Initiative | Vegetation Management Project Point | HerbicideUse | text(3) | Domain | Partial | Provided for most programs. Working on logic to complete this field. Will provide when automated. | Automation is currently in progress and data available in the source system will be provided | 2022-Q4
Initiative | Vegetation Management Project Point | HerbicideName | text(100) |  | Partial | Provided when available | Automation is currently in progress and will investigate future source. | 2022-Q4
Initiative | Vegetation Management Project Point | InitiativeTarget | float |  | Yes | Not provided for records with "Planned" status as 2022 WMP Targets not required until March/22 | N/A | N/A
Initiative | Vegetation Management Project Point | QuarterlyProgress | float |  | Yes | Not provided for records with "Planned" status as 2022 WMP Targets not required until March/22 | N/A | N/A
Initiative | Vegetation Management Project Point | CumulativeProgress | float |  | Yes | Not provided for records with "Planned" status as 2022 WMP Targets not required until March/22 | N/A | N/A
Initiative | Vegetation Management Project Point | InitiativeTargetUnits | text(50) |  | Yes
Initiative | Vegetation Management Project Point | HFTDClass | text(10) | Domain | Yes
Initiative | Vegetation Management Project Point | County | text(50) |  | Yes
Initiative | Vegetation Management Project Point | District | text(100) |  | Yes
Initiative | Vegetation Management Project Line | UtilityInitiativeTrackingID | text(50) | FK | Yes
Initiative | Vegetation Management Project Line | AssetID | text(50) | FK | No | Not applicable when reporting by line. | N/A | N/A
Initiative | Vegetation Management Project Line | CircuitID | text(50) | FK | Yes
Initiative | Vegetation Management Project Line | ProjectLocationOrAddress | text(100) |  | Yes
Initiative | Vegetation Management Project Line | LineDeenergized | text(3) | Domain | Yes
Initiative | Vegetation Management Project Line | WMPInitiativeCategory | text(50) | Domain | Yes |  |  |  | Domain value "Vegetation management and inspections" removed from DomInitiativeCategory1
Initiative | Vegetation Management Project Line | WMPInitiativeActivity | text(150) |  | Yes
Initiative | Vegetation Management Project Line | WMPSection | text(15) |  | Yes
Initiative | Vegetation Management Project Line | WMPPageNumber | integer |  | Yes
Initiative | Vegetation Management Project Line | VmpStatus | text(30) | Domain | Yes
Initiative | Vegetation Management Project Line | HerbicideUse | text(3) | Domain | Yes
Initiative | Vegetation Management Project Line | HerbicideName | text(100) |  | No | Not applicable to programs provided. | N/A | N/A
Initiative | Vegetation Management Project Line | InitiativeTarget | float |  | Yes
Initiative | Vegetation Management Project Line | QuarterlyProgress | float |  | Yes
Initiative | Vegetation Management Project Line | CumulativeProgress | float |  | Yes
Initiative | Vegetation Management Project Line | InitiativeTargetUnits | text(50) |  | Yes
Initiative | Vegetation Management Project Line | HFTDClass | text(10) | Domain | Yes
Initiative | Vegetation Management Project Line | HFTDClassComment | text(50) |  | Yes | Comment fields are utilized to provide additional information and are not always populated. | N/A | N/A
Initiative | Vegetation Management Project Line | County | text(50) |  | Yes
Initiative | Vegetation Management Project Line | District | text(100) |  | Yes
Initiative | Vegetation Management Project Polygon | UtilityInitiativeTrackingID | text(50) | FK | No | SDG&E does not currently utilize this feature class. | Will review if applicable in future submission | N/A
Initiative | Vegetation Management Project Polygon | CircuitID | text(50) | FK | No | SDG&E does not currently utilize this feature class. | Will review if applicable in future submission | N/A
Initiative | Vegetation Management Project Polygon | ProjectLocationOrAddress | text(100) |  | No | SDG&E does not currently utilize this feature class. | Will review if applicable in future submission | N/A
Initiative | Vegetation Management Project Polygon | LineDeenergized | text(3) | Domain | No | SDG&E does not currently utilize this feature class. | Will review if applicable in future submission | N/A
Initiative | Vegetation Management Project Polygon | WMPInitiativeCategory | text(50) | Domain | No | SDG&E does not currently utilize this feature class. | Will review if applicable in future submission | N/A | Domain value "Vegetation management and inspections" removed from DomInitiativeCategory1
Initiative | Vegetation Management Project Polygon | WMPInitiativeActivity | text(150) |  | No | SDG&E does not currently utilize this feature class. | Will review if applicable in future submission | N/A
Initiative | Vegetation Management Project Polygon | WMPSection | text(15) |  | No | SDG&E does not currently utilize this feature class. | Will review if applicable in future submission | N/A
Initiative | Vegetation Management Project Polygon | WMPPageNumber | integer |  | No | SDG&E does not currently utilize this feature class. | Will review if applicable in future submission | N/A
Initiative | Vegetation Management Project Polygon | VmpStatus | text(30) | Domain | No | SDG&E does not currently utilize this feature class. | Will review if applicable in future submission | N/A
Initiative | Vegetation Management Project Polygon | HerbicideUse | text(3) | Domain | No | SDG&E does not currently utilize this feature class. | Will review if applicable in future submission | N/A
Initiative | Vegetation Management Project Polygon | HerbicideName | text(100) |  | No | SDG&E does not currently utilize this feature class. | Will review if applicable in future submission | N/A
Initiative | Vegetation Management Project Polygon | InitiativeTarget | float |  | No | SDG&E does not currently utilize this feature class. | Will review if applicable in future submission | N/A
Initiative | Vegetation Management Project Polygon | QuarterlyProgress | float |  | No | SDG&E does not currently utilize this feature class. | Will review if applicable in future submission | N/A
Initiative | Vegetation Management Project Polygon | CumulativeProgress | float |  | No | SDG&E does not currently utilize this feature class. | Will review if applicable in future submission | N/A
Initiative | Vegetation Management Project Polygon | InitiativeTargetUnits | text(50) |  | No | SDG&E does not currently utilize this feature class. | Will review if applicable in future submission | N/A
Initiative | Vegetation Management Project Polygon | HFTDClass | text(10) | Domain | No | SDG&E does not currently utilize this feature class. | Will review if applicable in future submission | N/A
Initiative | Vegetation Management Project Polygon | HFTDClassComment | text(50) |  | No | SDG&E does not currently utilize this feature class. | Will review if applicable in future submission | N/A
Initiative | Vegetation Management Project Polygon | County | text(50) |  | No | SDG&E does not currently utilize this feature class. | Will review if applicable in future submission | N/A
Initiative | Vegetation Management Project Polygon | District | text(100) |  | No | SDG&E does not currently utilize this feature class. | Will review if applicable in future submission | N/A
Initiative | Asset Inspection Log | VmpLogID | text(50) | FK | No | Data is not tracked via existing process. | Vegetation related work is stored in a separate database and is tracked by the Vegetation Management group at SDG&E. Work has begun to gather the required data for this report into a centralized database. | 2023-Q4
Initiative | Asset Inspection Log | ChangeOrder | text(3) | Domain | Yes
Initiative | Asset Inspection Log | ChangeOrderDate | date |  | Yes | Field is associated to ChangeOrder when value is Yes; therefore, provided when applicable. | N/A | N/A
Initiative | Asset Inspection Log | ChangeOrderType | text(30) | Domain | Yes | Field is associated to ChangeOrder when value is Yes; therefore, provided when applicable. | N/A | N/A
Initiative | Asset Inspection Log | ChangeOrderTypeComment | text(100) |  | Yes | Comment fields are utilized to provide additional information and are not always populated. | N/A | N/A
Initiative | Asset Inspection Log | InspectionStartDate | date |  | Yes | Start Date is not always known for planned work. Provided when available and for all completed inspections. | N/A | N/A
Initiative | Asset Inspection Log | InspectionEndDate | date |  | Yes
Initiative | Asset Inspection Log | PerformedBy | text(30) | Domain | Yes
Initiative | Asset Inspection Log | PerformedByComment | text(30) |  | Yes | Comment fields are utilized to provide additional information and are not always populated. | N/A | N/A
Initiative | Asset Inspection Log | InspectionType | text(30) | Domain | Yes
Initiative | Asset Inspection Log | InspectionTypeComment | text(30) |  | Yes | Comment fields are utilized to provide additional information and are not always populated. | N/A | N/A
Initiative | Asset Inspection Log | InspectionQA | text(3) | Domain | Yes
Initiative | Asset Inspection Log | InspectionComment | text(100) |  | Yes | Comment fields are utilized to provide additional information and are not always populated. | N/A | N/A
Initiative | Asset Inspection Log | ComplianceFinding | text(3) | Domain | Yes
Initiative | Asset Inspection Log | InspectionMethod | text(100) | Domain | Yes
Initiative | Asset Inspection Log | InspectionMethodComment | text(50) |  | Yes | Comment fields are utilized to provide additional information and are not always populated. | N/A | N/A
Initiative | Asset Inspection Log | InspectionTechnology | text(30) | Domain | Yes
Initiative | Asset Inspection Log | InspectionTechnologyComment | text(30) |  | Yes | Comment fields are utilized to provide additional information and are not always populated. | N/A | N/A
Initiative | Asset Inspection Point | UtilityInitiativeTrackingID | text(50) | FK | Yes
Initiative | Asset Inspection Point | AssetID | text(50) | FK | Yes
Initiative | Asset Inspection Point | CircuitID | text(50) | FK | Yes | Data exists in new related table, SDGE_RelStructureToCircuit by Support Structure ID. | N/A | N/A | The relationship is to the structure not the circuit; therefore, it was required to create a relate table to bridge the one to many relationship between struture and circuit.
Initiative | Asset Inspection Point | InspectionLocationOrAddress | text(100) |  | Partial | Provided when available | N/A | N/A
Initiative | Asset Inspection Point | ParcelAPN | text(25) |  | No | Provided when applicable. When in the franchise there are no APNs. | Assessing the amount of effort involved in accurately producing the ParcelAPN. | 2024-Q4
Initiative | Asset Inspection Point | WMPInitiativeCategory | text(50) | Domain | Yes
Initiative | Asset Inspection Point | WMPInitiativeActivity | text(150) |  | Yes
Initiative | Asset Inspection Point | WMPSection | text(15) |  | Yes
Initiative | Asset Inspection Point | WMPPageNumber | integer |  | Yes
Initiative | Asset Inspection Point | InspectionStatus | text(30) | Domain | Yes
Initiative | Asset Inspection Point | InitiativeTarget | float |  | Yes | Not provided for records with "Planned" status as 2022 WMP Targets not required until March/22 | N/A | N/A
Initiative | Asset Inspection Point | QuarterlyProgress | float |  | Yes | Not provided for records with "Planned" status as 2022 WMP Targets not required until March/22 | N/A | N/A
Initiative | Asset Inspection Point | CumulativeProgress | float |  | Yes | Not provided for records with "Planned" status as 2022 WMP Targets not required until March/22 | N/A | N/A
Initiative | Asset Inspection Point | InitiativeTargetUnits | text(50) |  | Yes
Initiative | Asset Inspection Point | HFTDClass | text(10) | Domain | Yes
Initiative | Asset Inspection Point | County | text(50) |  | Yes
Initiative | Asset Inspection Point | District | text(100) |  | Yes
Initiative | Asset Inspection Line | UtilityInitiativeTrackingID | text(50) | FK | No | SDG&E does not currently utilize this feature class. | Will review if applicable in future submission | N/A
Initiative | Asset Inspection Line | AssetID | text(50) | FK | No | SDG&E does not currently utilize this feature class. | Will review if applicable in future submission | N/A
Initiative | Asset Inspection Line | CircuitID | text(50) | FK | No | SDG&E does not currently utilize this feature class. | Will review if applicable in future submission | N/A
Initiative | Asset Inspection Line | InspectionLocationOrAddress | text(100) |  | No | SDG&E does not currently utilize this feature class. | Will review if applicable in future submission | N/A
Initiative | Asset Inspection Line | WMPInitiativeCategory | text(50) | Domain | No | SDG&E does not currently utilize this feature class. | Will review if applicable in future submission | N/A
Initiative | Asset Inspection Line | WMPInitiativeActivity | text(150) |  | No | SDG&E does not currently utilize this feature class. | Will review if applicable in future submission | N/A
Initiative | Asset Inspection Line | WMPSection | text(15) |  | No | SDG&E does not currently utilize this feature class. | Will review if applicable in future submission | N/A
Initiative | Asset Inspection Line | WMPPageNumber | integer |  | No | SDG&E does not currently utilize this feature class. | Will review if applicable in future submission | N/A
Initiative | Asset Inspection Line | InspectionStatus | text(30) | Domain | No | SDG&E does not currently utilize this feature class. | Will review if applicable in future submission | N/A
Initiative | Asset Inspection Line | InitiativeTarget | float |  | No | SDG&E does not currently utilize this feature class. | Will review if applicable in future submission | N/A
Initiative | Asset Inspection Line | QuarterlyProgress | float |  | No | SDG&E does not currently utilize this feature class. | Will review if applicable in future submission | N/A
Initiative | Asset Inspection Line | CumulativeProgress | float |  | No | SDG&E does not currently utilize this feature class. | Will review if applicable in future submission | N/A
Initiative | Asset Inspection Line | InitiativeTargetUnits | text(50) |  | No | SDG&E does not currently utilize this feature class. | Will review if applicable in future submission | N/A
Initiative | Asset Inspection Line | HFTDClass | text(10) | Domain | No | SDG&E does not currently utilize this feature class. | Will review if applicable in future submission | N/A
Initiative | Asset Inspection Line | HFTDClassComment | text(50) |  | Yes | Comment fields are utilized to provide additional information and are not always populated. | N/A | N/A
Initiative | Asset Inspection Line | County | text(50) |  | No | SDG&E does not currently utilize this feature class. | Will review if applicable in future submission | N/A
Initiative | Asset Inspection Line | District | text(100) |  | No | SDG&E does not currently utilize this feature class. | Will review if applicable in future submission | N/A
Initiative | Asset Inspection Polygon | UtilityInitiativeTrackingID | text(50) | FK | No | SDG&E does not currently utilize this feature class. | Will review if applicable in future submission | N/A
Initiative | Asset Inspection Polygon | CircuitID | text(50) | FK | No | SDG&E does not currently utilize this feature class. | Will review if applicable in future submission | N/A
Initiative | Asset Inspection Polygon | WMPInitiativeCategory | text(50) | Domain | No | SDG&E does not currently utilize this feature class. | Will review if applicable in future submission | N/A
Initiative | Asset Inspection Polygon | WMPInitiativeActivity | text(150) |  | No | SDG&E does not currently utilize this feature class. | Will review if applicable in future submission | N/A
Initiative | Asset Inspection Polygon | WMPSection | text(15) |  | No | SDG&E does not currently utilize this feature class. | Will review if applicable in future submission | N/A
Initiative | Asset Inspection Polygon | WMPPageNumber | integer |  | No | SDG&E does not currently utilize this feature class. | Will review if applicable in future submission | N/A
Initiative | Asset Inspection Polygon | InspectionStatus | text(30) | Domain | No | SDG&E does not currently utilize this feature class. | Will review if applicable in future submission | N/A
Initiative | Asset Inspection Polygon | InitiativeTarget | float |  | No | SDG&E does not currently utilize this feature class. | Will review if applicable in future submission | N/A
Initiative | Asset Inspection Polygon | QuarterlyProgress | float |  | No | SDG&E does not currently utilize this feature class. | Will review if applicable in future submission | N/A
Initiative | Asset Inspection Polygon | CumulativeProgress | float |  | No | SDG&E does not currently utilize this feature class. | Will review if applicable in future submission | N/A
Initiative | Asset Inspection Polygon | InitiativeTargetUnits | text(50) |  | No | SDG&E does not currently utilize this feature class. | Will review if applicable in future submission | N/A
Initiative | Asset Inspection Polygon | HFTDClass | text(10) | Domain | No | SDG&E does not currently utilize this feature class. | Will review if applicable in future submission | N/A
Initiative | Asset Inspection Polygon | HFTDClassComment | text(50) |  | No | SDG&E does not currently utilize this feature class. | Will review if applicable in future submission | N/A
Initiative | Asset Inspection Polygon | County | text(50) |  | No | SDG&E does not currently utilize this feature class. | Will review if applicable in future submission | N/A
Initiative | Asset Inspection Polygon | District | text(100) |  | No | SDG&E does not currently utilize this feature class. | Will review if applicable in future submission | N/A
Initiative | Grid Hardening Log | AiLogID | text(50) | FK | No | Data is not tracked via existing process. | Work has begun to gather the required data for this report into a centralized database. | 2023-Q4
Initiative | Grid Hardening Log | ChangeOrder | text(3) | Domain | Yes
Initiative | Grid Hardening Log | ChangeOrderDate | date |  | Yes | Field is associated to ChangeOrder when value is Yes; therefore, provided when applicable. | N/A | N/A
Initiative | Grid Hardening Log | ChangeOrderType | text(30) | Domain | Yes | Field is associated to ChangeOrder when value is Yes; therefore, provided when applicable. | N/A | N/A
Initiative | Grid Hardening Log | ChangeOrderTypeComment | text(100) |  | Yes | Field is associated to ChangeOrder when value is Yes; therefore, provided when applicable. | N/A | N/A
Initiative | Grid Hardening Log | StartDate | date |  | Yes | Provided for all completed and when available for planned activities. | N/A | N/A
Initiative | Grid Hardening Log | EndDate | date |  | Yes
Initiative | Grid Hardening Log | LineDeenergized | text(3) | Domain | Yes
Initiative | Grid Hardening Log | PerformedBy | text(30) | Domain | Yes
Initiative | Grid Hardening Log | PerformedByComment | text(30) |  | Yes | Comment fields are utilized to provide additional information and are not always populated. | N/A | N/A
Initiative | Grid Hardening Point | UtilityInitiativeTrackingID | text(50) | FK | Yes
Initiative | Grid Hardening Point | AssetID | text(50) | FK | Yes | Grid Hardening programs include Underground and assets that are in prelim; therefore, will not align with the Asset Point feature classes. See more details in Cover Letter. | N/A | N/A
Initiative | Grid Hardening Point | AssetOHUG | text(30) | Domain | Yes
Initiative | Grid Hardening Point | CircuitID | text(50) | FK | Yes | Data exists in new related table, SDGE_AssetRelate by Support Structure ID. | N/A | N/A | The relationship is to the structure not the circuit; therefore, it was required to create a relate table to bridge the one to many relationship between struture and circuit.
Initiative | Grid Hardening Point | GridHardeningLocationOrAddress | text(100) |  | Partial | Provided when available | N/A | N/A
Initiative | Grid Hardening Point | ParcelAPN | text(25) |  | No | Provided when applicable. When in the franchise there are no APNs. | Assessing the amount of effort involved in accurately producing the ParcelAPN. | 2024-Q4
Initiative | Grid Hardening Point | WMPInitiativeCategory | text(50) | Domain | Yes
Initiative | Grid Hardening Point | WMPInitiativeActivity | text(150) |  | Yes
Initiative | Grid Hardening Point | WMPSection | text(15) |  | Yes
Initiative | Grid Hardening Point | WMPPageNumber | integer |  | Yes
Initiative | Grid Hardening Point | GhStatus | text(30) | Domain | Yes
Initiative | Grid Hardening Point | InitiativeTarget | float |  | Yes | Not provided for records with "Planned" status as 2022 WMP Targets not required until March/22 | N/A | N/A
Initiative | Grid Hardening Point | QuarterlyProgress | float |  | Yes
Initiative | Grid Hardening Point | CumulativeProgress | float |  | Yes
Initiative | Grid Hardening Point | InitiativeTargetUnits | text(50) |  | Yes
Initiative | Grid Hardening Point | HFTDClass | text(10) | Domain | Yes
Initiative | Grid Hardening Point | County | text(50) |  | Yes
Initiative | Grid Hardening Point | District | text(100) |  | Yes
Initiative | Grid Hardening Line | UtilityInitiativeTrackingID | text(50) | FK | Yes
Initiative | Grid Hardening Line | AssetID | text(50) | FK | Yes | The relationship is to the structure not the circuit; therefore, it was required to create a relate table to bridge the one to many relationship between struture and circuit. Can go to the AssetRelate table to get all AssetIDs associated to the CircuitID | N/A | N/A | The relationship is to the structure not the circuit; therefore, it was required to create a relate table to bridge the one to many relationship between struture and circuit.
Initiative | Grid Hardening Line | AssetOHUG | text(30) | Domain | Yes
Initiative | Grid Hardening Line | CircuitID | text(50) | FK | Yes | Grid Hardening programs include Underground and assets that are in prelim; therefore, will not align with the Asset Line feature classes. See more details in Cover Letter. | N/A | N/A
Initiative | Grid Hardening Line | GridHardeningLocationOrAddress | text(100) |  | Yes
Initiative | Grid Hardening Line | WMPInitiativeCategory | text(50) | Domain | Yes
Initiative | Grid Hardening Line | WMPInitiativeActivity | text(150) |  | Yes
Initiative | Grid Hardening Line | WMPSection | text(15) |  | Yes
Initiative | Grid Hardening Line | WMPPageNumber | integer |  | Yes
Initiative | Grid Hardening Line | GhStatus | text(30) | Domain | Yes
Initiative | Grid Hardening Line | InitiativeTarget | float |  | Yes | Not provided for records with "Planned" status as 2022 WMP Targets not required until March/22 | N/A | N/A
Initiative | Grid Hardening Line | QuarterlyProgress | float |  | Yes | Not provided for records with "Planned" status as 2022 WMP Targets not required until March/22 | N/A | N/A
Initiative | Grid Hardening Line | CumulativeProgress | float |  | Yes
Initiative | Grid Hardening Line | InitiativeTargetUnits | text(50) |  | Yes
Initiative | Grid Hardening Line | HFTDClass | text(10) | Domain | Yes
Initiative | Grid Hardening Line | HFTDClassComment | text(50) |  | Yes | Comment fields are utilized to provide additional information and are not always populated. | N/A | N/A
Initiative | Grid Hardening Line | County | text(50) |  | Yes
Initiative | Grid Hardening Line | District | text(100) |  | Yes
Initiative | Other Initiative Log | ChangeOrder | text(3) | Domain | Yes |  |  |  | Field should be moved to the associated feature classes for consistency with other Initiative data
Initiative | Other Initiative Log | ChangeOrderDate | date |  | Yes | Field is associated to ChangeOrder when value is Yes; therefore, provided when applicable. | N/A | N/A | Field should be moved to the associated feature classes for consistency with other Initiative data
Initiative | Other Initiative Log | ChangeOrderType | text(30) | Domain | Yes | Field is associated to ChangeOrder when value is Yes; therefore, provided when applicable. | N/A | N/A | Field should be moved to the associated feature classes for consistency with other Initiative data
Initiative | Other Initiative Log | ChangeOrderTypeComment | text(100) |  | Yes | Comment fields are utilized to provide additional information and are not always populated. | N/A | N/A | Field should be moved to the associated feature classes for consistency with other Initiative data
Initiative | Other Initiative Log | StartDate | date |  | Yes | Provided for all completed and when available for planned activities. | N/A | N/A
Initiative | Other Initiative Log | EndDate | date |  | Yes
Initiative | Other Initiative Log | OiComment | text(100) |  | Yes | Comment fields are utilized to provide additional information and are not always populated. | N/A | N/A
Initiative | Other Initiative Point | UtilityInitiativeTrackingID | text(50) | FK | Yes
Initiative | Other Initiative Point | WMPInitiativeCategory | text(50) | Domain | Yes
Initiative | Other Initiative Point | WMPInitiativeActivity | text(150) |  | Yes
Initiative | Other Initiative Point | WMPSection | text(15) |  | Yes
Initiative | Other Initiative Point | WMPPageNumber | integer |  | Yes
Initiative | Other Initiative Point | OiStatus | text(30) | Domain | Yes
Initiative | Other Initiative Point | InitiativeTarget | float |  | Yes | Not provided for records with "Planned" status as 2022 WMP Targets not required until March/22 | N/A | N/A
Initiative | Other Initiative Point | QuarterlyProgress | float |  | Yes | Not provided for records with "Planned" status as 2022 WMP Targets not required until March/22 | N/A | N/A
Initiative | Other Initiative Point | CumulativeProgress | float |  | Yes | Not provided for records with "Planned" status as 2022 WMP Targets not required until March/22 | N/A | N/A
Initiative | Other Initiative Point | InitiativeTargetUnits | text(50) |  | Yes
Initiative | Other Initiative Point | County | text(50) |  | Yes
Initiative | Other Initiative Point | District | text(100) |  | Yes
Initiative | Other Initiative Line | UtilityInitiativeTrackingID | text(50) | FK | No | SDG&E does not currently utilize this feature class. | Will review if applicable in future submission | N/A
Initiative | Other Initiative Line | WMPInitiativeCategory | text(50) | Domain | No | SDG&E does not currently utilize this feature class. | Will review if applicable in future submission | N/A
Initiative | Other Initiative Line | WMPInitiativeActivity | text(150) |  | No | SDG&E does not currently utilize this feature class. | Will review if applicable in future submission | N/A
Initiative | Other Initiative Line | WMPSection | text(15) |  | No | SDG&E does not currently utilize this feature class. | Will review if applicable in future submission | N/A
Initiative | Other Initiative Line | WMPPageNumber | integer |  | No | SDG&E does not currently utilize this feature class. | Will review if applicable in future submission | N/A
Initiative | Other Initiative Line | OiStatus | text(30) | Domain | No | SDG&E does not currently utilize this feature class. | Will review if applicable in future submission | N/A
Initiative | Other Initiative Line | InitiativeTarget | float |  | No | SDG&E does not currently utilize this feature class. | Will review if applicable in future submission | N/A
Initiative | Other Initiative Line | QuarterlyProgress | float |  | No | SDG&E does not currently utilize this feature class. | Will review if applicable in future submission | N/A
Initiative | Other Initiative Line | CumulativeProgress | float |  | No | SDG&E does not currently utilize this feature class. | Will review if applicable in future submission | N/A
Initiative | Other Initiative Line | InitiativeTargetUnits | text(50) |  | No | SDG&E does not currently utilize this feature class. | Will review if applicable in future submission | N/A
Initiative | Other Initiative Line | County | text(50) |  | No | SDG&E does not currently utilize this feature class. | Will review if applicable in future submission | N/A
Initiative | Other Initiative Line | District | text(100) |  | No | SDG&E does not currently utilize this feature class. | Will review if applicable in future submission | N/A
Initiative | Other Initiative Polygon | UtilityInitiativeTrackingID | text(50) | FK | No | SDG&E does not currently utilize this feature class. | Will review if applicable in future submission | N/A
Initiative | Other Initiative Polygon | WMPInitiativeCategory | text(50) | Domain | No | SDG&E does not currently utilize this feature class. | Will review if applicable in future submission | N/A
Initiative | Other Initiative Polygon | WMPInitiativeActivity | text(150) |  | No | SDG&E does not currently utilize this feature class. | Will review if applicable in future submission | N/A
Initiative | Other Initiative Polygon | WMPSection | text(15) |  | No | SDG&E does not currently utilize this feature class. | Will review if applicable in future submission | N/A
Initiative | Other Initiative Polygon | WMPPageNumber | integer |  | No | SDG&E does not currently utilize this feature class. | Will review if applicable in future submission | N/A
Initiative | Other Initiative Polygon | OiStatus | text(30) | Domain | No | SDG&E does not currently utilize this feature class. | Will review if applicable in future submission | N/A
Initiative | Other Initiative Polygon | QuarterlyProgress | float |  | No | SDG&E does not currently utilize this feature class. | Will review if applicable in future submission | N/A
Initiative | Other Initiative Polygon | CumulativeProgress | float |  | No | SDG&E does not currently utilize this feature class. | Will review if applicable in future submission | N/A
Initiative | Other Initiative Polygon | InitiativeTargetUnits | text(50) |  | No | SDG&E does not currently utilize this feature class. | Will review if applicable in future submission | N/A
Initiative | Other Initiative Polygon | County | text(50) |  | No | SDG&E does not currently utilize this feature class. | Will review if applicable in future submission | N/A
Initiative | Other Initiative Polygon | District | text(100) |  | No | SDG&E does not currently utilize this feature class. | Will review if applicable in future submission | N/A
Initiative | Initiative Photo Log | PhotoID | text(100) | PK | No | SDG&E does not currently track photos for all initiatives. | Need to develop a process for capture, tracking, and reporting of photos at the initiative level. | 2023-Q1
Initiative | Initiative Photo Log | UtilityID | text(10) | Domain | Yes
Initiative | Initiative Photo Log | PhotoBeforeID | text(100) | PK | Yes
Initiative | Initiative Photo Log | PhotoAfterID | text(100) | PK | No | SDG&E does not currently track photos for all initiatives. | Need to develop a process for capture, tracking, and reporting of photos at the initiative level. | 2023-Q1
Initiative | Initiative Photo Log | VmpID | text(50) | FK | No | SDG&E does not currently track photos for all initiatives. | Need to develop a process for capture, tracking, and reporting of photos at the initiative level. | 2023-Q1
Initiative | Initiative Photo Log | VmiID | text(50) | FK | No | SDG&E does not currently track photos for all initiatives. | Need to develop a process for capture, tracking, and reporting of photos at the initiative level. | 2023-Q1
Initiative | Initiative Photo Log | AiID | text(50) | FK | Yes
Initiative | Initiative Photo Log | GhID | text(50) | FK | No | SDG&E does not currently track photos for all initiatives. | Need to develop a process for capture, tracking, and reporting of photos at the initiative level. | 2023-Q1
Initiative | Initiative Photo Log | OiID | text(50) | FK | No | SDG&E does not currently track photos for all initiatives. | Need to develop a process for capture, tracking, and reporting of photos at the initiative level. | 2023-Q1
Initiative | Initiative Photo Log | FromDeviceID | text(50) | FK | No | SDG&E does not currently track photos for all initiatives. | Need to develop a process for capture, tracking, and reporting of photos at the initiative level. | 2023-Q1
Initiative | Initiative Photo Log | ToDeviceID | text(50) | FK | No | SDG&E does not currently track photos for all initiatives. | Need to develop a process for capture, tracking, and reporting of photos at the initiative level. | 2023-Q1
Other Required Data | Other Power Line Connection Location | OtherLineOwner | text(100) |  | Yes
Other Required Data | Other Power Line Connection Location | ConnectionAsset | text(100) |  | Yes
Other Required Data | Other Power Line Connection Location | ConnectionPointAssetID | text(50) | FK | Yes
Other Required Data | Other Power Line Connection Location | CorporationLineID | text(50) | FK | Yes | Provided when available and associated to a continuous tieline. Not applicable to a connection at a substation. | N/A | N/A
Other Required Data | Other Power Line Connection Location | OtherLineClass | text(30) | Domain | Yes
Other Required Data | Other Power Line Connection Location | HFTDClass | text(10) | Domain | Yes
Other Required Data | Other Power Line Connection Location | County | text(50) |  | Yes
Other Required Data | Other Power Line Connection Location | OtherConductorType | text(30) | Domain | Yes
Other Required Data | Other Power Line Connection Location | ConnectionType | text(30) | Domain | Yes
Other Required Data | Other Power Line Connection Location | ConnectionOHUG | text(50) | Domain | Yes
Other Required Data | Other Power Line Connection Location | OtherNominalVoltagekV | float |  | Yes
Other Required Data | Other Power Line Connection Location | OtherOperatingVoltagekV | float |  | Yes
Other Required Data | Other Power Line Connection Location | OtherConductorMaterial | text(100) | Domain | Yes | Provided when available. | N/A | N/A
Other Required Data | Other Power Line Connection Location | OtherConductorMaterialComment | text(50) |  | Yes | Comment fields are utilized to provide additional information and are not always populated. | N/A | N/A
Other Required Data | Other Power Line Connection Location | OtherConductorSize | text(30) |  | Yes
Other Required Data | Other Power Line Connection Location | OtherConductorOD | float |  | Yes | Provided when available. | N/A | N/A
Other Required Data | Other Power Line Connection Location | ConnectionLastInspectionDate | date |  | No | Data is not tracked via existing process. | Will investigate data source to determine quality of data. | 2022-Q4
Other Required Data | Other Power Line Connection Location | ConnectionLastMaintenanceDate | date |  | No | Data is not tracked via existing process. | Will investigate future source. | 2024-Q4
Other Required Data | Other Power Line Connection Location | ConnectionEstablishmentDate | date |  | Yes | Provided when available and associated to a continuous tieline. Not applicable to a connection at a substation. | N/A | N/A
Other Required Data | Other Power Line Connection Location | ConnectionEstablishmentYear | integer |  | Yes | Provided when available and associated to a continuous tieline. Not applicable to a connection at a substation. | N/A | N/A
Other Required Data | Other Power Line Connection Location | EstimatedConnectionAge | text(10) | Domain | Yes | Provided when available and associated to a continuous tieline. Not applicable to a connection at a substation. | N/A | N/A
Other Required Data | Other Power Line Connection Location | OtherUsefulLifespan | integer |  | Yes | Provided when available and associated to a continuous tieline. Not applicable to a connection at a substation. | N/A | N/A
Other Required Data | Other Power Line Connection Location | OtherAmpacityRating | float |  | Yes | Provided when available and associated to a continuous tieline. Not applicable to a connection at a substation. | N/A | N/A
Other Required Data | Other Power Line Connection Location | OtherLineGreased | text(10) | Domain | Yes
Other Required Data | Other Power Line Connection Location | ConnectionComments | text(100) |  | Yes | Comment fields are utilized to provide additional information and are not always populated. | N/A | N/A
Other Required Data | Critical Facility | FacilityName | text(100) |  | Yes
Other Required Data | Critical Facility | FacilityCategory | text(30) | Domain | Yes
Other Required Data | Critical Facility | FacilityCategoryComment | text(30) |  | Yes | Comment fields are utilized to provide additional information and are not always populated. | N/A | N/A
Other Required Data | Critical Facility | FacilityDescription | text(50) |  | Yes
Other Required Data | Critical Facility | CircuitID | text(50) |  | Yes
Other Required Data | Critical Facility | MeterID | text(50) |  | Yes
Other Required Data | Critical Facility | BackupPower | text(10) | Domain | Yes | Provided when available. This is voluntary information.Will continue to work with our customers to expand this dataset. SDGE will be sending out a simplified survey in Q2 which should enhance this data set to include more definitive data. | N/A | N/A
Other Required Data | Critical Facility | BackupType | text(30) | Domain | Partial | Provided when available. This is voluntary information. | Will continue to work with our customers to expand this dataset. | N/A
Other Required Data | Critical Facility | BackupTypeComment | text(30) |  | Yes | Comment fields are utilized to provide additional information and are not always populated. | N/A | N/A
Other Required Data | Critical Facility | BackupCapacity | float |  | Partial | Provided when available. This is voluntary information. | Will continue to work with our customers to expand this dataset. | N/A
Other Required Data | Critical Facility | PopulationImpact | integer |  | No | SDG&E does not track other entities customer information. | N/A | N/A
Other Required Data | Critical Facility | HFTDClass | text(10) | Domain | Yes
Other Required Data | Critical Facility | PSPSDays | integer |  | Yes | Any PSPS impact between 1-24hrs on a given day is treated as 1 PSPS day for this calculation. | N/A | N/A
Other Required Data | Critical Facility | ParcelAPN | text(25) |  | No | Provided when applicable. When in the franchise there are no APNs. | Assessing the amount of effort involved in accurately producing the ParcelAPN. | 2024-Q4
Other Required Data | Critical Facility | Address | text(100) |  | Yes
Other Required Data | Critical Facility | City | text(50) |  | Yes
Other Required Data | Critical Facility | Zip | text(5) |  | Yes
Other Required Data | Red Flag Warning Day Polygon | FireWeatherZoneID | text(50) |  | Yes
Other Required Data | Red Flag Warning Day Polygon | FireWeatherZoneName | text(30) |  | Yes
Other Required Data | Red Flag Warning Day Polygon | RedFlagWarningIssueDateTime | date |  | Yes | SDG&E provides all NWZ; and provide the RFW Warning DateTime only on the zones applicable. | N/A | N/A
Other Required Data | Red Flag Warning Day Polygon | NumberRedFlagWarningDays | float |  | Yes
Other Required Data | Administrative Area | AreaType | text(50) |  | Yes
Other Required Data | Administrative Area | SubareaType | text(50) |  | Yes
Other Required Data | Administrative Area | SubareaTypeComment | text(50) |  | Yes | Comment fields are utilized to provide additional information and are not always populated. | N/A | N/A
Other Required Data | Administrative Area | Name | text(100) |  | Yes
Other Required Data | Major Woody Stem Exempt Tree Point | VegetationGenus | text(30) |  | No | Currently not availble in source system. | Currently working to develop this in the source system. | 2022-Q4
Other Required Data | Major Woody Stem Exempt Tree Point | VegetationSpecies | text(30) |  | No | Currently not availble in source system. | Currently working to develop this in the source system. | 2022-Q4
Other Required Data | Major Woody Stem Exempt Tree Point | VegetationCommonName | text(50) |  | Yes |  |  |  | Spelling error in database field name - VegetatioCommonName
Other Required Data | Major Woody Stem Exempt Tree Point | LastInspectionDate | date |  | Yes
Other Required Data | Major Woody Stem Exempt Tree Point | Quantity | integer |  | Yes