[120 empty] | 7.3.5.15 Identification and remediation of “at-risk species”WLDFRVegetation ContactBranch (Not overhanging, 4-12ft) | WLDFR | HFTD - Distribution - Tier 3 - 5QU CoRE ¦ 4QU LoRE | Non-Red Flag Warning - Small Fires | Vegetation Contact | Branch (Not overhanging, 4-12ft) | 2036 | 9.7144e-06 | 95.1547 | 0.00092437 | 2036 | Mitigation | 0.5 | 30 | 0 | esc | 0.033383 | 3.243e-07 | 0.03525 | 3.4243e-07 | 0.037115 | 3.6055e-07 | 0.035347 | 3.4338e-07
[120 empty] | 7.3.5.15 Identification and remediation of “at-risk species”WLDFRVegetation ContactBranch (Not overhanging, 4-12ft) | WLDFR | HFTD - Distribution - Tier 3 - 5QU CoRE ¦ 4QU LoRE | Non-Red Flag Warning - Small Fires | Vegetation Contact | Branch (Not overhanging, 4-12ft) | 2037 | 9.7144e-06 | 95.1547 | 0.00092437 | 2037 | Mitigation | 0.5 | 30 | 0 | esc | 0.033383 | 3.243e-07 | 0.03525 | 3.4243e-07 | 0.037115 | 3.6055e-07 | 0.035347 | 3.4338e-07
[120 empty] | 7.3.5.15 Identification and remediation of “at-risk species”WLDFRVegetation ContactBranch (Not overhanging, 4-12ft) | WLDFR | HFTD - Distribution - Tier 3 - 5QU CoRE ¦ 4QU LoRE | Non-Red Flag Warning - Small Fires | Vegetation Contact | Branch (Not overhanging, 4-12ft) | 2038 | 9.7144e-06 | 95.1547 | 0.00092437 | 2038 | Mitigation | 0.5 | 30 | 0 | esc | 0.033383 | 3.243e-07 | 0.03525 | 3.4243e-07 | 0.037115 | 3.6055e-07 | 0.035347 | 3.4338e-07
[120 empty] | 7.3.5.15 Identification and remediation of “at-risk species”WLDFRVegetation ContactBranch (Not overhanging, 4-12ft) | WLDFR | HFTD - Distribution - Tier 3 - 5QU CoRE ¦ 4QU LoRE | Non-Red Flag Warning - Small Fires | Vegetation Contact | Branch (Not overhanging, 4-12ft) | 2039 | 9.7144e-06 | 95.1547 | 0.00092437 | 2039 | Mitigation | 0.5 | 30 | 0 | esc | 0.033383 | 3.243e-07 | 0.03525 | 3.4243e-07 | 0.037115 | 3.6055e-07 | 0.035347 | 3.4338e-07
[120 empty] | 7.3.5.15 Identification and remediation of “at-risk species”WLDFRVegetation ContactBranch (Not overhanging, 4-12ft) | WLDFR | HFTD - Distribution - Tier 3 - 5QU CoRE ¦ 4QU LoRE | Non-Red Flag Warning - Small Fires | Vegetation Contact | Branch (Not overhanging, 4-12ft) | 2040 | 9.7144e-06 | 95.1547 | 0.00092437 | 2040 | Mitigation | 0.5 | 30 | 0 | esc | 0.033383 | 3.243e-07 | 0.03525 | 3.4243e-07 | 0.037115 | 3.6055e-07 | 0.035347 | 3.4338e-07
[120 empty] | 7.3.5.15 Identification and remediation of “at-risk species”WLDFRVegetation ContactBranch (Not overhanging, 4-12ft) | WLDFR | HFTD - Distribution - Tier 3 - 5QU CoRE ¦ 4QU LoRE | Non-Red Flag Warning - Small Fires | Vegetation Contact | Branch (Not overhanging, 4-12ft) | 2041 | 9.7144e-06 | 95.1547 | 0.00092437 | 2041 | Mitigation | 0.5 | 30 | 0 | esc | 0.033383 | 3.243e-07 | 0.03525 | 3.4243e-07 | 0.037115 | 3.6055e-07 | 0.035347 | 3.4338e-07
[120 empty] | 7.3.5.15 Identification and remediation of “at-risk species”WLDFRVegetation ContactBranch (Not overhanging, 4-12ft) | WLDFR | HFTD - Distribution - Tier 3 - 5QU CoRE ¦ 4QU LoRE | Non-Red Flag Warning - Small Fires | Vegetation Contact | Branch (Not overhanging, 4-12ft) | 2042 | 9.7144e-06 | 95.1547 | 0.00092437 | 2042 | Mitigation | 0.5 | 30 | 0 | esc | 0.033383 | 3.243e-07 | 0.03525 | 3.4243e-07 | 0.037115 | 3.6055e-07 | 0.035347 | 3.4338e-07
[120 empty] | 7.3.5.15 Identification and remediation of “at-risk species”WLDFRVegetation ContactBranch (Not overhanging, 4-12ft) | WLDFR | HFTD - Distribution - Tier 3 - 5QU CoRE ¦ 4QU LoRE | Non-Red Flag Warning - Small Fires | Vegetation Contact | Branch (Not overhanging, 4-12ft) | 2043 | 9.7144e-06 | 95.1547 | 0.00092437 | 2043 | Mitigation | 0.5 | 30 | 0 | esc | 0.033383 | 3.243e-07 | 0.03525 | 3.4243e-07 | 0.037115 | 3.6055e-07 | 0.035347 | 3.4338e-07
[120 empty] | 7.3.5.15 Identification and remediation of “at-risk species”WLDFRVegetation ContactBranch (Not overhanging, 4-12ft) | WLDFR | HFTD - Distribution - Tier 3 - 5QU CoRE ¦ 4QU LoRE | Non-Red Flag Warning - Small Fires | Vegetation Contact | Branch (Not overhanging, 4-12ft) | 2044 | 9.7144e-06 | 95.1547 | 0.00092437 | 2044 | Mitigation | 0.5 | 30 | 0 | esc | 0.033383 | 3.243e-07 | 0.03525 | 3.4243e-07 | 0.037115 | 3.6055e-07 | 0.035347 | 3.4338e-07
[120 empty] | 7.3.5.15 Identification and remediation of “at-risk species”WLDFRVegetation ContactBranch (Not overhanging, 4-12ft) | WLDFR | HFTD - Distribution - Tier 3 - 5QU CoRE ¦ 4QU LoRE | Non-Red Flag Warning - Small Fires | Vegetation Contact | Branch (Not overhanging, 4-12ft) | 2045 | 9.7144e-06 | 95.1547 | 0.00092437 | 2045 | Mitigation | 0.5 | 30 | 0 | esc | 0.033383 | 3.243e-07 | 0.03525 | 3.4243e-07 | 0.037115 | 3.6055e-07 | 0.035347 | 3.4338e-07
[120 empty] | 7.3.5.15 Identification and remediation of “at-risk species”WLDFRVegetation ContactBranch (Not overhanging, 4-12ft) | WLDFR | HFTD - Distribution - Tier 3 - 5QU CoRE ¦ 4QU LoRE | Non-Red Flag Warning - Small Fires | Vegetation Contact | Branch (Not overhanging, 4-12ft) | 2046 | 9.7144e-06 | 95.1547 | 0.00092437 | 2046 | Mitigation | 0.5 | 30 | 0 | esc | 0.033383 | 3.243e-07 | 0.03525 | 3.4243e-07 | 0.037115 | 3.6055e-07 | 0.035347 | 3.4338e-07
[120 empty] | 7.3.5.15 Identification and remediation of “at-risk species”WLDFRVegetation ContactBranch (Not overhanging, 4-12ft) | WLDFR | HFTD - Distribution - Tier 3 - 5QU CoRE ¦ 4QU LoRE | Non-Red Flag Warning - Small Fires | Vegetation Contact | Branch (Not overhanging, 4-12ft) | 2047 | 9.7144e-06 | 95.1547 | 0.00092437 | 2047 | Mitigation | 0.5 | 30 | 0 | esc | 0.033383 | 3.243e-07 | 0.03525 | 3.4243e-07 | 0.037115 | 3.6055e-07 | 0.035347 | 3.4338e-07
[120 empty] | 7.3.5.15 Identification and remediation of “at-risk species”WLDFRVegetation ContactBranch (Not overhanging, 4-12ft) | WLDFR | HFTD - Distribution - Tier 3 - 5QU CoRE ¦ 4QU LoRE | Non-Red Flag Warning - Small Fires | Vegetation Contact | Branch (Not overhanging, 4-12ft) | 2048 | 9.7144e-06 | 95.1547 | 0.00092437 | 2048 | Mitigation | 0.5 | 30 | 0 | esc | 0.033383 | 3.243e-07 | 0.03525 | 3.4243e-07 | 0.037115 | 3.6055e-07 | 0.035347 | 3.4338e-07
[120 empty] | 7.3.5.15 Identification and remediation of “at-risk species”WLDFRVegetation ContactBranch (Not overhanging, 4-12ft) | WLDFR | HFTD - Distribution - Tier 3 - 5QU CoRE ¦ 4QU LoRE | Non-Red Flag Warning - Small Fires | Vegetation Contact | Branch (Not overhanging, 4-12ft) | 2049 | 9.7144e-06 | 95.1547 | 0.00092437 | 2049 | Mitigation | 0.5 | 30 | 0 | esc | 0.033383 | 3.243e-07 | 0.03525 | 3.4243e-07 | 0.037115 | 3.6055e-07 | 0.035347 | 3.4338e-07
[120 empty] | 7.3.5.15 Identification and remediation of “at-risk species”WLDFRVegetation ContactBranch (Not overhanging, 4-12ft) | WLDFR | HFTD - Distribution - Tier 3 - 5QU CoRE ¦ 4QU LoRE | Non-Red Flag Warning - Small Fires | Vegetation Contact | Branch (Not overhanging, 4-12ft) | 2050 | 9.7144e-06 | 95.1547 | 0.00092437 | 2050 | Mitigation | 0.5 | 30 | 0 | esc | 0 | 0 | 0.03525 | 3.4243e-07 | 0.037115 | 3.6055e-07 | 0.035347 | 3.4338e-07
[120 empty] | 7.3.5.15 Identification and remediation of “at-risk species”WLDFRVegetation ContactBranch (Not overhanging, 4-12ft) | WLDFR | HFTD - Distribution - Tier 3 - 5QU CoRE ¦ 4QU LoRE | Non-Red Flag Warning - Small Fires | Vegetation Contact | Branch (Not overhanging, 4-12ft) | 2051 | 9.7144e-06 | 95.1547 | 0.00092437 | 2051 | Mitigation | 0.5 | 30 | 0 | esc | 0 | 0 | 0 | 0 | 0.037115 | 3.6055e-07 | 0.035347 | 3.4338e-07
[120 empty] | 7.3.5.15 Identification and remediation of “at-risk species”WLDFRVegetation ContactBranch (Not overhanging, 4-12ft) | WLDFR | HFTD - Distribution - Tier 3 - 5QU CoRE ¦ 4QU LoRE | Non-Red Flag Warning - Small Fires | Vegetation Contact | Branch (Not overhanging, 4-12ft) | 2052 | 9.7144e-06 | 95.1547 | 0.00092437 | 2052 | Mitigation | 0.5 | 30 | 0 | esc | 0 | 0 | 0 | 0 | 0 | 0 | 0.035347 | 3.4338e-07
[120 empty] | 7.3.5.15 Identification and remediation of “at-risk species”WLDFRVegetation ContactBranch (Not overhanging, within 4ft) | WLDFR | HFTD - Distribution - Tier 3 - 5QU CoRE ¦ 4QU LoRE | Non-Red Flag Warning - Small Fires | Vegetation Contact | Branch (Not overhanging, within 4ft) | 2022 | 4.4352e-06 | 95.1547 | 0.00042203 | 2022 | Mitigation | 0.9 | 30 | 0 | esc | 0.06009 | 2.6651e-07 | 0.06345 | 2.8141e-07 | 0.066806 | 2.963e-07 | 0 | 0
[120 empty] | 7.3.5.15 Identification and remediation of “at-risk species”WLDFRVegetation ContactBranch (Not overhanging, within 4ft) | WLDFR | HFTD - Distribution - Tier 3 - 5QU CoRE ¦ 4QU LoRE | Non-Red Flag Warning - Small Fires | Vegetation Contact | Branch (Not overhanging, within 4ft) | 2023 | 4.4352e-06 | 95.1547 | 0.00042203 | 2023 | Mitigation | 0.9 | 30 | 0 | esc | 0.06009 | 2.6651e-07 | 0.06345 | 2.8141e-07 | 0.066806 | 2.963e-07 | 0.063625 | 2.8219e-07
[120 empty] | 7.3.5.15 Identification and remediation of “at-risk species”WLDFRVegetation ContactBranch (Not overhanging, within 4ft) | WLDFR | HFTD - Distribution - Tier 3 - 5QU CoRE ¦ 4QU LoRE | Non-Red Flag Warning - Small Fires | Vegetation Contact | Branch (Not overhanging, within 4ft) | 2024 | 4.4352e-06 | 95.1547 | 0.00042203 | 2024 | Mitigation | 0.9 | 30 | 0 | esc | 0.06009 | 2.6651e-07 | 0.06345 | 2.8141e-07 | 0.066806 | 2.963e-07 | 0.063625 | 2.8219e-07
[120 empty] | 7.3.5.15 Identification and remediation of “at-risk species”WLDFRVegetation ContactBranch (Not overhanging, within 4ft) | WLDFR | HFTD - Distribution - Tier 3 - 5QU CoRE ¦ 4QU LoRE | Non-Red Flag Warning - Small Fires | Vegetation Contact | Branch (Not overhanging, within 4ft) | 2025 | 4.4352e-06 | 95.1547 | 0.00042203 | 2025 | Mitigation | 0.9 | 30 | 0 | esc | 0.06009 | 2.6651e-07 | 0.06345 | 2.8141e-07 | 0.066806 | 2.963e-07 | 0.063625 | 2.8219e-07
[120 empty] | 7.3.5.15 Identification and remediation of “at-risk species”WLDFRVegetation ContactBranch (Not overhanging, within 4ft) | WLDFR | HFTD - Distribution - Tier 3 - 5QU CoRE ¦ 4QU LoRE | Non-Red Flag Warning - Small Fires | Vegetation Contact | Branch (Not overhanging, within 4ft) | 2026 | 4.4352e-06 | 95.1547 | 0.00042203 | 2026 | Mitigation | 0.9 | 30 | 0 | esc | 0.06009 | 2.6651e-07 | 0.06345 | 2.8141e-07 | 0.066806 | 2.963e-07 | 0.063625 | 2.8219e-07
[120 empty] | 7.3.5.15 Identification and remediation of “at-risk species”WLDFRVegetation ContactBranch (Not overhanging, within 4ft) | WLDFR | HFTD - Distribution - Tier 3 - 5QU CoRE ¦ 4QU LoRE | Non-Red Flag Warning - Small Fires | Vegetation Contact | Branch (Not overhanging, within 4ft) | 2027 | 4.4352e-06 | 95.1547 | 0.00042203 | 2027 | Mitigation | 0.9 | 30 | 0 | esc | 0.06009 | 2.6651e-07 | 0.06345 | 2.8141e-07 | 0.066806 | 2.963e-07 | 0.063625 | 2.8219e-07
[120 empty] | 7.3.5.15 Identification and remediation of “at-risk species”WLDFRVegetation ContactBranch (Not overhanging, within 4ft) | WLDFR | HFTD - Distribution - Tier 3 - 5QU CoRE ¦ 4QU LoRE | Non-Red Flag Warning - Small Fires | Vegetation Contact | Branch (Not overhanging, within 4ft) | 2028 | 4.4352e-06 | 95.1547 | 0.00042203 | 2028 | Mitigation | 0.9 | 30 | 0 | esc | 0.06009 | 2.6651e-07 | 0.06345 | 2.8141e-07 | 0.066806 | 2.963e-07 | 0.063625 | 2.8219e-07
[120 empty] | 7.3.5.15 Identification and remediation of “at-risk species”WLDFRVegetation ContactBranch (Not overhanging, within 4ft) | WLDFR | HFTD - Distribution - Tier 3 - 5QU CoRE ¦ 4QU LoRE | Non-Red Flag Warning - Small Fires | Vegetation Contact | Branch (Not overhanging, within 4ft) | 2029 | 4.4352e-06 | 95.1547 | 0.00042203 | 2029 | Mitigation | 0.9 | 30 | 0 | esc | 0.06009 | 2.6651e-07 | 0.06345 | 2.8141e-07 | 0.066806 | 2.963e-07 | 0.063625 | 2.8219e-07
[120 empty] | 7.3.5.15 Identification and remediation of “at-risk species”WLDFRVegetation ContactBranch (Not overhanging, within 4ft) | WLDFR | HFTD - Distribution - Tier 3 - 5QU CoRE ¦ 4QU LoRE | Non-Red Flag Warning - Small Fires | Vegetation Contact | Branch (Not overhanging, within 4ft) | 2030 | 4.4352e-06 | 95.1547 | 0.00042203 | 2030 | Mitigation | 0.9 | 30 | 0 | esc | 0.06009 | 2.6651e-07 | 0.06345 | 2.8141e-07 | 0.066806 | 2.963e-07 | 0.063625 | 2.8219e-07
[120 empty] | 7.3.5.15 Identification and remediation of “at-risk species”WLDFRVegetation ContactBranch (Not overhanging, within 4ft) | WLDFR | HFTD - Distribution - Tier 3 - 5QU CoRE ¦ 4QU LoRE | Non-Red Flag Warning - Small Fires | Vegetation Contact | Branch (Not overhanging, within 4ft) | 2031 | 4.4352e-06 | 95.1547 | 0.00042203 | 2031 | Mitigation | 0.9 | 30 | 0 | esc | 0.06009 | 2.6651e-07 | 0.06345 | 2.8141e-07 | 0.066806 | 2.963e-07 | 0.063625 | 2.8219e-07
[120 empty] | 7.3.5.15 Identification and remediation of “at-risk species”WLDFRVegetation ContactBranch (Not overhanging, within 4ft) | WLDFR | HFTD - Distribution - Tier 3 - 5QU CoRE ¦ 4QU LoRE | Non-Red Flag Warning - Small Fires | Vegetation Contact | Branch (Not overhanging, within 4ft) | 2032 | 4.4352e-06 | 95.1547 | 0.00042203 | 2032 | Mitigation | 0.9 | 30 | 0 | esc | 0.06009 | 2.6651e-07 | 0.06345 | 2.8141e-07 | 0.066806 | 2.963e-07 | 0.063625 | 2.8219e-07
[120 empty] | 7.3.5.15 Identification and remediation of “at-risk species”WLDFRVegetation ContactBranch (Not overhanging, within 4ft) | WLDFR | HFTD - Distribution - Tier 3 - 5QU CoRE ¦ 4QU LoRE | Non-Red Flag Warning - Small Fires | Vegetation Contact | Branch (Not overhanging, within 4ft) | 2033 | 4.4352e-06 | 95.1547 | 0.00042203 | 2033 | Mitigation | 0.9 | 30 | 0 | esc | 0.06009 | 2.6651e-07 | 0.06345 | 2.8141e-07 | 0.066806 | 2.963e-07 | 0.063625 | 2.8219e-07
[120 empty] | 7.3.5.15 Identification and remediation of “at-risk species”WLDFRVegetation ContactBranch (Not overhanging, within 4ft) | WLDFR | HFTD - Distribution - Tier 3 - 5QU CoRE ¦ 4QU LoRE | Non-Red Flag Warning - Small Fires | Vegetation Contact | Branch (Not overhanging, within 4ft) | 2034 | 4.4352e-06 | 95.1547 | 0.00042203 | 2034 | Mitigation | 0.9 | 30 | 0 | esc | 0.06009 | 2.6651e-07 | 0.06345 | 2.8141e-07 | 0.066806 | 2.963e-07 | 0.063625 | 2.8219e-07
[120 empty] | 7.3.5.15 Identification and remediation of “at-risk species”WLDFRVegetation ContactBranch (Not overhanging, within 4ft) | WLDFR | HFTD - Distribution - Tier 3 - 5QU CoRE ¦ 4QU LoRE | Non-Red Flag Warning - Small Fires | Vegetation Contact | Branch (Not overhanging, within 4ft) | 2035 | 4.4352e-06 | 95.1547 | 0.00042203 | 2035 | Mitigation | 0.9 | 30 | 0 | esc | 0.06009 | 2.6651e-07 | 0.06345 | 2.8141e-07 | 0.066806 | 2.963e-07 | 0.063625 | 2.8219e-07
[120 empty] | 7.3.5.15 Identification and remediation of “at-risk species”WLDFRVegetation ContactBranch (Not overhanging, within 4ft) | WLDFR | HFTD - Distribution - Tier 3 - 5QU CoRE ¦ 4QU LoRE | Non-Red Flag Warning - Small Fires | Vegetation Contact | Branch (Not overhanging, within 4ft) | 2036 | 4.4352e-06 | 95.1547 | 0.00042203 | 2036 | Mitigation | 0.9 | 30 | 0 | esc | 0.06009 | 2.6651e-07 | 0.06345 | 2.8141e-07 | 0.066806 | 2.963e-07 | 0.063625 | 2.8219e-07
[120 empty] | 7.3.5.15 Identification and remediation of “at-risk species”WLDFRVegetation ContactBranch (Not overhanging, within 4ft) | WLDFR | HFTD - Distribution - Tier 3 - 5QU CoRE ¦ 4QU LoRE | Non-Red Flag Warning - Small Fires | Vegetation Contact | Branch (Not overhanging, within 4ft) | 2037 | 4.4352e-06 | 95.1547 | 0.00042203 | 2037 | Mitigation | 0.9 | 30 | 0 | esc | 0.06009 | 2.6651e-07 | 0.06345 | 2.8141e-07 | 0.066806 | 2.963e-07 | 0.063625 | 2.8219e-07
[120 empty] | 7.3.5.15 Identification and remediation of “at-risk species”WLDFRVegetation ContactBranch (Not overhanging, within 4ft) | WLDFR | HFTD - Distribution - Tier 3 - 5QU CoRE ¦ 4QU LoRE | Non-Red Flag Warning - Small Fires | Vegetation Contact | Branch (Not overhanging, within 4ft) | 2038 | 4.4352e-06 | 95.1547 | 0.00042203 | 2038 | Mitigation | 0.9 | 30 | 0 | esc | 0.06009 | 2.6651e-07 | 0.06345 | 2.8141e-07 | 0.066806 | 2.963e-07 | 0.063625 | 2.8219e-07
[120 empty] | 7.3.5.15 Identification and remediation of “at-risk species”WLDFRVegetation ContactBranch (Not overhanging, within 4ft) | WLDFR | HFTD - Distribution - Tier 3 - 5QU CoRE ¦ 4QU LoRE | Non-Red Flag Warning - Small Fires | Vegetation Contact | Branch (Not overhanging, within 4ft) | 2039 | 4.4352e-06 | 95.1547 | 0.00042203 | 2039 | Mitigation | 0.9 | 30 | 0 | esc | 0.06009 | 2.6651e-07 | 0.06345 | 2.8141e-07 | 0.066806 | 2.963e-07 | 0.063625 | 2.8219e-07
[120 empty] | 7.3.5.15 Identification and remediation of “at-risk species”WLDFRVegetation ContactBranch (Not overhanging, within 4ft) | WLDFR | HFTD - Distribution - Tier 3 - 5QU CoRE ¦ 4QU LoRE | Non-Red Flag Warning - Small Fires | Vegetation Contact | Branch (Not overhanging, within 4ft) | 2040 | 4.4352e-06 | 95.1547 | 0.00042203 | 2040 | Mitigation | 0.9 | 30 | 0 | esc | 0.06009 | 2.6651e-07 | 0.06345 | 2.8141e-07 | 0.066806 | 2.963e-07 | 0.063625 | 2.8219e-07
[120 empty] | 7.3.5.15 Identification and remediation of “at-risk species”WLDFRVegetation ContactBranch (Not overhanging, within 4ft) | WLDFR | HFTD - Distribution - Tier 3 - 5QU CoRE ¦ 4QU LoRE | Non-Red Flag Warning - Small Fires | Vegetation Contact | Branch (Not overhanging, within 4ft) | 2041 | 4.4352e-06 | 95.1547 | 0.00042203 | 2041 | Mitigation | 0.9 | 30 | 0 | esc | 0.06009 | 2.6651e-07 | 0.06345 | 2.8141e-07 | 0.066806 | 2.963e-07 | 0.063625 | 2.8219e-07
[120 empty] | 7.3.5.15 Identification and remediation of “at-risk species”WLDFRVegetation ContactBranch (Not overhanging, within 4ft) | WLDFR | HFTD - Distribution - Tier 3 - 5QU CoRE ¦ 4QU LoRE | Non-Red Flag Warning - Small Fires | Vegetation Contact | Branch (Not overhanging, within 4ft) | 2042 | 4.4352e-06 | 95.1547 | 0.00042203 | 2042 | Mitigation | 0.9 | 30 | 0 | esc | 0.06009 | 2.6651e-07 | 0.06345 | 2.8141e-07 | 0.066806 | 2.963e-07 | 0.063625 | 2.8219e-07
[120 empty] | 7.3.5.15 Identification and remediation of “at-risk species”WLDFRVegetation ContactBranch (Not overhanging, within 4ft) | WLDFR | HFTD - Distribution - Tier 3 - 5QU CoRE ¦ 4QU LoRE | Non-Red Flag Warning - Small Fires | Vegetation Contact | Branch (Not overhanging, within 4ft) | 2043 | 4.4352e-06 | 95.1547 | 0.00042203 | 2043 | Mitigation | 0.9 | 30 | 0 | esc | 0.06009 | 2.6651e-07 | 0.06345 | 2.8141e-07 | 0.066806 | 2.963e-07 | 0.063625 | 2.8219e-07
[120 empty] | 7.3.5.15 Identification and remediation of “at-risk species”WLDFRVegetation ContactBranch (Not overhanging, within 4ft) | WLDFR | HFTD - Distribution - Tier 3 - 5QU CoRE ¦ 4QU LoRE | Non-Red Flag Warning - Small Fires | Vegetation Contact | Branch (Not overhanging, within 4ft) | 2044 | 4.4352e-06 | 95.1547 | 0.00042203 | 2044 | Mitigation | 0.9 | 30 | 0 | esc | 0.06009 | 2.6651e-07 | 0.06345 | 2.8141e-07 | 0.066806 | 2.963e-07 | 0.063625 | 2.8219e-07
[120 empty] | 7.3.5.15 Identification and remediation of “at-risk species”WLDFRVegetation ContactBranch (Not overhanging, within 4ft) | WLDFR | HFTD - Distribution - Tier 3 - 5QU CoRE ¦ 4QU LoRE | Non-Red Flag Warning - Small Fires | Vegetation Contact | Branch (Not overhanging, within 4ft) | 2045 | 4.4352e-06 | 95.1547 | 0.00042203 | 2045 | Mitigation | 0.9 | 30 | 0 | esc | 0.06009 | 2.6651e-07 | 0.06345 | 2.8141e-07 | 0.066806 | 2.963e-07 | 0.063625 | 2.8219e-07
[120 empty] | 7.3.5.15 Identification and remediation of “at-risk species”WLDFRVegetation ContactBranch (Not overhanging, within 4ft) | WLDFR | HFTD - Distribution - Tier 3 - 5QU CoRE ¦ 4QU LoRE | Non-Red Flag Warning - Small Fires | Vegetation Contact | Branch (Not overhanging, within 4ft) | 2046 | 4.4352e-06 | 95.1547 | 0.00042203 | 2046 | Mitigation | 0.9 | 30 | 0 | esc | 0.06009 | 2.6651e-07 | 0.06345 | 2.8141e-07 | 0.066806 | 2.963e-07 | 0.063625 | 2.8219e-07
[120 empty] | 7.3.5.15 Identification and remediation of “at-risk species”WLDFRVegetation ContactBranch (Not overhanging, within 4ft) | WLDFR | HFTD - Distribution - Tier 3 - 5QU CoRE ¦ 4QU LoRE | Non-Red Flag Warning - Small Fires | Vegetation Contact | Branch (Not overhanging, within 4ft) | 2047 | 4.4352e-06 | 95.1547 | 0.00042203 | 2047 | Mitigation | 0.9 | 30 | 0 | esc | 0.06009 | 2.6651e-07 | 0.06345 | 2.8141e-07 | 0.066806 | 2.963e-07 | 0.063625 | 2.8219e-07
[120 empty] | 7.3.5.15 Identification and remediation of “at-risk species”WLDFRVegetation ContactBranch (Not overhanging, within 4ft) | WLDFR | HFTD - Distribution - Tier 3 - 5QU CoRE ¦ 4QU LoRE | Non-Red Flag Warning - Small Fires | Vegetation Contact | Branch (Not overhanging, within 4ft) | 2048 | 4.4352e-06 | 95.1547 | 0.00042203 | 2048 | Mitigation | 0.9 | 30 | 0 | esc | 0.06009 | 2.6651e-07 | 0.06345 | 2.8141e-07 | 0.066806 | 2.963e-07 | 0.063625 | 2.8219e-07
[120 empty] | 7.3.5.15 Identification and remediation of “at-risk species”WLDFRVegetation ContactBranch (Not overhanging, within 4ft) | WLDFR | HFTD - Distribution - Tier 3 - 5QU CoRE ¦ 4QU LoRE | Non-Red Flag Warning - Small Fires | Vegetation Contact | Branch (Not overhanging, within 4ft) | 2049 | 4.4352e-06 | 95.1547 | 0.00042203 | 2049 | Mitigation | 0.9 | 30 | 0 | esc | 0.06009 | 2.6651e-07 | 0.06345 | 2.8141e-07 | 0.066806 | 2.963e-07 | 0.063625 | 2.8219e-07
[120 empty] | 7.3.5.15 Identification and remediation of “at-risk species”WLDFRVegetation ContactBranch (Not overhanging, within 4ft) | WLDFR | HFTD - Distribution - Tier 3 - 5QU CoRE ¦ 4QU LoRE | Non-Red Flag Warning - Small Fires | Vegetation Contact | Branch (Not overhanging, within 4ft) | 2050 | 4.4352e-06 | 95.1547 | 0.00042203 | 2050 | Mitigation | 0.9 | 30 | 0 | esc | 0 | 0 | 0.06345 | 2.8141e-07 | 0.066806 | 2.963e-07 | 0.063625 | 2.8219e-07
[120 empty] | 7.3.5.15 Identification and remediation of “at-risk species”WLDFRVegetation ContactBranch (Not overhanging, within 4ft) | WLDFR | HFTD - Distribution - Tier 3 - 5QU CoRE ¦ 4QU LoRE | Non-Red Flag Warning - Small Fires | Vegetation Contact | Branch (Not overhanging, within 4ft) | 2051 | 4.4352e-06 | 95.1547 | 0.00042203 | 2051 | Mitigation | 0.9 | 30 | 0 | esc | 0 | 0 | 0 | 0 | 0.066806 | 2.963e-07 | 0.063625 | 2.8219e-07
[120 empty] | 7.3.5.15 Identification and remediation of “at-risk species”WLDFRVegetation ContactBranch (Not overhanging, within 4ft) | WLDFR | HFTD - Distribution - Tier 3 - 5QU CoRE ¦ 4QU LoRE | Non-Red Flag Warning - Small Fires | Vegetation Contact | Branch (Not overhanging, within 4ft) | 2052 | 4.4352e-06 | 95.1547 | 0.00042203 | 2052 | Mitigation | 0.9 | 30 | 0 | esc | 0 | 0 | 0 | 0 | 0 | 0 | 0.063625 | 2.8219e-07
[120 empty] | 7.3.5.15 Identification and remediation of “at-risk species”WLDFRVegetation ContactBranch (OverHanging) | WLDFR | HFTD - Distribution - Tier 3 - 5QU CoRE ¦ 4QU LoRE | Non-Red Flag Warning - Small Fires | Vegetation Contact | Branch (OverHanging) | 2022 | 0.00020628 | 95.1547 | 0.019629 | 2022 | Mitigation | 0.9 | 30 | 0 | esc | 0.06009 | 1.2396e-05 | 0.06345 | 1.3089e-05 | 0.066806 | 1.3781e-05 | 0 | 0
[120 empty] | 7.3.5.15 Identification and remediation of “at-risk species”WLDFRVegetation ContactBranch (OverHanging) | WLDFR | HFTD - Distribution - Tier 3 - 5QU CoRE ¦ 4QU LoRE | Non-Red Flag Warning - Small Fires | Vegetation Contact | Branch (OverHanging) | 2023 | 0.00020628 | 95.1547 | 0.019629 | 2023 | Mitigation | 0.9 | 30 | 0 | esc | 0.06009 | 1.2396e-05 | 0.06345 | 1.3089e-05 | 0.066806 | 1.3781e-05 | 0.063625 | 1.3125e-05
[120 empty] | 7.3.5.15 Identification and remediation of “at-risk species”WLDFRVegetation ContactBranch (OverHanging) | WLDFR | HFTD - Distribution - Tier 3 - 5QU CoRE ¦ 4QU LoRE | Non-Red Flag Warning - Small Fires | Vegetation Contact | Branch (OverHanging) | 2024 | 0.00020628 | 95.1547 | 0.019629 | 2024 | Mitigation | 0.9 | 30 | 0 | esc | 0.06009 | 1.2396e-05 | 0.06345 | 1.3089e-05 | 0.066806 | 1.3781e-05 | 0.063625 | 1.3125e-05
[120 empty] | 7.3.5.15 Identification and remediation of “at-risk species”WLDFRVegetation ContactBranch (OverHanging) | WLDFR | HFTD - Distribution - Tier 3 - 5QU CoRE ¦ 4QU LoRE | Non-Red Flag Warning - Small Fires | Vegetation Contact | Branch (OverHanging) | 2025 | 0.00020628 | 95.1547 | 0.019629 | 2025 | Mitigation | 0.9 | 30 | 0 | esc | 0.06009 | 1.2396e-05 | 0.06345 | 1.3089e-05 | 0.066806 | 1.3781e-05 | 0.063625 | 1.3125e-05
[120 empty] | 7.3.5.15 Identification and remediation of “at-risk species”WLDFRVegetation ContactBranch (OverHanging) | WLDFR | HFTD - Distribution - Tier 3 - 5QU CoRE ¦ 4QU LoRE | Non-Red Flag Warning - Small Fires | Vegetation Contact | Branch (OverHanging) | 2026 | 0.00020628 | 95.1547 | 0.019629 | 2026 | Mitigation | 0.9 | 30 | 0 | esc | 0.06009 | 1.2396e-05 | 0.06345 | 1.3089e-05 | 0.066806 | 1.3781e-05 | 0.063625 | 1.3125e-05
[120 empty] | 7.3.5.15 Identification and remediation of “at-risk species”WLDFRVegetation ContactBranch (OverHanging) | WLDFR | HFTD - Distribution - Tier 3 - 5QU CoRE ¦ 4QU LoRE | Non-Red Flag Warning - Small Fires | Vegetation Contact | Branch (OverHanging) | 2027 | 0.00020628 | 95.1547 | 0.019629 | 2027 | Mitigation | 0.9 | 30 | 0 | esc | 0.06009 | 1.2396e-05 | 0.06345 | 1.3089e-05 | 0.066806 | 1.3781e-05 | 0.063625 | 1.3125e-05
[120 empty] | 7.3.5.15 Identification and remediation of “at-risk species”WLDFRVegetation ContactBranch (OverHanging) | WLDFR | HFTD - Distribution - Tier 3 - 5QU CoRE ¦ 4QU LoRE | Non-Red Flag Warning - Small Fires | Vegetation Contact | Branch (OverHanging) | 2028 | 0.00020628 | 95.1547 | 0.019629 | 2028 | Mitigation | 0.9 | 30 | 0 | esc | 0.06009 | 1.2396e-05 | 0.06345 | 1.3089e-05 | 0.066806 | 1.3781e-05 | 0.063625 | 1.3125e-05
[120 empty] | 7.3.5.15 Identification and remediation of “at-risk species”WLDFRVegetation ContactBranch (OverHanging) | WLDFR | HFTD - Distribution - Tier 3 - 5QU CoRE ¦ 4QU LoRE | Non-Red Flag Warning - Small Fires | Vegetation Contact | Branch (OverHanging) | 2029 | 0.00020628 | 95.1547 | 0.019629 | 2029 | Mitigation | 0.9 | 30 | 0 | esc | 0.06009 | 1.2396e-05 | 0.06345 | 1.3089e-05 | 0.066806 | 1.3781e-05 | 0.063625 | 1.3125e-05
[120 empty] | 7.3.5.15 Identification and remediation of “at-risk species”WLDFRVegetation ContactBranch (OverHanging) | WLDFR | HFTD - Distribution - Tier 3 - 5QU CoRE ¦ 4QU LoRE | Non-Red Flag Warning - Small Fires | Vegetation Contact | Branch (OverHanging) | 2030 | 0.00020628 | 95.1547 | 0.019629 | 2030 | Mitigation | 0.9 | 30 | 0 | esc | 0.06009 | 1.2396e-05 | 0.06345 | 1.3089e-05 | 0.066806 | 1.3781e-05 | 0.063625 | 1.3125e-05
[120 empty] | 7.3.5.15 Identification and remediation of “at-risk species”WLDFRVegetation ContactBranch (OverHanging) | WLDFR | HFTD - Distribution - Tier 3 - 5QU CoRE ¦ 4QU LoRE | Non-Red Flag Warning - Small Fires | Vegetation Contact | Branch (OverHanging) | 2031 | 0.00020628 | 95.1547 | 0.019629 | 2031 | Mitigation | 0.9 | 30 | 0 | esc | 0.06009 | 1.2396e-05 | 0.06345 | 1.3089e-05 | 0.066806 | 1.3781e-05 | 0.063625 | 1.3125e-05
[120 empty] | 7.3.5.15 Identification and remediation of “at-risk species”WLDFRVegetation ContactBranch (OverHanging) | WLDFR | HFTD - Distribution - Tier 3 - 5QU CoRE ¦ 4QU LoRE | Non-Red Flag Warning - Small Fires | Vegetation Contact | Branch (OverHanging) | 2032 | 0.00020628 | 95.1547 | 0.019629 | 2032 | Mitigation | 0.9 | 30 | 0 | esc | 0.06009 | 1.2396e-05 | 0.06345 | 1.3089e-05 | 0.066806 | 1.3781e-05 | 0.063625 | 1.3125e-05
[120 empty] | 7.3.5.15 Identification and remediation of “at-risk species”WLDFRVegetation ContactBranch (OverHanging) | WLDFR | HFTD - Distribution - Tier 3 - 5QU CoRE ¦ 4QU LoRE | Non-Red Flag Warning - Small Fires | Vegetation Contact | Branch (OverHanging) | 2033 | 0.00020628 | 95.1547 | 0.019629 | 2033 | Mitigation | 0.9 | 30 | 0 | esc | 0.06009 | 1.2396e-05 | 0.06345 | 1.3089e-05 | 0.066806 | 1.3781e-05 | 0.063625 | 1.3125e-05
[120 empty] | 7.3.5.15 Identification and remediation of “at-risk species”WLDFRVegetation ContactBranch (OverHanging) | WLDFR | HFTD - Distribution - Tier 3 - 5QU CoRE ¦ 4QU LoRE | Non-Red Flag Warning - Small Fires | Vegetation Contact | Branch (OverHanging) | 2034 | 0.00020628 | 95.1547 | 0.019629 | 2034 | Mitigation | 0.9 | 30 | 0 | esc | 0.06009 | 1.2396e-05 | 0.06345 | 1.3089e-05 | 0.066806 | 1.3781e-05 | 0.063625 | 1.3125e-05
[120 empty] | 7.3.5.15 Identification and remediation of “at-risk species”WLDFRVegetation ContactBranch (OverHanging) | WLDFR | HFTD - Distribution - Tier 3 - 5QU CoRE ¦ 4QU LoRE | Non-Red Flag Warning - Small Fires | Vegetation Contact | Branch (OverHanging) | 2035 | 0.00020628 | 95.1547 | 0.019629 | 2035 | Mitigation | 0.9 | 30 | 0 | esc | 0.06009 | 1.2396e-05 | 0.06345 | 1.3089e-05 | 0.066806 | 1.3781e-05 | 0.063625 | 1.3125e-05
[120 empty] | 7.3.5.15 Identification and remediation of “at-risk species”WLDFRVegetation ContactBranch (OverHanging) | WLDFR | HFTD - Distribution - Tier 3 - 5QU CoRE ¦ 4QU LoRE | Non-Red Flag Warning - Small Fires | Vegetation Contact | Branch (OverHanging) | 2036 | 0.00020628 | 95.1547 | 0.019629 | 2036 | Mitigation | 0.9 | 30 | 0 | esc | 0.06009 | 1.2396e-05 | 0.06345 | 1.3089e-05 | 0.066806 | 1.3781e-05 | 0.063625 | 1.3125e-05
[120 empty] | 7.3.5.15 Identification and remediation of “at-risk species”WLDFRVegetation ContactBranch (OverHanging) | WLDFR | HFTD - Distribution - Tier 3 - 5QU CoRE ¦ 4QU LoRE | Non-Red Flag Warning - Small Fires | Vegetation Contact | Branch (OverHanging) | 2037 | 0.00020628 | 95.1547 | 0.019629 | 2037 | Mitigation | 0.9 | 30 | 0 | esc | 0.06009 | 1.2396e-05 | 0.06345 | 1.3089e-05 | 0.066806 | 1.3781e-05 | 0.063625 | 1.3125e-05
[120 empty] | 7.3.5.15 Identification and remediation of “at-risk species”WLDFRVegetation ContactBranch (OverHanging) | WLDFR | HFTD - Distribution - Tier 3 - 5QU CoRE ¦ 4QU LoRE | Non-Red Flag Warning - Small Fires | Vegetation Contact | Branch (OverHanging) | 2038 | 0.00020628 | 95.1547 | 0.019629 | 2038 | Mitigation | 0.9 | 30 | 0 | esc | 0.06009 | 1.2396e-05 | 0.06345 | 1.3089e-05 | 0.066806 | 1.3781e-05 | 0.063625 | 1.3125e-05
[120 empty] | 7.3.5.15 Identification and remediation of “at-risk species”WLDFRVegetation ContactBranch (OverHanging) | WLDFR | HFTD - Distribution - Tier 3 - 5QU CoRE ¦ 4QU LoRE | Non-Red Flag Warning - Small Fires | Vegetation Contact | Branch (OverHanging) | 2039 | 0.00020628 | 95.1547 | 0.019629 | 2039 | Mitigation | 0.9 | 30 | 0 | esc | 0.06009 | 1.2396e-05 | 0.06345 | 1.3089e-05 | 0.066806 | 1.3781e-05 | 0.063625 | 1.3125e-05
[120 empty] | 7.3.5.15 Identification and remediation of “at-risk species”WLDFRVegetation ContactBranch (OverHanging) | WLDFR | HFTD - Distribution - Tier 3 - 5QU CoRE ¦ 4QU LoRE | Non-Red Flag Warning - Small Fires | Vegetation Contact | Branch (OverHanging) | 2040 | 0.00020628 | 95.1547 | 0.019629 | 2040 | Mitigation | 0.9 | 30 | 0 | esc | 0.06009 | 1.2396e-05 | 0.06345 | 1.3089e-05 | 0.066806 | 1.3781e-05 | 0.063625 | 1.3125e-05
[120 empty] | 7.3.5.15 Identification and remediation of “at-risk species”WLDFRVegetation ContactBranch (OverHanging) | WLDFR | HFTD - Distribution - Tier 3 - 5QU CoRE ¦ 4QU LoRE | Non-Red Flag Warning - Small Fires | Vegetation Contact | Branch (OverHanging) | 2041 | 0.00020628 | 95.1547 | 0.019629 | 2041 | Mitigation | 0.9 | 30 | 0 | esc | 0.06009 | 1.2396e-05 | 0.06345 | 1.3089e-05 | 0.066806 | 1.3781e-05 | 0.063625 | 1.3125e-05
[120 empty] | 7.3.5.15 Identification and remediation of “at-risk species”WLDFRVegetation ContactBranch (OverHanging) | WLDFR | HFTD - Distribution - Tier 3 - 5QU CoRE ¦ 4QU LoRE | Non-Red Flag Warning - Small Fires | Vegetation Contact | Branch (OverHanging) | 2042 | 0.00020628 | 95.1547 | 0.019629 | 2042 | Mitigation | 0.9 | 30 | 0 | esc | 0.06009 | 1.2396e-05 | 0.06345 | 1.3089e-05 | 0.066806 | 1.3781e-05 | 0.063625 | 1.3125e-05
[120 empty] | 7.3.5.15 Identification and remediation of “at-risk species”WLDFRVegetation ContactBranch (OverHanging) | WLDFR | HFTD - Distribution - Tier 3 - 5QU CoRE ¦ 4QU LoRE | Non-Red Flag Warning - Small Fires | Vegetation Contact | Branch (OverHanging) | 2043 | 0.00020628 | 95.1547 | 0.019629 | 2043 | Mitigation | 0.9 | 30 | 0 | esc | 0.06009 | 1.2396e-05 | 0.06345 | 1.3089e-05 | 0.066806 | 1.3781e-05 | 0.063625 | 1.3125e-05
[120 empty] | 7.3.5.15 Identification and remediation of “at-risk species”WLDFRVegetation ContactBranch (OverHanging) | WLDFR | HFTD - Distribution - Tier 3 - 5QU CoRE ¦ 4QU LoRE | Non-Red Flag Warning - Small Fires | Vegetation Contact | Branch (OverHanging) | 2044 | 0.00020628 | 95.1547 | 0.019629 | 2044 | Mitigation | 0.9 | 30 | 0 | esc | 0.06009 | 1.2396e-05 | 0.06345 | 1.3089e-05 | 0.066806 | 1.3781e-05 | 0.063625 | 1.3125e-05
[120 empty] | 7.3.5.15 Identification and remediation of “at-risk species”WLDFRVegetation ContactBranch (OverHanging) | WLDFR | HFTD - Distribution - Tier 3 - 5QU CoRE ¦ 4QU LoRE | Non-Red Flag Warning - Small Fires | Vegetation Contact | Branch (OverHanging) | 2045 | 0.00020628 | 95.1547 | 0.019629 | 2045 | Mitigation | 0.9 | 30 | 0 | esc | 0.06009 | 1.2396e-05 | 0.06345 | 1.3089e-05 | 0.066806 | 1.3781e-05 | 0.063625 | 1.3125e-05
[120 empty] | 7.3.5.15 Identification and remediation of “at-risk species”WLDFRVegetation ContactBranch (OverHanging) | WLDFR | HFTD - Distribution - Tier 3 - 5QU CoRE ¦ 4QU LoRE | Non-Red Flag Warning - Small Fires | Vegetation Contact | Branch (OverHanging) | 2046 | 0.00020628 | 95.1547 | 0.019629 | 2046 | Mitigation | 0.9 | 30 | 0 | esc | 0.06009 | 1.2396e-05 | 0.06345 | 1.3089e-05 | 0.066806 | 1.3781e-05 | 0.063625 | 1.3125e-05
[120 empty] | 7.3.5.15 Identification and remediation of “at-risk species”WLDFRVegetation ContactBranch (OverHanging) | WLDFR | HFTD - Distribution - Tier 3 - 5QU CoRE ¦ 4QU LoRE | Non-Red Flag Warning - Small Fires | Vegetation Contact | Branch (OverHanging) | 2047 | 0.00020628 | 95.1547 | 0.019629 | 2047 | Mitigation | 0.9 | 30 | 0 | esc | 0.06009 | 1.2396e-05 | 0.06345 | 1.3089e-05 | 0.066806 | 1.3781e-05 | 0.063625 | 1.3125e-05
[120 empty] | 7.3.5.15 Identification and remediation of “at-risk species”WLDFRVegetation ContactBranch (OverHanging) | WLDFR | HFTD - Distribution - Tier 3 - 5QU CoRE ¦ 4QU LoRE | Non-Red Flag Warning - Small Fires | Vegetation Contact | Branch (OverHanging) | 2048 | 0.00020628 | 95.1547 | 0.019629 | 2048 | Mitigation | 0.9 | 30 | 0 | esc | 0.06009 | 1.2396e-05 | 0.06345 | 1.3089e-05 | 0.066806 | 1.3781e-05 | 0.063625 | 1.3125e-05
[120 empty] | 7.3.5.15 Identification and remediation of “at-risk species”WLDFRVegetation ContactBranch (OverHanging) | WLDFR | HFTD - Distribution - Tier 3 - 5QU CoRE ¦ 4QU LoRE | Non-Red Flag Warning - Small Fires | Vegetation Contact | Branch (OverHanging) | 2049 | 0.00020628 | 95.1547 | 0.019629 | 2049 | Mitigation | 0.9 | 30 | 0 | esc | 0.06009 | 1.2396e-05 | 0.06345 | 1.3089e-05 | 0.066806 | 1.3781e-05 | 0.063625 | 1.3125e-05
[120 empty] | 7.3.5.15 Identification and remediation of “at-risk species”WLDFRVegetation ContactBranch (OverHanging) | WLDFR | HFTD - Distribution - Tier 3 - 5QU CoRE ¦ 4QU LoRE | Non-Red Flag Warning - Small Fires | Vegetation Contact | Branch (OverHanging) | 2050 | 0.00020628 | 95.1547 | 0.019629 | 2050 | Mitigation | 0.9 | 30 | 0 | esc | 0 | 0 | 0.06345 | 1.3089e-05 | 0.066806 | 1.3781e-05 | 0.063625 | 1.3125e-05
[120 empty] | 7.3.5.15 Identification and remediation of “at-risk species”WLDFRVegetation ContactBranch (OverHanging) | WLDFR | HFTD - Distribution - Tier 3 - 5QU CoRE ¦ 4QU LoRE | Non-Red Flag Warning - Small Fires | Vegetation Contact | Branch (OverHanging) | 2051 | 0.00020628 | 95.1547 | 0.019629 | 2051 | Mitigation | 0.9 | 30 | 0 | esc | 0 | 0 | 0 | 0 | 0.066806 | 1.3781e-05 | 0.063625 | 1.3125e-05
[120 empty] | 7.3.5.15 Identification and remediation of “at-risk species”WLDFRVegetation ContactBranch (OverHanging) | WLDFR | HFTD - Distribution - Tier 3 - 5QU CoRE ¦ 4QU LoRE | Non-Red Flag Warning - Small Fires | Vegetation Contact | Branch (OverHanging) | 2052 | 0.00020628 | 95.1547 | 0.019629 | 2052 | Mitigation | 0.9 | 30 | 0 | esc | 0 | 0 | 0 | 0 | 0 | 0 | 0.063625 | 1.3125e-05
[120 empty] | 7.3.5.15 Identification and remediation of “at-risk species”WLDFRVegetation ContactFell into (Moderate-Severe defect) | WLDFR | HFTD - Distribution - Tier 3 - 5QU CoRE ¦ 4QU LoRE | Non-Red Flag Warning - Small Fires | Vegetation Contact | Fell into (Moderate-Severe defect) | 2022 | 9.3148e-05 | 95.1547 | 0.0088635 | 2022 | Mitigation | 0.95 | 1 | 0 | esc | 0 | 0 | 0 | 0 | 0.070518 | 6.5686e-06 | 0 | 0
[120 empty] | 7.3.5.15 Identification and remediation of “at-risk species”WLDFRVegetation ContactFell into (Moderate-Severe defect) | WLDFR | HFTD - Distribution - Tier 3 - 5QU CoRE ¦ 4QU LoRE | Non-Red Flag Warning - Small Fires | Vegetation Contact | Fell into (Moderate-Severe defect) | 2023 | 9.3148e-05 | 95.1547 | 0.0088635 | 2023 | Mitigation | 0.95 | 1 | 0 | esc | 0 | 0 | 0 | 0 | 0 | 0 | 0.06716 | 6.2558e-06
[120 empty] | 7.3.5.15 Identification and remediation of “at-risk species”WLDFRVegetation ContactFell into (slight defect) | WLDFR | HFTD - Distribution - Tier 3 - 5QU CoRE ¦ 4QU LoRE | Non-Red Flag Warning - Small Fires | Vegetation Contact | Fell into (slight defect) | 2022 | 0.00012047 | 95.1547 | 0.011463 | 2022 | Mitigation | 0.5 | 1 | 0 | esc | 0 | 0 | 0 | 0 | 0.037115 | 4.471e-06 | 0 | 0
[120 empty] | 7.3.5.15 Identification and remediation of “at-risk species”WLDFRVegetation ContactFell into (slight defect) | WLDFR | HFTD - Distribution - Tier 3 - 5QU CoRE ¦ 4QU LoRE | Non-Red Flag Warning - Small Fires | Vegetation Contact | Fell into (slight defect) | 2023 | 0.00012047 | 95.1547 | 0.011463 | 2023 | Mitigation | 0.5 | 1 | 0 | esc | 0 | 0 | 0 | 0 | 0 | 0 | 0.035347 | 4.2581e-06
[120 empty] | 7.3.5.15 Identification and remediation of “at-risk species”WLDFRVegetation ContactGrow Into | WLDFR | HFTD - Distribution - Tier 3 - 5QU CoRE ¦ 4QU LoRE | Non-Red Flag Warning - Small Fires | Vegetation Contact | Grow Into | 2022 | 1.0253e-05 | 95.1547 | 0.00097562 | 2022 | Mitigation | 0.5 | 1 | 0 | esc | 0 | 0 | 0 | 0 | 0.037115 | 3.8054e-07 | 0 | 0
[120 empty] | 7.3.5.15 Identification and remediation of “at-risk species”WLDFRVegetation ContactGrow Into | WLDFR | HFTD - Distribution - Tier 3 - 5QU CoRE ¦ 4QU LoRE | Non-Red Flag Warning - Small Fires | Vegetation Contact | Grow Into | 2023 | 1.0253e-05 | 95.1547 | 0.00097562 | 2023 | Mitigation | 0.5 | 1 | 0 | esc | 0 | 0 | 0 | 0 | 0 | 0 | 0.035347 | 3.6242e-07
[120 empty] | 7.3.5.15 Identification and remediation of “at-risk species”WLDFRVegetation ContactBranch (Not overhanging, 4-12ft) | WLDFR | HFTD - Distribution - Tier 3 - 5QU CoRE ¦ 4QU LoRE | Red Flag Warning - Catastrophic Fires | Vegetation Contact | Branch (Not overhanging, 4-12ft) | 2022 | 1.2766e-08 | 95.1547 | 1.2148e-06 | 2022 | Mitigation | 0.5 | 30 | 0 | esc | 0.033383 | 4.2618e-10 | 0.03525 | 4.5001e-10 | 0.037115 | 4.7382e-10 | 0 | 0
[120 empty] | 7.3.5.15 Identification and remediation of “at-risk species”WLDFRVegetation ContactBranch (Not overhanging, 4-12ft) | WLDFR | HFTD - Distribution - Tier 3 - 5QU CoRE ¦ 4QU LoRE | Red Flag Warning - Catastrophic Fires | Vegetation Contact | Branch (Not overhanging, 4-12ft) | 2023 | 1.2766e-08 | 95.1547 | 1.2148e-06 | 2023 | Mitigation | 0.5 | 30 | 0 | esc | 0.033383 | 4.2618e-10 | 0.03525 | 4.5001e-10 | 0.037115 | 4.7382e-10 | 0.035347 | 4.5125e-10
[120 empty] | 7.3.5.15 Identification and remediation of “at-risk species”WLDFRVegetation ContactBranch (Not overhanging, 4-12ft) | WLDFR | HFTD - Distribution - Tier 3 - 5QU CoRE ¦ 4QU LoRE | Red Flag Warning - Catastrophic Fires | Vegetation Contact | Branch (Not overhanging, 4-12ft) | 2024 | 1.2766e-08 | 95.1547 | 1.2148e-06 | 2024 | Mitigation | 0.5 | 30 | 0 | esc | 0.033383 | 4.2618e-10 | 0.03525 | 4.5001e-10 | 0.037115 | 4.7382e-10 | 0.035347 | 4.5125e-10
[120 empty] | 7.3.5.15 Identification and remediation of “at-risk species”WLDFRVegetation ContactBranch (Not overhanging, 4-12ft) | WLDFR | HFTD - Distribution - Tier 3 - 5QU CoRE ¦ 4QU LoRE | Red Flag Warning - Catastrophic Fires | Vegetation Contact | Branch (Not overhanging, 4-12ft) | 2025 | 1.2766e-08 | 95.1547 | 1.2148e-06 | 2025 | Mitigation | 0.5 | 30 | 0 | esc | 0.033383 | 4.2618e-10 | 0.03525 | 4.5001e-10 | 0.037115 | 4.7382e-10 | 0.035347 | 4.5125e-10
[120 empty] | 7.3.5.15 Identification and remediation of “at-risk species”WLDFRVegetation ContactBranch (Not overhanging, 4-12ft) | WLDFR | HFTD - Distribution - Tier 3 - 5QU CoRE ¦ 4QU LoRE | Red Flag Warning - Catastrophic Fires | Vegetation Contact | Branch (Not overhanging, 4-12ft) | 2026 | 1.2766e-08 | 95.1547 | 1.2148e-06 | 2026 | Mitigation | 0.5 | 30 | 0 | esc | 0.033383 | 4.2618e-10 | 0.03525 | 4.5001e-10 | 0.037115 | 4.7382e-10 | 0.035347 | 4.5125e-10
[120 empty] | 7.3.5.15 Identification and remediation of “at-risk species”WLDFRVegetation ContactBranch (Not overhanging, 4-12ft) | WLDFR | HFTD - Distribution - Tier 3 - 5QU CoRE ¦ 4QU LoRE | Red Flag Warning - Catastrophic Fires | Vegetation Contact | Branch (Not overhanging, 4-12ft) | 2027 | 1.2766e-08 | 95.1547 | 1.2148e-06 | 2027 | Mitigation | 0.5 | 30 | 0 | esc | 0.033383 | 4.2618e-10 | 0.03525 | 4.5001e-10 | 0.037115 | 4.7382e-10 | 0.035347 | 4.5125e-10
[120 empty] | 7.3.5.15 Identification and remediation of “at-risk species”WLDFRVegetation ContactBranch (Not overhanging, 4-12ft) | WLDFR | HFTD - Distribution - Tier 3 - 5QU CoRE ¦ 4QU LoRE | Red Flag Warning - Catastrophic Fires | Vegetation Contact | Branch (Not overhanging, 4-12ft) | 2028 | 1.2766e-08 | 95.1547 | 1.2148e-06 | 2028 | Mitigation | 0.5 | 30 | 0 | esc | 0.033383 | 4.2618e-10 | 0.03525 | 4.5001e-10 | 0.037115 | 4.7382e-10 | 0.035347 | 4.5125e-10
[120 empty] | 7.3.5.15 Identification and remediation of “at-risk species”WLDFRVegetation ContactBranch (Not overhanging, 4-12ft) | WLDFR | HFTD - Distribution - Tier 3 - 5QU CoRE ¦ 4QU LoRE | Red Flag Warning - Catastrophic Fires | Vegetation Contact | Branch (Not overhanging, 4-12ft) | 2029 | 1.2766e-08 | 95.1547 | 1.2148e-06 | 2029 | Mitigation | 0.5 | 30 | 0 | esc | 0.033383 | 4.2618e-10 | 0.03525 | 4.5001e-10 | 0.037115 | 4.7382e-10 | 0.035347 | 4.5125e-10
[120 empty] | 7.3.5.15 Identification and remediation of “at-risk species”WLDFRVegetation ContactBranch (Not overhanging, 4-12ft) | WLDFR | HFTD - Distribution - Tier 3 - 5QU CoRE ¦ 4QU LoRE | Red Flag Warning - Catastrophic Fires | Vegetation Contact | Branch (Not overhanging, 4-12ft) | 2030 | 1.2766e-08 | 95.1547 | 1.2148e-06 | 2030 | Mitigation | 0.5 | 30 | 0 | esc | 0.033383 | 4.2618e-10 | 0.03525 | 4.5001e-10 | 0.037115 | 4.7382e-10 | 0.035347 | 4.5125e-10
[120 empty] | 7.3.5.15 Identification and remediation of “at-risk species”WLDFRVegetation ContactBranch (Not overhanging, 4-12ft) | WLDFR | HFTD - Distribution - Tier 3 - 5QU CoRE ¦ 4QU LoRE | Red Flag Warning - Catastrophic Fires | Vegetation Contact | Branch (Not overhanging, 4-12ft) | 2031 | 1.2766e-08 | 95.1547 | 1.2148e-06 | 2031 | Mitigation | 0.5 | 30 | 0 | esc | 0.033383 | 4.2618e-10 | 0.03525 | 4.5001e-10 | 0.037115 | 4.7382e-10 | 0.035347 | 4.5125e-10
[120 empty] | 7.3.5.15 Identification and remediation of “at-risk species”WLDFRVegetation ContactBranch (Not overhanging, 4-12ft) | WLDFR | HFTD - Distribution - Tier 3 - 5QU CoRE ¦ 4QU LoRE | Red Flag Warning - Catastrophic Fires | Vegetation Contact | Branch (Not overhanging, 4-12ft) | 2032 | 1.2766e-08 | 95.1547 | 1.2148e-06 | 2032 | Mitigation | 0.5 | 30 | 0 | esc | 0.033383 | 4.2618e-10 | 0.03525 | 4.5001e-10 | 0.037115 | 4.7382e-10 | 0.035347 | 4.5125e-10
[120 empty] | 7.3.5.15 Identification and remediation of “at-risk species”WLDFRVegetation ContactBranch (Not overhanging, 4-12ft) | WLDFR | HFTD - Distribution - Tier 3 - 5QU CoRE ¦ 4QU LoRE | Red Flag Warning - Catastrophic Fires | Vegetation Contact | Branch (Not overhanging, 4-12ft) | 2033 | 1.2766e-08 | 95.1547 | 1.2148e-06 | 2033 | Mitigation | 0.5 | 30 | 0 | esc | 0.033383 | 4.2618e-10 | 0.03525 | 4.5001e-10 | 0.037115 | 4.7382e-10 | 0.035347 | 4.5125e-10
[120 empty] | 7.3.5.15 Identification and remediation of “at-risk species”WLDFRVegetation ContactBranch (Not overhanging, 4-12ft) | WLDFR | HFTD - Distribution - Tier 3 - 5QU CoRE ¦ 4QU LoRE | Red Flag Warning - Catastrophic Fires | Vegetation Contact | Branch (Not overhanging, 4-12ft) | 2034 | 1.2766e-08 | 95.1547 | 1.2148e-06 | 2034 | Mitigation | 0.5 | 30 | 0 | esc | 0.033383 | 4.2618e-10 | 0.03525 | 4.5001e-10 | 0.037115 | 4.7382e-10 | 0.035347 | 4.5125e-10
[120 empty] | 7.3.5.15 Identification and remediation of “at-risk species”WLDFRVegetation ContactBranch (Not overhanging, 4-12ft) | WLDFR | HFTD - Distribution - Tier 3 - 5QU CoRE ¦ 4QU LoRE | Red Flag Warning - Catastrophic Fires | Vegetation Contact | Branch (Not overhanging, 4-12ft) | 2035 | 1.2766e-08 | 95.1547 | 1.2148e-06 | 2035 | Mitigation | 0.5 | 30 | 0 | esc | 0.033383 | 4.2618e-10 | 0.03525 | 4.5001e-10 | 0.037115 | 4.7382e-10 | 0.035347 | 4.5125e-10
[120 empty] | 7.3.5.15 Identification and remediation of “at-risk species”WLDFRVegetation ContactBranch (Not overhanging, 4-12ft) | WLDFR | HFTD - Distribution - Tier 3 - 5QU CoRE ¦ 4QU LoRE | Red Flag Warning - Catastrophic Fires | Vegetation Contact | Branch (Not overhanging, 4-12ft) | 2036 | 1.2766e-08 | 95.1547 | 1.2148e-06 | 2036 | Mitigation | 0.5 | 30 | 0 | esc | 0.033383 | 4.2618e-10 | 0.03525 | 4.5001e-10 | 0.037115 | 4.7382e-10 | 0.035347 | 4.5125e-10
[120 empty] | 7.3.5.15 Identification and remediation of “at-risk species”WLDFRVegetation ContactBranch (Not overhanging, 4-12ft) | WLDFR | HFTD - Distribution - Tier 3 - 5QU CoRE ¦ 4QU LoRE | Red Flag Warning - Catastrophic Fires | Vegetation Contact | Branch (Not overhanging, 4-12ft) | 2037 | 1.2766e-08 | 95.1547 | 1.2148e-06 | 2037 | Mitigation | 0.5 | 30 | 0 | esc | 0.033383 | 4.2618e-10 | 0.03525 | 4.5001e-10 | 0.037115 | 4.7382e-10 | 0.035347 | 4.5125e-10
[120 empty] | 7.3.5.15 Identification and remediation of “at-risk species”WLDFRVegetation ContactBranch (Not overhanging, 4-12ft) | WLDFR | HFTD - Distribution - Tier 3 - 5QU CoRE ¦ 4QU LoRE | Red Flag Warning - Catastrophic Fires | Vegetation Contact | Branch (Not overhanging, 4-12ft) | 2038 | 1.2766e-08 | 95.1547 | 1.2148e-06 | 2038 | Mitigation | 0.5 | 30 | 0 | esc | 0.033383 | 4.2618e-10 | 0.03525 | 4.5001e-10 | 0.037115 | 4.7382e-10 | 0.035347 | 4.5125e-10
[120 empty] | 7.3.5.15 Identification and remediation of “at-risk species”WLDFRVegetation ContactBranch (Not overhanging, 4-12ft) | WLDFR | HFTD - Distribution - Tier 3 - 5QU CoRE ¦ 4QU LoRE | Red Flag Warning - Catastrophic Fires | Vegetation Contact | Branch (Not overhanging, 4-12ft) | 2039 | 1.2766e-08 | 95.1547 | 1.2148e-06 | 2039 | Mitigation | 0.5 | 30 | 0 | esc | 0.033383 | 4.2618e-10 | 0.03525 | 4.5001e-10 | 0.037115 | 4.7382e-10 | 0.035347 | 4.5125e-10
[120 empty] | 7.3.5.15 Identification and remediation of “at-risk species”WLDFRVegetation ContactBranch (Not overhanging, 4-12ft) | WLDFR | HFTD - Distribution - Tier 3 - 5QU CoRE ¦ 4QU LoRE | Red Flag Warning - Catastrophic Fires | Vegetation Contact | Branch (Not overhanging, 4-12ft) | 2040 | 1.2766e-08 | 95.1547 | 1.2148e-06 | 2040 | Mitigation | 0.5 | 30 | 0 | esc | 0.033383 | 4.2618e-10 | 0.03525 | 4.5001e-10 | 0.037115 | 4.7382e-10 | 0.035347 | 4.5125e-10
[120 empty] | 7.3.5.15 Identification and remediation of “at-risk species”WLDFRVegetation ContactBranch (Not overhanging, 4-12ft) | WLDFR | HFTD - Distribution - Tier 3 - 5QU CoRE ¦ 4QU LoRE | Red Flag Warning - Catastrophic Fires | Vegetation Contact | Branch (Not overhanging, 4-12ft) | 2041 | 1.2766e-08 | 95.1547 | 1.2148e-06 | 2041 | Mitigation | 0.5 | 30 | 0 | esc | 0.033383 | 4.2618e-10 | 0.03525 | 4.5001e-10 | 0.037115 | 4.7382e-10 | 0.035347 | 4.5125e-10
[120 empty] | 7.3.5.15 Identification and remediation of “at-risk species”WLDFRVegetation ContactBranch (Not overhanging, 4-12ft) | WLDFR | HFTD - Distribution - Tier 3 - 5QU CoRE ¦ 4QU LoRE | Red Flag Warning - Catastrophic Fires | Vegetation Contact | Branch (Not overhanging, 4-12ft) | 2042 | 1.2766e-08 | 95.1547 | 1.2148e-06 | 2042 | Mitigation | 0.5 | 30 | 0 | esc | 0.033383 | 4.2618e-10 | 0.03525 | 4.5001e-10 | 0.037115 | 4.7382e-10 | 0.035347 | 4.5125e-10
[120 empty] | 7.3.5.15 Identification and remediation of “at-risk species”WLDFRVegetation ContactBranch (Not overhanging, 4-12ft) | WLDFR | HFTD - Distribution - Tier 3 - 5QU CoRE ¦ 4QU LoRE | Red Flag Warning - Catastrophic Fires | Vegetation Contact | Branch (Not overhanging, 4-12ft) | 2043 | 1.2766e-08 | 95.1547 | 1.2148e-06 | 2043 | Mitigation | 0.5 | 30 | 0 | esc | 0.033383 | 4.2618e-10 | 0.03525 | 4.5001e-10 | 0.037115 | 4.7382e-10 | 0.035347 | 4.5125e-10
[120 empty] | 7.3.5.15 Identification and remediation of “at-risk species”WLDFRVegetation ContactBranch (Not overhanging, 4-12ft) | WLDFR | HFTD - Distribution - Tier 3 - 5QU CoRE ¦ 4QU LoRE | Red Flag Warning - Catastrophic Fires | Vegetation Contact | Branch (Not overhanging, 4-12ft) | 2044 | 1.2766e-08 | 95.1547 | 1.2148e-06 | 2044 | Mitigation | 0.5 | 30 | 0 | esc | 0.033383 | 4.2618e-10 | 0.03525 | 4.5001e-10 | 0.037115 | 4.7382e-10 | 0.035347 | 4.5125e-10
[120 empty] | 7.3.5.15 Identification and remediation of “at-risk species”WLDFRVegetation ContactBranch (Not overhanging, 4-12ft) | WLDFR | HFTD - Distribution - Tier 3 - 5QU CoRE ¦ 4QU LoRE | Red Flag Warning - Catastrophic Fires | Vegetation Contact | Branch (Not overhanging, 4-12ft) | 2045 | 1.2766e-08 | 95.1547 | 1.2148e-06 | 2045 | Mitigation | 0.5 | 30 | 0 | esc | 0.033383 | 4.2618e-10 | 0.03525 | 4.5001e-10 | 0.037115 | 4.7382e-10 | 0.035347 | 4.5125e-10
[120 empty] | 7.3.5.15 Identification and remediation of “at-risk species”WLDFRVegetation ContactBranch (Not overhanging, 4-12ft) | WLDFR | HFTD - Distribution - Tier 3 - 5QU CoRE ¦ 4QU LoRE | Red Flag Warning - Catastrophic Fires | Vegetation Contact | Branch (Not overhanging, 4-12ft) | 2046 | 1.2766e-08 | 95.1547 | 1.2148e-06 | 2046 | Mitigation | 0.5 | 30 | 0 | esc | 0.033383 | 4.2618e-10 | 0.03525 | 4.5001e-10 | 0.037115 | 4.7382e-10 | 0.035347 | 4.5125e-10
[120 empty] | 7.3.5.15 Identification and remediation of “at-risk species”WLDFRVegetation ContactBranch (Not overhanging, 4-12ft) | WLDFR | HFTD - Distribution - Tier 3 - 5QU CoRE ¦ 4QU LoRE | Red Flag Warning - Catastrophic Fires | Vegetation Contact | Branch (Not overhanging, 4-12ft) | 2047 | 1.2766e-08 | 95.1547 | 1.2148e-06 | 2047 | Mitigation | 0.5 | 30 | 0 | esc | 0.033383 | 4.2618e-10 | 0.03525 | 4.5001e-10 | 0.037115 | 4.7382e-10 | 0.035347 | 4.5125e-10
[120 empty] | 7.3.5.15 Identification and remediation of “at-risk species”WLDFRVegetation ContactBranch (Not overhanging, 4-12ft) | WLDFR | HFTD - Distribution - Tier 3 - 5QU CoRE ¦ 4QU LoRE | Red Flag Warning - Catastrophic Fires | Vegetation Contact | Branch (Not overhanging, 4-12ft) | 2048 | 1.2766e-08 | 95.1547 | 1.2148e-06 | 2048 | Mitigation | 0.5 | 30 | 0 | esc | 0.033383 | 4.2618e-10 | 0.03525 | 4.5001e-10 | 0.037115 | 4.7382e-10 | 0.035347 | 4.5125e-10
[120 empty] | 7.3.5.15 Identification and remediation of “at-risk species”WLDFRVegetation ContactBranch (Not overhanging, 4-12ft) | WLDFR | HFTD - Distribution - Tier 3 - 5QU CoRE ¦ 4QU LoRE | Red Flag Warning - Catastrophic Fires | Vegetation Contact | Branch (Not overhanging, 4-12ft) | 2049 | 1.2766e-08 | 95.1547 | 1.2148e-06 | 2049 | Mitigation | 0.5 | 30 | 0 | esc | 0.033383 | 4.2618e-10 | 0.03525 | 4.5001e-10 | 0.037115 | 4.7382e-10 | 0.035347 | 4.5125e-10
[120 empty] | 7.3.5.15 Identification and remediation of “at-risk species”WLDFRVegetation ContactBranch (Not overhanging, 4-12ft) | WLDFR | HFTD - Distribution - Tier 3 - 5QU CoRE ¦ 4QU LoRE | Red Flag Warning - Catastrophic Fires | Vegetation Contact | Branch (Not overhanging, 4-12ft) | 2050 | 1.2766e-08 | 95.1547 | 1.2148e-06 | 2050 | Mitigation | 0.5 | 30 | 0 | esc | 0 | 0 | 0.03525 | 4.5001e-10 | 0.037115 | 4.7382e-10 | 0.035347 | 4.5125e-10
[120 empty] | 7.3.5.15 Identification and remediation of “at-risk species”WLDFRVegetation ContactBranch (Not overhanging, 4-12ft) | WLDFR | HFTD - Distribution - Tier 3 - 5QU CoRE ¦ 4QU LoRE | Red Flag Warning - Catastrophic Fires | Vegetation Contact | Branch (Not overhanging, 4-12ft) | 2051 | 1.2766e-08 | 95.1547 | 1.2148e-06 | 2051 | Mitigation | 0.5 | 30 | 0 | esc | 0 | 0 | 0 | 0 | 0.037115 | 4.7382e-10 | 0.035347 | 4.5125e-10
[120 empty] | 7.3.5.15 Identification and remediation of “at-risk species”WLDFRVegetation ContactBranch (Not overhanging, 4-12ft) | WLDFR | HFTD - Distribution - Tier 3 - 5QU CoRE ¦ 4QU LoRE | Red Flag Warning - Catastrophic Fires | Vegetation Contact | Branch (Not overhanging, 4-12ft) | 2052 | 1.2766e-08 | 95.1547 | 1.2148e-06 | 2052 | Mitigation | 0.5 | 30 | 0 | esc | 0 | 0 | 0 | 0 | 0 | 0 | 0.035347 | 4.5125e-10
[120 empty] | 7.3.5.15 Identification and remediation of “at-risk species”WLDFRVegetation ContactBranch (Not overhanging, within 4ft) | WLDFR | HFTD - Distribution - Tier 3 - 5QU CoRE ¦ 4QU LoRE | Red Flag Warning - Catastrophic Fires | Vegetation Contact | Branch (Not overhanging, within 4ft) | 2022 | 3.2936e-09 | 95.1547 | 3.134e-07 | 2022 | Mitigation | 0.9 | 30 | 0 | esc | 0.06009 | 1.9791e-10 | 0.06345 | 2.0898e-10 | 0.066806 | 2.2003e-10 | 0 | 0
[120 empty] | 7.3.5.15 Identification and remediation of “at-risk species”WLDFRVegetation ContactBranch (Not overhanging, within 4ft) | WLDFR | HFTD - Distribution - Tier 3 - 5QU CoRE ¦ 4QU LoRE | Red Flag Warning - Catastrophic Fires | Vegetation Contact | Branch (Not overhanging, within 4ft) | 2023 | 3.2936e-09 | 95.1547 | 3.134e-07 | 2023 | Mitigation | 0.9 | 30 | 0 | esc | 0.06009 | 1.9791e-10 | 0.06345 | 2.0898e-10 | 0.066806 | 2.2003e-10 | 0.063625 | 2.0955e-10
[120 empty] | 7.3.5.15 Identification and remediation of “at-risk species”WLDFRVegetation ContactBranch (Not overhanging, within 4ft) | WLDFR | HFTD - Distribution - Tier 3 - 5QU CoRE ¦ 4QU LoRE | Red Flag Warning - Catastrophic Fires | Vegetation Contact | Branch (Not overhanging, within 4ft) | 2024 | 3.2936e-09 | 95.1547 | 3.134e-07 | 2024 | Mitigation | 0.9 | 30 | 0 | esc | 0.06009 | 1.9791e-10 | 0.06345 | 2.0898e-10 | 0.066806 | 2.2003e-10 | 0.063625 | 2.0955e-10
[120 empty] | 7.3.5.15 Identification and remediation of “at-risk species”WLDFRVegetation ContactBranch (Not overhanging, within 4ft) | WLDFR | HFTD - Distribution - Tier 3 - 5QU CoRE ¦ 4QU LoRE | Red Flag Warning - Catastrophic Fires | Vegetation Contact | Branch (Not overhanging, within 4ft) | 2025 | 3.2936e-09 | 95.1547 | 3.134e-07 | 2025 | Mitigation | 0.9 | 30 | 0 | esc | 0.06009 | 1.9791e-10 | 0.06345 | 2.0898e-10 | 0.066806 | 2.2003e-10 | 0.063625 | 2.0955e-10
[120 empty] | 7.3.5.15 Identification and remediation of “at-risk species”WLDFRVegetation ContactBranch (Not overhanging, within 4ft) | WLDFR | HFTD - Distribution - Tier 3 - 5QU CoRE ¦ 4QU LoRE | Red Flag Warning - Catastrophic Fires | Vegetation Contact | Branch (Not overhanging, within 4ft) | 2026 | 3.2936e-09 | 95.1547 | 3.134e-07 | 2026 | Mitigation | 0.9 | 30 | 0 | esc | 0.06009 | 1.9791e-10 | 0.06345 | 2.0898e-10 | 0.066806 | 2.2003e-10 | 0.063625 | 2.0955e-10
[120 empty] | 7.3.5.15 Identification and remediation of “at-risk species”WLDFRVegetation ContactBranch (Not overhanging, within 4ft) | WLDFR | HFTD - Distribution - Tier 3 - 5QU CoRE ¦ 4QU LoRE | Red Flag Warning - Catastrophic Fires | Vegetation Contact | Branch (Not overhanging, within 4ft) | 2027 | 3.2936e-09 | 95.1547 | 3.134e-07 | 2027 | Mitigation | 0.9 | 30 | 0 | esc | 0.06009 | 1.9791e-10 | 0.06345 | 2.0898e-10 | 0.066806 | 2.2003e-10 | 0.063625 | 2.0955e-10
[120 empty] | 7.3.5.15 Identification and remediation of “at-risk species”WLDFRVegetation ContactBranch (Not overhanging, within 4ft) | WLDFR | HFTD - Distribution - Tier 3 - 5QU CoRE ¦ 4QU LoRE | Red Flag Warning - Catastrophic Fires | Vegetation Contact | Branch (Not overhanging, within 4ft) | 2028 | 3.2936e-09 | 95.1547 | 3.134e-07 | 2028 | Mitigation | 0.9 | 30 | 0 | esc | 0.06009 | 1.9791e-10 | 0.06345 | 2.0898e-10 | 0.066806 | 2.2003e-10 | 0.063625 | 2.0955e-10
[120 empty] | 7.3.5.15 Identification and remediation of “at-risk species”WLDFRVegetation ContactBranch (Not overhanging, within 4ft) | WLDFR | HFTD - Distribution - Tier 3 - 5QU CoRE ¦ 4QU LoRE | Red Flag Warning - Catastrophic Fires | Vegetation Contact | Branch (Not overhanging, within 4ft) | 2029 | 3.2936e-09 | 95.1547 | 3.134e-07 | 2029 | Mitigation | 0.9 | 30 | 0 | esc | 0.06009 | 1.9791e-10 | 0.06345 | 2.0898e-10 | 0.066806 | 2.2003e-10 | 0.063625 | 2.0955e-10
[120 empty] | 7.3.5.15 Identification and remediation of “at-risk species”WLDFRVegetation ContactBranch (Not overhanging, within 4ft) | WLDFR | HFTD - Distribution - Tier 3 - 5QU CoRE ¦ 4QU LoRE | Red Flag Warning - Catastrophic Fires | Vegetation Contact | Branch (Not overhanging, within 4ft) | 2030 | 3.2936e-09 | 95.1547 | 3.134e-07 | 2030 | Mitigation | 0.9 | 30 | 0 | esc | 0.06009 | 1.9791e-10 | 0.06345 | 2.0898e-10 | 0.066806 | 2.2003e-10 | 0.063625 | 2.0955e-10
[120 empty] | 7.3.5.15 Identification and remediation of “at-risk species”WLDFRVegetation ContactBranch (Not overhanging, within 4ft) | WLDFR | HFTD - Distribution - Tier 3 - 5QU CoRE ¦ 4QU LoRE | Red Flag Warning - Catastrophic Fires | Vegetation Contact | Branch (Not overhanging, within 4ft) | 2031 | 3.2936e-09 | 95.1547 | 3.134e-07 | 2031 | Mitigation | 0.9 | 30 | 0 | esc | 0.06009 | 1.9791e-10 | 0.06345 | 2.0898e-10 | 0.066806 | 2.2003e-10 | 0.063625 | 2.0955e-10
[120 empty] | 7.3.5.15 Identification and remediation of “at-risk species”WLDFRVegetation ContactBranch (Not overhanging, within 4ft) | WLDFR | HFTD - Distribution - Tier 3 - 5QU CoRE ¦ 4QU LoRE | Red Flag Warning - Catastrophic Fires | Vegetation Contact | Branch (Not overhanging, within 4ft) | 2032 | 3.2936e-09 | 95.1547 | 3.134e-07 | 2032 | Mitigation | 0.9 | 30 | 0 | esc | 0.06009 | 1.9791e-10 | 0.06345 | 2.0898e-10 | 0.066806 | 2.2003e-10 | 0.063625 | 2.0955e-10
[120 empty] | 7.3.5.15 Identification and remediation of “at-risk species”WLDFRVegetation ContactBranch (Not overhanging, within 4ft) | WLDFR | HFTD - Distribution - Tier 3 - 5QU CoRE ¦ 4QU LoRE | Red Flag Warning - Catastrophic Fires | Vegetation Contact | Branch (Not overhanging, within 4ft) | 2033 | 3.2936e-09 | 95.1547 | 3.134e-07 | 2033 | Mitigation | 0.9 | 30 | 0 | esc | 0.06009 | 1.9791e-10 | 0.06345 | 2.0898e-10 | 0.066806 | 2.2003e-10 | 0.063625 | 2.0955e-10
[120 empty] | 7.3.5.15 Identification and remediation of “at-risk species”WLDFRVegetation ContactBranch (Not overhanging, within 4ft) | WLDFR | HFTD - Distribution - Tier 3 - 5QU CoRE ¦ 4QU LoRE | Red Flag Warning - Catastrophic Fires | Vegetation Contact | Branch (Not overhanging, within 4ft) | 2034 | 3.2936e-09 | 95.1547 | 3.134e-07 | 2034 | Mitigation | 0.9 | 30 | 0 | esc | 0.06009 | 1.9791e-10 | 0.06345 | 2.0898e-10 | 0.066806 | 2.2003e-10 | 0.063625 | 2.0955e-10
[120 empty] | 7.3.5.15 Identification and remediation of “at-risk species”WLDFRVegetation ContactBranch (Not overhanging, within 4ft) | WLDFR | HFTD - Distribution - Tier 3 - 5QU CoRE ¦ 4QU LoRE | Red Flag Warning - Catastrophic Fires | Vegetation Contact | Branch (Not overhanging, within 4ft) | 2035 | 3.2936e-09 | 95.1547 | 3.134e-07 | 2035 | Mitigation | 0.9 | 30 | 0 | esc | 0.06009 | 1.9791e-10 | 0.06345 | 2.0898e-10 | 0.066806 | 2.2003e-10 | 0.063625 | 2.0955e-10
[120 empty] | 7.3.5.15 Identification and remediation of “at-risk species”WLDFRVegetation ContactBranch (Not overhanging, within 4ft) | WLDFR | HFTD - Distribution - Tier 3 - 5QU CoRE ¦ 4QU LoRE | Red Flag Warning - Catastrophic Fires | Vegetation Contact | Branch (Not overhanging, within 4ft) | 2036 | 3.2936e-09 | 95.1547 | 3.134e-07 | 2036 | Mitigation | 0.9 | 30 | 0 | esc | 0.06009 | 1.9791e-10 | 0.06345 | 2.0898e-10 | 0.066806 | 2.2003e-10 | 0.063625 | 2.0955e-10
[120 empty] | 7.3.5.15 Identification and remediation of “at-risk species”WLDFRVegetation ContactBranch (Not overhanging, within 4ft) | WLDFR | HFTD - Distribution - Tier 3 - 5QU CoRE ¦ 4QU LoRE | Red Flag Warning - Catastrophic Fires | Vegetation Contact | Branch (Not overhanging, within 4ft) | 2037 | 3.2936e-09 | 95.1547 | 3.134e-07 | 2037 | Mitigation | 0.9 | 30 | 0 | esc | 0.06009 | 1.9791e-10 | 0.06345 | 2.0898e-10 | 0.066806 | 2.2003e-10 | 0.063625 | 2.0955e-10
[120 empty] | 7.3.5.15 Identification and remediation of “at-risk species”WLDFRVegetation ContactBranch (Not overhanging, within 4ft) | WLDFR | HFTD - Distribution - Tier 3 - 5QU CoRE ¦ 4QU LoRE | Red Flag Warning - Catastrophic Fires | Vegetation Contact | Branch (Not overhanging, within 4ft) | 2038 | 3.2936e-09 | 95.1547 | 3.134e-07 | 2038 | Mitigation | 0.9 | 30 | 0 | esc | 0.06009 | 1.9791e-10 | 0.06345 | 2.0898e-10 | 0.066806 | 2.2003e-10 | 0.063625 | 2.0955e-10
[120 empty] | 7.3.5.15 Identification and remediation of “at-risk species”WLDFRVegetation ContactBranch (Not overhanging, within 4ft) | WLDFR | HFTD - Distribution - Tier 3 - 5QU CoRE ¦ 4QU LoRE | Red Flag Warning - Catastrophic Fires | Vegetation Contact | Branch (Not overhanging, within 4ft) | 2039 | 3.2936e-09 | 95.1547 | 3.134e-07 | 2039 | Mitigation | 0.9 | 30 | 0 | esc | 0.06009 | 1.9791e-10 | 0.06345 | 2.0898e-10 | 0.066806 | 2.2003e-10 | 0.063625 | 2.0955e-10
[120 empty] | 7.3.5.15 Identification and remediation of “at-risk species”WLDFRVegetation ContactBranch (Not overhanging, within 4ft) | WLDFR | HFTD - Distribution - Tier 3 - 5QU CoRE ¦ 4QU LoRE | Red Flag Warning - Catastrophic Fires | Vegetation Contact | Branch (Not overhanging, within 4ft) | 2040 | 3.2936e-09 | 95.1547 | 3.134e-07 | 2040 | Mitigation | 0.9 | 30 | 0 | esc | 0.06009 | 1.9791e-10 | 0.06345 | 2.0898e-10 | 0.066806 | 2.2003e-10 | 0.063625 | 2.0955e-10
[120 empty] | 7.3.5.15 Identification and remediation of “at-risk species”WLDFRVegetation ContactBranch (Not overhanging, within 4ft) | WLDFR | HFTD - Distribution - Tier 3 - 5QU CoRE ¦ 4QU LoRE | Red Flag Warning - Catastrophic Fires | Vegetation Contact | Branch (Not overhanging, within 4ft) | 2041 | 3.2936e-09 | 95.1547 | 3.134e-07 | 2041 | Mitigation | 0.9 | 30 | 0 | esc | 0.06009 | 1.9791e-10 | 0.06345 | 2.0898e-10 | 0.066806 | 2.2003e-10 | 0.063625 | 2.0955e-10
[120 empty] | 7.3.5.15 Identification and remediation of “at-risk species”WLDFRVegetation ContactBranch (Not overhanging, within 4ft) | WLDFR | HFTD - Distribution - Tier 3 - 5QU CoRE ¦ 4QU LoRE | Red Flag Warning - Catastrophic Fires | Vegetation Contact | Branch (Not overhanging, within 4ft) | 2042 | 3.2936e-09 | 95.1547 | 3.134e-07 | 2042 | Mitigation | 0.9 | 30 | 0 | esc | 0.06009 | 1.9791e-10 | 0.06345 | 2.0898e-10 | 0.066806 | 2.2003e-10 | 0.063625 | 2.0955e-10
[120 empty] | 7.3.5.15 Identification and remediation of “at-risk species”WLDFRVegetation ContactBranch (Not overhanging, within 4ft) | WLDFR | HFTD - Distribution - Tier 3 - 5QU CoRE ¦ 4QU LoRE | Red Flag Warning - Catastrophic Fires | Vegetation Contact | Branch (Not overhanging, within 4ft) | 2043 | 3.2936e-09 | 95.1547 | 3.134e-07 | 2043 | Mitigation | 0.9 | 30 | 0 | esc | 0.06009 | 1.9791e-10 | 0.06345 | 2.0898e-10 | 0.066806 | 2.2003e-10 | 0.063625 | 2.0955e-10
[120 empty] | 7.3.5.15 Identification and remediation of “at-risk species”WLDFRVegetation ContactBranch (Not overhanging, within 4ft) | WLDFR | HFTD - Distribution - Tier 3 - 5QU CoRE ¦ 4QU LoRE | Red Flag Warning - Catastrophic Fires | Vegetation Contact | Branch (Not overhanging, within 4ft) | 2044 | 3.2936e-09 | 95.1547 | 3.134e-07 | 2044 | Mitigation | 0.9 | 30 | 0 | esc | 0.06009 | 1.9791e-10 | 0.06345 | 2.0898e-10 | 0.066806 | 2.2003e-10 | 0.063625 | 2.0955e-10
[120 empty] | 7.3.5.15 Identification and remediation of “at-risk species”WLDFRVegetation ContactBranch (Not overhanging, within 4ft) | WLDFR | HFTD - Distribution - Tier 3 - 5QU CoRE ¦ 4QU LoRE | Red Flag Warning - Catastrophic Fires | Vegetation Contact | Branch (Not overhanging, within 4ft) | 2045 | 3.2936e-09 | 95.1547 | 3.134e-07 | 2045 | Mitigation | 0.9 | 30 | 0 | esc | 0.06009 | 1.9791e-10 | 0.06345 | 2.0898e-10 | 0.066806 | 2.2003e-10 | 0.063625 | 2.0955e-10
[120 empty] | 7.3.5.15 Identification and remediation of “at-risk species”WLDFRVegetation ContactBranch (Not overhanging, within 4ft) | WLDFR | HFTD - Distribution - Tier 3 - 5QU CoRE ¦ 4QU LoRE | Red Flag Warning - Catastrophic Fires | Vegetation Contact | Branch (Not overhanging, within 4ft) | 2046 | 3.2936e-09 | 95.1547 | 3.134e-07 | 2046 | Mitigation | 0.9 | 30 | 0 | esc | 0.06009 | 1.9791e-10 | 0.06345 | 2.0898e-10 | 0.066806 | 2.2003e-10 | 0.063625 | 2.0955e-10
[120 empty] | 7.3.5.15 Identification and remediation of “at-risk species”WLDFRVegetation ContactBranch (Not overhanging, within 4ft) | WLDFR | HFTD - Distribution - Tier 3 - 5QU CoRE ¦ 4QU LoRE | Red Flag Warning - Catastrophic Fires | Vegetation Contact | Branch (Not overhanging, within 4ft) | 2047 | 3.2936e-09 | 95.1547 | 3.134e-07 | 2047 | Mitigation | 0.9 | 30 | 0 | esc | 0.06009 | 1.9791e-10 | 0.06345 | 2.0898e-10 | 0.066806 | 2.2003e-10 | 0.063625 | 2.0955e-10
[120 empty] | 7.3.5.15 Identification and remediation of “at-risk species”WLDFRVegetation ContactBranch (Not overhanging, within 4ft) | WLDFR | HFTD - Distribution - Tier 3 - 5QU CoRE ¦ 4QU LoRE | Red Flag Warning - Catastrophic Fires | Vegetation Contact | Branch (Not overhanging, within 4ft) | 2048 | 3.2936e-09 | 95.1547 | 3.134e-07 | 2048 | Mitigation | 0.9 | 30 | 0 | esc | 0.06009 | 1.9791e-10 | 0.06345 | 2.0898e-10 | 0.066806 | 2.2003e-10 | 0.063625 | 2.0955e-10
[120 empty] | 7.3.5.15 Identification and remediation of “at-risk species”WLDFRVegetation ContactBranch (Not overhanging, within 4ft) | WLDFR | HFTD - Distribution - Tier 3 - 5QU CoRE ¦ 4QU LoRE | Red Flag Warning - Catastrophic Fires | Vegetation Contact | Branch (Not overhanging, within 4ft) | 2049 | 3.2936e-09 | 95.1547 | 3.134e-07 | 2049 | Mitigation | 0.9 | 30 | 0 | esc | 0.06009 | 1.9791e-10 | 0.06345 | 2.0898e-10 | 0.066806 | 2.2003e-10 | 0.063625 | 2.0955e-10
[120 empty] | 7.3.5.15 Identification and remediation of “at-risk species”WLDFRVegetation ContactBranch (Not overhanging, within 4ft) | WLDFR | HFTD - Distribution - Tier 3 - 5QU CoRE ¦ 4QU LoRE | Red Flag Warning - Catastrophic Fires | Vegetation Contact | Branch (Not overhanging, within 4ft) | 2050 | 3.2936e-09 | 95.1547 | 3.134e-07 | 2050 | Mitigation | 0.9 | 30 | 0 | esc | 0 | 0 | 0.06345 | 2.0898e-10 | 0.066806 | 2.2003e-10 | 0.063625 | 2.0955e-10
[120 empty] | 7.3.5.15 Identification and remediation of “at-risk species”WLDFRVegetation ContactBranch (Not overhanging, within 4ft) | WLDFR | HFTD - Distribution - Tier 3 - 5QU CoRE ¦ 4QU LoRE | Red Flag Warning - Catastrophic Fires | Vegetation Contact | Branch (Not overhanging, within 4ft) | 2051 | 3.2936e-09 | 95.1547 | 3.134e-07 | 2051 | Mitigation | 0.9 | 30 | 0 | esc | 0 | 0 | 0 | 0 | 0.066806 | 2.2003e-10 | 0.063625 | 2.0955e-10
[120 empty] | 7.3.5.15 Identification and remediation of “at-risk species”WLDFRVegetation ContactBranch (Not overhanging, within 4ft) | WLDFR | HFTD - Distribution - Tier 3 - 5QU CoRE ¦ 4QU LoRE | Red Flag Warning - Catastrophic Fires | Vegetation Contact | Branch (Not overhanging, within 4ft) | 2052 | 3.2936e-09 | 95.1547 | 3.134e-07 | 2052 | Mitigation | 0.9 | 30 | 0 | esc | 0 | 0 | 0 | 0 | 0 | 0 | 0.063625 | 2.0955e-10
[120 empty] | 7.3.5.15 Identification and remediation of “at-risk species”WLDFRVegetation ContactBranch (OverHanging) | WLDFR | HFTD - Distribution - Tier 3 - 5QU CoRE ¦ 4QU LoRE | Red Flag Warning - Catastrophic Fires | Vegetation Contact | Branch (OverHanging) | 2022 | 1.9732e-07 | 95.1547 | 1.8775e-05 | 2022 | Mitigation | 0.9 | 30 | 0 | esc | 0.06009 | 1.1857e-08 | 0.06345 | 1.252e-08 | 0.066806 | 1.3182e-08 | 0 | 0
[120 empty] | 7.3.5.15 Identification and remediation of “at-risk species”WLDFRVegetation ContactBranch (OverHanging) | WLDFR | HFTD - Distribution - Tier 3 - 5QU CoRE ¦ 4QU LoRE | Red Flag Warning - Catastrophic Fires | Vegetation Contact | Branch (OverHanging) | 2023 | 1.9732e-07 | 95.1547 | 1.8775e-05 | 2023 | Mitigation | 0.9 | 30 | 0 | esc | 0.06009 | 1.1857e-08 | 0.06345 | 1.252e-08 | 0.066806 | 1.3182e-08 | 0.063625 | 1.2554e-08
[120 empty] | 7.3.5.15 Identification and remediation of “at-risk species”WLDFRVegetation ContactBranch (OverHanging) | WLDFR | HFTD - Distribution - Tier 3 - 5QU CoRE ¦ 4QU LoRE | Red Flag Warning - Catastrophic Fires | Vegetation Contact | Branch (OverHanging) | 2024 | 1.9732e-07 | 95.1547 | 1.8775e-05 | 2024 | Mitigation | 0.9 | 30 | 0 | esc | 0.06009 | 1.1857e-08 | 0.06345 | 1.252e-08 | 0.066806 | 1.3182e-08 | 0.063625 | 1.2554e-08
[120 empty] | 7.3.5.15 Identification and remediation of “at-risk species”WLDFRVegetation ContactBranch (OverHanging) | WLDFR | HFTD - Distribution - Tier 3 - 5QU CoRE ¦ 4QU LoRE | Red Flag Warning - Catastrophic Fires | Vegetation Contact | Branch (OverHanging) | 2025 | 1.9732e-07 | 95.1547 | 1.8775e-05 | 2025 | Mitigation | 0.9 | 30 | 0 | esc | 0.06009 | 1.1857e-08 | 0.06345 | 1.252e-08 | 0.066806 | 1.3182e-08 | 0.063625 | 1.2554e-08
[120 empty] | 7.3.5.15 Identification and remediation of “at-risk species”WLDFRVegetation ContactBranch (OverHanging) | WLDFR | HFTD - Distribution - Tier 3 - 5QU CoRE ¦ 4QU LoRE | Red Flag Warning - Catastrophic Fires | Vegetation Contact | Branch (OverHanging) | 2026 | 1.9732e-07 | 95.1547 | 1.8775e-05 | 2026 | Mitigation | 0.9 | 30 | 0 | esc | 0.06009 | 1.1857e-08 | 0.06345 | 1.252e-08 | 0.066806 | 1.3182e-08 | 0.063625 | 1.2554e-08
[120 empty] | 7.3.5.15 Identification and remediation of “at-risk species”WLDFRVegetation ContactBranch (OverHanging) | WLDFR | HFTD - Distribution - Tier 3 - 5QU CoRE ¦ 4QU LoRE | Red Flag Warning - Catastrophic Fires | Vegetation Contact | Branch (OverHanging) | 2027 | 1.9732e-07 | 95.1547 | 1.8775e-05 | 2027 | Mitigation | 0.9 | 30 | 0 | esc | 0.06009 | 1.1857e-08 | 0.06345 | 1.252e-08 | 0.066806 | 1.3182e-08 | 0.063625 | 1.2554e-08
[120 empty] | 7.3.5.15 Identification and remediation of “at-risk species”WLDFRVegetation ContactBranch (OverHanging) | WLDFR | HFTD - Distribution - Tier 3 - 5QU CoRE ¦ 4QU LoRE | Red Flag Warning - Catastrophic Fires | Vegetation Contact | Branch (OverHanging) | 2028 | 1.9732e-07 | 95.1547 | 1.8775e-05 | 2028 | Mitigation | 0.9 | 30 | 0 | esc | 0.06009 | 1.1857e-08 | 0.06345 | 1.252e-08 | 0.066806 | 1.3182e-08 | 0.063625 | 1.2554e-08
[120 empty] | 7.3.5.15 Identification and remediation of “at-risk species”WLDFRVegetation ContactBranch (OverHanging) | WLDFR | HFTD - Distribution - Tier 3 - 5QU CoRE ¦ 4QU LoRE | Red Flag Warning - Catastrophic Fires | Vegetation Contact | Branch (OverHanging) | 2029 | 1.9732e-07 | 95.1547 | 1.8775e-05 | 2029 | Mitigation | 0.9 | 30 | 0 | esc | 0.06009 | 1.1857e-08 | 0.06345 | 1.252e-08 | 0.066806 | 1.3182e-08 | 0.063625 | 1.2554e-08
[120 empty] | 7.3.5.15 Identification and remediation of “at-risk species”WLDFRVegetation ContactBranch (OverHanging) | WLDFR | HFTD - Distribution - Tier 3 - 5QU CoRE ¦ 4QU LoRE | Red Flag Warning - Catastrophic Fires | Vegetation Contact | Branch (OverHanging) | 2030 | 1.9732e-07 | 95.1547 | 1.8775e-05 | 2030 | Mitigation | 0.9 | 30 | 0 | esc | 0.06009 | 1.1857e-08 | 0.06345 | 1.252e-08 | 0.066806 | 1.3182e-08 | 0.063625 | 1.2554e-08
[120 empty] | 7.3.5.15 Identification and remediation of “at-risk species”WLDFRVegetation ContactBranch (OverHanging) | WLDFR | HFTD - Distribution - Tier 3 - 5QU CoRE ¦ 4QU LoRE | Red Flag Warning - Catastrophic Fires | Vegetation Contact | Branch (OverHanging) | 2031 | 1.9732e-07 | 95.1547 | 1.8775e-05 | 2031 | Mitigation | 0.9 | 30 | 0 | esc | 0.06009 | 1.1857e-08 | 0.06345 | 1.252e-08 | 0.066806 | 1.3182e-08 | 0.063625 | 1.2554e-08
[120 empty] | 7.3.5.15 Identification and remediation of “at-risk species”WLDFRVegetation ContactBranch (OverHanging) | WLDFR | HFTD - Distribution - Tier 3 - 5QU CoRE ¦ 4QU LoRE | Red Flag Warning - Catastrophic Fires | Vegetation Contact | Branch (OverHanging) | 2032 | 1.9732e-07 | 95.1547 | 1.8775e-05 | 2032 | Mitigation | 0.9 | 30 | 0 | esc | 0.06009 | 1.1857e-08 | 0.06345 | 1.252e-08 | 0.066806 | 1.3182e-08 | 0.063625 | 1.2554e-08
[120 empty] | 7.3.5.15 Identification and remediation of “at-risk species”WLDFRVegetation ContactBranch (OverHanging) | WLDFR | HFTD - Distribution - Tier 3 - 5QU CoRE ¦ 4QU LoRE | Red Flag Warning - Catastrophic Fires | Vegetation Contact | Branch (OverHanging) | 2033 | 1.9732e-07 | 95.1547 | 1.8775e-05 | 2033 | Mitigation | 0.9 | 30 | 0 | esc | 0.06009 | 1.1857e-08 | 0.06345 | 1.252e-08 | 0.066806 | 1.3182e-08 | 0.063625 | 1.2554e-08
[120 empty] | 7.3.5.15 Identification and remediation of “at-risk species”WLDFRVegetation ContactBranch (OverHanging) | WLDFR | HFTD - Distribution - Tier 3 - 5QU CoRE ¦ 4QU LoRE | Red Flag Warning - Catastrophic Fires | Vegetation Contact | Branch (OverHanging) | 2034 | 1.9732e-07 | 95.1547 | 1.8775e-05 | 2034 | Mitigation | 0.9 | 30 | 0 | esc | 0.06009 | 1.1857e-08 | 0.06345 | 1.252e-08 | 0.066806 | 1.3182e-08 | 0.063625 | 1.2554e-08
[120 empty] | 7.3.5.15 Identification and remediation of “at-risk species”WLDFRVegetation ContactBranch (OverHanging) | WLDFR | HFTD - Distribution - Tier 3 - 5QU CoRE ¦ 4QU LoRE | Red Flag Warning - Catastrophic Fires | Vegetation Contact | Branch (OverHanging) | 2035 | 1.9732e-07 | 95.1547 | 1.8775e-05 | 2035 | Mitigation | 0.9 | 30 | 0 | esc | 0.06009 | 1.1857e-08 | 0.06345 | 1.252e-08 | 0.066806 | 1.3182e-08 | 0.063625 | 1.2554e-08
[120 empty] | 7.3.5.15 Identification and remediation of “at-risk species”WLDFRVegetation ContactBranch (OverHanging) | WLDFR | HFTD - Distribution - Tier 3 - 5QU CoRE ¦ 4QU LoRE | Red Flag Warning - Catastrophic Fires | Vegetation Contact | Branch (OverHanging) | 2036 | 1.9732e-07 | 95.1547 | 1.8775e-05 | 2036 | Mitigation | 0.9 | 30 | 0 | esc | 0.06009 | 1.1857e-08 | 0.06345 | 1.252e-08 | 0.066806 | 1.3182e-08 | 0.063625 | 1.2554e-08
[120 empty] | 7.3.5.15 Identification and remediation of “at-risk species”WLDFRVegetation ContactBranch (OverHanging) | WLDFR | HFTD - Distribution - Tier 3 - 5QU CoRE ¦ 4QU LoRE | Red Flag Warning - Catastrophic Fires | Vegetation Contact | Branch (OverHanging) | 2037 | 1.9732e-07 | 95.1547 | 1.8775e-05 | 2037 | Mitigation | 0.9 | 30 | 0 | esc | 0.06009 | 1.1857e-08 | 0.06345 | 1.252e-08 | 0.066806 | 1.3182e-08 | 0.063625 | 1.2554e-08
[120 empty] | 7.3.5.15 Identification and remediation of “at-risk species”WLDFRVegetation ContactBranch (OverHanging) | WLDFR | HFTD - Distribution - Tier 3 - 5QU CoRE ¦ 4QU LoRE | Red Flag Warning - Catastrophic Fires | Vegetation Contact | Branch (OverHanging) | 2038 | 1.9732e-07 | 95.1547 | 1.8775e-05 | 2038 | Mitigation | 0.9 | 30 | 0 | esc | 0.06009 | 1.1857e-08 | 0.06345 | 1.252e-08 | 0.066806 | 1.3182e-08 | 0.063625 | 1.2554e-08
[120 empty] | 7.3.5.15 Identification and remediation of “at-risk species”WLDFRVegetation ContactBranch (OverHanging) | WLDFR | HFTD - Distribution - Tier 3 - 5QU CoRE ¦ 4QU LoRE | Red Flag Warning - Catastrophic Fires | Vegetation Contact | Branch (OverHanging) | 2039 | 1.9732e-07 | 95.1547 | 1.8775e-05 | 2039 | Mitigation | 0.9 | 30 | 0 | esc | 0.06009 | 1.1857e-08 | 0.06345 | 1.252e-08 | 0.066806 | 1.3182e-08 | 0.063625 | 1.2554e-08
[120 empty] | 7.3.5.15 Identification and remediation of “at-risk species”WLDFRVegetation ContactBranch (OverHanging) | WLDFR | HFTD - Distribution - Tier 3 - 5QU CoRE ¦ 4QU LoRE | Red Flag Warning - Catastrophic Fires | Vegetation Contact | Branch (OverHanging) | 2040 | 1.9732e-07 | 95.1547 | 1.8775e-05 | 2040 | Mitigation | 0.9 | 30 | 0 | esc | 0.06009 | 1.1857e-08 | 0.06345 | 1.252e-08 | 0.066806 | 1.3182e-08 | 0.063625 | 1.2554e-08
[120 empty] | 7.3.5.15 Identification and remediation of “at-risk species”WLDFRVegetation ContactBranch (OverHanging) | WLDFR | HFTD - Distribution - Tier 3 - 5QU CoRE ¦ 4QU LoRE | Red Flag Warning - Catastrophic Fires | Vegetation Contact | Branch (OverHanging) | 2041 | 1.9732e-07 | 95.1547 | 1.8775e-05 | 2041 | Mitigation | 0.9 | 30 | 0 | esc | 0.06009 | 1.1857e-08 | 0.06345 | 1.252e-08 | 0.066806 | 1.3182e-08 | 0.063625 | 1.2554e-08
[120 empty] | 7.3.5.15 Identification and remediation of “at-risk species”WLDFRVegetation ContactBranch (OverHanging) | WLDFR | HFTD - Distribution - Tier 3 - 5QU CoRE ¦ 4QU LoRE | Red Flag Warning - Catastrophic Fires | Vegetation Contact | Branch (OverHanging) | 2042 | 1.9732e-07 | 95.1547 | 1.8775e-05 | 2042 | Mitigation | 0.9 | 30 | 0 | esc | 0.06009 | 1.1857e-08 | 0.06345 | 1.252e-08 | 0.066806 | 1.3182e-08 | 0.063625 | 1.2554e-08
[120 empty] | 7.3.5.15 Identification and remediation of “at-risk species”WLDFRVegetation ContactBranch (OverHanging) | WLDFR | HFTD - Distribution - Tier 3 - 5QU CoRE ¦ 4QU LoRE | Red Flag Warning - Catastrophic Fires | Vegetation Contact | Branch (OverHanging) | 2043 | 1.9732e-07 | 95.1547 | 1.8775e-05 | 2043 | Mitigation | 0.9 | 30 | 0 | esc | 0.06009 | 1.1857e-08 | 0.06345 | 1.252e-08 | 0.066806 | 1.3182e-08 | 0.063625 | 1.2554e-08
[120 empty] | 7.3.5.15 Identification and remediation of “at-risk species”WLDFRVegetation ContactBranch (OverHanging) | WLDFR | HFTD - Distribution - Tier 3 - 5QU CoRE ¦ 4QU LoRE | Red Flag Warning - Catastrophic Fires | Vegetation Contact | Branch (OverHanging) | 2044 | 1.9732e-07 | 95.1547 | 1.8775e-05 | 2044 | Mitigation | 0.9 | 30 | 0 | esc | 0.06009 | 1.1857e-08 | 0.06345 | 1.252e-08 | 0.066806 | 1.3182e-08 | 0.063625 | 1.2554e-08
[120 empty] | 7.3.5.15 Identification and remediation of “at-risk species”WLDFRVegetation ContactBranch (OverHanging) | WLDFR | HFTD - Distribution - Tier 3 - 5QU CoRE ¦ 4QU LoRE | Red Flag Warning - Catastrophic Fires | Vegetation Contact | Branch (OverHanging) | 2045 | 1.9732e-07 | 95.1547 | 1.8775e-05 | 2045 | Mitigation | 0.9 | 30 | 0 | esc | 0.06009 | 1.1857e-08 | 0.06345 | 1.252e-08 | 0.066806 | 1.3182e-08 | 0.063625 | 1.2554e-08
[120 empty] | 7.3.5.15 Identification and remediation of “at-risk species”WLDFRVegetation ContactBranch (OverHanging) | WLDFR | HFTD - Distribution - Tier 3 - 5QU CoRE ¦ 4QU LoRE | Red Flag Warning - Catastrophic Fires | Vegetation Contact | Branch (OverHanging) | 2046 | 1.9732e-07 | 95.1547 | 1.8775e-05 | 2046 | Mitigation | 0.9 | 30 | 0 | esc | 0.06009 | 1.1857e-08 | 0.06345 | 1.252e-08 | 0.066806 | 1.3182e-08 | 0.063625 | 1.2554e-08
[120 empty] | 7.3.5.15 Identification and remediation of “at-risk species”WLDFRVegetation ContactBranch (OverHanging) | WLDFR | HFTD - Distribution - Tier 3 - 5QU CoRE ¦ 4QU LoRE | Red Flag Warning - Catastrophic Fires | Vegetation Contact | Branch (OverHanging) | 2047 | 1.9732e-07 | 95.1547 | 1.8775e-05 | 2047 | Mitigation | 0.9 | 30 | 0 | esc | 0.06009 | 1.1857e-08 | 0.06345 | 1.252e-08 | 0.066806 | 1.3182e-08 | 0.063625 | 1.2554e-08
[120 empty] | 7.3.5.15 Identification and remediation of “at-risk species”WLDFRVegetation ContactBranch (OverHanging) | WLDFR | HFTD - Distribution - Tier 3 - 5QU CoRE ¦ 4QU LoRE | Red Flag Warning - Catastrophic Fires | Vegetation Contact | Branch (OverHanging) | 2048 | 1.9732e-07 | 95.1547 | 1.8775e-05 | 2048 | Mitigation | 0.9 | 30 | 0 | esc | 0.06009 | 1.1857e-08 | 0.06345 | 1.252e-08 | 0.066806 | 1.3182e-08 | 0.063625 | 1.2554e-08
[120 empty] | 7.3.5.15 Identification and remediation of “at-risk species”WLDFRVegetation ContactBranch (OverHanging) | WLDFR | HFTD - Distribution - Tier 3 - 5QU CoRE ¦ 4QU LoRE | Red Flag Warning - Catastrophic Fires | Vegetation Contact | Branch (OverHanging) | 2049 | 1.9732e-07 | 95.1547 | 1.8775e-05 | 2049 | Mitigation | 0.9 | 30 | 0 | esc | 0.06009 | 1.1857e-08 | 0.06345 | 1.252e-08 | 0.066806 | 1.3182e-08 | 0.063625 | 1.2554e-08
[120 empty] | 7.3.5.15 Identification and remediation of “at-risk species”WLDFRVegetation ContactBranch (OverHanging) | WLDFR | HFTD - Distribution - Tier 3 - 5QU CoRE ¦ 4QU LoRE | Red Flag Warning - Catastrophic Fires | Vegetation Contact | Branch (OverHanging) | 2050 | 1.9732e-07 | 95.1547 | 1.8775e-05 | 2050 | Mitigation | 0.9 | 30 | 0 | esc | 0 | 0 | 0.06345 | 1.252e-08 | 0.066806 | 1.3182e-08 | 0.063625 | 1.2554e-08
[120 empty] | 7.3.5.15 Identification and remediation of “at-risk species”WLDFRVegetation ContactBranch (OverHanging) | WLDFR | HFTD - Distribution - Tier 3 - 5QU CoRE ¦ 4QU LoRE | Red Flag Warning - Catastrophic Fires | Vegetation Contact | Branch (OverHanging) | 2051 | 1.9732e-07 | 95.1547 | 1.8775e-05 | 2051 | Mitigation | 0.9 | 30 | 0 | esc | 0 | 0 | 0 | 0 | 0.066806 | 1.3182e-08 | 0.063625 | 1.2554e-08
[120 empty] | 7.3.5.15 Identification and remediation of “at-risk species”WLDFRVegetation ContactBranch (OverHanging) | WLDFR | HFTD - Distribution - Tier 3 - 5QU CoRE ¦ 4QU LoRE | Red Flag Warning - Catastrophic Fires | Vegetation Contact | Branch (OverHanging) | 2052 | 1.9732e-07 | 95.1547 | 1.8775e-05 | 2052 | Mitigation | 0.9 | 30 | 0 | esc | 0 | 0 | 0 | 0 | 0 | 0 | 0.063625 | 1.2554e-08
[120 empty] | 7.3.5.15 Identification and remediation of “at-risk species”WLDFRVegetation ContactFell into (Moderate-Severe defect) | WLDFR | HFTD - Distribution - Tier 3 - 5QU CoRE ¦ 4QU LoRE | Red Flag Warning - Catastrophic Fires | Vegetation Contact | Fell into (Moderate-Severe defect) | 2022 | 5.5596e-08 | 95.1547 | 5.2902e-06 | 2022 | Mitigation | 0.95 | 1 | 0 | esc | 0 | 0 | 0 | 0 | 0.070518 | 3.9205e-09 | 0 | 0
[120 empty] | 7.3.5.15 Identification and remediation of “at-risk species”WLDFRVegetation ContactFell into (Moderate-Severe defect) | WLDFR | HFTD - Distribution - Tier 3 - 5QU CoRE ¦ 4QU LoRE | Red Flag Warning - Catastrophic Fires | Vegetation Contact | Fell into (Moderate-Severe defect) | 2023 | 5.5596e-08 | 95.1547 | 5.2902e-06 | 2023 | Mitigation | 0.95 | 1 | 0 | esc | 0 | 0 | 0 | 0 | 0 | 0 | 0.06716 | 3.7338e-09
[120 empty] | 7.3.5.15 Identification and remediation of “at-risk species”WLDFRVegetation ContactFell into (slight defect) | WLDFR | HFTD - Distribution - Tier 3 - 5QU CoRE ¦ 4QU LoRE | Red Flag Warning - Catastrophic Fires | Vegetation Contact | Fell into (slight defect) | 2022 | 6.1648e-08 | 95.1547 | 5.8661e-06 | 2022 | Mitigation | 0.5 | 1 | 0 | esc | 0 | 0 | 0 | 0 | 0.037115 | 2.2881e-09 | 0 | 0
[120 empty] | 7.3.5.15 Identification and remediation of “at-risk species”WLDFRVegetation ContactFell into (slight defect) | WLDFR | HFTD - Distribution - Tier 3 - 5QU CoRE ¦ 4QU LoRE | Red Flag Warning - Catastrophic Fires | Vegetation Contact | Fell into (slight defect) | 2023 | 6.1648e-08 | 95.1547 | 5.8661e-06 | 2023 | Mitigation | 0.5 | 1 | 0 | esc | 0 | 0 | 0 | 0 | 0 | 0 | 0.035347 | 2.1791e-09
[120 empty] | 7.3.5.15 Identification and remediation of “at-risk species”WLDFRVegetation ContactGrow Into | WLDFR | HFTD - Distribution - Tier 3 - 5QU CoRE ¦ 4QU LoRE | Red Flag Warning - Catastrophic Fires | Vegetation Contact | Grow Into | 2022 | 6.4508e-09 | 95.1547 | 6.1382e-07 | 2022 | Mitigation | 0.5 | 1 | 0 | esc | 0 | 0 | 0 | 0 | 0.037115 | 2.3942e-10 | 0 | 0
[120 empty] | 7.3.5.15 Identification and remediation of “at-risk species”WLDFRVegetation ContactGrow Into | WLDFR | HFTD - Distribution - Tier 3 - 5QU CoRE ¦ 4QU LoRE | Red Flag Warning - Catastrophic Fires | Vegetation Contact | Grow Into | 2023 | 6.4508e-09 | 95.1547 | 6.1382e-07 | 2023 | Mitigation | 0.5 | 1 | 0 | esc | 0 | 0 | 0 | 0 | 0 | 0 | 0.035347 | 2.2802e-10
[120 empty] | 7.3.5.15 Identification and remediation of “at-risk species”WLDFRVegetation ContactBranch (Not overhanging, 4-12ft) | WLDFR | HFTD - Distribution - Tier 3 - 5QU CoRE ¦ 4QU LoRE | Red Flag Warning - Destructive Fires | Vegetation Contact | Branch (Not overhanging, 4-12ft) | 2022 | 1.8256e-09 | 95.1547 | 1.7372e-07 | 2022 | Mitigation | 0.5 | 30 | 0 | esc | 0.033383 | 6.0945e-11 | 0.03525 | 6.4353e-11 | 0.037115 | 6.7757e-11 | 0 | 0
[120 empty] | 7.3.5.15 Identification and remediation of “at-risk species”WLDFRVegetation ContactBranch (Not overhanging, 4-12ft) | WLDFR | HFTD - Distribution - Tier 3 - 5QU CoRE ¦ 4QU LoRE | Red Flag Warning - Destructive Fires | Vegetation Contact | Branch (Not overhanging, 4-12ft) | 2023 | 1.8256e-09 | 95.1547 | 1.7372e-07 | 2023 | Mitigation | 0.5 | 30 | 0 | esc | 0.033383 | 6.0945e-11 | 0.03525 | 6.4353e-11 | 0.037115 | 6.7757e-11 | 0.035347 | 6.453e-11
[120 empty] | 7.3.5.15 Identification and remediation of “at-risk species”WLDFRVegetation ContactBranch (Not overhanging, 4-12ft) | WLDFR | HFTD - Distribution - Tier 3 - 5QU CoRE ¦ 4QU LoRE | Red Flag Warning - Destructive Fires | Vegetation Contact | Branch (Not overhanging, 4-12ft) | 2024 | 1.8256e-09 | 95.1547 | 1.7372e-07 | 2024 | Mitigation | 0.5 | 30 | 0 | esc | 0.033383 | 6.0945e-11 | 0.03525 | 6.4353e-11 | 0.037115 | 6.7757e-11 | 0.035347 | 6.453e-11
[120 empty] | 7.3.5.15 Identification and remediation of “at-risk species”WLDFRVegetation ContactBranch (Not overhanging, 4-12ft) | WLDFR | HFTD - Distribution - Tier 3 - 5QU CoRE ¦ 4QU LoRE | Red Flag Warning - Destructive Fires | Vegetation Contact | Branch (Not overhanging, 4-12ft) | 2025 | 1.8256e-09 | 95.1547 | 1.7372e-07 | 2025 | Mitigation | 0.5 | 30 | 0 | esc | 0.033383 | 6.0945e-11 | 0.03525 | 6.4353e-11 | 0.037115 | 6.7757e-11 | 0.035347 | 6.453e-11
[120 empty] | 7.3.5.15 Identification and remediation of “at-risk species”WLDFRVegetation ContactBranch (Not overhanging, 4-12ft) | WLDFR | HFTD - Distribution - Tier 3 - 5QU CoRE ¦ 4QU LoRE | Red Flag Warning - Destructive Fires | Vegetation Contact | Branch (Not overhanging, 4-12ft) | 2026 | 1.8256e-09 | 95.1547 | 1.7372e-07 | 2026 | Mitigation | 0.5 | 30 | 0 | esc | 0.033383 | 6.0945e-11 | 0.03525 | 6.4353e-11 | 0.037115 | 6.7757e-11 | 0.035347 | 6.453e-11
[120 empty] | 7.3.5.15 Identification and remediation of “at-risk species”WLDFRVegetation ContactBranch (Not overhanging, 4-12ft) | WLDFR | HFTD - Distribution - Tier 3 - 5QU CoRE ¦ 4QU LoRE | Red Flag Warning - Destructive Fires | Vegetation Contact | Branch (Not overhanging, 4-12ft) | 2027 | 1.8256e-09 | 95.1547 | 1.7372e-07 | 2027 | Mitigation | 0.5 | 30 | 0 | esc | 0.033383 | 6.0945e-11 | 0.03525 | 6.4353e-11 | 0.037115 | 6.7757e-11 | 0.035347 | 6.453e-11
[120 empty] | 7.3.5.15 Identification and remediation of “at-risk species”WLDFRVegetation ContactBranch (Not overhanging, 4-12ft) | WLDFR | HFTD - Distribution - Tier 3 - 5QU CoRE ¦ 4QU LoRE | Red Flag Warning - Destructive Fires | Vegetation Contact | Branch (Not overhanging, 4-12ft) | 2028 | 1.8256e-09 | 95.1547 | 1.7372e-07 | 2028 | Mitigation | 0.5 | 30 | 0 | esc | 0.033383 | 6.0945e-11 | 0.03525 | 6.4353e-11 | 0.037115 | 6.7757e-11 | 0.035347 | 6.453e-11
[120 empty] | 7.3.5.15 Identification and remediation of “at-risk species”WLDFRVegetation ContactBranch (Not overhanging, 4-12ft) | WLDFR | HFTD - Distribution - Tier 3 - 5QU CoRE ¦ 4QU LoRE | Red Flag Warning - Destructive Fires | Vegetation Contact | Branch (Not overhanging, 4-12ft) | 2029 | 1.8256e-09 | 95.1547 | 1.7372e-07 | 2029 | Mitigation | 0.5 | 30 | 0 | esc | 0.033383 | 6.0945e-11 | 0.03525 | 6.4353e-11 | 0.037115 | 6.7757e-11 | 0.035347 | 6.453e-11
[120 empty] | 7.3.5.15 Identification and remediation of “at-risk species”WLDFRVegetation ContactBranch (Not overhanging, 4-12ft) | WLDFR | HFTD - Distribution - Tier 3 - 5QU CoRE ¦ 4QU LoRE | Red Flag Warning - Destructive Fires | Vegetation Contact | Branch (Not overhanging, 4-12ft) | 2030 | 1.8256e-09 | 95.1547 | 1.7372e-07 | 2030 | Mitigation | 0.5 | 30 | 0 | esc | 0.033383 | 6.0945e-11 | 0.03525 | 6.4353e-11 | 0.037115 | 6.7757e-11 | 0.035347 | 6.453e-11
[120 empty] | 7.3.5.15 Identification and remediation of “at-risk species”WLDFRVegetation ContactBranch (Not overhanging, 4-12ft) | WLDFR | HFTD - Distribution - Tier 3 - 5QU CoRE ¦ 4QU LoRE | Red Flag Warning - Destructive Fires | Vegetation Contact | Branch (Not overhanging, 4-12ft) | 2031 | 1.8256e-09 | 95.1547 | 1.7372e-07 | 2031 | Mitigation | 0.5 | 30 | 0 | esc | 0.033383 | 6.0945e-11 | 0.03525 | 6.4353e-11 | 0.037115 | 6.7757e-11 | 0.035347 | 6.453e-11
[120 empty] | 7.3.5.15 Identification and remediation of “at-risk species”WLDFRVegetation ContactBranch (Not overhanging, 4-12ft) | WLDFR | HFTD - Distribution - Tier 3 - 5QU CoRE ¦ 4QU LoRE | Red Flag Warning - Destructive Fires | Vegetation Contact | Branch (Not overhanging, 4-12ft) | 2032 | 1.8256e-09 | 95.1547 | 1.7372e-07 | 2032 | Mitigation | 0.5 | 30 | 0 | esc | 0.033383 | 6.0945e-11 | 0.03525 | 6.4353e-11 | 0.037115 | 6.7757e-11 | 0.035347 | 6.453e-11
[120 empty] | 7.3.5.15 Identification and remediation of “at-risk species”WLDFRVegetation ContactBranch (Not overhanging, 4-12ft) | WLDFR | HFTD - Distribution - Tier 3 - 5QU CoRE ¦ 4QU LoRE | Red Flag Warning - Destructive Fires | Vegetation Contact | Branch (Not overhanging, 4-12ft) | 2033 | 1.8256e-09 | 95.1547 | 1.7372e-07 | 2033 | Mitigation | 0.5 | 30 | 0 | esc | 0.033383 | 6.0945e-11 | 0.03525 | 6.4353e-11 | 0.037115 | 6.7757e-11 | 0.035347 | 6.453e-11
[120 empty] | 7.3.5.15 Identification and remediation of “at-risk species”WLDFRVegetation ContactBranch (Not overhanging, 4-12ft) | WLDFR | HFTD - Distribution - Tier 3 - 5QU CoRE ¦ 4QU LoRE | Red Flag Warning - Destructive Fires | Vegetation Contact | Branch (Not overhanging, 4-12ft) | 2034 | 1.8256e-09 | 95.1547 | 1.7372e-07 | 2034 | Mitigation | 0.5 | 30 | 0 | esc | 0.033383 | 6.0945e-11 | 0.03525 | 6.4353e-11 | 0.037115 | 6.7757e-11 | 0.035347 | 6.453e-11
[120 empty] | 7.3.5.15 Identification and remediation of “at-risk species”WLDFRVegetation ContactBranch (Not overhanging, 4-12ft) | WLDFR | HFTD - Distribution - Tier 3 - 5QU CoRE ¦ 4QU LoRE | Red Flag Warning - Destructive Fires | Vegetation Contact | Branch (Not overhanging, 4-12ft) | 2035 | 1.8256e-09 | 95.1547 | 1.7372e-07 | 2035 | Mitigation | 0.5 | 30 | 0 | esc | 0.033383 | 6.0945e-11 | 0.03525 | 6.4353e-11 | 0.037115 | 6.7757e-11 | 0.035347 | 6.453e-11
[120 empty] | 7.3.5.15 Identification and remediation of “at-risk species”WLDFRVegetation ContactBranch (Not overhanging, 4-12ft) | WLDFR | HFTD - Distribution - Tier 3 - 5QU CoRE ¦ 4QU LoRE | Red Flag Warning - Destructive Fires | Vegetation Contact | Branch (Not overhanging, 4-12ft) | 2036 | 1.8256e-09 | 95.1547 | 1.7372e-07 | 2036 | Mitigation | 0.5 | 30 | 0 | esc | 0.033383 | 6.0945e-11 | 0.03525 | 6.4353e-11 | 0.037115 | 6.7757e-11 | 0.035347 | 6.453e-11
[120 empty] | 7.3.5.15 Identification and remediation of “at-risk species”WLDFRVegetation ContactBranch (Not overhanging, 4-12ft) | WLDFR | HFTD - Distribution - Tier 3 - 5QU CoRE ¦ 4QU LoRE | Red Flag Warning - Destructive Fires | Vegetation Contact | Branch (Not overhanging, 4-12ft) | 2037 | 1.8256e-09 | 95.1547 | 1.7372e-07 | 2037 | Mitigation | 0.5 | 30 | 0 | esc | 0.033383 | 6.0945e-11 | 0.03525 | 6.4353e-11 | 0.037115 | 6.7757e-11 | 0.035347 | 6.453e-11
[120 empty] | 7.3.5.15 Identification and remediation of “at-risk species”WLDFRVegetation ContactBranch (Not overhanging, 4-12ft) | WLDFR | HFTD - Distribution - Tier 3 - 5QU CoRE ¦ 4QU LoRE | Red Flag Warning - Destructive Fires | Vegetation Contact | Branch (Not overhanging, 4-12ft) | 2038 | 1.8256e-09 | 95.1547 | 1.7372e-07 | 2038 | Mitigation | 0.5 | 30 | 0 | esc | 0.033383 | 6.0945e-11 | 0.03525 | 6.4353e-11 | 0.037115 | 6.7757e-11 | 0.035347 | 6.453e-11
[120 empty] | 7.3.5.15 Identification and remediation of “at-risk species”WLDFRVegetation ContactBranch (Not overhanging, 4-12ft) | WLDFR | HFTD - Distribution - Tier 3 - 5QU CoRE ¦ 4QU LoRE | Red Flag Warning - Destructive Fires | Vegetation Contact | Branch (Not overhanging, 4-12ft) | 2039 | 1.8256e-09 | 95.1547 | 1.7372e-07 | 2039 | Mitigation | 0.5 | 30 | 0 | esc | 0.033383 | 6.0945e-11 | 0.03525 | 6.4353e-11 | 0.037115 | 6.7757e-11 | 0.035347 | 6.453e-11
[120 empty] | 7.3.5.15 Identification and remediation of “at-risk species”WLDFRVegetation ContactBranch (Not overhanging, 4-12ft) | WLDFR | HFTD - Distribution - Tier 3 - 5QU CoRE ¦ 4QU LoRE | Red Flag Warning - Destructive Fires | Vegetation Contact | Branch (Not overhanging, 4-12ft) | 2040 | 1.8256e-09 | 95.1547 | 1.7372e-07 | 2040 | Mitigation | 0.5 | 30 | 0 | esc | 0.033383 | 6.0945e-11 | 0.03525 | 6.4353e-11 | 0.037115 | 6.7757e-11 | 0.035347 | 6.453e-11
[120 empty] | 7.3.5.15 Identification and remediation of “at-risk species”WLDFRVegetation ContactBranch (Not overhanging, 4-12ft) | WLDFR | HFTD - Distribution - Tier 3 - 5QU CoRE ¦ 4QU LoRE | Red Flag Warning - Destructive Fires | Vegetation Contact | Branch (Not overhanging, 4-12ft) | 2041 | 1.8256e-09 | 95.1547 | 1.7372e-07 | 2041 | Mitigation | 0.5 | 30 | 0 | esc | 0.033383 | 6.0945e-11 | 0.03525 | 6.4353e-11 | 0.037115 | 6.7757e-11 | 0.035347 | 6.453e-11
[120 empty] | 7.3.5.15 Identification and remediation of “at-risk species”WLDFRVegetation ContactBranch (Not overhanging, 4-12ft) | WLDFR | HFTD - Distribution - Tier 3 - 5QU CoRE ¦ 4QU LoRE | Red Flag Warning - Destructive Fires | Vegetation Contact | Branch (Not overhanging, 4-12ft) | 2042 | 1.8256e-09 | 95.1547 | 1.7372e-07 | 2042 | Mitigation | 0.5 | 30 | 0 | esc | 0.033383 | 6.0945e-11 | 0.03525 | 6.4353e-11 | 0.037115 | 6.7757e-11 | 0.035347 | 6.453e-11
[120 empty] | 7.3.5.15 Identification and remediation of “at-risk species”WLDFRVegetation ContactBranch (Not overhanging, 4-12ft) | WLDFR | HFTD - Distribution - Tier 3 - 5QU CoRE ¦ 4QU LoRE | Red Flag Warning - Destructive Fires | Vegetation Contact | Branch (Not overhanging, 4-12ft) | 2043 | 1.8256e-09 | 95.1547 | 1.7372e-07 | 2043 | Mitigation | 0.5 | 30 | 0 | esc | 0.033383 | 6.0945e-11 | 0.03525 | 6.4353e-11 | 0.037115 | 6.7757e-11 | 0.035347 | 6.453e-11
[120 empty] | 7.3.5.15 Identification and remediation of “at-risk species”WLDFRVegetation ContactBranch (Not overhanging, 4-12ft) | WLDFR | HFTD - Distribution - Tier 3 - 5QU CoRE ¦ 4QU LoRE | Red Flag Warning - Destructive Fires | Vegetation Contact | Branch (Not overhanging, 4-12ft) | 2044 | 1.8256e-09 | 95.1547 | 1.7372e-07 | 2044 | Mitigation | 0.5 | 30 | 0 | esc | 0.033383 | 6.0945e-11 | 0.03525 | 6.4353e-11 | 0.037115 | 6.7757e-11 | 0.035347 | 6.453e-11
[120 empty] | 7.3.5.15 Identification and remediation of “at-risk species”WLDFRVegetation ContactBranch (Not overhanging, 4-12ft) | WLDFR | HFTD - Distribution - Tier 3 - 5QU CoRE ¦ 4QU LoRE | Red Flag Warning - Destructive Fires | Vegetation Contact | Branch (Not overhanging, 4-12ft) | 2045 | 1.8256e-09 | 95.1547 | 1.7372e-07 | 2045 | Mitigation | 0.5 | 30 | 0 | esc | 0.033383 | 6.0945e-11 | 0.03525 | 6.4353e-11 | 0.037115 | 6.7757e-11 | 0.035347 | 6.453e-11
[120 empty] | 7.3.5.15 Identification and remediation of “at-risk species”WLDFRVegetation ContactBranch (Not overhanging, 4-12ft) | WLDFR | HFTD - Distribution - Tier 3 - 5QU CoRE ¦ 4QU LoRE | Red Flag Warning - Destructive Fires | Vegetation Contact | Branch (Not overhanging, 4-12ft) | 2046 | 1.8256e-09 | 95.1547 | 1.7372e-07 | 2046 | Mitigation | 0.5 | 30 | 0 | esc | 0.033383 | 6.0945e-11 | 0.03525 | 6.4353e-11 | 0.037115 | 6.7757e-11 | 0.035347 | 6.453e-11
[120 empty] | 7.3.5.15 Identification and remediation of “at-risk species”WLDFRVegetation ContactBranch (Not overhanging, 4-12ft) | WLDFR | HFTD - Distribution - Tier 3 - 5QU CoRE ¦ 4QU LoRE | Red Flag Warning - Destructive Fires | Vegetation Contact | Branch (Not overhanging, 4-12ft) | 2047 | 1.8256e-09 | 95.1547 | 1.7372e-07 | 2047 | Mitigation | 0.5 | 30 | 0 | esc | 0.033383 | 6.0945e-11 | 0.03525 | 6.4353e-11 | 0.037115 | 6.7757e-11 | 0.035347 | 6.453e-11
[120 empty] | 7.3.5.15 Identification and remediation of “at-risk species”WLDFRVegetation ContactBranch (Not overhanging, 4-12ft) | WLDFR | HFTD - Distribution - Tier 3 - 5QU CoRE ¦ 4QU LoRE | Red Flag Warning - Destructive Fires | Vegetation Contact | Branch (Not overhanging, 4-12ft) | 2048 | 1.8256e-09 | 95.1547 | 1.7372e-07 | 2048 | Mitigation | 0.5 | 30 | 0 | esc | 0.033383 | 6.0945e-11 | 0.03525 | 6.4353e-11 | 0.037115 | 6.7757e-11 | 0.035347 | 6.453e-11
[120 empty] | 7.3.5.15 Identification and remediation of “at-risk species”WLDFRVegetation ContactBranch (Not overhanging, 4-12ft) | WLDFR | HFTD - Distribution - Tier 3 - 5QU CoRE ¦ 4QU LoRE | Red Flag Warning - Destructive Fires | Vegetation Contact | Branch (Not overhanging, 4-12ft) | 2049 | 1.8256e-09 | 95.1547 | 1.7372e-07 | 2049 | Mitigation | 0.5 | 30 | 0 | esc | 0.033383 | 6.0945e-11 | 0.03525 | 6.4353e-11 | 0.037115 | 6.7757e-11 | 0.035347 | 6.453e-11
[120 empty] | 7.3.5.15 Identification and remediation of “at-risk species”WLDFRVegetation ContactBranch (Not overhanging, 4-12ft) | WLDFR | HFTD - Distribution - Tier 3 - 5QU CoRE ¦ 4QU LoRE | Red Flag Warning - Destructive Fires | Vegetation Contact | Branch (Not overhanging, 4-12ft) | 2050 | 1.8256e-09 | 95.1547 | 1.7372e-07 | 2050 | Mitigation | 0.5 | 30 | 0 | esc | 0 | 0 | 0.03525 | 6.4353e-11 | 0.037115 | 6.7757e-11 | 0.035347 | 6.453e-11
[120 empty] | 7.3.5.15 Identification and remediation of “at-risk species”WLDFRVegetation ContactBranch (Not overhanging, 4-12ft) | WLDFR | HFTD - Distribution - Tier 3 - 5QU CoRE ¦ 4QU LoRE | Red Flag Warning - Destructive Fires | Vegetation Contact | Branch (Not overhanging, 4-12ft) | 2051 | 1.8256e-09 | 95.1547 | 1.7372e-07 | 2051 | Mitigation | 0.5 | 30 | 0 | esc | 0 | 0 | 0 | 0 | 0.037115 | 6.7757e-11 | 0.035347 | 6.453e-11
[120 empty] | 7.3.5.15 Identification and remediation of “at-risk species”WLDFRVegetation ContactBranch (Not overhanging, 4-12ft) | WLDFR | HFTD - Distribution - Tier 3 - 5QU CoRE ¦ 4QU LoRE | Red Flag Warning - Destructive Fires | Vegetation Contact | Branch (Not overhanging, 4-12ft) | 2052 | 1.8256e-09 | 95.1547 | 1.7372e-07 | 2052 | Mitigation | 0.5 | 30 | 0 | esc | 0 | 0 | 0 | 0 | 0 | 0 | 0.035347 | 6.453e-11
[120 empty] | 7.3.5.15 Identification and remediation of “at-risk species”WLDFRVegetation ContactBranch (Not overhanging, within 4ft) | WLDFR | HFTD - Distribution - Tier 3 - 5QU CoRE ¦ 4QU LoRE | Red Flag Warning - Destructive Fires | Vegetation Contact | Branch (Not overhanging, within 4ft) | 2022 | 4.6973e-10 | 95.1547 | 4.4697e-08 | 2022 | Mitigation | 0.9 | 30 | 0 | esc | 0.06009 | 2.8226e-11 | 0.06345 | 2.9804e-11 | 0.066806 | 3.1381e-11 | 0 | 0
[120 empty] | 7.3.5.15 Identification and remediation of “at-risk species”WLDFRVegetation ContactBranch (Not overhanging, within 4ft) | WLDFR | HFTD - Distribution - Tier 3 - 5QU CoRE ¦ 4QU LoRE | Red Flag Warning - Destructive Fires | Vegetation Contact | Branch (Not overhanging, within 4ft) | 2023 | 4.6973e-10 | 95.1547 | 4.4697e-08 | 2023 | Mitigation | 0.9 | 30 | 0 | esc | 0.06009 | 2.8226e-11 | 0.06345 | 2.9804e-11 | 0.066806 | 3.1381e-11 | 0.063625 | 2.9887e-11
[120 empty] | 7.3.5.15 Identification and remediation of “at-risk species”WLDFRVegetation ContactBranch (Not overhanging, within 4ft) | WLDFR | HFTD - Distribution - Tier 3 - 5QU CoRE ¦ 4QU LoRE | Red Flag Warning - Destructive Fires | Vegetation Contact | Branch (Not overhanging, within 4ft) | 2024 | 4.6973e-10 | 95.1547 | 4.4697e-08 | 2024 | Mitigation | 0.9 | 30 | 0 | esc | 0.06009 | 2.8226e-11 | 0.06345 | 2.9804e-11 | 0.066806 | 3.1381e-11 | 0.063625 | 2.9887e-11
[120 empty] | 7.3.5.15 Identification and remediation of “at-risk species”WLDFRVegetation ContactBranch (Not overhanging, within 4ft) | WLDFR | HFTD - Distribution - Tier 3 - 5QU CoRE ¦ 4QU LoRE | Red Flag Warning - Destructive Fires | Vegetation Contact | Branch (Not overhanging, within 4ft) | 2025 | 4.6973e-10 | 95.1547 | 4.4697e-08 | 2025 | Mitigation | 0.9 | 30 | 0 | esc | 0.06009 | 2.8226e-11 | 0.06345 | 2.9804e-11 | 0.066806 | 3.1381e-11 | 0.063625 | 2.9887e-11
[120 empty] | 7.3.5.15 Identification and remediation of “at-risk species”WLDFRVegetation ContactBranch (Not overhanging, within 4ft) | WLDFR | HFTD - Distribution - Tier 3 - 5QU CoRE ¦ 4QU LoRE | Red Flag Warning - Destructive Fires | Vegetation Contact | Branch (Not overhanging, within 4ft) | 2026 | 4.6973e-10 | 95.1547 | 4.4697e-08 | 2026 | Mitigation | 0.9 | 30 | 0 | esc | 0.06009 | 2.8226e-11 | 0.06345 | 2.9804e-11 | 0.066806 | 3.1381e-11 | 0.063625 | 2.9887e-11
[120 empty] | 7.3.5.15 Identification and remediation of “at-risk species”WLDFRVegetation ContactBranch (Not overhanging, within 4ft) | WLDFR | HFTD - Distribution - Tier 3 - 5QU CoRE ¦ 4QU LoRE | Red Flag Warning - Destructive Fires | Vegetation Contact | Branch (Not overhanging, within 4ft) | 2027 | 4.6973e-10 | 95.1547 | 4.4697e-08 | 2027 | Mitigation | 0.9 | 30 | 0 | esc | 0.06009 | 2.8226e-11 | 0.06345 | 2.9804e-11 | 0.066806 | 3.1381e-11 | 0.063625 | 2.9887e-11
[120 empty] | 7.3.5.15 Identification and remediation of “at-risk species”WLDFRVegetation ContactBranch (Not overhanging, within 4ft) | WLDFR | HFTD - Distribution - Tier 3 - 5QU CoRE ¦ 4QU LoRE | Red Flag Warning - Destructive Fires | Vegetation Contact | Branch (Not overhanging, within 4ft) | 2028 | 4.6973e-10 | 95.1547 | 4.4697e-08 | 2028 | Mitigation | 0.9 | 30 | 0 | esc | 0.06009 | 2.8226e-11 | 0.06345 | 2.9804e-11 | 0.066806 | 3.1381e-11 | 0.063625 | 2.9887e-11
[120 empty] | 7.3.5.15 Identification and remediation of “at-risk species”WLDFRVegetation ContactBranch (Not overhanging, within 4ft) | WLDFR | HFTD - Distribution - Tier 3 - 5QU CoRE ¦ 4QU LoRE | Red Flag Warning - Destructive Fires | Vegetation Contact | Branch (Not overhanging, within 4ft) | 2029 | 4.6973e-10 | 95.1547 | 4.4697e-08 | 2029 | Mitigation | 0.9 | 30 | 0 | esc | 0.06009 | 2.8226e-11 | 0.06345 | 2.9804e-11 | 0.066806 | 3.1381e-11 | 0.063625 | 2.9887e-11
[120 empty] | 7.3.5.15 Identification and remediation of “at-risk species”WLDFRVegetation ContactBranch (Not overhanging, within 4ft) | WLDFR | HFTD - Distribution - Tier 3 - 5QU CoRE ¦ 4QU LoRE | Red Flag Warning - Destructive Fires | Vegetation Contact | Branch (Not overhanging, within 4ft) | 2030 | 4.6973e-10 | 95.1547 | 4.4697e-08 | 2030 | Mitigation | 0.9 | 30 | 0 | esc | 0.06009 | 2.8226e-11 | 0.06345 | 2.9804e-11 | 0.066806 | 3.1381e-11 | 0.063625 | 2.9887e-11
[120 empty] | 7.3.5.15 Identification and remediation of “at-risk species”WLDFRVegetation ContactBranch (Not overhanging, within 4ft) | WLDFR | HFTD - Distribution - Tier 3 - 5QU CoRE ¦ 4QU LoRE | Red Flag Warning - Destructive Fires | Vegetation Contact | Branch (Not overhanging, within 4ft) | 2031 | 4.6973e-10 | 95.1547 | 4.4697e-08 | 2031 | Mitigation | 0.9 | 30 | 0 | esc | 0.06009 | 2.8226e-11 | 0.06345 | 2.9804e-11 | 0.066806 | 3.1381e-11 | 0.063625 | 2.9887e-11
[120 empty] | 7.3.5.15 Identification and remediation of “at-risk species”WLDFRVegetation ContactBranch (Not overhanging, within 4ft) | WLDFR | HFTD - Distribution - Tier 3 - 5QU CoRE ¦ 4QU LoRE | Red Flag Warning - Destructive Fires | Vegetation Contact | Branch (Not overhanging, within 4ft) | 2032 | 4.6973e-10 | 95.1547 | 4.4697e-08 | 2032 | Mitigation | 0.9 | 30 | 0 | esc | 0.06009 | 2.8226e-11 | 0.06345 | 2.9804e-11 | 0.066806 | 3.1381e-11 | 0.063625 | 2.9887e-11
[120 empty] | 7.3.5.15 Identification and remediation of “at-risk species”WLDFRVegetation ContactBranch (Not overhanging, within 4ft) | WLDFR | HFTD - Distribution - Tier 3 - 5QU CoRE ¦ 4QU LoRE | Red Flag Warning - Destructive Fires | Vegetation Contact | Branch (Not overhanging, within 4ft) | 2033 | 4.6973e-10 | 95.1547 | 4.4697e-08 | 2033 | Mitigation | 0.9 | 30 | 0 | esc | 0.06009 | 2.8226e-11 | 0.06345 | 2.9804e-11 | 0.066806 | 3.1381e-11 | 0.063625 | 2.9887e-11
[120 empty] | 7.3.5.15 Identification and remediation of “at-risk species”WLDFRVegetation ContactBranch (Not overhanging, within 4ft) | WLDFR | HFTD - Distribution - Tier 3 - 5QU CoRE ¦ 4QU LoRE | Red Flag Warning - Destructive Fires | Vegetation Contact | Branch (Not overhanging, within 4ft) | 2034 | 4.6973e-10 | 95.1547 | 4.4697e-08 | 2034 | Mitigation | 0.9 | 30 | 0 | esc | 0.06009 | 2.8226e-11 | 0.06345 | 2.9804e-11 | 0.066806 | 3.1381e-11 | 0.063625 | 2.9887e-11
[120 empty] | 7.3.5.15 Identification and remediation of “at-risk species”WLDFRVegetation ContactBranch (Not overhanging, within 4ft) | WLDFR | HFTD - Distribution - Tier 3 - 5QU CoRE ¦ 4QU LoRE | Red Flag Warning - Destructive Fires | Vegetation Contact | Branch (Not overhanging, within 4ft) | 2035 | 4.6973e-10 | 95.1547 | 4.4697e-08 | 2035 | Mitigation | 0.9 | 30 | 0 | esc | 0.06009 | 2.8226e-11 | 0.06345 | 2.9804e-11 | 0.066806 | 3.1381e-11 | 0.063625 | 2.9887e-11
[120 empty] | 7.3.5.15 Identification and remediation of “at-risk species”WLDFRVegetation ContactBranch (Not overhanging, within 4ft) | WLDFR | HFTD - Distribution - Tier 3 - 5QU CoRE ¦ 4QU LoRE | Red Flag Warning - Destructive Fires | Vegetation Contact | Branch (Not overhanging, within 4ft) | 2036 | 4.6973e-10 | 95.1547 | 4.4697e-08 | 2036 | Mitigation | 0.9 | 30 | 0 | esc | 0.06009 | 2.8226e-11 | 0.06345 | 2.9804e-11 | 0.066806 | 3.1381e-11 | 0.063625 | 2.9887e-11
[120 empty] | 7.3.5.15 Identification and remediation of “at-risk species”WLDFRVegetation ContactBranch (Not overhanging, within 4ft) | WLDFR | HFTD - Distribution - Tier 3 - 5QU CoRE ¦ 4QU LoRE | Red Flag Warning - Destructive Fires | Vegetation Contact | Branch (Not overhanging, within 4ft) | 2037 | 4.6973e-10 | 95.1547 | 4.4697e-08 | 2037 | Mitigation | 0.9 | 30 | 0 | esc | 0.06009 | 2.8226e-11 | 0.06345 | 2.9804e-11 | 0.066806 | 3.1381e-11 | 0.063625 | 2.9887e-11
[120 empty] | 7.3.5.15 Identification and remediation of “at-risk species”WLDFRVegetation ContactBranch (Not overhanging, within 4ft) | WLDFR | HFTD - Distribution - Tier 3 - 5QU CoRE ¦ 4QU LoRE | Red Flag Warning - Destructive Fires | Vegetation Contact | Branch (Not overhanging, within 4ft) | 2038 | 4.6973e-10 | 95.1547 | 4.4697e-08 | 2038 | Mitigation | 0.9 | 30 | 0 | esc | 0.06009 | 2.8226e-11 | 0.06345 | 2.9804e-11 | 0.066806 | 3.1381e-11 | 0.063625 | 2.9887e-11
[120 empty] | 7.3.5.15 Identification and remediation of “at-risk species”WLDFRVegetation ContactBranch (Not overhanging, within 4ft) | WLDFR | HFTD - Distribution - Tier 3 - 5QU CoRE ¦ 4QU LoRE | Red Flag Warning - Destructive Fires | Vegetation Contact | Branch (Not overhanging, within 4ft) | 2039 | 4.6973e-10 | 95.1547 | 4.4697e-08 | 2039 | Mitigation | 0.9 | 30 | 0 | esc | 0.06009 | 2.8226e-11 | 0.06345 | 2.9804e-11 | 0.066806 | 3.1381e-11 | 0.063625 | 2.9887e-11
[120 empty] | 7.3.5.15 Identification and remediation of “at-risk species”WLDFRVegetation ContactBranch (Not overhanging, within 4ft) | WLDFR | HFTD - Distribution - Tier 3 - 5QU CoRE ¦ 4QU LoRE | Red Flag Warning - Destructive Fires | Vegetation Contact | Branch (Not overhanging, within 4ft) | 2040 | 4.6973e-10 | 95.1547 | 4.4697e-08 | 2040 | Mitigation | 0.9 | 30 | 0 | esc | 0.06009 | 2.8226e-11 | 0.06345 | 2.9804e-11 | 0.066806 | 3.1381e-11 | 0.063625 | 2.9887e-11
[120 empty] | 7.3.5.15 Identification and remediation of “at-risk species”WLDFRVegetation ContactBranch (Not overhanging, within 4ft) | WLDFR | HFTD - Distribution - Tier 3 - 5QU CoRE ¦ 4QU LoRE | Red Flag Warning - Destructive Fires | Vegetation Contact | Branch (Not overhanging, within 4ft) | 2041 | 4.6973e-10 | 95.1547 | 4.4697e-08 | 2041 | Mitigation | 0.9 | 30 | 0 | esc | 0.06009 | 2.8226e-11 | 0.06345 | 2.9804e-11 | 0.066806 | 3.1381e-11 | 0.063625 | 2.9887e-11
[120 empty] | 7.3.5.15 Identification and remediation of “at-risk species”WLDFRVegetation ContactBranch (Not overhanging, within 4ft) | WLDFR | HFTD - Distribution - Tier 3 - 5QU CoRE ¦ 4QU LoRE | Red Flag Warning - Destructive Fires | Vegetation Contact | Branch (Not overhanging, within 4ft) | 2042 | 4.6973e-10 | 95.1547 | 4.4697e-08 | 2042 | Mitigation | 0.9 | 30 | 0 | esc | 0.06009 | 2.8226e-11 | 0.06345 | 2.9804e-11 | 0.066806 | 3.1381e-11 | 0.063625 | 2.9887e-11
[120 empty] | 7.3.5.15 Identification and remediation of “at-risk species”WLDFRVegetation ContactBranch (Not overhanging, within 4ft) | WLDFR | HFTD - Distribution - Tier 3 - 5QU CoRE ¦ 4QU LoRE | Red Flag Warning - Destructive Fires | Vegetation Contact | Branch (Not overhanging, within 4ft) | 2043 | 4.6973e-10 | 95.1547 | 4.4697e-08 | 2043 | Mitigation | 0.9 | 30 | 0 | esc | 0.06009 | 2.8226e-11 | 0.06345 | 2.9804e-11 | 0.066806 | 3.1381e-11 | 0.063625 | 2.9887e-11
[120 empty] | 7.3.5.15 Identification and remediation of “at-risk species”WLDFRVegetation ContactBranch (Not overhanging, within 4ft) | WLDFR | HFTD - Distribution - Tier 3 - 5QU CoRE ¦ 4QU LoRE | Red Flag Warning - Destructive Fires | Vegetation Contact | Branch (Not overhanging, within 4ft) | 2044 | 4.6973e-10 | 95.1547 | 4.4697e-08 | 2044 | Mitigation | 0.9 | 30 | 0 | esc | 0.06009 | 2.8226e-11 | 0.06345 | 2.9804e-11 | 0.066806 | 3.1381e-11 | 0.063625 | 2.9887e-11
[120 empty] | 7.3.5.15 Identification and remediation of “at-risk species”WLDFRVegetation ContactBranch (Not overhanging, within 4ft) | WLDFR | HFTD - Distribution - Tier 3 - 5QU CoRE ¦ 4QU LoRE | Red Flag Warning - Destructive Fires | Vegetation Contact | Branch (Not overhanging, within 4ft) | 2045 | 4.6973e-10 | 95.1547 | 4.4697e-08 | 2045 | Mitigation | 0.9 | 30 | 0 | esc | 0.06009 | 2.8226e-11 | 0.06345 | 2.9804e-11 | 0.066806 | 3.1381e-11 | 0.063625 | 2.9887e-11
[120 empty] | 7.3.5.15 Identification and remediation of “at-risk species”WLDFRVegetation ContactBranch (Not overhanging, within 4ft) | WLDFR | HFTD - Distribution - Tier 3 - 5QU CoRE ¦ 4QU LoRE | Red Flag Warning - Destructive Fires | Vegetation Contact | Branch (Not overhanging, within 4ft) | 2046 | 4.6973e-10 | 95.1547 | 4.4697e-08 | 2046 | Mitigation | 0.9 | 30 | 0 | esc | 0.06009 | 2.8226e-11 | 0.06345 | 2.9804e-11 | 0.066806 | 3.1381e-11 | 0.063625 | 2.9887e-11
[120 empty] | 7.3.5.15 Identification and remediation of “at-risk species”WLDFRVegetation ContactBranch (Not overhanging, within 4ft) | WLDFR | HFTD - Distribution - Tier 3 - 5QU CoRE ¦ 4QU LoRE | Red Flag Warning - Destructive Fires | Vegetation Contact | Branch (Not overhanging, within 4ft) | 2047 | 4.6973e-10 | 95.1547 | 4.4697e-08 | 2047 | Mitigation | 0.9 | 30 | 0 | esc | 0.06009 | 2.8226e-11 | 0.06345 | 2.9804e-11 | 0.066806 | 3.1381e-11 | 0.063625 | 2.9887e-11
[120 empty] | 7.3.5.15 Identification and remediation of “at-risk species”WLDFRVegetation ContactBranch (Not overhanging, within 4ft) | WLDFR | HFTD - Distribution - Tier 3 - 5QU CoRE ¦ 4QU LoRE | Red Flag Warning - Destructive Fires | Vegetation Contact | Branch (Not overhanging, within 4ft) | 2048 | 4.6973e-10 | 95.1547 | 4.4697e-08 | 2048 | Mitigation | 0.9 | 30 | 0 | esc | 0.06009 | 2.8226e-11 | 0.06345 | 2.9804e-11 | 0.066806 | 3.1381e-11 | 0.063625 | 2.9887e-11
[120 empty] | 7.3.5.15 Identification and remediation of “at-risk species”WLDFRVegetation ContactBranch (Not overhanging, within 4ft) | WLDFR | HFTD - Distribution - Tier 3 - 5QU CoRE ¦ 4QU LoRE | Red Flag Warning - Destructive Fires | Vegetation Contact | Branch (Not overhanging, within 4ft) | 2049 | 4.6973e-10 | 95.1547 | 4.4697e-08 | 2049 | Mitigation | 0.9 | 30 | 0 | esc | 0.06009 | 2.8226e-11 | 0.06345 | 2.9804e-11 | 0.066806 | 3.1381e-11 | 0.063625 | 2.9887e-11
[120 empty] | 7.3.5.15 Identification and remediation of “at-risk species”WLDFRVegetation ContactBranch (Not overhanging, within 4ft) | WLDFR | HFTD - Distribution - Tier 3 - 5QU CoRE ¦ 4QU LoRE | Red Flag Warning - Destructive Fires | Vegetation Contact | Branch (Not overhanging, within 4ft) | 2050 | 4.6973e-10 | 95.1547 | 4.4697e-08 | 2050 | Mitigation | 0.9 | 30 | 0 | esc | 0 | 0 | 0.06345 | 2.9804e-11 | 0.066806 | 3.1381e-11 | 0.063625 | 2.9887e-11
[120 empty] | 7.3.5.15 Identification and remediation of “at-risk species”WLDFRVegetation ContactBranch (Not overhanging, within 4ft) | WLDFR | HFTD - Distribution - Tier 3 - 5QU CoRE ¦ 4QU LoRE | Red Flag Warning - Destructive Fires | Vegetation Contact | Branch (Not overhanging, within 4ft) | 2051 | 4.6973e-10 | 95.1547 | 4.4697e-08 | 2051 | Mitigation | 0.9 | 30 | 0 | esc | 0 | 0 | 0 | 0 | 0.066806 | 3.1381e-11 | 0.063625 | 2.9887e-11
[120 empty] | 7.3.5.15 Identification and remediation of “at-risk species”WLDFRVegetation ContactBranch (Not overhanging, within 4ft) | WLDFR | HFTD - Distribution - Tier 3 - 5QU CoRE ¦ 4QU LoRE | Red Flag Warning - Destructive Fires | Vegetation Contact | Branch (Not overhanging, within 4ft) | 2052 | 4.6973e-10 | 95.1547 | 4.4697e-08 | 2052 | Mitigation | 0.9 | 30 | 0 | esc | 0 | 0 | 0 | 0 | 0 | 0 | 0.063625 | 2.9887e-11
[120 empty] | 7.3.5.15 Identification and remediation of “at-risk species”WLDFRVegetation ContactBranch (OverHanging) | WLDFR | HFTD - Distribution - Tier 3 - 5QU CoRE ¦ 4QU LoRE | Red Flag Warning - Destructive Fires | Vegetation Contact | Branch (OverHanging) | 2022 | 2.8112e-08 | 95.1547 | 2.675e-06 | 2022 | Mitigation | 0.9 | 30 | 0 | esc | 0.06009 | 1.6892e-09 | 0.06345 | 1.7837e-09 | 0.066806 | 1.8781e-09 | 0 | 0
[120 empty] | 7.3.5.15 Identification and remediation of “at-risk species”WLDFRVegetation ContactBranch (OverHanging) | WLDFR | HFTD - Distribution - Tier 3 - 5QU CoRE ¦ 4QU LoRE | Red Flag Warning - Destructive Fires | Vegetation Contact | Branch (OverHanging) | 2023 | 2.8112e-08 | 95.1547 | 2.675e-06 | 2023 | Mitigation | 0.9 | 30 | 0 | esc | 0.06009 | 1.6892e-09 | 0.06345 | 1.7837e-09 | 0.066806 | 1.8781e-09 | 0.063625 | 1.7886e-09
[120 empty] | 7.3.5.15 Identification and remediation of “at-risk species”WLDFRVegetation ContactBranch (OverHanging) | WLDFR | HFTD - Distribution - Tier 3 - 5QU CoRE ¦ 4QU LoRE | Red Flag Warning - Destructive Fires | Vegetation Contact | Branch (OverHanging) | 2024 | 2.8112e-08 | 95.1547 | 2.675e-06 | 2024 | Mitigation | 0.9 | 30 | 0 | esc | 0.06009 | 1.6892e-09 | 0.06345 | 1.7837e-09 | 0.066806 | 1.8781e-09 | 0.063625 | 1.7886e-09
[120 empty] | 7.3.5.15 Identification and remediation of “at-risk species”WLDFRVegetation ContactBranch (OverHanging) | WLDFR | HFTD - Distribution - Tier 3 - 5QU CoRE ¦ 4QU LoRE | Red Flag Warning - Destructive Fires | Vegetation Contact | Branch (OverHanging) | 2025 | 2.8112e-08 | 95.1547 | 2.675e-06 | 2025 | Mitigation | 0.9 | 30 | 0 | esc | 0.06009 | 1.6892e-09 | 0.06345 | 1.7837e-09 | 0.066806 | 1.8781e-09 | 0.063625 | 1.7886e-09
[120 empty] | 7.3.5.15 Identification and remediation of “at-risk species”WLDFRVegetation ContactBranch (OverHanging) | WLDFR | HFTD - Distribution - Tier 3 - 5QU CoRE ¦ 4QU LoRE | Red Flag Warning - Destructive Fires | Vegetation Contact | Branch (OverHanging) | 2026 | 2.8112e-08 | 95.1547 | 2.675e-06 | 2026 | Mitigation | 0.9 | 30 | 0 | esc | 0.06009 | 1.6892e-09 | 0.06345 | 1.7837e-09 | 0.066806 | 1.8781e-09 | 0.063625 | 1.7886e-09
[120 empty] | 7.3.5.15 Identification and remediation of “at-risk species”WLDFRVegetation ContactBranch (OverHanging) | WLDFR | HFTD - Distribution - Tier 3 - 5QU CoRE ¦ 4QU LoRE | Red Flag Warning - Destructive Fires | Vegetation Contact | Branch (OverHanging) | 2027 | 2.8112e-08 | 95.1547 | 2.675e-06 | 2027 | Mitigation | 0.9 | 30 | 0 | esc | 0.06009 | 1.6892e-09 | 0.06345 | 1.7837e-09 | 0.066806 | 1.8781e-09 | 0.063625 | 1.7886e-09
[120 empty] | 7.3.5.15 Identification and remediation of “at-risk species”WLDFRVegetation ContactBranch (OverHanging) | WLDFR | HFTD - Distribution - Tier 3 - 5QU CoRE ¦ 4QU LoRE | Red Flag Warning - Destructive Fires | Vegetation Contact | Branch (OverHanging) | 2028 | 2.8112e-08 | 95.1547 | 2.675e-06 | 2028 | Mitigation | 0.9 | 30 | 0 | esc | 0.06009 | 1.6892e-09 | 0.06345 | 1.7837e-09 | 0.066806 | 1.8781e-09 | 0.063625 | 1.7886e-09
[120 empty] | 7.3.5.15 Identification and remediation of “at-risk species”WLDFRVegetation ContactBranch (OverHanging) | WLDFR | HFTD - Distribution - Tier 3 - 5QU CoRE ¦ 4QU LoRE | Red Flag Warning - Destructive Fires | Vegetation Contact | Branch (OverHanging) | 2029 | 2.8112e-08 | 95.1547 | 2.675e-06 | 2029 | Mitigation | 0.9 | 30 | 0 | esc | 0.06009 | 1.6892e-09 | 0.06345 | 1.7837e-09 | 0.066806 | 1.8781e-09 | 0.063625 | 1.7886e-09
[120 empty] | 7.3.5.15 Identification and remediation of “at-risk species”WLDFRVegetation ContactBranch (OverHanging) | WLDFR | HFTD - Distribution - Tier 3 - 5QU CoRE ¦ 4QU LoRE | Red Flag Warning - Destructive Fires | Vegetation Contact | Branch (OverHanging) | 2030 | 2.8112e-08 | 95.1547 | 2.675e-06 | 2030 | Mitigation | 0.9 | 30 | 0 | esc | 0.06009 | 1.6892e-09 | 0.06345 | 1.7837e-09 | 0.066806 | 1.8781e-09 | 0.063625 | 1.7886e-09
[120 empty] | 7.3.5.15 Identification and remediation of “at-risk species”WLDFRVegetation ContactBranch (OverHanging) | WLDFR | HFTD - Distribution - Tier 3 - 5QU CoRE ¦ 4QU LoRE | Red Flag Warning - Destructive Fires | Vegetation Contact | Branch (OverHanging) | 2031 | 2.8112e-08 | 95.1547 | 2.675e-06 | 2031 | Mitigation | 0.9 | 30 | 0 | esc | 0.06009 | 1.6892e-09 | 0.06345 | 1.7837e-09 | 0.066806 | 1.8781e-09 | 0.063625 | 1.7886e-09
[120 empty] | 7.3.5.15 Identification and remediation of “at-risk species”WLDFRVegetation ContactBranch (OverHanging) | WLDFR | HFTD - Distribution - Tier 3 - 5QU CoRE ¦ 4QU LoRE | Red Flag Warning - Destructive Fires | Vegetation Contact | Branch (OverHanging) | 2032 | 2.8112e-08 | 95.1547 | 2.675e-06 | 2032 | Mitigation | 0.9 | 30 | 0 | esc | 0.06009 | 1.6892e-09 | 0.06345 | 1.7837e-09 | 0.066806 | 1.8781e-09 | 0.063625 | 1.7886e-09
[120 empty] | 7.3.5.15 Identification and remediation of “at-risk species”WLDFRVegetation ContactBranch (OverHanging) | WLDFR | HFTD - Distribution - Tier 3 - 5QU CoRE ¦ 4QU LoRE | Red Flag Warning - Destructive Fires | Vegetation Contact | Branch (OverHanging) | 2033 | 2.8112e-08 | 95.1547 | 2.675e-06 | 2033 | Mitigation | 0.9 | 30 | 0 | esc | 0.06009 | 1.6892e-09 | 0.06345 | 1.7837e-09 | 0.066806 | 1.8781e-09 | 0.063625 | 1.7886e-09
[120 empty] | 7.3.5.15 Identification and remediation of “at-risk species”WLDFRVegetation ContactBranch (OverHanging) | WLDFR | HFTD - Distribution - Tier 3 - 5QU CoRE ¦ 4QU LoRE | Red Flag Warning - Destructive Fires | Vegetation Contact | Branch (OverHanging) | 2034 | 2.8112e-08 | 95.1547 | 2.675e-06 | 2034 | Mitigation | 0.9 | 30 | 0 | esc | 0.06009 | 1.6892e-09 | 0.06345 | 1.7837e-09 | 0.066806 | 1.8781e-09 | 0.063625 | 1.7886e-09
[120 empty] | 7.3.5.15 Identification and remediation of “at-risk species”WLDFRVegetation ContactBranch (OverHanging) | WLDFR | HFTD - Distribution - Tier 3 - 5QU CoRE ¦ 4QU LoRE | Red Flag Warning - Destructive Fires | Vegetation Contact | Branch (OverHanging) | 2035 | 2.8112e-08 | 95.1547 | 2.675e-06 | 2035 | Mitigation | 0.9 | 30 | 0 | esc | 0.06009 | 1.6892e-09 | 0.06345 | 1.7837e-09 | 0.066806 | 1.8781e-09 | 0.063625 | 1.7886e-09
[120 empty] | 7.3.5.15 Identification and remediation of “at-risk species”WLDFRVegetation ContactBranch (OverHanging) | WLDFR | HFTD - Distribution - Tier 3 - 5QU CoRE ¦ 4QU LoRE | Red Flag Warning - Destructive Fires | Vegetation Contact | Branch (OverHanging) | 2036 | 2.8112e-08 | 95.1547 | 2.675e-06 | 2036 | Mitigation | 0.9 | 30 | 0 | esc | 0.06009 | 1.6892e-09 | 0.06345 | 1.7837e-09 | 0.066806 | 1.8781e-09 | 0.063625 | 1.7886e-09
[120 empty] | 7.3.5.15 Identification and remediation of “at-risk species”WLDFRVegetation ContactBranch (OverHanging) | WLDFR | HFTD - Distribution - Tier 3 - 5QU CoRE ¦ 4QU LoRE | Red Flag Warning - Destructive Fires | Vegetation Contact | Branch (OverHanging) | 2037 | 2.8112e-08 | 95.1547 | 2.675e-06 | 2037 | Mitigation | 0.9 | 30 | 0 | esc | 0.06009 | 1.6892e-09 | 0.06345 | 1.7837e-09 | 0.066806 | 1.8781e-09 | 0.063625 | 1.7886e-09
[120 empty] | 7.3.5.15 Identification and remediation of “at-risk species”WLDFRVegetation ContactBranch (OverHanging) | WLDFR | HFTD - Distribution - Tier 3 - 5QU CoRE ¦ 4QU LoRE | Red Flag Warning - Destructive Fires | Vegetation Contact | Branch (OverHanging) | 2038 | 2.8112e-08 | 95.1547 | 2.675e-06 | 2038 | Mitigation | 0.9 | 30 | 0 | esc | 0.06009 | 1.6892e-09 | 0.06345 | 1.7837e-09 | 0.066806 | 1.8781e-09 | 0.063625 | 1.7886e-09
[120 empty] | 7.3.5.15 Identification and remediation of “at-risk species”WLDFRVegetation ContactBranch (OverHanging) | WLDFR | HFTD - Distribution - Tier 3 - 5QU CoRE ¦ 4QU LoRE | Red Flag Warning - Destructive Fires | Vegetation Contact | Branch (OverHanging) | 2039 | 2.8112e-08 | 95.1547 | 2.675e-06 | 2039 | Mitigation | 0.9 | 30 | 0 | esc | 0.06009 | 1.6892e-09 | 0.06345 | 1.7837e-09 | 0.066806 | 1.8781e-09 | 0.063625 | 1.7886e-09
[120 empty] | 7.3.5.15 Identification and remediation of “at-risk species”WLDFRVegetation ContactBranch (OverHanging) | WLDFR | HFTD - Distribution - Tier 3 - 5QU CoRE ¦ 4QU LoRE | Red Flag Warning - Destructive Fires | Vegetation Contact | Branch (OverHanging) | 2040 | 2.8112e-08 | 95.1547 | 2.675e-06 | 2040 | Mitigation | 0.9 | 30 | 0 | esc | 0.06009 | 1.6892e-09 | 0.06345 | 1.7837e-09 | 0.066806 | 1.8781e-09 | 0.063625 | 1.7886e-09
[120 empty] | 7.3.5.15 Identification and remediation of “at-risk species”WLDFRVegetation ContactBranch (OverHanging) | WLDFR | HFTD - Distribution - Tier 3 - 5QU CoRE ¦ 4QU LoRE | Red Flag Warning - Destructive Fires | Vegetation Contact | Branch (OverHanging) | 2041 | 2.8112e-08 | 95.1547 | 2.675e-06 | 2041 | Mitigation | 0.9 | 30 | 0 | esc | 0.06009 | 1.6892e-09 | 0.06345 | 1.7837e-09 | 0.066806 | 1.8781e-09 | 0.063625 | 1.7886e-09
[120 empty] | 7.3.5.15 Identification and remediation of “at-risk species”WLDFRVegetation ContactBranch (OverHanging) | WLDFR | HFTD - Distribution - Tier 3 - 5QU CoRE ¦ 4QU LoRE | Red Flag Warning - Destructive Fires | Vegetation Contact | Branch (OverHanging) | 2042 | 2.8112e-08 | 95.1547 | 2.675e-06 | 2042 | Mitigation | 0.9 | 30 | 0 | esc | 0.06009 | 1.6892e-09 | 0.06345 | 1.7837e-09 | 0.066806 | 1.8781e-09 | 0.063625 | 1.7886e-09
[120 empty] | 7.3.5.15 Identification and remediation of “at-risk species”WLDFRVegetation ContactBranch (OverHanging) | WLDFR | HFTD - Distribution - Tier 3 - 5QU CoRE ¦ 4QU LoRE | Red Flag Warning - Destructive Fires | Vegetation Contact | Branch (OverHanging) | 2043 | 2.8112e-08 | 95.1547 | 2.675e-06 | 2043 | Mitigation | 0.9 | 30 | 0 | esc | 0.06009 | 1.6892e-09 | 0.06345 | 1.7837e-09 | 0.066806 | 1.8781e-09 | 0.063625 | 1.7886e-09
[120 empty] | 7.3.5.15 Identification and remediation of “at-risk species”WLDFRVegetation ContactBranch (OverHanging) | WLDFR | HFTD - Distribution - Tier 3 - 5QU CoRE ¦ 4QU LoRE | Red Flag Warning - Destructive Fires | Vegetation Contact | Branch (OverHanging) | 2044 | 2.8112e-08 | 95.1547 | 2.675e-06 | 2044 | Mitigation | 0.9 | 30 | 0 | esc | 0.06009 | 1.6892e-09 | 0.06345 | 1.7837e-09 | 0.066806 | 1.8781e-09 | 0.063625 | 1.7886e-09
[120 empty] | 7.3.5.15 Identification and remediation of “at-risk species”WLDFRVegetation ContactBranch (OverHanging) | WLDFR | HFTD - Distribution - Tier 3 - 5QU CoRE ¦ 4QU LoRE | Red Flag Warning - Destructive Fires | Vegetation Contact | Branch (OverHanging) | 2045 | 2.8112e-08 | 95.1547 | 2.675e-06 | 2045 | Mitigation | 0.9 | 30 | 0 | esc | 0.06009 | 1.6892e-09 | 0.06345 | 1.7837e-09 | 0.066806 | 1.8781e-09 | 0.063625 | 1.7886e-09
[120 empty] | 7.3.5.15 Identification and remediation of “at-risk species”WLDFRVegetation ContactBranch (OverHanging) | WLDFR | HFTD - Distribution - Tier 3 - 5QU CoRE ¦ 4QU LoRE | Red Flag Warning - Destructive Fires | Vegetation Contact | Branch (OverHanging) | 2046 | 2.8112e-08 | 95.1547 | 2.675e-06 | 2046 | Mitigation | 0.9 | 30 | 0 | esc | 0.06009 | 1.6892e-09 | 0.06345 | 1.7837e-09 | 0.066806 | 1.8781e-09 | 0.063625 | 1.7886e-09
[120 empty] | 7.3.5.15 Identification and remediation of “at-risk species”WLDFRVegetation ContactBranch (OverHanging) | WLDFR | HFTD - Distribution - Tier 3 - 5QU CoRE ¦ 4QU LoRE | Red Flag Warning - Destructive Fires | Vegetation Contact | Branch (OverHanging) | 2047 | 2.8112e-08 | 95.1547 | 2.675e-06 | 2047 | Mitigation | 0.9 | 30 | 0 | esc | 0.06009 | 1.6892e-09 | 0.06345 | 1.7837e-09 | 0.066806 | 1.8781e-09 | 0.063625 | 1.7886e-09
[120 empty] | 7.3.5.15 Identification and remediation of “at-risk species”WLDFRVegetation ContactBranch (OverHanging) | WLDFR | HFTD - Distribution - Tier 3 - 5QU CoRE ¦ 4QU LoRE | Red Flag Warning - Destructive Fires | Vegetation Contact | Branch (OverHanging) | 2048 | 2.8112e-08 | 95.1547 | 2.675e-06 | 2048 | Mitigation | 0.9 | 30 | 0 | esc | 0.06009 | 1.6892e-09 | 0.06345 | 1.7837e-09 | 0.066806 | 1.8781e-09 | 0.063625 | 1.7886e-09
[120 empty] | 7.3.5.15 Identification and remediation of “at-risk species”WLDFRVegetation ContactBranch (OverHanging) | WLDFR | HFTD - Distribution - Tier 3 - 5QU CoRE ¦ 4QU LoRE | Red Flag Warning - Destructive Fires | Vegetation Contact | Branch (OverHanging) | 2049 | 2.8112e-08 | 95.1547 | 2.675e-06 | 2049 | Mitigation | 0.9 | 30 | 0 | esc | 0.06009 | 1.6892e-09 | 0.06345 | 1.7837e-09 | 0.066806 | 1.8781e-09 | 0.063625 | 1.7886e-09
[120 empty] | 7.3.5.15 Identification and remediation of “at-risk species”WLDFRVegetation ContactBranch (OverHanging) | WLDFR | HFTD - Distribution - Tier 3 - 5QU CoRE ¦ 4QU LoRE | Red Flag Warning - Destructive Fires | Vegetation Contact | Branch (OverHanging) | 2050 | 2.8112e-08 | 95.1547 | 2.675e-06 | 2050 | Mitigation | 0.9 | 30 | 0 | esc | 0 | 0 | 0.06345 | 1.7837e-09 | 0.066806 | 1.8781e-09 | 0.063625 | 1.7886e-09
[120 empty] | 7.3.5.15 Identification and remediation of “at-risk species”WLDFRVegetation ContactBranch (OverHanging) | WLDFR | HFTD - Distribution - Tier 3 - 5QU CoRE ¦ 4QU LoRE | Red Flag Warning - Destructive Fires | Vegetation Contact | Branch (OverHanging) | 2051 | 2.8112e-08 | 95.1547 | 2.675e-06 | 2051 | Mitigation | 0.9 | 30 | 0 | esc | 0 | 0 | 0 | 0 | 0.066806 | 1.8781e-09 | 0.063625 | 1.7886e-09
[120 empty] | 7.3.5.15 Identification and remediation of “at-risk species”WLDFRVegetation ContactBranch (OverHanging) | WLDFR | HFTD - Distribution - Tier 3 - 5QU CoRE ¦ 4QU LoRE | Red Flag Warning - Destructive Fires | Vegetation Contact | Branch (OverHanging) | 2052 | 2.8112e-08 | 95.1547 | 2.675e-06 | 2052 | Mitigation | 0.9 | 30 | 0 | esc | 0 | 0 | 0 | 0 | 0 | 0 | 0.063625 | 1.7886e-09
[120 empty] | 7.3.5.15 Identification and remediation of “at-risk species”WLDFRVegetation ContactFell into (Moderate-Severe defect) | WLDFR | HFTD - Distribution - Tier 3 - 5QU CoRE ¦ 4QU LoRE | Red Flag Warning - Destructive Fires | Vegetation Contact | Fell into (Moderate-Severe defect) | 2022 | 7.9531e-09 | 95.1547 | 7.5677e-07 | 2022 | Mitigation | 0.95 | 1 | 0 | esc | 0 | 0 | 0 | 0 | 0.070518 | 5.6083e-10 | 0 | 0
[120 empty] | 7.3.5.15 Identification and remediation of “at-risk species”WLDFRVegetation ContactFell into (Moderate-Severe defect) | WLDFR | HFTD - Distribution - Tier 3 - 5QU CoRE ¦ 4QU LoRE | Red Flag Warning - Destructive Fires | Vegetation Contact | Fell into (Moderate-Severe defect) | 2023 | 7.9531e-09 | 95.1547 | 7.5677e-07 | 2023 | Mitigation | 0.95 | 1 | 0 | esc | 0 | 0 | 0 | 0 | 0 | 0 | 0.06716 | 5.3413e-10
[120 empty] | 7.3.5.15 Identification and remediation of “at-risk species”WLDFRVegetation ContactFell into (slight defect) | WLDFR | HFTD - Distribution - Tier 3 - 5QU CoRE ¦ 4QU LoRE | Red Flag Warning - Destructive Fires | Vegetation Contact | Fell into (slight defect) | 2022 | 8.8182e-09 | 95.1547 | 8.391e-07 | 2022 | Mitigation | 0.5 | 1 | 0 | esc | 0 | 0 | 0 | 0 | 0.037115 | 3.2729e-10 | 0 | 0
[120 empty] | 7.3.5.15 Identification and remediation of “at-risk species”WLDFRVegetation ContactFell into (slight defect) | WLDFR | HFTD - Distribution - Tier 3 - 5QU CoRE ¦ 4QU LoRE | Red Flag Warning - Destructive Fires | Vegetation Contact | Fell into (slight defect) | 2023 | 8.8182e-09 | 95.1547 | 8.391e-07 | 2023 | Mitigation | 0.5 | 1 | 0 | esc | 0 | 0 | 0 | 0 | 0 | 0 | 0.035347 | 3.117e-10
[120 empty] | 7.3.5.15 Identification and remediation of “at-risk species”WLDFRVegetation ContactGrow Into | WLDFR | HFTD - Distribution - Tier 3 - 5QU CoRE ¦ 4QU LoRE | Red Flag Warning - Destructive Fires | Vegetation Contact | Grow Into | 2022 | 9.2314e-10 | 95.1547 | 8.7841e-08 | 2022 | Mitigation | 0.5 | 1 | 0 | esc | 0 | 0 | 0 | 0 | 0.037115 | 3.4262e-11 | 0 | 0
[120 empty] | 7.3.5.15 Identification and remediation of “at-risk species”WLDFRVegetation ContactGrow Into | WLDFR | HFTD - Distribution - Tier 3 - 5QU CoRE ¦ 4QU LoRE | Red Flag Warning - Destructive Fires | Vegetation Contact | Grow Into | 2023 | 9.2314e-10 | 95.1547 | 8.7841e-08 | 2023 | Mitigation | 0.5 | 1 | 0 | esc | 0 | 0 | 0 | 0 | 0 | 0 | 0.035347 | 3.263e-11
[120 empty] | 7.3.5.15 Identification and remediation of “at-risk species”WLDFRVegetation ContactBranch (Not overhanging, 4-12ft) | WLDFR | HFTD - Distribution - Tier 3 - 5QU CoRE ¦ 4QU LoRE | Red Flag Warning - Large Fires | Vegetation Contact | Branch (Not overhanging, 4-12ft) | 2022 | 9.5416e-08 | 95.1547 | 9.0792e-06 | 2022 | Mitigation | 0.5 | 30 | 0 | esc | 0.033383 | 3.1853e-09 | 0.03525 | 3.3634e-09 | 0.037115 | 3.5413e-09 | 0 | 0
[120 empty] | 7.3.5.15 Identification and remediation of “at-risk species”WLDFRVegetation ContactBranch (Not overhanging, 4-12ft) | WLDFR | HFTD - Distribution - Tier 3 - 5QU CoRE ¦ 4QU LoRE | Red Flag Warning - Large Fires | Vegetation Contact | Branch (Not overhanging, 4-12ft) | 2023 | 9.5416e-08 | 95.1547 | 9.0792e-06 | 2023 | Mitigation | 0.5 | 30 | 0 | esc | 0.033383 | 3.1853e-09 | 0.03525 | 3.3634e-09 | 0.037115 | 3.5413e-09 | 0.035347 | 3.3727e-09
[120 empty] | 7.3.5.15 Identification and remediation of “at-risk species”WLDFRVegetation ContactBranch (Not overhanging, 4-12ft) | WLDFR | HFTD - Distribution - Tier 3 - 5QU CoRE ¦ 4QU LoRE | Red Flag Warning - Large Fires | Vegetation Contact | Branch (Not overhanging, 4-12ft) | 2024 | 9.5416e-08 | 95.1547 | 9.0792e-06 | 2024 | Mitigation | 0.5 | 30 | 0 | esc | 0.033383 | 3.1853e-09 | 0.03525 | 3.3634e-09 | 0.037115 | 3.5413e-09 | 0.035347 | 3.3727e-09
[120 empty] | 7.3.5.15 Identification and remediation of “at-risk species”WLDFRVegetation ContactBranch (Not overhanging, 4-12ft) | WLDFR | HFTD - Distribution - Tier 3 - 5QU CoRE ¦ 4QU LoRE | Red Flag Warning - Large Fires | Vegetation Contact | Branch (Not overhanging, 4-12ft) | 2025 | 9.5416e-08 | 95.1547 | 9.0792e-06 | 2025 | Mitigation | 0.5 | 30 | 0 | esc | 0.033383 | 3.1853e-09 | 0.03525 | 3.3634e-09 | 0.037115 | 3.5413e-09 | 0.035347 | 3.3727e-09
[120 empty] | 7.3.5.15 Identification and remediation of “at-risk species”WLDFRVegetation ContactBranch (Not overhanging, 4-12ft) | WLDFR | HFTD - Distribution - Tier 3 - 5QU CoRE ¦ 4QU LoRE | Red Flag Warning - Large Fires | Vegetation Contact | Branch (Not overhanging, 4-12ft) | 2026 | 9.5416e-08 | 95.1547 | 9.0792e-06 | 2026 | Mitigation | 0.5 | 30 | 0 | esc | 0.033383 | 3.1853e-09 | 0.03525 | 3.3634e-09 | 0.037115 | 3.5413e-09 | 0.035347 | 3.3727e-09
[120 empty] | 7.3.5.15 Identification and remediation of “at-risk species”WLDFRVegetation ContactBranch (Not overhanging, 4-12ft) | WLDFR | HFTD - Distribution - Tier 3 - 5QU CoRE ¦ 4QU LoRE | Red Flag Warning - Large Fires | Vegetation Contact | Branch (Not overhanging, 4-12ft) | 2027 | 9.5416e-08 | 95.1547 | 9.0792e-06 | 2027 | Mitigation | 0.5 | 30 | 0 | esc | 0.033383 | 3.1853e-09 | 0.03525 | 3.3634e-09 | 0.037115 | 3.5413e-09 | 0.035347 | 3.3727e-09
[120 empty] | 7.3.5.15 Identification and remediation of “at-risk species”WLDFRVegetation ContactBranch (Not overhanging, 4-12ft) | WLDFR | HFTD - Distribution - Tier 3 - 5QU CoRE ¦ 4QU LoRE | Red Flag Warning - Large Fires | Vegetation Contact | Branch (Not overhanging, 4-12ft) | 2028 | 9.5416e-08 | 95.1547 | 9.0792e-06 | 2028 | Mitigation | 0.5 | 30 | 0 | esc | 0.033383 | 3.1853e-09 | 0.03525 | 3.3634e-09 | 0.037115 | 3.5413e-09 | 0.035347 | 3.3727e-09
[120 empty] | 7.3.5.15 Identification and remediation of “at-risk species”WLDFRVegetation ContactBranch (Not overhanging, 4-12ft) | WLDFR | HFTD - Distribution - Tier 3 - 5QU CoRE ¦ 4QU LoRE | Red Flag Warning - Large Fires | Vegetation Contact | Branch (Not overhanging, 4-12ft) | 2029 | 9.5416e-08 | 95.1547 | 9.0792e-06 | 2029 | Mitigation | 0.5 | 30 | 0 | esc | 0.033383 | 3.1853e-09 | 0.03525 | 3.3634e-09 | 0.037115 | 3.5413e-09 | 0.035347 | 3.3727e-09
[120 empty] | 7.3.5.15 Identification and remediation of “at-risk species”WLDFRVegetation ContactBranch (Not overhanging, 4-12ft) | WLDFR | HFTD - Distribution - Tier 3 - 5QU CoRE ¦ 4QU LoRE | Red Flag Warning - Large Fires | Vegetation Contact | Branch (Not overhanging, 4-12ft) | 2030 | 9.5416e-08 | 95.1547 | 9.0792e-06 | 2030 | Mitigation | 0.5 | 30 | 0 | esc | 0.033383 | 3.1853e-09 | 0.03525 | 3.3634e-09 | 0.037115 | 3.5413e-09 | 0.035347 | 3.3727e-09
[120 empty] | 7.3.5.15 Identification and remediation of “at-risk species”WLDFRVegetation ContactBranch (Not overhanging, 4-12ft) | WLDFR | HFTD - Distribution - Tier 3 - 5QU CoRE ¦ 4QU LoRE | Red Flag Warning - Large Fires | Vegetation Contact | Branch (Not overhanging, 4-12ft) | 2031 | 9.5416e-08 | 95.1547 | 9.0792e-06 | 2031 | Mitigation | 0.5 | 30 | 0 | esc | 0.033383 | 3.1853e-09 | 0.03525 | 3.3634e-09 | 0.037115 | 3.5413e-09 | 0.035347 | 3.3727e-09
[120 empty] | 7.3.5.15 Identification and remediation of “at-risk species”WLDFRVegetation ContactBranch (Not overhanging, 4-12ft) | WLDFR | HFTD - Distribution - Tier 3 - 5QU CoRE ¦ 4QU LoRE | Red Flag Warning - Large Fires | Vegetation Contact | Branch (Not overhanging, 4-12ft) | 2032 | 9.5416e-08 | 95.1547 | 9.0792e-06 | 2032 | Mitigation | 0.5 | 30 | 0 | esc | 0.033383 | 3.1853e-09 | 0.03525 | 3.3634e-09 | 0.037115 | 3.5413e-09 | 0.035347 | 3.3727e-09
[120 empty] | 7.3.5.15 Identification and remediation of “at-risk species”WLDFRVegetation ContactBranch (Not overhanging, 4-12ft) | WLDFR | HFTD - Distribution - Tier 3 - 5QU CoRE ¦ 4QU LoRE | Red Flag Warning - Large Fires | Vegetation Contact | Branch (Not overhanging, 4-12ft) | 2033 | 9.5416e-08 | 95.1547 | 9.0792e-06 | 2033 | Mitigation | 0.5 | 30 | 0 | esc | 0.033383 | 3.1853e-09 | 0.03525 | 3.3634e-09 | 0.037115 | 3.5413e-09 | 0.035347 | 3.3727e-09
[120 empty] | 7.3.5.15 Identification and remediation of “at-risk species”WLDFRVegetation ContactBranch (Not overhanging, 4-12ft) | WLDFR | HFTD - Distribution - Tier 3 - 5QU CoRE ¦ 4QU LoRE | Red Flag Warning - Large Fires | Vegetation Contact | Branch (Not overhanging, 4-12ft) | 2034 | 9.5416e-08 | 95.1547 | 9.0792e-06 | 2034 | Mitigation | 0.5 | 30 | 0 | esc | 0.033383 | 3.1853e-09 | 0.03525 | 3.3634e-09 | 0.037115 | 3.5413e-09 | 0.035347 | 3.3727e-09
[120 empty] | 7.3.5.15 Identification and remediation of “at-risk species”WLDFRVegetation ContactBranch (Not overhanging, 4-12ft) | WLDFR | HFTD - Distribution - Tier 3 - 5QU CoRE ¦ 4QU LoRE | Red Flag Warning - Large Fires | Vegetation Contact | Branch (Not overhanging, 4-12ft) | 2035 | 9.5416e-08 | 95.1547 | 9.0792e-06 | 2035 | Mitigation | 0.5 | 30 | 0 | esc | 0.033383 | 3.1853e-09 | 0.03525 | 3.3634e-09 | 0.037115 | 3.5413e-09 | 0.035347 | 3.3727e-09
[120 empty] | 7.3.5.15 Identification and remediation of “at-risk species”WLDFRVegetation ContactBranch (Not overhanging, 4-12ft) | WLDFR | HFTD - Distribution - Tier 3 - 5QU CoRE ¦ 4QU LoRE | Red Flag Warning - Large Fires | Vegetation Contact | Branch (Not overhanging, 4-12ft) | 2036 | 9.5416e-08 | 95.1547 | 9.0792e-06 | 2036 | Mitigation | 0.5 | 30 | 0 | esc | 0.033383 | 3.1853e-09 | 0.03525 | 3.3634e-09 | 0.037115 | 3.5413e-09 | 0.035347 | 3.3727e-09
[120 empty] | 7.3.5.15 Identification and remediation of “at-risk species”WLDFRVegetation ContactBranch (Not overhanging, 4-12ft) | WLDFR | HFTD - Distribution - Tier 3 - 5QU CoRE ¦ 4QU LoRE | Red Flag Warning - Large Fires | Vegetation Contact | Branch (Not overhanging, 4-12ft) | 2037 | 9.5416e-08 | 95.1547 | 9.0792e-06 | 2037 | Mitigation | 0.5 | 30 | 0 | esc | 0.033383 | 3.1853e-09 | 0.03525 | 3.3634e-09 | 0.037115 | 3.5413e-09 | 0.035347 | 3.3727e-09
[120 empty] | 7.3.5.15 Identification and remediation of “at-risk species”WLDFRVegetation ContactBranch (Not overhanging, 4-12ft) | WLDFR | HFTD - Distribution - Tier 3 - 5QU CoRE ¦ 4QU LoRE | Red Flag Warning - Large Fires | Vegetation Contact | Branch (Not overhanging, 4-12ft) | 2038 | 9.5416e-08 | 95.1547 | 9.0792e-06 | 2038 | Mitigation | 0.5 | 30 | 0 | esc | 0.033383 | 3.1853e-09 | 0.03525 | 3.3634e-09 | 0.037115 | 3.5413e-09 | 0.035347 | 3.3727e-09
[120 empty] | 7.3.5.15 Identification and remediation of “at-risk species”WLDFRVegetation ContactBranch (Not overhanging, 4-12ft) | WLDFR | HFTD - Distribution - Tier 3 - 5QU CoRE ¦ 4QU LoRE | Red Flag Warning - Large Fires | Vegetation Contact | Branch (Not overhanging, 4-12ft) | 2039 | 9.5416e-08 | 95.1547 | 9.0792e-06 | 2039 | Mitigation | 0.5 | 30 | 0 | esc | 0.033383 | 3.1853e-09 | 0.03525 | 3.3634e-09 | 0.037115 | 3.5413e-09 | 0.035347 | 3.3727e-09
[120 empty] | 7.3.5.15 Identification and remediation of “at-risk species”WLDFRVegetation ContactBranch (Not overhanging, 4-12ft) | WLDFR | HFTD - Distribution - Tier 3 - 5QU CoRE ¦ 4QU LoRE | Red Flag Warning - Large Fires | Vegetation Contact | Branch (Not overhanging, 4-12ft) | 2040 | 9.5416e-08 | 95.1547 | 9.0792e-06 | 2040 | Mitigation | 0.5 | 30 | 0 | esc | 0.033383 | 3.1853e-09 | 0.03525 | 3.3634e-09 | 0.037115 | 3.5413e-09 | 0.035347 | 3.3727e-09
[120 empty] | 7.3.5.15 Identification and remediation of “at-risk species”WLDFRVegetation ContactBranch (Not overhanging, 4-12ft) | WLDFR | HFTD - Distribution - Tier 3 - 5QU CoRE ¦ 4QU LoRE | Red Flag Warning - Large Fires | Vegetation Contact | Branch (Not overhanging, 4-12ft) | 2041 | 9.5416e-08 | 95.1547 | 9.0792e-06 | 2041 | Mitigation | 0.5 | 30 | 0 | esc | 0.033383 | 3.1853e-09 | 0.03525 | 3.3634e-09 | 0.037115 | 3.5413e-09 | 0.035347 | 3.3727e-09
[120 empty] | 7.3.5.15 Identification and remediation of “at-risk species”WLDFRVegetation ContactBranch (Not overhanging, 4-12ft) | WLDFR | HFTD - Distribution - Tier 3 - 5QU CoRE ¦ 4QU LoRE | Red Flag Warning - Large Fires | Vegetation Contact | Branch (Not overhanging, 4-12ft) | 2042 | 9.5416e-08 | 95.1547 | 9.0792e-06 | 2042 | Mitigation | 0.5 | 30 | 0 | esc | 0.033383 | 3.1853e-09 | 0.03525 | 3.3634e-09 | 0.037115 | 3.5413e-09 | 0.035347 | 3.3727e-09
[120 empty] | 7.3.5.15 Identification and remediation of “at-risk species”WLDFRVegetation ContactBranch (Not overhanging, 4-12ft) | WLDFR | HFTD - Distribution - Tier 3 - 5QU CoRE ¦ 4QU LoRE | Red Flag Warning - Large Fires | Vegetation Contact | Branch (Not overhanging, 4-12ft) | 2043 | 9.5416e-08 | 95.1547 | 9.0792e-06 | 2043 | Mitigation | 0.5 | 30 | 0 | esc | 0.033383 | 3.1853e-09 | 0.03525 | 3.3634e-09 | 0.037115 | 3.5413e-09 | 0.035347 | 3.3727e-09
[120 empty] | 7.3.5.15 Identification and remediation of “at-risk species”WLDFRVegetation ContactBranch (Not overhanging, 4-12ft) | WLDFR | HFTD - Distribution - Tier 3 - 5QU CoRE ¦ 4QU LoRE | Red Flag Warning - Large Fires | Vegetation Contact | Branch (Not overhanging, 4-12ft) | 2044 | 9.5416e-08 | 95.1547 | 9.0792e-06 | 2044 | Mitigation | 0.5 | 30 | 0 | esc | 0.033383 | 3.1853e-09 | 0.03525 | 3.3634e-09 | 0.037115 | 3.5413e-09 | 0.035347 | 3.3727e-09
[120 empty] | 7.3.5.15 Identification and remediation of “at-risk species”WLDFRVegetation ContactBranch (Not overhanging, 4-12ft) | WLDFR | HFTD - Distribution - Tier 3 - 5QU CoRE ¦ 4QU LoRE | Red Flag Warning - Large Fires | Vegetation Contact | Branch (Not overhanging, 4-12ft) | 2045 | 9.5416e-08 | 95.1547 | 9.0792e-06 | 2045 | Mitigation | 0.5 | 30 | 0 | esc | 0.033383 | 3.1853e-09 | 0.03525 | 3.3634e-09 | 0.037115 | 3.5413e-09 | 0.035347 | 3.3727e-09
[120 empty] | 7.3.5.15 Identification and remediation of “at-risk species”WLDFRVegetation ContactBranch (Not overhanging, 4-12ft) | WLDFR | HFTD - Distribution - Tier 3 - 5QU CoRE ¦ 4QU LoRE | Red Flag Warning - Large Fires | Vegetation Contact | Branch (Not overhanging, 4-12ft) | 2046 | 9.5416e-08 | 95.1547 | 9.0792e-06 | 2046 | Mitigation | 0.5 | 30 | 0 | esc | 0.033383 | 3.1853e-09 | 0.03525 | 3.3634e-09 | 0.037115 | 3.5413e-09 | 0.035347 | 3.3727e-09
[120 empty] | 7.3.5.15 Identification and remediation of “at-risk species”WLDFRVegetation ContactBranch (Not overhanging, 4-12ft) | WLDFR | HFTD - Distribution - Tier 3 - 5QU CoRE ¦ 4QU LoRE | Red Flag Warning - Large Fires | Vegetation Contact | Branch (Not overhanging, 4-12ft) | 2047 | 9.5416e-08 | 95.1547 | 9.0792e-06 | 2047 | Mitigation | 0.5 | 30 | 0 | esc | 0.033383 | 3.1853e-09 | 0.03525 | 3.3634e-09 | 0.037115 | 3.5413e-09 | 0.035347 | 3.3727e-09
[120 empty] | 7.3.5.15 Identification and remediation of “at-risk species”WLDFRVegetation ContactBranch (Not overhanging, 4-12ft) | WLDFR | HFTD - Distribution - Tier 3 - 5QU CoRE ¦ 4QU LoRE | Red Flag Warning - Large Fires | Vegetation Contact | Branch (Not overhanging, 4-12ft) | 2048 | 9.5416e-08 | 95.1547 | 9.0792e-06 | 2048 | Mitigation | 0.5 | 30 | 0 | esc | 0.033383 | 3.1853e-09 | 0.03525 | 3.3634e-09 | 0.037115 | 3.5413e-09 | 0.035347 | 3.3727e-09
[120 empty] | 7.3.5.15 Identification and remediation of “at-risk species”WLDFRVegetation ContactBranch (Not overhanging, 4-12ft) | WLDFR | HFTD - Distribution - Tier 3 - 5QU CoRE ¦ 4QU LoRE | Red Flag Warning - Large Fires | Vegetation Contact | Branch (Not overhanging, 4-12ft) | 2049 | 9.5416e-08 | 95.1547 | 9.0792e-06 | 2049 | Mitigation | 0.5 | 30 | 0 | esc | 0.033383 | 3.1853e-09 | 0.03525 | 3.3634e-09 | 0.037115 | 3.5413e-09 | 0.035347 | 3.3727e-09
[120 empty] | 7.3.5.15 Identification and remediation of “at-risk species”WLDFRVegetation ContactBranch (Not overhanging, 4-12ft) | WLDFR | HFTD - Distribution - Tier 3 - 5QU CoRE ¦ 4QU LoRE | Red Flag Warning - Large Fires | Vegetation Contact | Branch (Not overhanging, 4-12ft) | 2050 | 9.5416e-08 | 95.1547 | 9.0792e-06 | 2050 | Mitigation | 0.5 | 30 | 0 | esc | 0 | 0 | 0.03525 | 3.3634e-09 | 0.037115 | 3.5413e-09 | 0.035347 | 3.3727e-09
[120 empty] | 7.3.5.15 Identification and remediation of “at-risk species”WLDFRVegetation ContactBranch (Not overhanging, 4-12ft) | WLDFR | HFTD - Distribution - Tier 3 - 5QU CoRE ¦ 4QU LoRE | Red Flag Warning - Large Fires | Vegetation Contact | Branch (Not overhanging, 4-12ft) | 2051 | 9.5416e-08 | 95.1547 | 9.0792e-06 | 2051 | Mitigation | 0.5 | 30 | 0 | esc | 0 | 0 | 0 | 0 | 0.037115 | 3.5413e-09 | 0.035347 | 3.3727e-09
[120 empty] | 7.3.5.15 Identification and remediation of “at-risk species”WLDFRVegetation ContactBranch (Not overhanging, 4-12ft) | WLDFR | HFTD - Distribution - Tier 3 - 5QU CoRE ¦ 4QU LoRE | Red Flag Warning - Large Fires | Vegetation Contact | Branch (Not overhanging, 4-12ft) | 2052 | 9.5416e-08 | 95.1547 | 9.0792e-06 | 2052 | Mitigation | 0.5 | 30 | 0 | esc | 0 | 0 | 0 | 0 | 0 | 0 | 0.035347 | 3.3727e-09
[120 empty] | 7.3.5.15 Identification and remediation of “at-risk species”WLDFRVegetation ContactBranch (Not overhanging, within 4ft) | WLDFR | HFTD - Distribution - Tier 3 - 5QU CoRE ¦ 4QU LoRE | Red Flag Warning - Large Fires | Vegetation Contact | Branch (Not overhanging, within 4ft) | 2022 | 2.4857e-08 | 95.1547 | 2.3652e-06 | 2022 | Mitigation | 0.9 | 30 | 0 | esc | 0.06009 | 1.4936e-09 | 0.06345 | 1.5771e-09 | 0.066806 | 1.6606e-09 | 0 | 0
[120 empty] | 7.3.5.15 Identification and remediation of “at-risk species”WLDFRVegetation ContactBranch (Not overhanging, within 4ft) | WLDFR | HFTD - Distribution - Tier 3 - 5QU CoRE ¦ 4QU LoRE | Red Flag Warning - Large Fires | Vegetation Contact | Branch (Not overhanging, within 4ft) | 2023 | 2.4857e-08 | 95.1547 | 2.3652e-06 | 2023 | Mitigation | 0.9 | 30 | 0 | esc | 0.06009 | 1.4936e-09 | 0.06345 | 1.5771e-09 | 0.066806 | 1.6606e-09 | 0.063625 | 1.5815e-09
[120 empty] | 7.3.5.15 Identification and remediation of “at-risk species”WLDFRVegetation ContactBranch (Not overhanging, within 4ft) | WLDFR | HFTD - Distribution - Tier 3 - 5QU CoRE ¦ 4QU LoRE | Red Flag Warning - Large Fires | Vegetation Contact | Branch (Not overhanging, within 4ft) | 2024 | 2.4857e-08 | 95.1547 | 2.3652e-06 | 2024 | Mitigation | 0.9 | 30 | 0 | esc | 0.06009 | 1.4936e-09 | 0.06345 | 1.5771e-09 | 0.066806 | 1.6606e-09 | 0.063625 | 1.5815e-09
[120 empty] | 7.3.5.15 Identification and remediation of “at-risk species”WLDFRVegetation ContactBranch (Not overhanging, within 4ft) | WLDFR | HFTD - Distribution - Tier 3 - 5QU CoRE ¦ 4QU LoRE | Red Flag Warning - Large Fires | Vegetation Contact | Branch (Not overhanging, within 4ft) | 2025 | 2.4857e-08 | 95.1547 | 2.3652e-06 | 2025 | Mitigation | 0.9 | 30 | 0 | esc | 0.06009 | 1.4936e-09 | 0.06345 | 1.5771e-09 | 0.066806 | 1.6606e-09 | 0.063625 | 1.5815e-09
[120 empty] | 7.3.5.15 Identification and remediation of “at-risk species”WLDFRVegetation ContactBranch (Not overhanging, within 4ft) | WLDFR | HFTD - Distribution - Tier 3 - 5QU CoRE ¦ 4QU LoRE | Red Flag Warning - Large Fires | Vegetation Contact | Branch (Not overhanging, within 4ft) | 2026 | 2.4857e-08 | 95.1547 | 2.3652e-06 | 2026 | Mitigation | 0.9 | 30 | 0 | esc | 0.06009 | 1.4936e-09 | 0.06345 | 1.5771e-09 | 0.066806 | 1.6606e-09 | 0.063625 | 1.5815e-09
[120 empty] | 7.3.5.15 Identification and remediation of “at-risk species”WLDFRVegetation ContactBranch (Not overhanging, within 4ft) | WLDFR | HFTD - Distribution - Tier 3 - 5QU CoRE ¦ 4QU LoRE | Red Flag Warning - Large Fires | Vegetation Contact | Branch (Not overhanging, within 4ft) | 2027 | 2.4857e-08 | 95.1547 | 2.3652e-06 | 2027 | Mitigation | 0.9 | 30 | 0 | esc | 0.06009 | 1.4936e-09 | 0.06345 | 1.5771e-09 | 0.066806 | 1.6606e-09 | 0.063625 | 1.5815e-09
[120 empty] | 7.3.5.15 Identification and remediation of “at-risk species”WLDFRVegetation ContactBranch (Not overhanging, within 4ft) | WLDFR | HFTD - Distribution - Tier 3 - 5QU CoRE ¦ 4QU LoRE | Red Flag Warning - Large Fires | Vegetation Contact | Branch (Not overhanging, within 4ft) | 2028 | 2.4857e-08 | 95.1547 | 2.3652e-06 | 2028 | Mitigation | 0.9 | 30 | 0 | esc | 0.06009 | 1.4936e-09 | 0.06345 | 1.5771e-09 | 0.066806 | 1.6606e-09 | 0.063625 | 1.5815e-09
[120 empty] | 7.3.5.15 Identification and remediation of “at-risk species”WLDFRVegetation ContactBranch (Not overhanging, within 4ft) | WLDFR | HFTD - Distribution - Tier 3 - 5QU CoRE ¦ 4QU LoRE | Red Flag Warning - Large Fires | Vegetation Contact | Branch (Not overhanging, within 4ft) | 2029 | 2.4857e-08 | 95.1547 | 2.3652e-06 | 2029 | Mitigation | 0.9 | 30 | 0 | esc | 0.06009 | 1.4936e-09 | 0.06345 | 1.5771e-09 | 0.066806 | 1.6606e-09 | 0.063625 | 1.5815e-09
[120 empty] | 7.3.5.15 Identification and remediation of “at-risk species”WLDFRVegetation ContactBranch (Not overhanging, within 4ft) | WLDFR | HFTD - Distribution - Tier 3 - 5QU CoRE ¦ 4QU LoRE | Red Flag Warning - Large Fires | Vegetation Contact | Branch (Not overhanging, within 4ft) | 2030 | 2.4857e-08 | 95.1547 | 2.3652e-06 | 2030 | Mitigation | 0.9 | 30 | 0 | esc | 0.06009 | 1.4936e-09 | 0.06345 | 1.5771e-09 | 0.066806 | 1.6606e-09 | 0.063625 | 1.5815e-09
[120 empty] | 7.3.5.15 Identification and remediation of “at-risk species”WLDFRVegetation ContactBranch (Not overhanging, within 4ft) | WLDFR | HFTD - Distribution - Tier 3 - 5QU CoRE ¦ 4QU LoRE | Red Flag Warning - Large Fires | Vegetation Contact | Branch (Not overhanging, within 4ft) | 2031 | 2.4857e-08 | 95.1547 | 2.3652e-06 | 2031 | Mitigation | 0.9 | 30 | 0 | esc | 0.06009 | 1.4936e-09 | 0.06345 | 1.5771e-09 | 0.066806 | 1.6606e-09 | 0.063625 | 1.5815e-09
[120 empty] | 7.3.5.15 Identification and remediation of “at-risk species”WLDFRVegetation ContactBranch (Not overhanging, within 4ft) | WLDFR | HFTD - Distribution - Tier 3 - 5QU CoRE ¦ 4QU LoRE | Red Flag Warning - Large Fires | Vegetation Contact | Branch (Not overhanging, within 4ft) | 2032 | 2.4857e-08 | 95.1547 | 2.3652e-06 | 2032 | Mitigation | 0.9 | 30 | 0 | esc | 0.06009 | 1.4936e-09 | 0.06345 | 1.5771e-09 | 0.066806 | 1.6606e-09 | 0.063625 | 1.5815e-09
[120 empty] | 7.3.5.15 Identification and remediation of “at-risk species”WLDFRVegetation ContactBranch (Not overhanging, within 4ft) | WLDFR | HFTD - Distribution - Tier 3 - 5QU CoRE ¦ 4QU LoRE | Red Flag Warning - Large Fires | Vegetation Contact | Branch (Not overhanging, within 4ft) | 2033 | 2.4857e-08 | 95.1547 | 2.3652e-06 | 2033 | Mitigation | 0.9 | 30 | 0 | esc | 0.06009 | 1.4936e-09 | 0.06345 | 1.5771e-09 | 0.066806 | 1.6606e-09 | 0.063625 | 1.5815e-09
[120 empty] | 7.3.5.15 Identification and remediation of “at-risk species”WLDFRVegetation ContactBranch (Not overhanging, within 4ft) | WLDFR | HFTD - Distribution - Tier 3 - 5QU CoRE ¦ 4QU LoRE | Red Flag Warning - Large Fires | Vegetation Contact | Branch (Not overhanging, within 4ft) | 2034 | 2.4857e-08 | 95.1547 | 2.3652e-06 | 2034 | Mitigation | 0.9 | 30 | 0 | esc | 0.06009 | 1.4936e-09 | 0.06345 | 1.5771e-09 | 0.066806 | 1.6606e-09 | 0.063625 | 1.5815e-09
[120 empty] | 7.3.5.15 Identification and remediation of “at-risk species”WLDFRVegetation ContactBranch (Not overhanging, within 4ft) | WLDFR | HFTD - Distribution - Tier 3 - 5QU CoRE ¦ 4QU LoRE | Red Flag Warning - Large Fires | Vegetation Contact | Branch (Not overhanging, within 4ft) | 2035 | 2.4857e-08 | 95.1547 | 2.3652e-06 | 2035 | Mitigation | 0.9 | 30 | 0 | esc | 0.06009 | 1.4936e-09 | 0.06345 | 1.5771e-09 | 0.066806 | 1.6606e-09 | 0.063625 | 1.5815e-09
[120 empty] | 7.3.5.15 Identification and remediation of “at-risk species”WLDFRVegetation ContactBranch (Not overhanging, within 4ft) | WLDFR | HFTD - Distribution - Tier 3 - 5QU CoRE ¦ 4QU LoRE | Red Flag Warning - Large Fires | Vegetation Contact | Branch (Not overhanging, within 4ft) | 2036 | 2.4857e-08 | 95.1547 | 2.3652e-06 | 2036 | Mitigation | 0.9 | 30 | 0 | esc | 0.06009 | 1.4936e-09 | 0.06345 | 1.5771e-09 | 0.066806 | 1.6606e-09 | 0.063625 | 1.5815e-09
[120 empty] | 7.3.5.15 Identification and remediation of “at-risk species”WLDFRVegetation ContactBranch (Not overhanging, within 4ft) | WLDFR | HFTD - Distribution - Tier 3 - 5QU CoRE ¦ 4QU LoRE | Red Flag Warning - Large Fires | Vegetation Contact | Branch (Not overhanging, within 4ft) | 2037 | 2.4857e-08 | 95.1547 | 2.3652e-06 | 2037 | Mitigation | 0.9 | 30 | 0 | esc | 0.06009 | 1.4936e-09 | 0.06345 | 1.5771e-09 | 0.066806 | 1.6606e-09 | 0.063625 | 1.5815e-09
[120 empty] | 7.3.5.15 Identification and remediation of “at-risk species”WLDFRVegetation ContactBranch (Not overhanging, within 4ft) | WLDFR | HFTD - Distribution - Tier 3 - 5QU CoRE ¦ 4QU LoRE | Red Flag Warning - Large Fires | Vegetation Contact | Branch (Not overhanging, within 4ft) | 2038 | 2.4857e-08 | 95.1547 | 2.3652e-06 | 2038 | Mitigation | 0.9 | 30 | 0 | esc | 0.06009 | 1.4936e-09 | 0.06345 | 1.5771e-09 | 0.066806 | 1.6606e-09 | 0.063625 | 1.5815e-09
[120 empty] | 7.3.5.15 Identification and remediation of “at-risk species”WLDFRVegetation ContactBranch (Not overhanging, within 4ft) | WLDFR | HFTD - Distribution - Tier 3 - 5QU CoRE ¦ 4QU LoRE | Red Flag Warning - Large Fires | Vegetation Contact | Branch (Not overhanging, within 4ft) | 2039 | 2.4857e-08 | 95.1547 | 2.3652e-06 | 2039 | Mitigation | 0.9 | 30 | 0 | esc | 0.06009 | 1.4936e-09 | 0.06345 | 1.5771e-09 | 0.066806 | 1.6606e-09 | 0.063625 | 1.5815e-09
[120 empty] | 7.3.5.15 Identification and remediation of “at-risk species”WLDFRVegetation ContactBranch (Not overhanging, within 4ft) | WLDFR | HFTD - Distribution - Tier 3 - 5QU CoRE ¦ 4QU LoRE | Red Flag Warning - Large Fires | Vegetation Contact | Branch (Not overhanging, within 4ft) | 2040 | 2.4857e-08 | 95.1547 | 2.3652e-06 | 2040 | Mitigation | 0.9 | 30 | 0 | esc | 0.06009 | 1.4936e-09 | 0.06345 | 1.5771e-09 | 0.066806 | 1.6606e-09 | 0.063625 | 1.5815e-09
[120 empty] | 7.3.5.15 Identification and remediation of “at-risk species”WLDFRVegetation ContactBranch (Not overhanging, within 4ft) | WLDFR | HFTD - Distribution - Tier 3 - 5QU CoRE ¦ 4QU LoRE | Red Flag Warning - Large Fires | Vegetation Contact | Branch (Not overhanging, within 4ft) | 2041 | 2.4857e-08 | 95.1547 | 2.3652e-06 | 2041 | Mitigation | 0.9 | 30 | 0 | esc | 0.06009 | 1.4936e-09 | 0.06345 | 1.5771e-09 | 0.066806 | 1.6606e-09 | 0.063625 | 1.5815e-09
[120 empty] | 7.3.5.15 Identification and remediation of “at-risk species”WLDFRVegetation ContactBranch (Not overhanging, within 4ft) | WLDFR | HFTD - Distribution - Tier 3 - 5QU CoRE ¦ 4QU LoRE | Red Flag Warning - Large Fires | Vegetation Contact | Branch (Not overhanging, within 4ft) | 2042 | 2.4857e-08 | 95.1547 | 2.3652e-06 | 2042 | Mitigation | 0.9 | 30 | 0 | esc | 0.06009 | 1.4936e-09 | 0.06345 | 1.5771e-09 | 0.066806 | 1.6606e-09 | 0.063625 | 1.5815e-09
[120 empty] | 7.3.5.15 Identification and remediation of “at-risk species”WLDFRVegetation ContactBranch (Not overhanging, within 4ft) | WLDFR | HFTD - Distribution - Tier 3 - 5QU CoRE ¦ 4QU LoRE | Red Flag Warning - Large Fires | Vegetation Contact | Branch (Not overhanging, within 4ft) | 2043 | 2.4857e-08 | 95.1547 | 2.3652e-06 | 2043 | Mitigation | 0.9 | 30 | 0 | esc | 0.06009 | 1.4936e-09 | 0.06345 | 1.5771e-09 | 0.066806 | 1.6606e-09 | 0.063625 | 1.5815e-09
[120 empty] | 7.3.5.15 Identification and remediation of “at-risk species”WLDFRVegetation ContactBranch (Not overhanging, within 4ft) | WLDFR | HFTD - Distribution - Tier 3 - 5QU CoRE ¦ 4QU LoRE | Red Flag Warning - Large Fires | Vegetation Contact | Branch (Not overhanging, within 4ft) | 2044 | 2.4857e-08 | 95.1547 | 2.3652e-06 | 2044 | Mitigation | 0.9 | 30 | 0 | esc | 0.06009 | 1.4936e-09 | 0.06345 | 1.5771e-09 | 0.066806 | 1.6606e-09 | 0.063625 | 1.5815e-09
[120 empty] | 7.3.5.15 Identification and remediation of “at-risk species”WLDFRVegetation ContactBranch (Not overhanging, within 4ft) | WLDFR | HFTD - Distribution - Tier 3 - 5QU CoRE ¦ 4QU LoRE | Red Flag Warning - Large Fires | Vegetation Contact | Branch (Not overhanging, within 4ft) | 2045 | 2.4857e-08 | 95.1547 | 2.3652e-06 | 2045 | Mitigation | 0.9 | 30 | 0 | esc | 0.06009 | 1.4936e-09 | 0.06345 | 1.5771e-09 | 0.066806 | 1.6606e-09 | 0.063625 | 1.5815e-09
[120 empty] | 7.3.5.15 Identification and remediation of “at-risk species”WLDFRVegetation ContactBranch (Not overhanging, within 4ft) | WLDFR | HFTD - Distribution - Tier 3 - 5QU CoRE ¦ 4QU LoRE | Red Flag Warning - Large Fires | Vegetation Contact | Branch (Not overhanging, within 4ft) | 2046 | 2.4857e-08 | 95.1547 | 2.3652e-06 | 2046 | Mitigation | 0.9 | 30 | 0 | esc | 0.06009 | 1.4936e-09 | 0.06345 | 1.5771e-09 | 0.066806 | 1.6606e-09 | 0.063625 | 1.5815e-09
[120 empty] | 7.3.5.15 Identification and remediation of “at-risk species”WLDFRVegetation ContactBranch (Not overhanging, within 4ft) | WLDFR | HFTD - Distribution - Tier 3 - 5QU CoRE ¦ 4QU LoRE | Red Flag Warning - Large Fires | Vegetation Contact | Branch (Not overhanging, within 4ft) | 2047 | 2.4857e-08 | 95.1547 | 2.3652e-06 | 2047 | Mitigation | 0.9 | 30 | 0 | esc | 0.06009 | 1.4936e-09 | 0.06345 | 1.5771e-09 | 0.066806 | 1.6606e-09 | 0.063625 | 1.5815e-09
[120 empty] | 7.3.5.15 Identification and remediation of “at-risk species”WLDFRVegetation ContactBranch (Not overhanging, within 4ft) | WLDFR | HFTD - Distribution - Tier 3 - 5QU CoRE ¦ 4QU LoRE | Red Flag Warning - Large Fires | Vegetation Contact | Branch (Not overhanging, within 4ft) | 2048 | 2.4857e-08 | 95.1547 | 2.3652e-06 | 2048 | Mitigation | 0.9 | 30 | 0 | esc | 0.06009 | 1.4936e-09 | 0.06345 | 1.5771e-09 | 0.066806 | 1.6606e-09 | 0.063625 | 1.5815e-09
[120 empty] | 7.3.5.15 Identification and remediation of “at-risk species”WLDFRVegetation ContactBranch (Not overhanging, within 4ft) | WLDFR | HFTD - Distribution - Tier 3 - 5QU CoRE ¦ 4QU LoRE | Red Flag Warning - Large Fires | Vegetation Contact | Branch (Not overhanging, within 4ft) | 2049 | 2.4857e-08 | 95.1547 | 2.3652e-06 | 2049 | Mitigation | 0.9 | 30 | 0 | esc | 0.06009 | 1.4936e-09 | 0.06345 | 1.5771e-09 | 0.066806 | 1.6606e-09 | 0.063625 | 1.5815e-09
[120 empty] | 7.3.5.15 Identification and remediation of “at-risk species”WLDFRVegetation ContactBranch (Not overhanging, within 4ft) | WLDFR | HFTD - Distribution - Tier 3 - 5QU CoRE ¦ 4QU LoRE | Red Flag Warning - Large Fires | Vegetation Contact | Branch (Not overhanging, within 4ft) | 2050 | 2.4857e-08 | 95.1547 | 2.3652e-06 | 2050 | Mitigation | 0.9 | 30 | 0 | esc | 0 | 0 | 0.06345 | 1.5771e-09 | 0.066806 | 1.6606e-09 | 0.063625 | 1.5815e-09
[120 empty] | 7.3.5.15 Identification and remediation of “at-risk species”WLDFRVegetation ContactBranch (Not overhanging, within 4ft) | WLDFR | HFTD - Distribution - Tier 3 - 5QU CoRE ¦ 4QU LoRE | Red Flag Warning - Large Fires | Vegetation Contact | Branch (Not overhanging, within 4ft) | 2051 | 2.4857e-08 | 95.1547 | 2.3652e-06 | 2051 | Mitigation | 0.9 | 30 | 0 | esc | 0 | 0 | 0 | 0 | 0.066806 | 1.6606e-09 | 0.063625 | 1.5815e-09
[120 empty] | 7.3.5.15 Identification and remediation of “at-risk species”WLDFRVegetation ContactBranch (Not overhanging, within 4ft) | WLDFR | HFTD - Distribution - Tier 3 - 5QU CoRE ¦ 4QU LoRE | Red Flag Warning - Large Fires | Vegetation Contact | Branch (Not overhanging, within 4ft) | 2052 | 2.4857e-08 | 95.1547 | 2.3652e-06 | 2052 | Mitigation | 0.9 | 30 | 0 | esc | 0 | 0 | 0 | 0 | 0 | 0 | 0.063625 | 1.5815e-09
[120 empty] | 7.3.5.15 Identification and remediation of “at-risk species”WLDFRVegetation ContactBranch (OverHanging) | WLDFR | HFTD - Distribution - Tier 3 - 5QU CoRE ¦ 4QU LoRE | Red Flag Warning - Large Fires | Vegetation Contact | Branch (OverHanging) | 2022 | 1.5335e-06 | 95.1547 | 0.00014592 | 2022 | Mitigation | 0.9 | 30 | 0 | esc | 0.06009 | 9.2146e-08 | 0.06345 | 9.7298e-08 | 0.066806 | 1.0244e-07 | 0 | 0
[120 empty] | 7.3.5.15 Identification and remediation of “at-risk species”WLDFRVegetation ContactBranch (OverHanging) | WLDFR | HFTD - Distribution - Tier 3 - 5QU CoRE ¦ 4QU LoRE | Red Flag Warning - Large Fires | Vegetation Contact | Branch (OverHanging) | 2023 | 1.5335e-06 | 95.1547 | 0.00014592 | 2023 | Mitigation | 0.9 | 30 | 0 | esc | 0.06009 | 9.2146e-08 | 0.06345 | 9.7298e-08 | 0.066806 | 1.0244e-07 | 0.063625 | 9.7567e-08
[120 empty] | 7.3.5.15 Identification and remediation of “at-risk species”WLDFRVegetation ContactBranch (OverHanging) | WLDFR | HFTD - Distribution - Tier 3 - 5QU CoRE ¦ 4QU LoRE | Red Flag Warning - Large Fires | Vegetation Contact | Branch (OverHanging) | 2024 | 1.5335e-06 | 95.1547 | 0.00014592 | 2024 | Mitigation | 0.9 | 30 | 0 | esc | 0.06009 | 9.2146e-08 | 0.06345 | 9.7298e-08 | 0.066806 | 1.0244e-07 | 0.063625 | 9.7567e-08
[120 empty] | 7.3.5.15 Identification and remediation of “at-risk species”WLDFRVegetation ContactBranch (OverHanging) | WLDFR | HFTD - Distribution - Tier 3 - 5QU CoRE ¦ 4QU LoRE | Red Flag Warning - Large Fires | Vegetation Contact | Branch (OverHanging) | 2025 | 1.5335e-06 | 95.1547 | 0.00014592 | 2025 | Mitigation | 0.9 | 30 | 0 | esc | 0.06009 | 9.2146e-08 | 0.06345 | 9.7298e-08 | 0.066806 | 1.0244e-07 | 0.063625 | 9.7567e-08
[120 empty] | 7.3.5.15 Identification and remediation of “at-risk species”WLDFRVegetation ContactBranch (OverHanging) | WLDFR | HFTD - Distribution - Tier 3 - 5QU CoRE ¦ 4QU LoRE | Red Flag Warning - Large Fires | Vegetation Contact | Branch (OverHanging) | 2026 | 1.5335e-06 | 95.1547 | 0.00014592 | 2026 | Mitigation | 0.9 | 30 | 0 | esc | 0.06009 | 9.2146e-08 | 0.06345 | 9.7298e-08 | 0.066806 | 1.0244e-07 | 0.063625 | 9.7567e-08
[120 empty] | 7.3.5.15 Identification and remediation of “at-risk species”WLDFRVegetation ContactBranch (OverHanging) | WLDFR | HFTD - Distribution - Tier 3 - 5QU CoRE ¦ 4QU LoRE | Red Flag Warning - Large Fires | Vegetation Contact | Branch (OverHanging) | 2027 | 1.5335e-06 | 95.1547 | 0.00014592 | 2027 | Mitigation | 0.9 | 30 | 0 | esc | 0.06009 | 9.2146e-08 | 0.06345 | 9.7298e-08 | 0.066806 | 1.0244e-07 | 0.063625 | 9.7567e-08
[120 empty] | 7.3.5.15 Identification and remediation of “at-risk species”WLDFRVegetation ContactBranch (OverHanging) | WLDFR | HFTD - Distribution - Tier 3 - 5QU CoRE ¦ 4QU LoRE | Red Flag Warning - Large Fires | Vegetation Contact | Branch (OverHanging) | 2028 | 1.5335e-06 | 95.1547 | 0.00014592 | 2028 | Mitigation | 0.9 | 30 | 0 | esc | 0.06009 | 9.2146e-08 | 0.06345 | 9.7298e-08 | 0.066806 | 1.0244e-07 | 0.063625 | 9.7567e-08
[120 empty] | 7.3.5.15 Identification and remediation of “at-risk species”WLDFRVegetation ContactBranch (OverHanging) | WLDFR | HFTD - Distribution - Tier 3 - 5QU CoRE ¦ 4QU LoRE | Red Flag Warning - Large Fires | Vegetation Contact | Branch (OverHanging) | 2029 | 1.5335e-06 | 95.1547 | 0.00014592 | 2029 | Mitigation | 0.9 | 30 | 0 | esc | 0.06009 | 9.2146e-08 | 0.06345 | 9.7298e-08 | 0.066806 | 1.0244e-07 | 0.063625 | 9.7567e-08
[120 empty] | 7.3.5.15 Identification and remediation of “at-risk species”WLDFRVegetation ContactBranch (OverHanging) | WLDFR | HFTD - Distribution - Tier 3 - 5QU CoRE ¦ 4QU LoRE | Red Flag Warning - Large Fires | Vegetation Contact | Branch (OverHanging) | 2030 | 1.5335e-06 | 95.1547 | 0.00014592 | 2030 | Mitigation | 0.9 | 30 | 0 | esc | 0.06009 | 9.2146e-08 | 0.06345 | 9.7298e-08 | 0.066806 | 1.0244e-07 | 0.063625 | 9.7567e-08
[120 empty] | 7.3.5.15 Identification and remediation of “at-risk species”WLDFRVegetation ContactBranch (OverHanging) | WLDFR | HFTD - Distribution - Tier 3 - 5QU CoRE ¦ 4QU LoRE | Red Flag Warning - Large Fires | Vegetation Contact | Branch (OverHanging) | 2031 | 1.5335e-06 | 95.1547 | 0.00014592 | 2031 | Mitigation | 0.9 | 30 | 0 | esc | 0.06009 | 9.2146e-08 | 0.06345 | 9.7298e-08 | 0.066806 | 1.0244e-07 | 0.063625 | 9.7567e-08
[120 empty] | 7.3.5.15 Identification and remediation of “at-risk species”WLDFRVegetation ContactBranch (OverHanging) | WLDFR | HFTD - Distribution - Tier 3 - 5QU CoRE ¦ 4QU LoRE | Red Flag Warning - Large Fires | Vegetation Contact | Branch (OverHanging) | 2032 | 1.5335e-06 | 95.1547 | 0.00014592 | 2032 | Mitigation | 0.9 | 30 | 0 | esc | 0.06009 | 9.2146e-08 | 0.06345 | 9.7298e-08 | 0.066806 | 1.0244e-07 | 0.063625 | 9.7567e-08
[120 empty] | 7.3.5.15 Identification and remediation of “at-risk species”WLDFRVegetation ContactBranch (OverHanging) | WLDFR | HFTD - Distribution - Tier 3 - 5QU CoRE ¦ 4QU LoRE | Red Flag Warning - Large Fires | Vegetation Contact | Branch (OverHanging) | 2033 | 1.5335e-06 | 95.1547 | 0.00014592 | 2033 | Mitigation | 0.9 | 30 | 0 | esc | 0.06009 | 9.2146e-08 | 0.06345 | 9.7298e-08 | 0.066806 | 1.0244e-07 | 0.063625 | 9.7567e-08
[120 empty] | 7.3.5.15 Identification and remediation of “at-risk species”WLDFRVegetation ContactBranch (OverHanging) | WLDFR | HFTD - Distribution - Tier 3 - 5QU CoRE ¦ 4QU LoRE | Red Flag Warning - Large Fires | Vegetation Contact | Branch (OverHanging) | 2034 | 1.5335e-06 | 95.1547 | 0.00014592 | 2034 | Mitigation | 0.9 | 30 | 0 | esc | 0.06009 | 9.2146e-08 | 0.06345 | 9.7298e-08 | 0.066806 | 1.0244e-07 | 0.063625 | 9.7567e-08
[120 empty] | 7.3.5.15 Identification and remediation of “at-risk species”WLDFRVegetation ContactBranch (OverHanging) | WLDFR | HFTD - Distribution - Tier 3 - 5QU CoRE ¦ 4QU LoRE | Red Flag Warning - Large Fires | Vegetation Contact | Branch (OverHanging) | 2035 | 1.5335e-06 | 95.1547 | 0.00014592 | 2035 | Mitigation | 0.9 | 30 | 0 | esc | 0.06009 | 9.2146e-08 | 0.06345 | 9.7298e-08 | 0.066806 | 1.0244e-07 | 0.063625 | 9.7567e-08
[120 empty] | 7.3.5.15 Identification and remediation of “at-risk species”WLDFRVegetation ContactBranch (OverHanging) | WLDFR | HFTD - Distribution - Tier 3 - 5QU CoRE ¦ 4QU LoRE | Red Flag Warning - Large Fires | Vegetation Contact | Branch (OverHanging) | 2036 | 1.5335e-06 | 95.1547 | 0.00014592 | 2036 | Mitigation | 0.9 | 30 | 0 | esc | 0.06009 | 9.2146e-08 | 0.06345 | 9.7298e-08 | 0.066806 | 1.0244e-07 | 0.063625 | 9.7567e-08
[120 empty] | 7.3.5.15 Identification and remediation of “at-risk species”WLDFRVegetation ContactBranch (OverHanging) | WLDFR | HFTD - Distribution - Tier 3 - 5QU CoRE ¦ 4QU LoRE | Red Flag Warning - Large Fires | Vegetation Contact | Branch (OverHanging) | 2037 | 1.5335e-06 | 95.1547 | 0.00014592 | 2037 | Mitigation | 0.9 | 30 | 0 | esc | 0.06009 | 9.2146e-08 | 0.06345 | 9.7298e-08 | 0.066806 | 1.0244e-07 | 0.063625 | 9.7567e-08
[120 empty] | 7.3.5.15 Identification and remediation of “at-risk species”WLDFRVegetation ContactBranch (OverHanging) | WLDFR | HFTD - Distribution - Tier 3 - 5QU CoRE ¦ 4QU LoRE | Red Flag Warning - Large Fires | Vegetation Contact | Branch (OverHanging) | 2038 | 1.5335e-06 | 95.1547 | 0.00014592 | 2038 | Mitigation | 0.9 | 30 | 0 | esc | 0.06009 | 9.2146e-08 | 0.06345 | 9.7298e-08 | 0.066806 | 1.0244e-07 | 0.063625 | 9.7567e-08
[120 empty] | 7.3.5.15 Identification and remediation of “at-risk species”WLDFRVegetation ContactBranch (OverHanging) | WLDFR | HFTD - Distribution - Tier 3 - 5QU CoRE ¦ 4QU LoRE | Red Flag Warning - Large Fires | Vegetation Contact | Branch (OverHanging) | 2039 | 1.5335e-06 | 95.1547 | 0.00014592 | 2039 | Mitigation | 0.9 | 30 | 0 | esc | 0.06009 | 9.2146e-08 | 0.06345 | 9.7298e-08 | 0.066806 | 1.0244e-07 | 0.063625 | 9.7567e-08
[120 empty] | 7.3.5.15 Identification and remediation of “at-risk species”WLDFRVegetation ContactBranch (OverHanging) | WLDFR | HFTD - Distribution - Tier 3 - 5QU CoRE ¦ 4QU LoRE | Red Flag Warning - Large Fires | Vegetation Contact | Branch (OverHanging) | 2040 | 1.5335e-06 | 95.1547 | 0.00014592 | 2040 | Mitigation | 0.9 | 30 | 0 | esc | 0.06009 | 9.2146e-08 | 0.06345 | 9.7298e-08 | 0.066806 | 1.0244e-07 | 0.063625 | 9.7567e-08
[120 empty] | 7.3.5.15 Identification and remediation of “at-risk species”WLDFRVegetation ContactBranch (OverHanging) | WLDFR | HFTD - Distribution - Tier 3 - 5QU CoRE ¦ 4QU LoRE | Red Flag Warning - Large Fires | Vegetation Contact | Branch (OverHanging) | 2041 | 1.5335e-06 | 95.1547 | 0.00014592 | 2041 | Mitigation | 0.9 | 30 | 0 | esc | 0.06009 | 9.2146e-08 | 0.06345 | 9.7298e-08 | 0.066806 | 1.0244e-07 | 0.063625 | 9.7567e-08
[120 empty] | 7.3.5.15 Identification and remediation of “at-risk species”WLDFRVegetation ContactBranch (OverHanging) | WLDFR | HFTD - Distribution - Tier 3 - 5QU CoRE ¦ 4QU LoRE | Red Flag Warning - Large Fires | Vegetation Contact | Branch (OverHanging) | 2042 | 1.5335e-06 | 95.1547 | 0.00014592 | 2042 | Mitigation | 0.9 | 30 | 0 | esc | 0.06009 | 9.2146e-08 | 0.06345 | 9.7298e-08 | 0.066806 | 1.0244e-07 | 0.063625 | 9.7567e-08
[120 empty] | 7.3.5.15 Identification and remediation of “at-risk species”WLDFRVegetation ContactBranch (OverHanging) | WLDFR | HFTD - Distribution - Tier 3 - 5QU CoRE ¦ 4QU LoRE | Red Flag Warning - Large Fires | Vegetation Contact | Branch (OverHanging) | 2043 | 1.5335e-06 | 95.1547 | 0.00014592 | 2043 | Mitigation | 0.9 | 30 | 0 | esc | 0.06009 | 9.2146e-08 | 0.06345 | 9.7298e-08 | 0.066806 | 1.0244e-07 | 0.063625 | 9.7567e-08
[120 empty] | 7.3.5.15 Identification and remediation of “at-risk species”WLDFRVegetation ContactBranch (OverHanging) | WLDFR | HFTD - Distribution - Tier 3 - 5QU CoRE ¦ 4QU LoRE | Red Flag Warning - Large Fires | Vegetation Contact | Branch (OverHanging) | 2044 | 1.5335e-06 | 95.1547 | 0.00014592 | 2044 | Mitigation | 0.9 | 30 | 0 | esc | 0.06009 | 9.2146e-08 | 0.06345 | 9.7298e-08 | 0.066806 | 1.0244e-07 | 0.063625 | 9.7567e-08
[120 empty] | 7.3.5.15 Identification and remediation of “at-risk species”WLDFRVegetation ContactBranch (OverHanging) | WLDFR | HFTD - Distribution - Tier 3 - 5QU CoRE ¦ 4QU LoRE | Red Flag Warning - Large Fires | Vegetation Contact | Branch (OverHanging) | 2045 | 1.5335e-06 | 95.1547 | 0.00014592 | 2045 | Mitigation | 0.9 | 30 | 0 | esc | 0.06009 | 9.2146e-08 | 0.06345 | 9.7298e-08 | 0.066806 | 1.0244e-07 | 0.063625 | 9.7567e-08
[120 empty] | 7.3.5.15 Identification and remediation of “at-risk species”WLDFRVegetation ContactBranch (OverHanging) | WLDFR | HFTD - Distribution - Tier 3 - 5QU CoRE ¦ 4QU LoRE | Red Flag Warning - Large Fires | Vegetation Contact | Branch (OverHanging) | 2046 | 1.5335e-06 | 95.1547 | 0.00014592 | 2046 | Mitigation | 0.9 | 30 | 0 | esc | 0.06009 | 9.2146e-08 | 0.06345 | 9.7298e-08 | 0.066806 | 1.0244e-07 | 0.063625 | 9.7567e-08
[120 empty] | 7.3.5.15 Identification and remediation of “at-risk species”WLDFRVegetation ContactBranch (OverHanging) | WLDFR | HFTD - Distribution - Tier 3 - 5QU CoRE ¦ 4QU LoRE | Red Flag Warning - Large Fires | Vegetation Contact | Branch (OverHanging) | 2047 | 1.5335e-06 | 95.1547 | 0.00014592 | 2047 | Mitigation | 0.9 | 30 | 0 | esc | 0.06009 | 9.2146e-08 | 0.06345 | 9.7298e-08 | 0.066806 | 1.0244e-07 | 0.063625 | 9.7567e-08
[120 empty] | 7.3.5.15 Identification and remediation of “at-risk species”WLDFRVegetation ContactBranch (OverHanging) | WLDFR | HFTD - Distribution - Tier 3 - 5QU CoRE ¦ 4QU LoRE | Red Flag Warning - Large Fires | Vegetation Contact | Branch (OverHanging) | 2048 | 1.5335e-06 | 95.1547 | 0.00014592 | 2048 | Mitigation | 0.9 | 30 | 0 | esc | 0.06009 | 9.2146e-08 | 0.06345 | 9.7298e-08 | 0.066806 | 1.0244e-07 | 0.063625 | 9.7567e-08
[120 empty] | 7.3.5.15 Identification and remediation of “at-risk species”WLDFRVegetation ContactBranch (OverHanging) | WLDFR | HFTD - Distribution - Tier 3 - 5QU CoRE ¦ 4QU LoRE | Red Flag Warning - Large Fires | Vegetation Contact | Branch (OverHanging) | 2049 | 1.5335e-06 | 95.1547 | 0.00014592 | 2049 | Mitigation | 0.9 | 30 | 0 | esc | 0.06009 | 9.2146e-08 | 0.06345 | 9.7298e-08 | 0.066806 | 1.0244e-07 | 0.063625 | 9.7567e-08
[120 empty] | 7.3.5.15 Identification and remediation of “at-risk species”WLDFRVegetation ContactBranch (OverHanging) | WLDFR | HFTD - Distribution - Tier 3 - 5QU CoRE ¦ 4QU LoRE | Red Flag Warning - Large Fires | Vegetation Contact | Branch (OverHanging) | 2050 | 1.5335e-06 | 95.1547 | 0.00014592 | 2050 | Mitigation | 0.9 | 30 | 0 | esc | 0 | 0 | 0.06345 | 9.7298e-08 | 0.066806 | 1.0244e-07 | 0.063625 | 9.7567e-08
[120 empty] | 7.3.5.15 Identification and remediation of “at-risk species”WLDFRVegetation ContactBranch (OverHanging) | WLDFR | HFTD - Distribution - Tier 3 - 5QU CoRE ¦ 4QU LoRE | Red Flag Warning - Large Fires | Vegetation Contact | Branch (OverHanging) | 2051 | 1.5335e-06 | 95.1547 | 0.00014592 | 2051 | Mitigation | 0.9 | 30 | 0 | esc | 0 | 0 | 0 | 0 | 0.066806 | 1.0244e-07 | 0.063625 | 9.7567e-08
[120 empty] | 7.3.5.15 Identification and remediation of “at-risk species”WLDFRVegetation ContactBranch (OverHanging) | WLDFR | HFTD - Distribution - Tier 3 - 5QU CoRE ¦ 4QU LoRE | Red Flag Warning - Large Fires | Vegetation Contact | Branch (OverHanging) | 2052 | 1.5335e-06 | 95.1547 | 0.00014592 | 2052 | Mitigation | 0.9 | 30 | 0 | esc | 0 | 0 | 0 | 0 | 0 | 0 | 0.063625 | 9.7567e-08
[120 empty] | 7.3.5.15 Identification and remediation of “at-risk species”WLDFRVegetation ContactFell into (Moderate-Severe defect) | WLDFR | HFTD - Distribution - Tier 3 - 5QU CoRE ¦ 4QU LoRE | Red Flag Warning - Large Fires | Vegetation Contact | Fell into (Moderate-Severe defect) | 2022 | 4.4179e-07 | 95.1547 | 4.2039e-05 | 2022 | Mitigation | 0.95 | 1 | 0 | esc | 0 | 0 | 0 | 0 | 0.070518 | 3.1154e-08 | 0 | 0
[120 empty] | 7.3.5.15 Identification and remediation of “at-risk species”WLDFRVegetation ContactFell into (Moderate-Severe defect) | WLDFR | HFTD - Distribution - Tier 3 - 5QU CoRE ¦ 4QU LoRE | Red Flag Warning - Large Fires | Vegetation Contact | Fell into (Moderate-Severe defect) | 2023 | 4.4179e-07 | 95.1547 | 4.2039e-05 | 2023 | Mitigation | 0.95 | 1 | 0 | esc | 0 | 0 | 0 | 0 | 0 | 0 | 0.06716 | 2.9671e-08
[120 empty] | 7.3.5.15 Identification and remediation of “at-risk species”WLDFRVegetation ContactFell into (slight defect) | WLDFR | HFTD - Distribution - Tier 3 - 5QU CoRE ¦ 4QU LoRE | Red Flag Warning - Large Fires | Vegetation Contact | Fell into (slight defect) | 2022 | 4.9079e-07 | 95.1547 | 4.6701e-05 | 2022 | Mitigation | 0.5 | 1 | 0 | esc | 0 | 0 | 0 | 0 | 0.037115 | 1.8215e-08 | 0 | 0
[120 empty] | 7.3.5.15 Identification and remediation of “at-risk species”WLDFRVegetation ContactFell into (slight defect) | WLDFR | HFTD - Distribution - Tier 3 - 5QU CoRE ¦ 4QU LoRE | Red Flag Warning - Large Fires | Vegetation Contact | Fell into (slight defect) | 2023 | 4.9079e-07 | 95.1547 | 4.6701e-05 | 2023 | Mitigation | 0.5 | 1 | 0 | esc | 0 | 0 | 0 | 0 | 0 | 0 | 0.035347 | 1.7348e-08
[120 empty] | 7.3.5.15 Identification and remediation of “at-risk species”WLDFRVegetation ContactGrow Into | WLDFR | HFTD - Distribution - Tier 3 - 5QU CoRE ¦ 4QU LoRE | Red Flag Warning - Large Fires | Vegetation Contact | Grow Into | 2022 | 5.0796e-08 | 95.1547 | 4.8335e-06 | 2022 | Mitigation | 0.5 | 1 | 0 | esc | 0 | 0 | 0 | 0 | 0.037115 | 1.8853e-09 | 0 | 0
[120 empty] | 7.3.5.15 Identification and remediation of “at-risk species”WLDFRVegetation ContactGrow Into | WLDFR | HFTD - Distribution - Tier 3 - 5QU CoRE ¦ 4QU LoRE | Red Flag Warning - Large Fires | Vegetation Contact | Grow Into | 2023 | 5.0796e-08 | 95.1547 | 4.8335e-06 | 2023 | Mitigation | 0.5 | 1 | 0 | esc | 0 | 0 | 0 | 0 | 0 | 0 | 0.035347 | 1.7955e-09
[120 empty] | 7.3.5.15 Identification and remediation of “at-risk species”WLDFRVegetation ContactBranch (Not overhanging, 4-12ft) | WLDFR | HFTD - Distribution - Tier 3 - 5QU CoRE ¦ 4QU LoRE | Red Flag Warning - Small Fires | Vegetation Contact | Branch (Not overhanging, 4-12ft) | 2022 | 3.9509e-06 | 95.1547 | 0.00037595 | 2022 | Mitigation | 0.5 | 30 | 0 | esc | 0.033383 | 1.319e-07 | 0.03525 | 1.3927e-07 | 0.037115 | 1.4664e-07 | 0 | 0
[120 empty] | 7.3.5.15 Identification and remediation of “at-risk species”WLDFRVegetation ContactBranch (Not overhanging, 4-12ft) | WLDFR | HFTD - Distribution - Tier 3 - 5QU CoRE ¦ 4QU LoRE | Red Flag Warning - Small Fires | Vegetation Contact | Branch (Not overhanging, 4-12ft) | 2023 | 3.9509e-06 | 95.1547 | 0.00037595 | 2023 | Mitigation | 0.5 | 30 | 0 | esc | 0.033383 | 1.319e-07 | 0.03525 | 1.3927e-07 | 0.037115 | 1.4664e-07 | 0.035347 | 1.3966e-07
[120 empty] | 7.3.5.15 Identification and remediation of “at-risk species”WLDFRVegetation ContactBranch (Not overhanging, 4-12ft) | WLDFR | HFTD - Distribution - Tier 3 - 5QU CoRE ¦ 4QU LoRE | Red Flag Warning - Small Fires | Vegetation Contact | Branch (Not overhanging, 4-12ft) | 2024 | 3.9509e-06 | 95.1547 | 0.00037595 | 2024 | Mitigation | 0.5 | 30 | 0 | esc | 0.033383 | 1.319e-07 | 0.03525 | 1.3927e-07 | 0.037115 | 1.4664e-07 | 0.035347 | 1.3966e-07
[120 empty] | 7.3.5.15 Identification and remediation of “at-risk species”WLDFRVegetation ContactBranch (Not overhanging, 4-12ft) | WLDFR | HFTD - Distribution - Tier 3 - 5QU CoRE ¦ 4QU LoRE | Red Flag Warning - Small Fires | Vegetation Contact | Branch (Not overhanging, 4-12ft) | 2025 | 3.9509e-06 | 95.1547 | 0.00037595 | 2025 | Mitigation | 0.5 | 30 | 0 | esc | 0.033383 | 1.319e-07 | 0.03525 | 1.3927e-07 | 0.037115 | 1.4664e-07 | 0.035347 | 1.3966e-07
[120 empty] | 7.3.5.15 Identification and remediation of “at-risk species”WLDFRVegetation ContactBranch (Not overhanging, 4-12ft) | WLDFR | HFTD - Distribution - Tier 3 - 5QU CoRE ¦ 4QU LoRE | Red Flag Warning - Small Fires | Vegetation Contact | Branch (Not overhanging, 4-12ft) | 2026 | 3.9509e-06 | 95.1547 | 0.00037595 | 2026 | Mitigation | 0.5 | 30 | 0 | esc | 0.033383 | 1.319e-07 | 0.03525 | 1.3927e-07 | 0.037115 | 1.4664e-07 | 0.035347 | 1.3966e-07
[120 empty] | 7.3.5.15 Identification and remediation of “at-risk species”WLDFRVegetation ContactBranch (Not overhanging, 4-12ft) | WLDFR | HFTD - Distribution - Tier 3 - 5QU CoRE ¦ 4QU LoRE | Red Flag Warning - Small Fires | Vegetation Contact | Branch (Not overhanging, 4-12ft) | 2027 | 3.9509e-06 | 95.1547 | 0.00037595 | 2027 | Mitigation | 0.5 | 30 | 0 | esc | 0.033383 | 1.319e-07 | 0.03525 | 1.3927e-07 | 0.037115 | 1.4664e-07 | 0.035347 | 1.3966e-07
[120 empty] | 7.3.5.15 Identification and remediation of “at-risk species”WLDFRVegetation ContactBranch (Not overhanging, 4-12ft) | WLDFR | HFTD - Distribution - Tier 3 - 5QU CoRE ¦ 4QU LoRE | Red Flag Warning - Small Fires | Vegetation Contact | Branch (Not overhanging, 4-12ft) | 2028 | 3.9509e-06 | 95.1547 | 0.00037595 | 2028 | Mitigation | 0.5 | 30 | 0 | esc | 0.033383 | 1.319e-07 | 0.03525 | 1.3927e-07 | 0.037115 | 1.4664e-07 | 0.035347 | 1.3966e-07
[120 empty] | 7.3.5.15 Identification and remediation of “at-risk species”WLDFRVegetation ContactBranch (Not overhanging, 4-12ft) | WLDFR | HFTD - Distribution - Tier 3 - 5QU CoRE ¦ 4QU LoRE | Red Flag Warning - Small Fires | Vegetation Contact | Branch (Not overhanging, 4-12ft) | 2029 | 3.9509e-06 | 95.1547 | 0.00037595 | 2029 | Mitigation | 0.5 | 30 | 0 | esc | 0.033383 | 1.319e-07 | 0.03525 | 1.3927e-07 | 0.037115 | 1.4664e-07 | 0.035347 | 1.3966e-07
[120 empty] | 7.3.5.15 Identification and remediation of “at-risk species”WLDFRVegetation ContactBranch (Not overhanging, 4-12ft) | WLDFR | HFTD - Distribution - Tier 3 - 5QU CoRE ¦ 4QU LoRE | Red Flag Warning - Small Fires | Vegetation Contact | Branch (Not overhanging, 4-12ft) | 2030 | 3.9509e-06 | 95.1547 | 0.00037595 | 2030 | Mitigation | 0.5 | 30 | 0 | esc | 0.033383 | 1.319e-07 | 0.03525 | 1.3927e-07 | 0.037115 | 1.4664e-07 | 0.035347 | 1.3966e-07
[120 empty] | 7.3.5.15 Identification and remediation of “at-risk species”WLDFRVegetation ContactBranch (Not overhanging, 4-12ft) | WLDFR | HFTD - Distribution - Tier 3 - 5QU CoRE ¦ 4QU LoRE | Red Flag Warning - Small Fires | Vegetation Contact | Branch (Not overhanging, 4-12ft) | 2031 | 3.9509e-06 | 95.1547 | 0.00037595 | 2031 | Mitigation | 0.5 | 30 | 0 | esc | 0.033383 | 1.319e-07 | 0.03525 | 1.3927e-07 | 0.037115 | 1.4664e-07 | 0.035347 | 1.3966e-07
[120 empty] | 7.3.5.15 Identification and remediation of “at-risk species”WLDFRVegetation ContactBranch (Not overhanging, 4-12ft) | WLDFR | HFTD - Distribution - Tier 3 - 5QU CoRE ¦ 4QU LoRE | Red Flag Warning - Small Fires | Vegetation Contact | Branch (Not overhanging, 4-12ft) | 2032 | 3.9509e-06 | 95.1547 | 0.00037595 | 2032 | Mitigation | 0.5 | 30 | 0 | esc | 0.033383 | 1.319e-07 | 0.03525 | 1.3927e-07 | 0.037115 | 1.4664e-07 | 0.035347 | 1.3966e-07
[120 empty] | 7.3.5.15 Identification and remediation of “at-risk species”WLDFRVegetation ContactBranch (Not overhanging, 4-12ft) | WLDFR | HFTD - Distribution - Tier 3 - 5QU CoRE ¦ 4QU LoRE | Red Flag Warning - Small Fires | Vegetation Contact | Branch (Not overhanging, 4-12ft) | 2033 | 3.9509e-06 | 95.1547 | 0.00037595 | 2033 | Mitigation | 0.5 | 30 | 0 | esc | 0.033383 | 1.319e-07 | 0.03525 | 1.3927e-07 | 0.037115 | 1.4664e-07 | 0.035347 | 1.3966e-07
[120 empty] | 7.3.5.15 Identification and remediation of “at-risk species”WLDFRVegetation ContactBranch (Not overhanging, 4-12ft) | WLDFR | HFTD - Distribution - Tier 3 - 5QU CoRE ¦ 4QU LoRE | Red Flag Warning - Small Fires | Vegetation Contact | Branch (Not overhanging, 4-12ft) | 2034 | 3.9509e-06 | 95.1547 | 0.00037595 | 2034 | Mitigation | 0.5 | 30 | 0 | esc | 0.033383 | 1.319e-07 | 0.03525 | 1.3927e-07 | 0.037115 | 1.4664e-07 | 0.035347 | 1.3966e-07
[120 empty] | 7.3.5.15 Identification and remediation of “at-risk species”WLDFRVegetation ContactBranch (Not overhanging, 4-12ft) | WLDFR | HFTD - Distribution - Tier 3 - 5QU CoRE ¦ 4QU LoRE | Red Flag Warning - Small Fires | Vegetation Contact | Branch (Not overhanging, 4-12ft) | 2035 | 3.9509e-06 | 95.1547 | 0.00037595 | 2035 | Mitigation | 0.5 | 30 | 0 | esc | 0.033383 | 1.319e-07 | 0.03525 | 1.3927e-07 | 0.037115 | 1.4664e-07 | 0.035347 | 1.3966e-07
[120 empty] | 7.3.5.15 Identification and remediation of “at-risk species”WLDFRVegetation ContactBranch (Not overhanging, 4-12ft) | WLDFR | HFTD - Distribution - Tier 3 - 5QU CoRE ¦ 4QU LoRE | Red Flag Warning - Small Fires | Vegetation Contact | Branch (Not overhanging, 4-12ft) | 2036 | 3.9509e-06 | 95.1547 | 0.00037595 | 2036 | Mitigation | 0.5 | 30 | 0 | esc | 0.033383 | 1.319e-07 | 0.03525 | 1.3927e-07 | 0.037115 | 1.4664e-07 | 0.035347 | 1.3966e-07
[120 empty] | 7.3.5.15 Identification and remediation of “at-risk species”WLDFRVegetation ContactBranch (Not overhanging, 4-12ft) | WLDFR | HFTD - Distribution - Tier 3 - 5QU CoRE ¦ 4QU LoRE | Red Flag Warning - Small Fires | Vegetation Contact | Branch (Not overhanging, 4-12ft) | 2037 | 3.9509e-06 | 95.1547 | 0.00037595 | 2037 | Mitigation | 0.5 | 30 | 0 | esc | 0.033383 | 1.319e-07 | 0.03525 | 1.3927e-07 | 0.037115 | 1.4664e-07 | 0.035347 | 1.3966e-07
[120 empty] | 7.3.5.15 Identification and remediation of “at-risk species”WLDFRVegetation ContactBranch (Not overhanging, 4-12ft) | WLDFR | HFTD - Distribution - Tier 3 - 5QU CoRE ¦ 4QU LoRE | Red Flag Warning - Small Fires | Vegetation Contact | Branch (Not overhanging, 4-12ft) | 2038 | 3.9509e-06 | 95.1547 | 0.00037595 | 2038 | Mitigation | 0.5 | 30 | 0 | esc | 0.033383 | 1.319e-07 | 0.03525 | 1.3927e-07 | 0.037115 | 1.4664e-07 | 0.035347 | 1.3966e-07
[120 empty] | 7.3.5.15 Identification and remediation of “at-risk species”WLDFRVegetation ContactBranch (Not overhanging, 4-12ft) | WLDFR | HFTD - Distribution - Tier 3 - 5QU CoRE ¦ 4QU LoRE | Red Flag Warning - Small Fires | Vegetation Contact | Branch (Not overhanging, 4-12ft) | 2039 | 3.9509e-06 | 95.1547 | 0.00037595 | 2039 | Mitigation | 0.5 | 30 | 0 | esc | 0.033383 | 1.319e-07 | 0.03525 | 1.3927e-07 | 0.037115 | 1.4664e-07 | 0.035347 | 1.3966e-07
[120 empty] | 7.3.5.15 Identification and remediation of “at-risk species”WLDFRVegetation ContactBranch (Not overhanging, 4-12ft) | WLDFR | HFTD - Distribution - Tier 3 - 5QU CoRE ¦ 4QU LoRE | Red Flag Warning - Small Fires | Vegetation Contact | Branch (Not overhanging, 4-12ft) | 2040 | 3.9509e-06 | 95.1547 | 0.00037595 | 2040 | Mitigation | 0.5 | 30 | 0 | esc | 0.033383 | 1.319e-07 | 0.03525 | 1.3927e-07 | 0.037115 | 1.4664e-07 | 0.035347 | 1.3966e-07
[120 empty] | 7.3.5.15 Identification and remediation of “at-risk species”WLDFRVegetation ContactBranch (Not overhanging, 4-12ft) | WLDFR | HFTD - Distribution - Tier 3 - 5QU CoRE ¦ 4QU LoRE | Red Flag Warning - Small Fires | Vegetation Contact | Branch (Not overhanging, 4-12ft) | 2041 | 3.9509e-06 | 95.1547 | 0.00037595 | 2041 | Mitigation | 0.5 | 30 | 0 | esc | 0.033383 | 1.319e-07 | 0.03525 | 1.3927e-07 | 0.037115 | 1.4664e-07 | 0.035347 | 1.3966e-07
[120 empty] | 7.3.5.15 Identification and remediation of “at-risk species”WLDFRVegetation ContactBranch (Not overhanging, 4-12ft) | WLDFR | HFTD - Distribution - Tier 3 - 5QU CoRE ¦ 4QU LoRE | Red Flag Warning - Small Fires | Vegetation Contact | Branch (Not overhanging, 4-12ft) | 2042 | 3.9509e-06 | 95.1547 | 0.00037595 | 2042 | Mitigation | 0.5 | 30 | 0 | esc | 0.033383 | 1.319e-07 | 0.03525 | 1.3927e-07 | 0.037115 | 1.4664e-07 | 0.035347 | 1.3966e-07
[120 empty] | 7.3.5.15 Identification and remediation of “at-risk species”WLDFRVegetation ContactBranch (Not overhanging, 4-12ft) | WLDFR | HFTD - Distribution - Tier 3 - 5QU CoRE ¦ 4QU LoRE | Red Flag Warning - Small Fires | Vegetation Contact | Branch (Not overhanging, 4-12ft) | 2043 | 3.9509e-06 | 95.1547 | 0.00037595 | 2043 | Mitigation | 0.5 | 30 | 0 | esc | 0.033383 | 1.319e-07 | 0.03525 | 1.3927e-07 | 0.037115 | 1.4664e-07 | 0.035347 | 1.3966e-07
[120 empty] | 7.3.5.15 Identification and remediation of “at-risk species”WLDFRVegetation ContactBranch (Not overhanging, 4-12ft) | WLDFR | HFTD - Distribution - Tier 3 - 5QU CoRE ¦ 4QU LoRE | Red Flag Warning - Small Fires | Vegetation Contact | Branch (Not overhanging, 4-12ft) | 2044 | 3.9509e-06 | 95.1547 | 0.00037595 | 2044 | Mitigation | 0.5 | 30 | 0 | esc | 0.033383 | 1.319e-07 | 0.03525 | 1.3927e-07 | 0.037115 | 1.4664e-07 | 0.035347 | 1.3966e-07
[120 empty] | 7.3.5.15 Identification and remediation of “at-risk species”WLDFRVegetation ContactBranch (Not overhanging, 4-12ft) | WLDFR | HFTD - Distribution - Tier 3 - 5QU CoRE ¦ 4QU LoRE | Red Flag Warning - Small Fires | Vegetation Contact | Branch (Not overhanging, 4-12ft) | 2045 | 3.9509e-06 | 95.1547 | 0.00037595 | 2045 | Mitigation | 0.5 | 30 | 0 | esc | 0.033383 | 1.319e-07 | 0.03525 | 1.3927e-07 | 0.037115 | 1.4664e-07 | 0.035347 | 1.3966e-07
[120 empty] | 7.3.5.15 Identification and remediation of “at-risk species”WLDFRVegetation ContactBranch (Not overhanging, 4-12ft) | WLDFR | HFTD - Distribution - Tier 3 - 5QU CoRE ¦ 4QU LoRE | Red Flag Warning - Small Fires | Vegetation Contact | Branch (Not overhanging, 4-12ft) | 2046 | 3.9509e-06 | 95.1547 | 0.00037595 | 2046 | Mitigation | 0.5 | 30 | 0 | esc | 0.033383 | 1.319e-07 | 0.03525 | 1.3927e-07 | 0.037115 | 1.4664e-07 | 0.035347 | 1.3966e-07
[120 empty] | 7.3.5.15 Identification and remediation of “at-risk species”WLDFRVegetation ContactBranch (Not overhanging, 4-12ft) | WLDFR | HFTD - Distribution - Tier 3 - 5QU CoRE ¦ 4QU LoRE | Red Flag Warning - Small Fires | Vegetation Contact | Branch (Not overhanging, 4-12ft) | 2047 | 3.9509e-06 | 95.1547 | 0.00037595 | 2047 | Mitigation | 0.5 | 30 | 0 | esc | 0.033383 | 1.319e-07 | 0.03525 | 1.3927e-07 | 0.037115 | 1.4664e-07 | 0.035347 | 1.3966e-07
[120 empty] | 7.3.5.15 Identification and remediation of “at-risk species”WLDFRVegetation ContactBranch (Not overhanging, 4-12ft) | WLDFR | HFTD - Distribution - Tier 3 - 5QU CoRE ¦ 4QU LoRE | Red Flag Warning - Small Fires | Vegetation Contact | Branch (Not overhanging, 4-12ft) | 2048 | 3.9509e-06 | 95.1547 | 0.00037595 | 2048 | Mitigation | 0.5 | 30 | 0 | esc | 0.033383 | 1.319e-07 | 0.03525 | 1.3927e-07 | 0.037115 | 1.4664e-07 | 0.035347 | 1.3966e-07
[120 empty] | 7.3.5.15 Identification and remediation of “at-risk species”WLDFRVegetation ContactBranch (Not overhanging, 4-12ft) | WLDFR | HFTD - Distribution - Tier 3 - 5QU CoRE ¦ 4QU LoRE | Red Flag Warning - Small Fires | Vegetation Contact | Branch (Not overhanging, 4-12ft) | 2049 | 3.9509e-06 | 95.1547 | 0.00037595 | 2049 | Mitigation | 0.5 | 30 | 0 | esc | 0.033383 | 1.319e-07 | 0.03525 | 1.3927e-07 | 0.037115 | 1.4664e-07 | 0.035347 | 1.3966e-07
[120 empty] | 7.3.5.15 Identification and remediation of “at-risk species”WLDFRVegetation ContactBranch (Not overhanging, 4-12ft) | WLDFR | HFTD - Distribution - Tier 3 - 5QU CoRE ¦ 4QU LoRE | Red Flag Warning - Small Fires | Vegetation Contact | Branch (Not overhanging, 4-12ft) | 2050 | 3.9509e-06 | 95.1547 | 0.00037595 | 2050 | Mitigation | 0.5 | 30 | 0 | esc | 0 | 0 | 0.03525 | 1.3927e-07 | 0.037115 | 1.4664e-07 | 0.035347 | 1.3966e-07
[120 empty] | 7.3.5.15 Identification and remediation of “at-risk species”WLDFRVegetation ContactBranch (Not overhanging, 4-12ft) | WLDFR | HFTD - Distribution - Tier 3 - 5QU CoRE ¦ 4QU LoRE | Red Flag Warning - Small Fires | Vegetation Contact | Branch (Not overhanging, 4-12ft) | 2051 | 3.9509e-06 | 95.1547 | 0.00037595 | 2051 | Mitigation | 0.5 | 30 | 0 | esc | 0 | 0 | 0 | 0 | 0.037115 | 1.4664e-07 | 0.035347 | 1.3966e-07
[120 empty] | 7.3.5.15 Identification and remediation of “at-risk species”WLDFRVegetation ContactBranch (Not overhanging, 4-12ft) | WLDFR | HFTD - Distribution - Tier 3 - 5QU CoRE ¦ 4QU LoRE | Red Flag Warning - Small Fires | Vegetation Contact | Branch (Not overhanging, 4-12ft) | 2052 | 3.9509e-06 | 95.1547 | 0.00037595 | 2052 | Mitigation | 0.5 | 30 | 0 | esc | 0 | 0 | 0 | 0 | 0 | 0 | 0.035347 | 1.3966e-07
[120 empty] | 7.3.5.15 Identification and remediation of “at-risk species”WLDFRVegetation ContactBranch (Not overhanging, within 4ft) | WLDFR | HFTD - Distribution - Tier 3 - 5QU CoRE ¦ 4QU LoRE | Red Flag Warning - Small Fires | Vegetation Contact | Branch (Not overhanging, within 4ft) | 2022 | 1.0309e-06 | 95.1547 | 9.8096e-05 | 2022 | Mitigation | 0.9 | 30 | 0 | esc | 0.06009 | 6.1948e-08 | 0.06345 | 6.5411e-08 | 0.066806 | 6.8871e-08 | 0 | 0
[120 empty] | 7.3.5.15 Identification and remediation of “at-risk species”WLDFRVegetation ContactBranch (Not overhanging, within 4ft) | WLDFR | HFTD - Distribution - Tier 3 - 5QU CoRE ¦ 4QU LoRE | Red Flag Warning - Small Fires | Vegetation Contact | Branch (Not overhanging, within 4ft) | 2023 | 1.0309e-06 | 95.1547 | 9.8096e-05 | 2023 | Mitigation | 0.9 | 30 | 0 | esc | 0.06009 | 6.1948e-08 | 0.06345 | 6.5411e-08 | 0.066806 | 6.8871e-08 | 0.063625 | 6.5592e-08
[120 empty] | 7.3.5.15 Identification and remediation of “at-risk species”WLDFRVegetation ContactBranch (Not overhanging, within 4ft) | WLDFR | HFTD - Distribution - Tier 3 - 5QU CoRE ¦ 4QU LoRE | Red Flag Warning - Small Fires | Vegetation Contact | Branch (Not overhanging, within 4ft) | 2024 | 1.0309e-06 | 95.1547 | 9.8096e-05 | 2024 | Mitigation | 0.9 | 30 | 0 | esc | 0.06009 | 6.1948e-08 | 0.06345 | 6.5411e-08 | 0.066806 | 6.8871e-08 | 0.063625 | 6.5592e-08
[120 empty] | 7.3.5.15 Identification and remediation of “at-risk species”WLDFRVegetation ContactBranch (Not overhanging, within 4ft) | WLDFR | HFTD - Distribution - Tier 3 - 5QU CoRE ¦ 4QU LoRE | Red Flag Warning - Small Fires | Vegetation Contact | Branch (Not overhanging, within 4ft) | 2025 | 1.0309e-06 | 95.1547 | 9.8096e-05 | 2025 | Mitigation | 0.9 | 30 | 0 | esc | 0.06009 | 6.1948e-08 | 0.06345 | 6.5411e-08 | 0.066806 | 6.8871e-08 | 0.063625 | 6.5592e-08
[120 empty] | 7.3.5.15 Identification and remediation of “at-risk species”WLDFRVegetation ContactBranch (Not overhanging, within 4ft) | WLDFR | HFTD - Distribution - Tier 3 - 5QU CoRE ¦ 4QU LoRE | Red Flag Warning - Small Fires | Vegetation Contact | Branch (Not overhanging, within 4ft) | 2026 | 1.0309e-06 | 95.1547 | 9.8096e-05 | 2026 | Mitigation | 0.9 | 30 | 0 | esc | 0.06009 | 6.1948e-08 | 0.06345 | 6.5411e-08 | 0.066806 | 6.8871e-08 | 0.063625 | 6.5592e-08
[120 empty] | 7.3.5.15 Identification and remediation of “at-risk species”WLDFRVegetation ContactBranch (Not overhanging, within 4ft) | WLDFR | HFTD - Distribution - Tier 3 - 5QU CoRE ¦ 4QU LoRE | Red Flag Warning - Small Fires | Vegetation Contact | Branch (Not overhanging, within 4ft) | 2027 | 1.0309e-06 | 95.1547 | 9.8096e-05 | 2027 | Mitigation | 0.9 | 30 | 0 | esc | 0.06009 | 6.1948e-08 | 0.06345 | 6.5411e-08 | 0.066806 | 6.8871e-08 | 0.063625 | 6.5592e-08
[120 empty] | 7.3.5.15 Identification and remediation of “at-risk species”WLDFRVegetation ContactBranch (Not overhanging, within 4ft) | WLDFR | HFTD - Distribution - Tier 3 - 5QU CoRE ¦ 4QU LoRE | Red Flag Warning - Small Fires | Vegetation Contact | Branch (Not overhanging, within 4ft) | 2028 | 1.0309e-06 | 95.1547 | 9.8096e-05 | 2028 | Mitigation | 0.9 | 30 | 0 | esc | 0.06009 | 6.1948e-08 | 0.06345 | 6.5411e-08 | 0.066806 | 6.8871e-08 | 0.063625 | 6.5592e-08
[120 empty] | 7.3.5.15 Identification and remediation of “at-risk species”WLDFRVegetation ContactBranch (Not overhanging, within 4ft) | WLDFR | HFTD - Distribution - Tier 3 - 5QU CoRE ¦ 4QU LoRE | Red Flag Warning - Small Fires | Vegetation Contact | Branch (Not overhanging, within 4ft) | 2029 | 1.0309e-06 | 95.1547 | 9.8096e-05 | 2029 | Mitigation | 0.9 | 30 | 0 | esc | 0.06009 | 6.1948e-08 | 0.06345 | 6.5411e-08 | 0.066806 | 6.8871e-08 | 0.063625 | 6.5592e-08
[120 empty] | 7.3.5.15 Identification and remediation of “at-risk species”WLDFRVegetation ContactBranch (Not overhanging, within 4ft) | WLDFR | HFTD - Distribution - Tier 3 - 5QU CoRE ¦ 4QU LoRE | Red Flag Warning - Small Fires | Vegetation Contact | Branch (Not overhanging, within 4ft) | 2030 | 1.0309e-06 | 95.1547 | 9.8096e-05 | 2030 | Mitigation | 0.9 | 30 | 0 | esc | 0.06009 | 6.1948e-08 | 0.06345 | 6.5411e-08 | 0.066806 | 6.8871e-08 | 0.063625 | 6.5592e-08
[120 empty] | 7.3.5.15 Identification and remediation of “at-risk species”WLDFRVegetation ContactBranch (Not overhanging, within 4ft) | WLDFR | HFTD - Distribution - Tier 3 - 5QU CoRE ¦ 4QU LoRE | Red Flag Warning - Small Fires | Vegetation Contact | Branch (Not overhanging, within 4ft) | 2031 | 1.0309e-06 | 95.1547 | 9.8096e-05 | 2031 | Mitigation | 0.9 | 30 | 0 | esc | 0.06009 | 6.1948e-08 | 0.06345 | 6.5411e-08 | 0.066806 | 6.8871e-08 | 0.063625 | 6.5592e-08
[120 empty] | 7.3.5.15 Identification and remediation of “at-risk species”WLDFRVegetation ContactBranch (Not overhanging, within 4ft) | WLDFR | HFTD - Distribution - Tier 3 - 5QU CoRE ¦ 4QU LoRE | Red Flag Warning - Small Fires | Vegetation Contact | Branch (Not overhanging, within 4ft) | 2032 | 1.0309e-06 | 95.1547 | 9.8096e-05 | 2032 | Mitigation | 0.9 | 30 | 0 | esc | 0.06009 | 6.1948e-08 | 0.06345 | 6.5411e-08 | 0.066806 | 6.8871e-08 | 0.063625 | 6.5592e-08
[120 empty] | 7.3.5.15 Identification and remediation of “at-risk species”WLDFRVegetation ContactBranch (Not overhanging, within 4ft) | WLDFR | HFTD - Distribution - Tier 3 - 5QU CoRE ¦ 4QU LoRE | Red Flag Warning - Small Fires | Vegetation Contact | Branch (Not overhanging, within 4ft) | 2033 | 1.0309e-06 | 95.1547 | 9.8096e-05 | 2033 | Mitigation | 0.9 | 30 | 0 | esc | 0.06009 | 6.1948e-08 | 0.06345 | 6.5411e-08 | 0.066806 | 6.8871e-08 | 0.063625 | 6.5592e-08
[120 empty] | 7.3.5.15 Identification and remediation of “at-risk species”WLDFRVegetation ContactBranch (Not overhanging, within 4ft) | WLDFR | HFTD - Distribution - Tier 3 - 5QU CoRE ¦ 4QU LoRE | Red Flag Warning - Small Fires | Vegetation Contact | Branch (Not overhanging, within 4ft) | 2034 | 1.0309e-06 | 95.1547 | 9.8096e-05 | 2034 | Mitigation | 0.9 | 30 | 0 | esc | 0.06009 | 6.1948e-08 | 0.06345 | 6.5411e-08 | 0.066806 | 6.8871e-08 | 0.063625 | 6.5592e-08
[120 empty] | 7.3.5.15 Identification and remediation of “at-risk species”WLDFRVegetation ContactBranch (Not overhanging, within 4ft) | WLDFR | HFTD - Distribution - Tier 3 - 5QU CoRE ¦ 4QU LoRE | Red Flag Warning - Small Fires | Vegetation Contact | Branch (Not overhanging, within 4ft) | 2035 | 1.0309e-06 | 95.1547 | 9.8096e-05 | 2035 | Mitigation | 0.9 | 30 | 0 | esc | 0.06009 | 6.1948e-08 | 0.06345 | 6.5411e-08 | 0.066806 | 6.8871e-08 | 0.063625 | 6.5592e-08
[120 empty] | 7.3.5.15 Identification and remediation of “at-risk species”WLDFRVegetation ContactBranch (Not overhanging, within 4ft) | WLDFR | HFTD - Distribution - Tier 3 - 5QU CoRE ¦ 4QU LoRE | Red Flag Warning - Small Fires | Vegetation Contact | Branch (Not overhanging, within 4ft) | 2036 | 1.0309e-06 | 95.1547 | 9.8096e-05 | 2036 | Mitigation | 0.9 | 30 | 0 | esc | 0.06009 | 6.1948e-08 | 0.06345 | 6.5411e-08 | 0.066806 | 6.8871e-08 | 0.063625 | 6.5592e-08
[120 empty] | 7.3.5.15 Identification and remediation of “at-risk species”WLDFRVegetation ContactBranch (Not overhanging, within 4ft) | WLDFR | HFTD - Distribution - Tier 3 - 5QU CoRE ¦ 4QU LoRE | Red Flag Warning - Small Fires | Vegetation Contact | Branch (Not overhanging, within 4ft) | 2037 | 1.0309e-06 | 95.1547 | 9.8096e-05 | 2037 | Mitigation | 0.9 | 30 | 0 | esc | 0.06009 | 6.1948e-08 | 0.06345 | 6.5411e-08 | 0.066806 | 6.8871e-08 | 0.063625 | 6.5592e-08
[120 empty] | 7.3.5.15 Identification and remediation of “at-risk species”WLDFRVegetation ContactBranch (Not overhanging, within 4ft) | WLDFR | HFTD - Distribution - Tier 3 - 5QU CoRE ¦ 4QU LoRE | Red Flag Warning - Small Fires | Vegetation Contact | Branch (Not overhanging, within 4ft) | 2038 | 1.0309e-06 | 95.1547 | 9.8096e-05 | 2038 | Mitigation | 0.9 | 30 | 0 | esc | 0.06009 | 6.1948e-08 | 0.06345 | 6.5411e-08 | 0.066806 | 6.8871e-08 | 0.063625 | 6.5592e-08
[120 empty] | 7.3.5.15 Identification and remediation of “at-risk species”WLDFRVegetation ContactBranch (Not overhanging, within 4ft) | WLDFR | HFTD - Distribution - Tier 3 - 5QU CoRE ¦ 4QU LoRE | Red Flag Warning - Small Fires | Vegetation Contact | Branch (Not overhanging, within 4ft) | 2039 | 1.0309e-06 | 95.1547 | 9.8096e-05 | 2039 | Mitigation | 0.9 | 30 | 0 | esc | 0.06009 | 6.1948e-08 | 0.06345 | 6.5411e-08 | 0.066806 | 6.8871e-08 | 0.063625 | 6.5592e-08
[120 empty] | 7.3.5.15 Identification and remediation of “at-risk species”WLDFRVegetation ContactBranch (Not overhanging, within 4ft) | WLDFR | HFTD - Distribution - Tier 3 - 5QU CoRE ¦ 4QU LoRE | Red Flag Warning - Small Fires | Vegetation Contact | Branch (Not overhanging, within 4ft) | 2040 | 1.0309e-06 | 95.1547 | 9.8096e-05 | 2040 | Mitigation | 0.9 | 30 | 0 | esc | 0.06009 | 6.1948e-08 | 0.06345 | 6.5411e-08 | 0.066806 | 6.8871e-08 | 0.063625 | 6.5592e-08
[120 empty] | 7.3.5.15 Identification and remediation of “at-risk species”WLDFRVegetation ContactBranch (Not overhanging, within 4ft) | WLDFR | HFTD - Distribution - Tier 3 - 5QU CoRE ¦ 4QU LoRE | Red Flag Warning - Small Fires | Vegetation Contact | Branch (Not overhanging, within 4ft) | 2041 | 1.0309e-06 | 95.1547 | 9.8096e-05 | 2041 | Mitigation | 0.9 | 30 | 0 | esc | 0.06009 | 6.1948e-08 | 0.06345 | 6.5411e-08 | 0.066806 | 6.8871e-08 | 0.063625 | 6.5592e-08
[120 empty] | 7.3.5.15 Identification and remediation of “at-risk species”WLDFRVegetation ContactBranch (Not overhanging, within 4ft) | WLDFR | HFTD - Distribution - Tier 3 - 5QU CoRE ¦ 4QU LoRE | Red Flag Warning - Small Fires | Vegetation Contact | Branch (Not overhanging, within 4ft) | 2042 | 1.0309e-06 | 95.1547 | 9.8096e-05 | 2042 | Mitigation | 0.9 | 30 | 0 | esc | 0.06009 | 6.1948e-08 | 0.06345 | 6.5411e-08 | 0.066806 | 6.8871e-08 | 0.063625 | 6.5592e-08
[120 empty] | 7.3.5.15 Identification and remediation of “at-risk species”WLDFRVegetation ContactBranch (Not overhanging, within 4ft) | WLDFR | HFTD - Distribution - Tier 3 - 5QU CoRE ¦ 4QU LoRE | Red Flag Warning - Small Fires | Vegetation Contact | Branch (Not overhanging, within 4ft) | 2043 | 1.0309e-06 | 95.1547 | 9.8096e-05 | 2043 | Mitigation | 0.9 | 30 | 0 | esc | 0.06009 | 6.1948e-08 | 0.06345 | 6.5411e-08 | 0.066806 | 6.8871e-08 | 0.063625 | 6.5592e-08
[120 empty] | 7.3.5.15 Identification and remediation of “at-risk species”WLDFRVegetation ContactBranch (Not overhanging, within 4ft) | WLDFR | HFTD - Distribution - Tier 3 - 5QU CoRE ¦ 4QU LoRE | Red Flag Warning - Small Fires | Vegetation Contact | Branch (Not overhanging, within 4ft) | 2044 | 1.0309e-06 | 95.1547 | 9.8096e-05 | 2044 | Mitigation | 0.9 | 30 | 0 | esc | 0.06009 | 6.1948e-08 | 0.06345 | 6.5411e-08 | 0.066806 | 6.8871e-08 | 0.063625 | 6.5592e-08
[120 empty] | 7.3.5.15 Identification and remediation of “at-risk species”WLDFRVegetation ContactBranch (Not overhanging, within 4ft) | WLDFR | HFTD - Distribution - Tier 3 - 5QU CoRE ¦ 4QU LoRE | Red Flag Warning - Small Fires | Vegetation Contact | Branch (Not overhanging, within 4ft) | 2045 | 1.0309e-06 | 95.1547 | 9.8096e-05 | 2045 | Mitigation | 0.9 | 30 | 0 | esc | 0.06009 | 6.1948e-08 | 0.06345 | 6.5411e-08 | 0.066806 | 6.8871e-08 | 0.063625 | 6.5592e-08
[120 empty] | 7.3.5.15 Identification and remediation of “at-risk species”WLDFRVegetation ContactBranch (Not overhanging, within 4ft) | WLDFR | HFTD - Distribution - Tier 3 - 5QU CoRE ¦ 4QU LoRE | Red Flag Warning - Small Fires | Vegetation Contact | Branch (Not overhanging, within 4ft) | 2046 | 1.0309e-06 | 95.1547 | 9.8096e-05 | 2046 | Mitigation | 0.9 | 30 | 0 | esc | 0.06009 | 6.1948e-08 | 0.06345 | 6.5411e-08 | 0.066806 | 6.8871e-08 | 0.063625 | 6.5592e-08
[120 empty] | 7.3.5.15 Identification and remediation of “at-risk species”WLDFRVegetation ContactBranch (Not overhanging, within 4ft) | WLDFR | HFTD - Distribution - Tier 3 - 5QU CoRE ¦ 4QU LoRE | Red Flag Warning - Small Fires | Vegetation Contact | Branch (Not overhanging, within 4ft) | 2047 | 1.0309e-06 | 95.1547 | 9.8096e-05 | 2047 | Mitigation | 0.9 | 30 | 0 | esc | 0.06009 | 6.1948e-08 | 0.06345 | 6.5411e-08 | 0.066806 | 6.8871e-08 | 0.063625 | 6.5592e-08
[120 empty] | 7.3.5.15 Identification and remediation of “at-risk species”WLDFRVegetation ContactBranch (Not overhanging, within 4ft) | WLDFR | HFTD - Distribution - Tier 3 - 5QU CoRE ¦ 4QU LoRE | Red Flag Warning - Small Fires | Vegetation Contact | Branch (Not overhanging, within 4ft) | 2048 | 1.0309e-06 | 95.1547 | 9.8096e-05 | 2048 | Mitigation | 0.9 | 30 | 0 | esc | 0.06009 | 6.1948e-08 | 0.06345 | 6.5411e-08 | 0.066806 | 6.8871e-08 | 0.063625 | 6.5592e-08
[120 empty] | 7.3.5.15 Identification and remediation of “at-risk species”WLDFRVegetation ContactBranch (Not overhanging, within 4ft) | WLDFR | HFTD - Distribution - Tier 3 - 5QU CoRE ¦ 4QU LoRE | Red Flag Warning - Small Fires | Vegetation Contact | Branch (Not overhanging, within 4ft) | 2049 | 1.0309e-06 | 95.1547 | 9.8096e-05 | 2049 | Mitigation | 0.9 | 30 | 0 | esc | 0.06009 | 6.1948e-08 | 0.06345 | 6.5411e-08 | 0.066806 | 6.8871e-08 | 0.063625 | 6.5592e-08
[120 empty] | 7.3.5.15 Identification and remediation of “at-risk species”WLDFRVegetation ContactBranch (Not overhanging, within 4ft) | WLDFR | HFTD - Distribution - Tier 3 - 5QU CoRE ¦ 4QU LoRE | Red Flag Warning - Small Fires | Vegetation Contact | Branch (Not overhanging, within 4ft) | 2050 | 1.0309e-06 | 95.1547 | 9.8096e-05 | 2050 | Mitigation | 0.9 | 30 | 0 | esc | 0 | 0 | 0.06345 | 6.5411e-08 | 0.066806 | 6.8871e-08 | 0.063625 | 6.5592e-08
[120 empty] | 7.3.5.15 Identification and remediation of “at-risk species”WLDFRVegetation ContactBranch (Not overhanging, within 4ft) | WLDFR | HFTD - Distribution - Tier 3 - 5QU CoRE ¦ 4QU LoRE | Red Flag Warning - Small Fires | Vegetation Contact | Branch (Not overhanging, within 4ft) | 2051 | 1.0309e-06 | 95.1547 | 9.8096e-05 | 2051 | Mitigation | 0.9 | 30 | 0 | esc | 0 | 0 | 0 | 0 | 0.066806 | 6.8871e-08 | 0.063625 | 6.5592e-08
[120 empty] | 7.3.5.15 Identification and remediation of “at-risk species”WLDFRVegetation ContactBranch (Not overhanging, within 4ft) | WLDFR | HFTD - Distribution - Tier 3 - 5QU CoRE ¦ 4QU LoRE | Red Flag Warning - Small Fires | Vegetation Contact | Branch (Not overhanging, within 4ft) | 2052 | 1.0309e-06 | 95.1547 | 9.8096e-05 | 2052 | Mitigation | 0.9 | 30 | 0 | esc | 0 | 0 | 0 | 0 | 0 | 0 | 0.063625 | 6.5592e-08
[120 empty] | 7.3.5.15 Identification and remediation of “at-risk species”WLDFRVegetation ContactBranch (OverHanging) | WLDFR | HFTD - Distribution - Tier 3 - 5QU CoRE ¦ 4QU LoRE | Red Flag Warning - Small Fires | Vegetation Contact | Branch (OverHanging) | 2022 | 6.3524e-05 | 95.1547 | 0.0060446 | 2022 | Mitigation | 0.9 | 30 | 0 | esc | 0.06009 | 3.8172e-06 | 0.06345 | 4.0306e-06 | 0.066806 | 4.2438e-06 | 0 | 0
[120 empty] | 7.3.5.15 Identification and remediation of “at-risk species”WLDFRVegetation ContactBranch (OverHanging) | WLDFR | HFTD - Distribution - Tier 3 - 5QU CoRE ¦ 4QU LoRE | Red Flag Warning - Small Fires | Vegetation Contact | Branch (OverHanging) | 2023 | 6.3524e-05 | 95.1547 | 0.0060446 | 2023 | Mitigation | 0.9 | 30 | 0 | esc | 0.06009 | 3.8172e-06 | 0.06345 | 4.0306e-06 | 0.066806 | 4.2438e-06 | 0.063625 | 4.0417e-06
[120 empty] | 7.3.5.15 Identification and remediation of “at-risk species”WLDFRVegetation ContactBranch (OverHanging) | WLDFR | HFTD - Distribution - Tier 3 - 5QU CoRE ¦ 4QU LoRE | Red Flag Warning - Small Fires | Vegetation Contact | Branch (OverHanging) | 2024 | 6.3524e-05 | 95.1547 | 0.0060446 | 2024 | Mitigation | 0.9 | 30 | 0 | esc | 0.06009 | 3.8172e-06 | 0.06345 | 4.0306e-06 | 0.066806 | 4.2438e-06 | 0.063625 | 4.0417e-06
[120 empty] | 7.3.5.15 Identification and remediation of “at-risk species”WLDFRVegetation ContactBranch (OverHanging) | WLDFR | HFTD - Distribution - Tier 3 - 5QU CoRE ¦ 4QU LoRE | Red Flag Warning - Small Fires | Vegetation Contact | Branch (OverHanging) | 2025 | 6.3524e-05 | 95.1547 | 0.0060446 | 2025 | Mitigation | 0.9 | 30 | 0 | esc | 0.06009 | 3.8172e-06 | 0.06345 | 4.0306e-06 | 0.066806 | 4.2438e-06 | 0.063625 | 4.0417e-06
[120 empty] | 7.3.5.15 Identification and remediation of “at-risk species”WLDFRVegetation ContactBranch (OverHanging) | WLDFR | HFTD - Distribution - Tier 3 - 5QU CoRE ¦ 4QU LoRE | Red Flag Warning - Small Fires | Vegetation Contact | Branch (OverHanging) | 2026 | 6.3524e-05 | 95.1547 | 0.0060446 | 2026 | Mitigation | 0.9 | 30 | 0 | esc | 0.06009 | 3.8172e-06 | 0.06345 | 4.0306e-06 | 0.066806 | 4.2438e-06 | 0.063625 | 4.0417e-06
[120 empty] | 7.3.5.15 Identification and remediation of “at-risk species”WLDFRVegetation ContactBranch (OverHanging) | WLDFR | HFTD - Distribution - Tier 3 - 5QU CoRE ¦ 4QU LoRE | Red Flag Warning - Small Fires | Vegetation Contact | Branch (OverHanging) | 2027 | 6.3524e-05 | 95.1547 | 0.0060446 | 2027 | Mitigation | 0.9 | 30 | 0 | esc | 0.06009 | 3.8172e-06 | 0.06345 | 4.0306e-06 | 0.066806 | 4.2438e-06 | 0.063625 | 4.0417e-06
[120 empty] | 7.3.5.15 Identification and remediation of “at-risk species”WLDFRVegetation ContactBranch (OverHanging) | WLDFR | HFTD - Distribution - Tier 3 - 5QU CoRE ¦ 4QU LoRE | Red Flag Warning - Small Fires | Vegetation Contact | Branch (OverHanging) | 2028 | 6.3524e-05 | 95.1547 | 0.0060446 | 2028 | Mitigation | 0.9 | 30 | 0 | esc | 0.06009 | 3.8172e-06 | 0.06345 | 4.0306e-06 | 0.066806 | 4.2438e-06 | 0.063625 | 4.0417e-06
[120 empty] | 7.3.5.15 Identification and remediation of “at-risk species”WLDFRVegetation ContactBranch (OverHanging) | WLDFR | HFTD - Distribution - Tier 3 - 5QU CoRE ¦ 4QU LoRE | Red Flag Warning - Small Fires | Vegetation Contact | Branch (OverHanging) | 2029 | 6.3524e-05 | 95.1547 | 0.0060446 | 2029 | Mitigation | 0.9 | 30 | 0 | esc | 0.06009 | 3.8172e-06 | 0.06345 | 4.0306e-06 | 0.066806 | 4.2438e-06 | 0.063625 | 4.0417e-06
[120 empty] | 7.3.5.15 Identification and remediation of “at-risk species”WLDFRVegetation ContactBranch (OverHanging) | WLDFR | HFTD - Distribution - Tier 3 - 5QU CoRE ¦ 4QU LoRE | Red Flag Warning - Small Fires | Vegetation Contact | Branch (OverHanging) | 2030 | 6.3524e-05 | 95.1547 | 0.0060446 | 2030 | Mitigation | 0.9 | 30 | 0 | esc | 0.06009 | 3.8172e-06 | 0.06345 | 4.0306e-06 | 0.066806 | 4.2438e-06 | 0.063625 | 4.0417e-06
[120 empty] | 7.3.5.15 Identification and remediation of “at-risk species”WLDFRVegetation ContactBranch (OverHanging) | WLDFR | HFTD - Distribution - Tier 3 - 5QU CoRE ¦ 4QU LoRE | Red Flag Warning - Small Fires | Vegetation Contact | Branch (OverHanging) | 2031 | 6.3524e-05 | 95.1547 | 0.0060446 | 2031 | Mitigation | 0.9 | 30 | 0 | esc | 0.06009 | 3.8172e-06 | 0.06345 | 4.0306e-06 | 0.066806 | 4.2438e-06 | 0.063625 | 4.0417e-06
[120 empty] | 7.3.5.15 Identification and remediation of “at-risk species”WLDFRVegetation ContactBranch (OverHanging) | WLDFR | HFTD - Distribution - Tier 3 - 5QU CoRE ¦ 4QU LoRE | Red Flag Warning - Small Fires | Vegetation Contact | Branch (OverHanging) | 2032 | 6.3524e-05 | 95.1547 | 0.0060446 | 2032 | Mitigation | 0.9 | 30 | 0 | esc | 0.06009 | 3.8172e-06 | 0.06345 | 4.0306e-06 | 0.066806 | 4.2438e-06 | 0.063625 | 4.0417e-06
[120 empty] | 7.3.5.15 Identification and remediation of “at-risk species”WLDFRVegetation ContactBranch (OverHanging) | WLDFR | HFTD - Distribution - Tier 3 - 5QU CoRE ¦ 4QU LoRE | Red Flag Warning - Small Fires | Vegetation Contact | Branch (OverHanging) | 2033 | 6.3524e-05 | 95.1547 | 0.0060446 | 2033 | Mitigation | 0.9 | 30 | 0 | esc | 0.06009 | 3.8172e-06 | 0.06345 | 4.0306e-06 | 0.066806 | 4.2438e-06 | 0.063625 | 4.0417e-06
[120 empty] | 7.3.5.15 Identification and remediation of “at-risk species”WLDFRVegetation ContactBranch (OverHanging) | WLDFR | HFTD - Distribution - Tier 3 - 5QU CoRE ¦ 4QU LoRE | Red Flag Warning - Small Fires | Vegetation Contact | Branch (OverHanging) | 2034 | 6.3524e-05 | 95.1547 | 0.0060446 | 2034 | Mitigation | 0.9 | 30 | 0 | esc | 0.06009 | 3.8172e-06 | 0.06345 | 4.0306e-06 | 0.066806 | 4.2438e-06 | 0.063625 | 4.0417e-06
[120 empty] | 7.3.5.15 Identification and remediation of “at-risk species”WLDFRVegetation ContactBranch (OverHanging) | WLDFR | HFTD - Distribution - Tier 3 - 5QU CoRE ¦ 4QU LoRE | Red Flag Warning - Small Fires | Vegetation Contact | Branch (OverHanging) | 2035 | 6.3524e-05 | 95.1547 | 0.0060446 | 2035 | Mitigation | 0.9 | 30 | 0 | esc | 0.06009 | 3.8172e-06 | 0.06345 | 4.0306e-06 | 0.066806 | 4.2438e-06 | 0.063625 | 4.0417e-06
[120 empty] | 7.3.5.15 Identification and remediation of “at-risk species”WLDFRVegetation ContactBranch (OverHanging) | WLDFR | HFTD - Distribution - Tier 3 - 5QU CoRE ¦ 4QU LoRE | Red Flag Warning - Small Fires | Vegetation Contact | Branch (OverHanging) | 2036 | 6.3524e-05 | 95.1547 | 0.0060446 | 2036 | Mitigation | 0.9 | 30 | 0 | esc | 0.06009 | 3.8172e-06 | 0.06345 | 4.0306e-06 | 0.066806 | 4.2438e-06 | 0.063625 | 4.0417e-06
[120 empty] | 7.3.5.15 Identification and remediation of “at-risk species”WLDFRVegetation ContactBranch (OverHanging) | WLDFR | HFTD - Distribution - Tier 3 - 5QU CoRE ¦ 4QU LoRE | Red Flag Warning - Small Fires | Vegetation Contact | Branch (OverHanging) | 2037 | 6.3524e-05 | 95.1547 | 0.0060446 | 2037 | Mitigation | 0.9 | 30 | 0 | esc | 0.06009 | 3.8172e-06 | 0.06345 | 4.0306e-06 | 0.066806 | 4.2438e-06 | 0.063625 | 4.0417e-06
[120 empty] | 7.3.5.15 Identification and remediation of “at-risk species”WLDFRVegetation ContactBranch (OverHanging) | WLDFR | HFTD - Distribution - Tier 3 - 5QU CoRE ¦ 4QU LoRE | Red Flag Warning - Small Fires | Vegetation Contact | Branch (OverHanging) | 2038 | 6.3524e-05 | 95.1547 | 0.0060446 | 2038 | Mitigation | 0.9 | 30 | 0 | esc | 0.06009 | 3.8172e-06 | 0.06345 | 4.0306e-06 | 0.066806 | 4.2438e-06 | 0.063625 | 4.0417e-06
[120 empty] | 7.3.5.15 Identification and remediation of “at-risk species”WLDFRVegetation ContactBranch (OverHanging) | WLDFR | HFTD - Distribution - Tier 3 - 5QU CoRE ¦ 4QU LoRE | Red Flag Warning - Small Fires | Vegetation Contact | Branch (OverHanging) | 2039 | 6.3524e-05 | 95.1547 | 0.0060446 | 2039 | Mitigation | 0.9 | 30 | 0 | esc | 0.06009 | 3.8172e-06 | 0.06345 | 4.0306e-06 | 0.066806 | 4.2438e-06 | 0.063625 | 4.0417e-06
[120 empty] | 7.3.5.15 Identification and remediation of “at-risk species”WLDFRVegetation ContactBranch (OverHanging) | WLDFR | HFTD - Distribution - Tier 3 - 5QU CoRE ¦ 4QU LoRE | Red Flag Warning - Small Fires | Vegetation Contact | Branch (OverHanging) | 2040 | 6.3524e-05 | 95.1547 | 0.0060446 | 2040 | Mitigation | 0.9 | 30 | 0 | esc | 0.06009 | 3.8172e-06 | 0.06345 | 4.0306e-06 | 0.066806 | 4.2438e-06 | 0.063625 | 4.0417e-06
[120 empty] | 7.3.5.15 Identification and remediation of “at-risk species”WLDFRVegetation ContactBranch (OverHanging) | WLDFR | HFTD - Distribution - Tier 3 - 5QU CoRE ¦ 4QU LoRE | Red Flag Warning - Small Fires | Vegetation Contact | Branch (OverHanging) | 2041 | 6.3524e-05 | 95.1547 | 0.0060446 | 2041 | Mitigation | 0.9 | 30 | 0 | esc | 0.06009 | 3.8172e-06 | 0.06345 | 4.0306e-06 | 0.066806 | 4.2438e-06 | 0.063625 | 4.0417e-06
[120 empty] | 7.3.5.15 Identification and remediation of “at-risk species”WLDFRVegetation ContactBranch (OverHanging) | WLDFR | HFTD - Distribution - Tier 3 - 5QU CoRE ¦ 4QU LoRE | Red Flag Warning - Small Fires | Vegetation Contact | Branch (OverHanging) | 2042 | 6.3524e-05 | 95.1547 | 0.0060446 | 2042 | Mitigation | 0.9 | 30 | 0 | esc | 0.06009 | 3.8172e-06 | 0.06345 | 4.0306e-06 | 0.066806 | 4.2438e-06 | 0.063625 | 4.0417e-06
[120 empty] | 7.3.5.15 Identification and remediation of “at-risk species”WLDFRVegetation ContactBranch (OverHanging) | WLDFR | HFTD - Distribution - Tier 3 - 5QU CoRE ¦ 4QU LoRE | Red Flag Warning - Small Fires | Vegetation Contact | Branch (OverHanging) | 2043 | 6.3524e-05 | 95.1547 | 0.0060446 | 2043 | Mitigation | 0.9 | 30 | 0 | esc | 0.06009 | 3.8172e-06 | 0.06345 | 4.0306e-06 | 0.066806 | 4.2438e-06 | 0.063625 | 4.0417e-06
[120 empty] | 7.3.5.15 Identification and remediation of “at-risk species”WLDFRVegetation ContactBranch (OverHanging) | WLDFR | HFTD - Distribution - Tier 3 - 5QU CoRE ¦ 4QU LoRE | Red Flag Warning - Small Fires | Vegetation Contact | Branch (OverHanging) | 2044 | 6.3524e-05 | 95.1547 | 0.0060446 | 2044 | Mitigation | 0.9 | 30 | 0 | esc | 0.06009 | 3.8172e-06 | 0.06345 | 4.0306e-06 | 0.066806 | 4.2438e-06 | 0.063625 | 4.0417e-06
[120 empty] | 7.3.5.15 Identification and remediation of “at-risk species”WLDFRVegetation ContactBranch (OverHanging) | WLDFR | HFTD - Distribution - Tier 3 - 5QU CoRE ¦ 4QU LoRE | Red Flag Warning - Small Fires | Vegetation Contact | Branch (OverHanging) | 2045 | 6.3524e-05 | 95.1547 | 0.0060446 | 2045 | Mitigation | 0.9 | 30 | 0 | esc | 0.06009 | 3.8172e-06 | 0.06345 | 4.0306e-06 | 0.066806 | 4.2438e-06 | 0.063625 | 4.0417e-06
[120 empty] | 7.3.5.15 Identification and remediation of “at-risk species”WLDFRVegetation ContactBranch (OverHanging) | WLDFR | HFTD - Distribution - Tier 3 - 5QU CoRE ¦ 4QU LoRE | Red Flag Warning - Small Fires | Vegetation Contact | Branch (OverHanging) | 2046 | 6.3524e-05 | 95.1547 | 0.0060446 | 2046 | Mitigation | 0.9 | 30 | 0 | esc | 0.06009 | 3.8172e-06 | 0.06345 | 4.0306e-06 | 0.066806 | 4.2438e-06 | 0.063625 | 4.0417e-06
[120 empty] | 7.3.5.15 Identification and remediation of “at-risk species”WLDFRVegetation ContactBranch (OverHanging) | WLDFR | HFTD - Distribution - Tier 3 - 5QU CoRE ¦ 4QU LoRE | Red Flag Warning - Small Fires | Vegetation Contact | Branch (OverHanging) | 2047 | 6.3524e-05 | 95.1547 | 0.0060446 | 2047 | Mitigation | 0.9 | 30 | 0 | esc | 0.06009 | 3.8172e-06 | 0.06345 | 4.0306e-06 | 0.066806 | 4.2438e-06 | 0.063625 | 4.0417e-06
[120 empty] | 7.3.5.15 Identification and remediation of “at-risk species”WLDFRVegetation ContactBranch (OverHanging) | WLDFR | HFTD - Distribution - Tier 3 - 5QU CoRE ¦ 4QU LoRE | Red Flag Warning - Small Fires | Vegetation Contact | Branch (OverHanging) | 2048 | 6.3524e-05 | 95.1547 | 0.0060446 | 2048 | Mitigation | 0.9 | 30 | 0 | esc | 0.06009 | 3.8172e-06 | 0.06345 | 4.0306e-06 | 0.066806 | 4.2438e-06 | 0.063625 | 4.0417e-06
[120 empty] | 7.3.5.15 Identification and remediation of “at-risk species”WLDFRVegetation ContactBranch (OverHanging) | WLDFR | HFTD - Distribution - Tier 3 - 5QU CoRE ¦ 4QU LoRE | Red Flag Warning - Small Fires | Vegetation Contact | Branch (OverHanging) | 2049 | 6.3524e-05 | 95.1547 | 0.0060446 | 2049 | Mitigation | 0.9 | 30 | 0 | esc | 0.06009 | 3.8172e-06 | 0.06345 | 4.0306e-06 | 0.066806 | 4.2438e-06 | 0.063625 | 4.0417e-06
[120 empty] | 7.3.5.15 Identification and remediation of “at-risk species”WLDFRVegetation ContactBranch (OverHanging) | WLDFR | HFTD - Distribution - Tier 3 - 5QU CoRE ¦ 4QU LoRE | Red Flag Warning - Small Fires | Vegetation Contact | Branch (OverHanging) | 2050 | 6.3524e-05 | 95.1547 | 0.0060446 | 2050 | Mitigation | 0.9 | 30 | 0 | esc | 0 | 0 | 0.06345 | 4.0306e-06 | 0.066806 | 4.2438e-06 | 0.063625 | 4.0417e-06
[120 empty] | 7.3.5.15 Identification and remediation of “at-risk species”WLDFRVegetation ContactBranch (OverHanging) | WLDFR | HFTD - Distribution - Tier 3 - 5QU CoRE ¦ 4QU LoRE | Red Flag Warning - Small Fires | Vegetation Contact | Branch (OverHanging) | 2051 | 6.3524e-05 | 95.1547 | 0.0060446 | 2051 | Mitigation | 0.9 | 30 | 0 | esc | 0 | 0 | 0 | 0 | 0.066806 | 4.2438e-06 | 0.063625 | 4.0417e-06
[120 empty] | 7.3.5.15 Identification and remediation of “at-risk species”WLDFRVegetation ContactBranch (OverHanging) | WLDFR | HFTD - Distribution - Tier 3 - 5QU CoRE ¦ 4QU LoRE | Red Flag Warning - Small Fires | Vegetation Contact | Branch (OverHanging) | 2052 | 6.3524e-05 | 95.1547 | 0.0060446 | 2052 | Mitigation | 0.9 | 30 | 0 | esc | 0 | 0 | 0 | 0 | 0 | 0 | 0.063625 | 4.0417e-06
[120 empty] | 7.3.5.15 Identification and remediation of “at-risk species”WLDFRVegetation ContactFell into (Moderate-Severe defect) | WLDFR | HFTD - Distribution - Tier 3 - 5QU CoRE ¦ 4QU LoRE | Red Flag Warning - Small Fires | Vegetation Contact | Fell into (Moderate-Severe defect) | 2022 | 1.821e-05 | 95.1547 | 0.0017328 | 2022 | Mitigation | 0.95 | 1 | 0 | esc | 0 | 0 | 0 | 0 | 0.070518 | 1.2841e-06 | 0 | 0
[120 empty] | 7.3.5.15 Identification and remediation of “at-risk species”WLDFRVegetation ContactFell into (Moderate-Severe defect) | WLDFR | HFTD - Distribution - Tier 3 - 5QU CoRE ¦ 4QU LoRE | Red Flag Warning - Small Fires | Vegetation Contact | Fell into (Moderate-Severe defect) | 2023 | 1.821e-05 | 95.1547 | 0.0017328 | 2023 | Mitigation | 0.95 | 1 | 0 | esc | 0 | 0 | 0 | 0 | 0 | 0 | 0.06716 | 1.223e-06
[120 empty] | 7.3.5.15 Identification and remediation of “at-risk species”WLDFRVegetation ContactFell into (slight defect) | WLDFR | HFTD - Distribution - Tier 3 - 5QU CoRE ¦ 4QU LoRE | Red Flag Warning - Small Fires | Vegetation Contact | Fell into (slight defect) | 2022 | 2.0228e-05 | 95.1547 | 0.0019248 | 2022 | Mitigation | 0.5 | 1 | 0 | esc | 0 | 0 | 0 | 0 | 0.037115 | 7.5076e-07 | 0 | 0
[120 empty] | 7.3.5.15 Identification and remediation of “at-risk species”WLDFRVegetation ContactFell into (slight defect) | WLDFR | HFTD - Distribution - Tier 3 - 5QU CoRE ¦ 4QU LoRE | Red Flag Warning - Small Fires | Vegetation Contact | Fell into (slight defect) | 2023 | 2.0228e-05 | 95.1547 | 0.0019248 | 2023 | Mitigation | 0.5 | 1 | 0 | esc | 0 | 0 | 0 | 0 | 0 | 0 | 0.035347 | 7.1501e-07
[120 empty] | 7.3.5.15 Identification and remediation of “at-risk species”WLDFRVegetation ContactGrow Into | WLDFR | HFTD - Distribution - Tier 3 - 5QU CoRE ¦ 4QU LoRE | Red Flag Warning - Small Fires | Vegetation Contact | Grow Into | 2022 | 2.0944e-06 | 95.1547 | 0.00019929 | 2022 | Mitigation | 0.5 | 1 | 0 | esc | 0 | 0 | 0 | 0 | 0.037115 | 7.7732e-08 | 0 | 0
[120 empty] | 7.3.5.15 Identification and remediation of “at-risk species”WLDFRVegetation ContactGrow Into | WLDFR | HFTD - Distribution - Tier 3 - 5QU CoRE ¦ 4QU LoRE | Red Flag Warning - Small Fires | Vegetation Contact | Grow Into | 2023 | 2.0944e-06 | 95.1547 | 0.00019929 | 2023 | Mitigation | 0.5 | 1 | 0 | esc | 0 | 0 | 0 | 0 | 0 | 0 | 0.035347 | 7.4031e-08
[120 empty] | 7.3.5.15 Identification and remediation of “at-risk species”WLDFRCC - Seismic ScenarioSeismic Scenario | WLDFR | HFTD - Distribution - Tier 3 - 5QU CoRE ¦ 4QU LoRE | Seismic - Non-Red Flag Warning - Catastrophic Fires | CC - Seismic Scenario | Seismic Scenario | 2022 | 7.4124e-10 | 95.1547 | 7.0532e-08 | 2022 | Mitigation | 0.082056 | 1 | 0 | esc | 0 | 0 | 0 | 0 | 0.0060909 | 4.5148e-12 | 0 | 0
[120 empty] | 7.3.5.15 Identification and remediation of “at-risk species”WLDFRCC - Seismic ScenarioSeismic Scenario | WLDFR | HFTD - Distribution - Tier 3 - 5QU CoRE ¦ 4QU LoRE | Seismic - Non-Red Flag Warning - Catastrophic Fires | CC - Seismic Scenario | Seismic Scenario | 2023 | 7.4124e-10 | 95.1547 | 7.0532e-08 | 2023 | Mitigation | 0.082056 | 1 | 0 | esc | 0 | 0 | 0 | 0 | 0 | 0 | 0.0058009 | 4.2998e-12
[120 empty] | 7.3.5.15 Identification and remediation of “at-risk species”WLDFRCC - Seismic ScenarioSeismic Scenario | WLDFR | HFTD - Distribution - Tier 3 - 5QU CoRE ¦ 4QU LoRE | Seismic - Red Flag Warning - Catastrophic Fires | CC - Seismic Scenario | Seismic Scenario | 2022 | 3.1962e-08 | 95.1547 | 3.0413e-06 | 2022 | Mitigation | 0.082056 | 1 | 0 | esc | 0 | 0 | 0 | 0 | 0.0060909 | 1.9468e-10 | 0 | 0
[120 empty] | 7.3.5.15 Identification and remediation of “at-risk species”WLDFRCC - Seismic ScenarioSeismic Scenario | WLDFR | HFTD - Distribution - Tier 3 - 5QU CoRE ¦ 4QU LoRE | Seismic - Red Flag Warning - Catastrophic Fires | CC - Seismic Scenario | Seismic Scenario | 2023 | 3.1962e-08 | 95.1547 | 3.0413e-06 | 2023 | Mitigation | 0.082056 | 1 | 0 | esc | 0 | 0 | 0 | 0 | 0 | 0 | 0.0058009 | 1.8541e-10
[120 empty] | 7.3.5.15 Identification and remediation of “at-risk species”WLDFRVegetation ContactBranch (Not overhanging, 4-12ft) | WLDFR | HFTD - Distribution - Tier 3 - 5QU CoRE ¦ 5QU LoRE | Non-Red Flag Warning - Catastrophic Fires | Vegetation Contact | Branch (Not overhanging, 4-12ft) | 2022 | 3.5337e-11 | 97.3625 | 3.4405e-09 | 2022 | Mitigation | 0.5 | 30 | 0 | esc | 0.035171 | 1.2428e-12 | 0.037137 | 1.3123e-12 | 0.037115 | 1.3115e-12 | 0 | 0
[120 empty] | 7.3.5.15 Identification and remediation of “at-risk species”WLDFRVegetation ContactBranch (Not overhanging, 4-12ft) | WLDFR | HFTD - Distribution - Tier 3 - 5QU CoRE ¦ 5QU LoRE | Non-Red Flag Warning - Catastrophic Fires | Vegetation Contact | Branch (Not overhanging, 4-12ft) | 2023 | 3.5337e-11 | 97.3625 | 3.4405e-09 | 2023 | Mitigation | 0.5 | 30 | 0 | esc | 0.035171 | 1.2428e-12 | 0.037137 | 1.3123e-12 | 0.037115 | 1.3115e-12 | 0.035347 | 1.249e-12
[120 empty] | 7.3.5.15 Identification and remediation of “at-risk species”WLDFRVegetation ContactBranch (Not overhanging, 4-12ft) | WLDFR | HFTD - Distribution - Tier 3 - 5QU CoRE ¦ 5QU LoRE | Non-Red Flag Warning - Catastrophic Fires | Vegetation Contact | Branch (Not overhanging, 4-12ft) | 2024 | 3.5337e-11 | 97.3625 | 3.4405e-09 | 2024 | Mitigation | 0.5 | 30 | 0 | esc | 0.035171 | 1.2428e-12 | 0.037137 | 1.3123e-12 | 0.037115 | 1.3115e-12 | 0.035347 | 1.249e-12
[120 empty] | 7.3.5.15 Identification and remediation of “at-risk species”WLDFRVegetation ContactBranch (Not overhanging, 4-12ft) | WLDFR | HFTD - Distribution - Tier 3 - 5QU CoRE ¦ 5QU LoRE | Non-Red Flag Warning - Catastrophic Fires | Vegetation Contact | Branch (Not overhanging, 4-12ft) | 2025 | 3.5337e-11 | 97.3625 | 3.4405e-09 | 2025 | Mitigation | 0.5 | 30 | 0 | esc | 0.035171 | 1.2428e-12 | 0.037137 | 1.3123e-12 | 0.037115 | 1.3115e-12 | 0.035347 | 1.249e-12
[120 empty] | 7.3.5.15 Identification and remediation of “at-risk species”WLDFRVegetation ContactBranch (Not overhanging, 4-12ft) | WLDFR | HFTD - Distribution - Tier 3 - 5QU CoRE ¦ 5QU LoRE | Non-Red Flag Warning - Catastrophic Fires | Vegetation Contact | Branch (Not overhanging, 4-12ft) | 2026 | 3.5337e-11 | 97.3625 | 3.4405e-09 | 2026 | Mitigation | 0.5 | 30 | 0 | esc | 0.035171 | 1.2428e-12 | 0.037137 | 1.3123e-12 | 0.037115 | 1.3115e-12 | 0.035347 | 1.249e-12
[120 empty] | 7.3.5.15 Identification and remediation of “at-risk species”WLDFRVegetation ContactBranch (Not overhanging, 4-12ft) | WLDFR | HFTD - Distribution - Tier 3 - 5QU CoRE ¦ 5QU LoRE | Non-Red Flag Warning - Catastrophic Fires | Vegetation Contact | Branch (Not overhanging, 4-12ft) | 2027 | 3.5337e-11 | 97.3625 | 3.4405e-09 | 2027 | Mitigation | 0.5 | 30 | 0 | esc | 0.035171 | 1.2428e-12 | 0.037137 | 1.3123e-12 | 0.037115 | 1.3115e-12 | 0.035347 | 1.249e-12
[120 empty] | 7.3.5.15 Identification and remediation of “at-risk species”WLDFRVegetation ContactBranch (Not overhanging, 4-12ft) | WLDFR | HFTD - Distribution - Tier 3 - 5QU CoRE ¦ 5QU LoRE | Non-Red Flag Warning - Catastrophic Fires | Vegetation Contact | Branch (Not overhanging, 4-12ft) | 2028 | 3.5337e-11 | 97.3625 | 3.4405e-09 | 2028 | Mitigation | 0.5 | 30 | 0 | esc | 0.035171 | 1.2428e-12 | 0.037137 | 1.3123e-12 | 0.037115 | 1.3115e-12 | 0.035347 | 1.249e-12
[120 empty] | 7.3.5.15 Identification and remediation of “at-risk species”WLDFRVegetation ContactBranch (Not overhanging, 4-12ft) | WLDFR | HFTD - Distribution - Tier 3 - 5QU CoRE ¦ 5QU LoRE | Non-Red Flag Warning - Catastrophic Fires | Vegetation Contact | Branch (Not overhanging, 4-12ft) | 2029 | 3.5337e-11 | 97.3625 | 3.4405e-09 | 2029 | Mitigation | 0.5 | 30 | 0 | esc | 0.035171 | 1.2428e-12 | 0.037137 | 1.3123e-12 | 0.037115 | 1.3115e-12 | 0.035347 | 1.249e-12
[120 empty] | 7.3.5.15 Identification and remediation of “at-risk species”WLDFRVegetation ContactBranch (Not overhanging, 4-12ft) | WLDFR | HFTD - Distribution - Tier 3 - 5QU CoRE ¦ 5QU LoRE | Non-Red Flag Warning - Catastrophic Fires | Vegetation Contact | Branch (Not overhanging, 4-12ft) | 2030 | 3.5337e-11 | 97.3625 | 3.4405e-09 | 2030 | Mitigation | 0.5 | 30 | 0 | esc | 0.035171 | 1.2428e-12 | 0.037137 | 1.3123e-12 | 0.037115 | 1.3115e-12 | 0.035347 | 1.249e-12
[120 empty] | 7.3.5.15 Identification and remediation of “at-risk species”WLDFRVegetation ContactBranch (Not overhanging, 4-12ft) | WLDFR | HFTD - Distribution - Tier 3 - 5QU CoRE ¦ 5QU LoRE | Non-Red Flag Warning - Catastrophic Fires | Vegetation Contact | Branch (Not overhanging, 4-12ft) | 2031 | 3.5337e-11 | 97.3625 | 3.4405e-09 | 2031 | Mitigation | 0.5 | 30 | 0 | esc | 0.035171 | 1.2428e-12 | 0.037137 | 1.3123e-12 | 0.037115 | 1.3115e-12 | 0.035347 | 1.249e-12
[120 empty] | 7.3.5.15 Identification and remediation of “at-risk species”WLDFRVegetation ContactBranch (Not overhanging, 4-12ft) | WLDFR | HFTD - Distribution - Tier 3 - 5QU CoRE ¦ 5QU LoRE | Non-Red Flag Warning - Catastrophic Fires | Vegetation Contact | Branch (Not overhanging, 4-12ft) | 2032 | 3.5337e-11 | 97.3625 | 3.4405e-09 | 2032 | Mitigation | 0.5 | 30 | 0 | esc | 0.035171 | 1.2428e-12 | 0.037137 | 1.3123e-12 | 0.037115 | 1.3115e-12 | 0.035347 | 1.249e-12
[120 empty] | 7.3.5.15 Identification and remediation of “at-risk species”WLDFRVegetation ContactBranch (Not overhanging, 4-12ft) | WLDFR | HFTD - Distribution - Tier 3 - 5QU CoRE ¦ 5QU LoRE | Non-Red Flag Warning - Catastrophic Fires | Vegetation Contact | Branch (Not overhanging, 4-12ft) | 2033 | 3.5337e-11 | 97.3625 | 3.4405e-09 | 2033 | Mitigation | 0.5 | 30 | 0 | esc | 0.035171 | 1.2428e-12 | 0.037137 | 1.3123e-12 | 0.037115 | 1.3115e-12 | 0.035347 | 1.249e-12
[120 empty] | 7.3.5.15 Identification and remediation of “at-risk species”WLDFRVegetation ContactBranch (Not overhanging, 4-12ft) | WLDFR | HFTD - Distribution - Tier 3 - 5QU CoRE ¦ 5QU LoRE | Non-Red Flag Warning - Catastrophic Fires | Vegetation Contact | Branch (Not overhanging, 4-12ft) | 2034 | 3.5337e-11 | 97.3625 | 3.4405e-09 | 2034 | Mitigation | 0.5 | 30 | 0 | esc | 0.035171 | 1.2428e-12 | 0.037137 | 1.3123e-12 | 0.037115 | 1.3115e-12 | 0.035347 | 1.249e-12
[120 empty] | 7.3.5.15 Identification and remediation of “at-risk species”WLDFRVegetation ContactBranch (Not overhanging, 4-12ft) | WLDFR | HFTD - Distribution - Tier 3 - 5QU CoRE ¦ 5QU LoRE | Non-Red Flag Warning - Catastrophic Fires | Vegetation Contact | Branch (Not overhanging, 4-12ft) | 2035 | 3.5337e-11 | 97.3625 | 3.4405e-09 | 2035 | Mitigation | 0.5 | 30 | 0 | esc | 0.035171 | 1.2428e-12 | 0.037137 | 1.3123e-12 | 0.037115 | 1.3115e-12 | 0.035347 | 1.249e-12
[120 empty] | 7.3.5.15 Identification and remediation of “at-risk species”WLDFRVegetation ContactBranch (Not overhanging, 4-12ft) | WLDFR | HFTD - Distribution - Tier 3 - 5QU CoRE ¦ 5QU LoRE | Non-Red Flag Warning - Catastrophic Fires | Vegetation Contact | Branch (Not overhanging, 4-12ft) | 2036 | 3.5337e-11 | 97.3625 | 3.4405e-09 | 2036 | Mitigation | 0.5 | 30 | 0 | esc | 0.035171 | 1.2428e-12 | 0.037137 | 1.3123e-12 | 0.037115 | 1.3115e-12 | 0.035347 | 1.249e-12
[120 empty] | 7.3.5.15 Identification and remediation of “at-risk species”WLDFRVegetation ContactBranch (Not overhanging, 4-12ft) | WLDFR | HFTD - Distribution - Tier 3 - 5QU CoRE ¦ 5QU LoRE | Non-Red Flag Warning - Catastrophic Fires | Vegetation Contact | Branch (Not overhanging, 4-12ft) | 2037 | 3.5337e-11 | 97.3625 | 3.4405e-09 | 2037 | Mitigation | 0.5 | 30 | 0 | esc | 0.035171 | 1.2428e-12 | 0.037137 | 1.3123e-12 | 0.037115 | 1.3115e-12 | 0.035347 | 1.249e-12
[120 empty] | 7.3.5.15 Identification and remediation of “at-risk species”WLDFRVegetation ContactBranch (Not overhanging, 4-12ft) | WLDFR | HFTD - Distribution - Tier 3 - 5QU CoRE ¦ 5QU LoRE | Non-Red Flag Warning - Catastrophic Fires | Vegetation Contact | Branch (Not overhanging, 4-12ft) | 2038 | 3.5337e-11 | 97.3625 | 3.4405e-09 | 2038 | Mitigation | 0.5 | 30 | 0 | esc | 0.035171 | 1.2428e-12 | 0.037137 | 1.3123e-12 | 0.037115 | 1.3115e-12 | 0.035347 | 1.249e-12
[120 empty] | 7.3.5.15 Identification and remediation of “at-risk species”WLDFRVegetation ContactBranch (Not overhanging, 4-12ft) | WLDFR | HFTD - Distribution - Tier 3 - 5QU CoRE ¦ 5QU LoRE | Non-Red Flag Warning - Catastrophic Fires | Vegetation Contact | Branch (Not overhanging, 4-12ft) | 2039 | 3.5337e-11 | 97.3625 | 3.4405e-09 | 2039 | Mitigation | 0.5 | 30 | 0 | esc | 0.035171 | 1.2428e-12 | 0.037137 | 1.3123e-12 | 0.037115 | 1.3115e-12 | 0.035347 | 1.249e-12
[120 empty] | 7.3.5.15 Identification and remediation of “at-risk species”WLDFRVegetation ContactBranch (Not overhanging, 4-12ft) | WLDFR | HFTD - Distribution - Tier 3 - 5QU CoRE ¦ 5QU LoRE | Non-Red Flag Warning - Catastrophic Fires | Vegetation Contact | Branch (Not overhanging, 4-12ft) | 2040 | 3.5337e-11 | 97.3625 | 3.4405e-09 | 2040 | Mitigation | 0.5 | 30 | 0 | esc | 0.035171 | 1.2428e-12 | 0.037137 | 1.3123e-12 | 0.037115 | 1.3115e-12 | 0.035347 | 1.249e-12
[120 empty] | 7.3.5.15 Identification and remediation of “at-risk species”WLDFRVegetation ContactBranch (Not overhanging, 4-12ft) | WLDFR | HFTD - Distribution - Tier 3 - 5QU CoRE ¦ 5QU LoRE | Non-Red Flag Warning - Catastrophic Fires | Vegetation Contact | Branch (Not overhanging, 4-12ft) | 2041 | 3.5337e-11 | 97.3625 | 3.4405e-09 | 2041 | Mitigation | 0.5 | 30 | 0 | esc | 0.035171 | 1.2428e-12 | 0.037137 | 1.3123e-12 | 0.037115 | 1.3115e-12 | 0.035347 | 1.249e-12
[120 empty] | 7.3.5.15 Identification and remediation of “at-risk species”WLDFRVegetation ContactBranch (Not overhanging, 4-12ft) | WLDFR | HFTD - Distribution - Tier 3 - 5QU CoRE ¦ 5QU LoRE | Non-Red Flag Warning - Catastrophic Fires | Vegetation Contact | Branch (Not overhanging, 4-12ft) | 2042 | 3.5337e-11 | 97.3625 | 3.4405e-09 | 2042 | Mitigation | 0.5 | 30 | 0 | esc | 0.035171 | 1.2428e-12 | 0.037137 | 1.3123e-12 | 0.037115 | 1.3115e-12 | 0.035347 | 1.249e-12
[120 empty] | 7.3.5.15 Identification and remediation of “at-risk species”WLDFRVegetation ContactBranch (Not overhanging, 4-12ft) | WLDFR | HFTD - Distribution - Tier 3 - 5QU CoRE ¦ 5QU LoRE | Non-Red Flag Warning - Catastrophic Fires | Vegetation Contact | Branch (Not overhanging, 4-12ft) | 2043 | 3.5337e-11 | 97.3625 | 3.4405e-09 | 2043 | Mitigation | 0.5 | 30 | 0 | esc | 0.035171 | 1.2428e-12 | 0.037137 | 1.3123e-12 | 0.037115 | 1.3115e-12 | 0.035347 | 1.249e-12
[120 empty] | 7.3.5.15 Identification and remediation of “at-risk species”WLDFRVegetation ContactBranch (Not overhanging, 4-12ft) | WLDFR | HFTD - Distribution - Tier 3 - 5QU CoRE ¦ 5QU LoRE | Non-Red Flag Warning - Catastrophic Fires | Vegetation Contact | Branch (Not overhanging, 4-12ft) | 2044 | 3.5337e-11 | 97.3625 | 3.4405e-09 | 2044 | Mitigation | 0.5 | 30 | 0 | esc | 0.035171 | 1.2428e-12 | 0.037137 | 1.3123e-12 | 0.037115 | 1.3115e-12 | 0.035347 | 1.249e-12
[120 empty] | 7.3.5.15 Identification and remediation of “at-risk species”WLDFRVegetation ContactBranch (Not overhanging, 4-12ft) | WLDFR | HFTD - Distribution - Tier 3 - 5QU CoRE ¦ 5QU LoRE | Non-Red Flag Warning - Catastrophic Fires | Vegetation Contact | Branch (Not overhanging, 4-12ft) | 2045 | 3.5337e-11 | 97.3625 | 3.4405e-09 | 2045 | Mitigation | 0.5 | 30 | 0 | esc | 0.035171 | 1.2428e-12 | 0.037137 | 1.3123e-12 | 0.037115 | 1.3115e-12 | 0.035347 | 1.249e-12
[120 empty] | 7.3.5.15 Identification and remediation of “at-risk species”WLDFRVegetation ContactBranch (Not overhanging, 4-12ft) | WLDFR | HFTD - Distribution - Tier 3 - 5QU CoRE ¦ 5QU LoRE | Non-Red Flag Warning - Catastrophic Fires | Vegetation Contact | Branch (Not overhanging, 4-12ft) | 2046 | 3.5337e-11 | 97.3625 | 3.4405e-09 | 2046 | Mitigation | 0.5 | 30 | 0 | esc | 0.035171 | 1.2428e-12 | 0.037137 | 1.3123e-12 | 0.037115 | 1.3115e-12 | 0.035347 | 1.249e-12
[120 empty] | 7.3.5.15 Identification and remediation of “at-risk species”WLDFRVegetation ContactBranch (Not overhanging, 4-12ft) | WLDFR | HFTD - Distribution - Tier 3 - 5QU CoRE ¦ 5QU LoRE | Non-Red Flag Warning - Catastrophic Fires | Vegetation Contact | Branch (Not overhanging, 4-12ft) | 2047 | 3.5337e-11 | 97.3625 | 3.4405e-09 | 2047 | Mitigation | 0.5 | 30 | 0 | esc | 0.035171 | 1.2428e-12 | 0.037137 | 1.3123e-12 | 0.037115 | 1.3115e-12 | 0.035347 | 1.249e-12
[120 empty] | 7.3.5.15 Identification and remediation of “at-risk species”WLDFRVegetation ContactBranch (Not overhanging, 4-12ft) | WLDFR | HFTD - Distribution - Tier 3 - 5QU CoRE ¦ 5QU LoRE | Non-Red Flag Warning - Catastrophic Fires | Vegetation Contact | Branch (Not overhanging, 4-12ft) | 2048 | 3.5337e-11 | 97.3625 | 3.4405e-09 | 2048 | Mitigation | 0.5 | 30 | 0 | esc | 0.035171 | 1.2428e-12 | 0.037137 | 1.3123e-12 | 0.037115 | 1.3115e-12 | 0.035347 | 1.249e-12
[120 empty] | 7.3.5.15 Identification and remediation of “at-risk species”WLDFRVegetation ContactBranch (Not overhanging, 4-12ft) | WLDFR | HFTD - Distribution - Tier 3 - 5QU CoRE ¦ 5QU LoRE | Non-Red Flag Warning - Catastrophic Fires | Vegetation Contact | Branch (Not overhanging, 4-12ft) | 2049 | 3.5337e-11 | 97.3625 | 3.4405e-09 | 2049 | Mitigation | 0.5 | 30 | 0 | esc | 0.035171 | 1.2428e-12 | 0.037137 | 1.3123e-12 | 0.037115 | 1.3115e-12 | 0.035347 | 1.249e-12
[120 empty] | 7.3.5.15 Identification and remediation of “at-risk species”WLDFRVegetation ContactBranch (Not overhanging, 4-12ft) | WLDFR | HFTD - Distribution - Tier 3 - 5QU CoRE ¦ 5QU LoRE | Non-Red Flag Warning - Catastrophic Fires | Vegetation Contact | Branch (Not overhanging, 4-12ft) | 2050 | 3.5337e-11 | 97.3625 | 3.4405e-09 | 2050 | Mitigation | 0.5 | 30 | 0 | esc | 0 | 0 | 0.037137 | 1.3123e-12 | 0.037115 | 1.3115e-12 | 0.035347 | 1.249e-12
[120 empty] | 7.3.5.15 Identification and remediation of “at-risk species”WLDFRVegetation ContactBranch (Not overhanging, 4-12ft) | WLDFR | HFTD - Distribution - Tier 3 - 5QU CoRE ¦ 5QU LoRE | Non-Red Flag Warning - Catastrophic Fires | Vegetation Contact | Branch (Not overhanging, 4-12ft) | 2051 | 3.5337e-11 | 97.3625 | 3.4405e-09 | 2051 | Mitigation | 0.5 | 30 | 0 | esc | 0 | 0 | 0 | 0 | 0.037115 | 1.3115e-12 | 0.035347 | 1.249e-12
[120 empty] | 7.3.5.15 Identification and remediation of “at-risk species”WLDFRVegetation ContactBranch (Not overhanging, 4-12ft) | WLDFR | HFTD - Distribution - Tier 3 - 5QU CoRE ¦ 5QU LoRE | Non-Red Flag Warning - Catastrophic Fires | Vegetation Contact | Branch (Not overhanging, 4-12ft) | 2052 | 3.5337e-11 | 97.3625 | 3.4405e-09 | 2052 | Mitigation | 0.5 | 30 | 0 | esc | 0 | 0 | 0 | 0 | 0 | 0 | 0.035347 | 1.249e-12
[120 empty] | 7.3.5.15 Identification and remediation of “at-risk species”WLDFRVegetation ContactBranch (Not overhanging, within 4ft) | WLDFR | HFTD - Distribution - Tier 3 - 5QU CoRE ¦ 5QU LoRE | Non-Red Flag Warning - Catastrophic Fires | Vegetation Contact | Branch (Not overhanging, within 4ft) | 2022 | 1.7278e-11 | 97.3625 | 1.6822e-09 | 2022 | Mitigation | 0.9 | 30 | 0 | esc | 0.063307 | 1.0938e-12 | 0.066847 | 1.155e-12 | 0.066806 | 1.1543e-12 | 0 | 0
[120 empty] | 7.3.5.15 Identification and remediation of “at-risk species”WLDFRVegetation ContactBranch (Not overhanging, within 4ft) | WLDFR | HFTD - Distribution - Tier 3 - 5QU CoRE ¦ 5QU LoRE | Non-Red Flag Warning - Catastrophic Fires | Vegetation Contact | Branch (Not overhanging, within 4ft) | 2023 | 1.7278e-11 | 97.3625 | 1.6822e-09 | 2023 | Mitigation | 0.9 | 30 | 0 | esc | 0.063307 | 1.0938e-12 | 0.066847 | 1.155e-12 | 0.066806 | 1.1543e-12 | 0.063625 | 1.0993e-12
[120 empty] | 7.3.5.15 Identification and remediation of “at-risk species”WLDFRVegetation ContactBranch (Not overhanging, within 4ft) | WLDFR | HFTD - Distribution - Tier 3 - 5QU CoRE ¦ 5QU LoRE | Non-Red Flag Warning - Catastrophic Fires | Vegetation Contact | Branch (Not overhanging, within 4ft) | 2024 | 1.7278e-11 | 97.3625 | 1.6822e-09 | 2024 | Mitigation | 0.9 | 30 | 0 | esc | 0.063307 | 1.0938e-12 | 0.066847 | 1.155e-12 | 0.066806 | 1.1543e-12 | 0.063625 | 1.0993e-12
[120 empty] | 7.3.5.15 Identification and remediation of “at-risk species”WLDFRVegetation ContactBranch (Not overhanging, within 4ft) | WLDFR | HFTD - Distribution - Tier 3 - 5QU CoRE ¦ 5QU LoRE | Non-Red Flag Warning - Catastrophic Fires | Vegetation Contact | Branch (Not overhanging, within 4ft) | 2025 | 1.7278e-11 | 97.3625 | 1.6822e-09 | 2025 | Mitigation | 0.9 | 30 | 0 | esc | 0.063307 | 1.0938e-12 | 0.066847 | 1.155e-12 | 0.066806 | 1.1543e-12 | 0.063625 | 1.0993e-12
[120 empty] | 7.3.5.15 Identification and remediation of “at-risk species”WLDFRVegetation ContactBranch (Not overhanging, within 4ft) | WLDFR | HFTD - Distribution - Tier 3 - 5QU CoRE ¦ 5QU LoRE | Non-Red Flag Warning - Catastrophic Fires | Vegetation Contact | Branch (Not overhanging, within 4ft) | 2026 | 1.7278e-11 | 97.3625 | 1.6822e-09 | 2026 | Mitigation | 0.9 | 30 | 0 | esc | 0.063307 | 1.0938e-12 | 0.066847 | 1.155e-12 | 0.066806 | 1.1543e-12 | 0.063625 | 1.0993e-12
[120 empty] | 7.3.5.15 Identification and remediation of “at-risk species”WLDFRVegetation ContactBranch (Not overhanging, within 4ft) | WLDFR | HFTD - Distribution - Tier 3 - 5QU CoRE ¦ 5QU LoRE | Non-Red Flag Warning - Catastrophic Fires | Vegetation Contact | Branch (Not overhanging, within 4ft) | 2027 | 1.7278e-11 | 97.3625 | 1.6822e-09 | 2027 | Mitigation | 0.9 | 30 | 0 | esc | 0.063307 | 1.0938e-12 | 0.066847 | 1.155e-12 | 0.066806 | 1.1543e-12 | 0.063625 | 1.0993e-12
[120 empty] | 7.3.5.15 Identification and remediation of “at-risk species”WLDFRVegetation ContactBranch (Not overhanging, within 4ft) | WLDFR | HFTD - Distribution - Tier 3 - 5QU CoRE ¦ 5QU LoRE | Non-Red Flag Warning - Catastrophic Fires | Vegetation Contact | Branch (Not overhanging, within 4ft) | 2028 | 1.7278e-11 | 97.3625 | 1.6822e-09 | 2028 | Mitigation | 0.9 | 30 | 0 | esc | 0.063307 | 1.0938e-12 | 0.066847 | 1.155e-12 | 0.066806 | 1.1543e-12 | 0.063625 | 1.0993e-12
[120 empty] | 7.3.5.15 Identification and remediation of “at-risk species”WLDFRVegetation ContactBranch (Not overhanging, within 4ft) | WLDFR | HFTD - Distribution - Tier 3 - 5QU CoRE ¦ 5QU LoRE | Non-Red Flag Warning - Catastrophic Fires | Vegetation Contact | Branch (Not overhanging, within 4ft) | 2029 | 1.7278e-11 | 97.3625 | 1.6822e-09 | 2029 | Mitigation | 0.9 | 30 | 0 | esc | 0.063307 | 1.0938e-12 | 0.066847 | 1.155e-12 | 0.066806 | 1.1543e-12 | 0.063625 | 1.0993e-12
[120 empty] | 7.3.5.15 Identification and remediation of “at-risk species”WLDFRVegetation ContactBranch (Not overhanging, within 4ft) | WLDFR | HFTD - Distribution - Tier 3 - 5QU CoRE ¦ 5QU LoRE | Non-Red Flag Warning - Catastrophic Fires | Vegetation Contact | Branch (Not overhanging, within 4ft) | 2030 | 1.7278e-11 | 97.3625 | 1.6822e-09 | 2030 | Mitigation | 0.9 | 30 | 0 | esc | 0.063307 | 1.0938e-12 | 0.066847 | 1.155e-12 | 0.066806 | 1.1543e-12 | 0.063625 | 1.0993e-12
[120 empty] | 7.3.5.15 Identification and remediation of “at-risk species”WLDFRVegetation ContactBranch (Not overhanging, within 4ft) | WLDFR | HFTD - Distribution - Tier 3 - 5QU CoRE ¦ 5QU LoRE | Non-Red Flag Warning - Catastrophic Fires | Vegetation Contact | Branch (Not overhanging, within 4ft) | 2031 | 1.7278e-11 | 97.3625 | 1.6822e-09 | 2031 | Mitigation | 0.9 | 30 | 0 | esc | 0.063307 | 1.0938e-12 | 0.066847 | 1.155e-12 | 0.066806 | 1.1543e-12 | 0.063625 | 1.0993e-12
[120 empty] | 7.3.5.15 Identification and remediation of “at-risk species”WLDFRVegetation ContactBranch (Not overhanging, within 4ft) | WLDFR | HFTD - Distribution - Tier 3 - 5QU CoRE ¦ 5QU LoRE | Non-Red Flag Warning - Catastrophic Fires | Vegetation Contact | Branch (Not overhanging, within 4ft) | 2032 | 1.7278e-11 | 97.3625 | 1.6822e-09 | 2032 | Mitigation | 0.9 | 30 | 0 | esc | 0.063307 | 1.0938e-12 | 0.066847 | 1.155e-12 | 0.066806 | 1.1543e-12 | 0.063625 | 1.0993e-12
[120 empty] | 7.3.5.15 Identification and remediation of “at-risk species”WLDFRVegetation ContactBranch (Not overhanging, within 4ft) | WLDFR | HFTD - Distribution - Tier 3 - 5QU CoRE ¦ 5QU LoRE | Non-Red Flag Warning - Catastrophic Fires | Vegetation Contact | Branch (Not overhanging, within 4ft) | 2033 | 1.7278e-11 | 97.3625 | 1.6822e-09 | 2033 | Mitigation | 0.9 | 30 | 0 | esc | 0.063307 | 1.0938e-12 | 0.066847 | 1.155e-12 | 0.066806 | 1.1543e-12 | 0.063625 | 1.0993e-12
[120 empty] | 7.3.5.15 Identification and remediation of “at-risk species”WLDFRVegetation ContactBranch (Not overhanging, within 4ft) | WLDFR | HFTD - Distribution - Tier 3 - 5QU CoRE ¦ 5QU LoRE | Non-Red Flag Warning - Catastrophic Fires | Vegetation Contact | Branch (Not overhanging, within 4ft) | 2034 | 1.7278e-11 | 97.3625 | 1.6822e-09 | 2034 | Mitigation | 0.9 | 30 | 0 | esc | 0.063307 | 1.0938e-12 | 0.066847 | 1.155e-12 | 0.066806 | 1.1543e-12 | 0.063625 | 1.0993e-12
[120 empty] | 7.3.5.15 Identification and remediation of “at-risk species”WLDFRVegetation ContactBranch (Not overhanging, within 4ft) | WLDFR | HFTD - Distribution - Tier 3 - 5QU CoRE ¦ 5QU LoRE | Non-Red Flag Warning - Catastrophic Fires | Vegetation Contact | Branch (Not overhanging, within 4ft) | 2035 | 1.7278e-11 | 97.3625 | 1.6822e-09 | 2035 | Mitigation | 0.9 | 30 | 0 | esc | 0.063307 | 1.0938e-12 | 0.066847 | 1.155e-12 | 0.066806 | 1.1543e-12 | 0.063625 | 1.0993e-12
[120 empty] | 7.3.5.15 Identification and remediation of “at-risk species”WLDFRVegetation ContactBranch (Not overhanging, within 4ft) | WLDFR | HFTD - Distribution - Tier 3 - 5QU CoRE ¦ 5QU LoRE | Non-Red Flag Warning - Catastrophic Fires | Vegetation Contact | Branch (Not overhanging, within 4ft) | 2036 | 1.7278e-11 | 97.3625 | 1.6822e-09 | 2036 | Mitigation | 0.9 | 30 | 0 | esc | 0.063307 | 1.0938e-12 | 0.066847 | 1.155e-12 | 0.066806 | 1.1543e-12 | 0.063625 | 1.0993e-12
[120 empty] | 7.3.5.15 Identification and remediation of “at-risk species”WLDFRVegetation ContactBranch (Not overhanging, within 4ft) | WLDFR | HFTD - Distribution - Tier 3 - 5QU CoRE ¦ 5QU LoRE | Non-Red Flag Warning - Catastrophic Fires | Vegetation Contact | Branch (Not overhanging, within 4ft) | 2037 | 1.7278e-11 | 97.3625 | 1.6822e-09 | 2037 | Mitigation | 0.9 | 30 | 0 | esc | 0.063307 | 1.0938e-12 | 0.066847 | 1.155e-12 | 0.066806 | 1.1543e-12 | 0.063625 | 1.0993e-12
[120 empty] | 7.3.5.15 Identification and remediation of “at-risk species”WLDFRVegetation ContactBranch (Not overhanging, within 4ft) | WLDFR | HFTD - Distribution - Tier 3 - 5QU CoRE ¦ 5QU LoRE | Non-Red Flag Warning - Catastrophic Fires | Vegetation Contact | Branch (Not overhanging, within 4ft) | 2038 | 1.7278e-11 | 97.3625 | 1.6822e-09 | 2038 | Mitigation | 0.9 | 30 | 0 | esc | 0.063307 | 1.0938e-12 | 0.066847 | 1.155e-12 | 0.066806 | 1.1543e-12 | 0.063625 | 1.0993e-12
[120 empty] | 7.3.5.15 Identification and remediation of “at-risk species”WLDFRVegetation ContactBranch (Not overhanging, within 4ft) | WLDFR | HFTD - Distribution - Tier 3 - 5QU CoRE ¦ 5QU LoRE | Non-Red Flag Warning - Catastrophic Fires | Vegetation Contact | Branch (Not overhanging, within 4ft) | 2039 | 1.7278e-11 | 97.3625 | 1.6822e-09 | 2039 | Mitigation | 0.9 | 30 | 0 | esc | 0.063307 | 1.0938e-12 | 0.066847 | 1.155e-12 | 0.066806 | 1.1543e-12 | 0.063625 | 1.0993e-12
[120 empty] | 7.3.5.15 Identification and remediation of “at-risk species”WLDFRVegetation ContactBranch (Not overhanging, within 4ft) | WLDFR | HFTD - Distribution - Tier 3 - 5QU CoRE ¦ 5QU LoRE | Non-Red Flag Warning - Catastrophic Fires | Vegetation Contact | Branch (Not overhanging, within 4ft) | 2040 | 1.7278e-11 | 97.3625 | 1.6822e-09 | 2040 | Mitigation | 0.9 | 30 | 0 | esc | 0.063307 | 1.0938e-12 | 0.066847 | 1.155e-12 | 0.066806 | 1.1543e-12 | 0.063625 | 1.0993e-12
[120 empty] | 7.3.5.15 Identification and remediation of “at-risk species”WLDFRVegetation ContactBranch (Not overhanging, within 4ft) | WLDFR | HFTD - Distribution - Tier 3 - 5QU CoRE ¦ 5QU LoRE | Non-Red Flag Warning - Catastrophic Fires | Vegetation Contact | Branch (Not overhanging, within 4ft) | 2041 | 1.7278e-11 | 97.3625 | 1.6822e-09 | 2041 | Mitigation | 0.9 | 30 | 0 | esc | 0.063307 | 1.0938e-12 | 0.066847 | 1.155e-12 | 0.066806 | 1.1543e-12 | 0.063625 | 1.0993e-12
[120 empty] | 7.3.5.15 Identification and remediation of “at-risk species”WLDFRVegetation ContactBranch (Not overhanging, within 4ft) | WLDFR | HFTD - Distribution - Tier 3 - 5QU CoRE ¦ 5QU LoRE | Non-Red Flag Warning - Catastrophic Fires | Vegetation Contact | Branch (Not overhanging, within 4ft) | 2042 | 1.7278e-11 | 97.3625 | 1.6822e-09 | 2042 | Mitigation | 0.9 | 30 | 0 | esc | 0.063307 | 1.0938e-12 | 0.066847 | 1.155e-12 | 0.066806 | 1.1543e-12 | 0.063625 | 1.0993e-12
[120 empty] | 7.3.5.15 Identification and remediation of “at-risk species”WLDFRVegetation ContactBranch (Not overhanging, within 4ft) | WLDFR | HFTD - Distribution - Tier 3 - 5QU CoRE ¦ 5QU LoRE | Non-Red Flag Warning - Catastrophic Fires | Vegetation Contact | Branch (Not overhanging, within 4ft) | 2043 | 1.7278e-11 | 97.3625 | 1.6822e-09 | 2043 | Mitigation | 0.9 | 30 | 0 | esc | 0.063307 | 1.0938e-12 | 0.066847 | 1.155e-12 | 0.066806 | 1.1543e-12 | 0.063625 | 1.0993e-12
[120 empty] | 7.3.5.15 Identification and remediation of “at-risk species”WLDFRVegetation ContactBranch (Not overhanging, within 4ft) | WLDFR | HFTD - Distribution - Tier 3 - 5QU CoRE ¦ 5QU LoRE | Non-Red Flag Warning - Catastrophic Fires | Vegetation Contact | Branch (Not overhanging, within 4ft) | 2044 | 1.7278e-11 | 97.3625 | 1.6822e-09 | 2044 | Mitigation | 0.9 | 30 | 0 | esc | 0.063307 | 1.0938e-12 | 0.066847 | 1.155e-12 | 0.066806 | 1.1543e-12 | 0.063625 | 1.0993e-12
[120 empty] | 7.3.5.15 Identification and remediation of “at-risk species”WLDFRVegetation ContactBranch (Not overhanging, within 4ft) | WLDFR | HFTD - Distribution - Tier 3 - 5QU CoRE ¦ 5QU LoRE | Non-Red Flag Warning - Catastrophic Fires | Vegetation Contact | Branch (Not overhanging, within 4ft) | 2045 | 1.7278e-11 | 97.3625 | 1.6822e-09 | 2045 | Mitigation | 0.9 | 30 | 0 | esc | 0.063307 | 1.0938e-12 | 0.066847 | 1.155e-12 | 0.066806 | 1.1543e-12 | 0.063625 | 1.0993e-12
[120 empty] | 7.3.5.15 Identification and remediation of “at-risk species”WLDFRVegetation ContactBranch (Not overhanging, within 4ft) | WLDFR | HFTD - Distribution - Tier 3 - 5QU CoRE ¦ 5QU LoRE | Non-Red Flag Warning - Catastrophic Fires | Vegetation Contact | Branch (Not overhanging, within 4ft) | 2046 | 1.7278e-11 | 97.3625 | 1.6822e-09 | 2046 | Mitigation | 0.9 | 30 | 0 | esc | 0.063307 | 1.0938e-12 | 0.066847 | 1.155e-12 | 0.066806 | 1.1543e-12 | 0.063625 | 1.0993e-12
[120 empty] | 7.3.5.15 Identification and remediation of “at-risk species”WLDFRVegetation ContactBranch (Not overhanging, within 4ft) | WLDFR | HFTD - Distribution - Tier 3 - 5QU CoRE ¦ 5QU LoRE | Non-Red Flag Warning - Catastrophic Fires | Vegetation Contact | Branch (Not overhanging, within 4ft) | 2047 | 1.7278e-11 | 97.3625 | 1.6822e-09 | 2047 | Mitigation | 0.9 | 30 | 0 | esc | 0.063307 | 1.0938e-12 | 0.066847 | 1.155e-12 | 0.066806 | 1.1543e-12 | 0.063625 | 1.0993e-12
[120 empty] | 7.3.5.15 Identification and remediation of “at-risk species”WLDFRVegetation ContactBranch (Not overhanging, within 4ft) | WLDFR | HFTD - Distribution - Tier 3 - 5QU CoRE ¦ 5QU LoRE | Non-Red Flag Warning - Catastrophic Fires | Vegetation Contact | Branch (Not overhanging, within 4ft) | 2048 | 1.7278e-11 | 97.3625 | 1.6822e-09 | 2048 | Mitigation | 0.9 | 30 | 0 | esc | 0.063307 | 1.0938e-12 | 0.066847 | 1.155e-12 | 0.066806 | 1.1543e-12 | 0.063625 | 1.0993e-12
[120 empty] | 7.3.5.15 Identification and remediation of “at-risk species”WLDFRVegetation ContactBranch (Not overhanging, within 4ft) | WLDFR | HFTD - Distribution - Tier 3 - 5QU CoRE ¦ 5QU LoRE | Non-Red Flag Warning - Catastrophic Fires | Vegetation Contact | Branch (Not overhanging, within 4ft) | 2049 | 1.7278e-11 | 97.3625 | 1.6822e-09 | 2049 | Mitigation | 0.9 | 30 | 0 | esc | 0.063307 | 1.0938e-12 | 0.066847 | 1.155e-12 | 0.066806 | 1.1543e-12 | 0.063625 | 1.0993e-12
[120 empty] | 7.3.5.15 Identification and remediation of “at-risk species”WLDFRVegetation ContactBranch (Not overhanging, within 4ft) | WLDFR | HFTD - Distribution - Tier 3 - 5QU CoRE ¦ 5QU LoRE | Non-Red Flag Warning - Catastrophic Fires | Vegetation Contact | Branch (Not overhanging, within 4ft) | 2050 | 1.7278e-11 | 97.3625 | 1.6822e-09 | 2050 | Mitigation | 0.9 | 30 | 0 | esc | 0 | 0 | 0.066847 | 1.155e-12 | 0.066806 | 1.1543e-12 | 0.063625 | 1.0993e-12
[120 empty] | 7.3.5.15 Identification and remediation of “at-risk species”WLDFRVegetation ContactBranch (Not overhanging, within 4ft) | WLDFR | HFTD - Distribution - Tier 3 - 5QU CoRE ¦ 5QU LoRE | Non-Red Flag Warning - Catastrophic Fires | Vegetation Contact | Branch (Not overhanging, within 4ft) | 2051 | 1.7278e-11 | 97.3625 | 1.6822e-09 | 2051 | Mitigation | 0.9 | 30 | 0 | esc | 0 | 0 | 0 | 0 | 0.066806 | 1.1543e-12 | 0.063625 | 1.0993e-12
[120 empty] | 7.3.5.15 Identification and remediation of “at-risk species”WLDFRVegetation ContactBranch (Not overhanging, within 4ft) | WLDFR | HFTD - Distribution - Tier 3 - 5QU CoRE ¦ 5QU LoRE | Non-Red Flag Warning - Catastrophic Fires | Vegetation Contact | Branch (Not overhanging, within 4ft) | 2052 | 1.7278e-11 | 97.3625 | 1.6822e-09 | 2052 | Mitigation | 0.9 | 30 | 0 | esc | 0 | 0 | 0 | 0 | 0 | 0 | 0.063625 | 1.0993e-12
[120 empty] | 7.3.5.15 Identification and remediation of “at-risk species”WLDFRVegetation ContactBranch (OverHanging) | WLDFR | HFTD - Distribution - Tier 3 - 5QU CoRE ¦ 5QU LoRE | Non-Red Flag Warning - Catastrophic Fires | Vegetation Contact | Branch (OverHanging) | 2022 | 8.3938e-10 | 97.3625 | 8.1724e-08 | 2022 | Mitigation | 0.9 | 30 | 0 | esc | 0.063307 | 5.3139e-11 | 0.066847 | 5.611e-11 | 0.066806 | 5.6076e-11 | 0 | 0
[120 empty] | 7.3.5.15 Identification and remediation of “at-risk species”WLDFRVegetation ContactBranch (OverHanging) | WLDFR | HFTD - Distribution - Tier 3 - 5QU CoRE ¦ 5QU LoRE | Non-Red Flag Warning - Catastrophic Fires | Vegetation Contact | Branch (OverHanging) | 2023 | 8.3938e-10 | 97.3625 | 8.1724e-08 | 2023 | Mitigation | 0.9 | 30 | 0 | esc | 0.063307 | 5.3139e-11 | 0.066847 | 5.611e-11 | 0.066806 | 5.6076e-11 | 0.063625 | 5.3406e-11
[120 empty] | 7.3.5.15 Identification and remediation of “at-risk species”WLDFRVegetation ContactBranch (OverHanging) | WLDFR | HFTD - Distribution - Tier 3 - 5QU CoRE ¦ 5QU LoRE | Non-Red Flag Warning - Catastrophic Fires | Vegetation Contact | Branch (OverHanging) | 2024 | 8.3938e-10 | 97.3625 | 8.1724e-08 | 2024 | Mitigation | 0.9 | 30 | 0 | esc | 0.063307 | 5.3139e-11 | 0.066847 | 5.611e-11 | 0.066806 | 5.6076e-11 | 0.063625 | 5.3406e-11
[120 empty] | 7.3.5.15 Identification and remediation of “at-risk species”WLDFRVegetation ContactBranch (OverHanging) | WLDFR | HFTD - Distribution - Tier 3 - 5QU CoRE ¦ 5QU LoRE | Non-Red Flag Warning - Catastrophic Fires | Vegetation Contact | Branch (OverHanging) | 2025 | 8.3938e-10 | 97.3625 | 8.1724e-08 | 2025 | Mitigation | 0.9 | 30 | 0 | esc | 0.063307 | 5.3139e-11 | 0.066847 | 5.611e-11 | 0.066806 | 5.6076e-11 | 0.063625 | 5.3406e-11
[120 empty] | 7.3.5.15 Identification and remediation of “at-risk species”WLDFRVegetation ContactBranch (OverHanging) | WLDFR | HFTD - Distribution - Tier 3 - 5QU CoRE ¦ 5QU LoRE | Non-Red Flag Warning - Catastrophic Fires | Vegetation Contact | Branch (OverHanging) | 2026 | 8.3938e-10 | 97.3625 | 8.1724e-08 | 2026 | Mitigation | 0.9 | 30 | 0 | esc | 0.063307 | 5.3139e-11 | 0.066847 | 5.611e-11 | 0.066806 | 5.6076e-11 | 0.063625 | 5.3406e-11
[120 empty] | 7.3.5.15 Identification and remediation of “at-risk species”WLDFRVegetation ContactBranch (OverHanging) | WLDFR | HFTD - Distribution - Tier 3 - 5QU CoRE ¦ 5QU LoRE | Non-Red Flag Warning - Catastrophic Fires | Vegetation Contact | Branch (OverHanging) | 2027 | 8.3938e-10 | 97.3625 | 8.1724e-08 | 2027 | Mitigation | 0.9 | 30 | 0 | esc | 0.063307 | 5.3139e-11 | 0.066847 | 5.611e-11 | 0.066806 | 5.6076e-11 | 0.063625 | 5.3406e-11
[120 empty] | 7.3.5.15 Identification and remediation of “at-risk species”WLDFRVegetation ContactBranch (OverHanging) | WLDFR | HFTD - Distribution - Tier 3 - 5QU CoRE ¦ 5QU LoRE | Non-Red Flag Warning - Catastrophic Fires | Vegetation Contact | Branch (OverHanging) | 2028 | 8.3938e-10 | 97.3625 | 8.1724e-08 | 2028 | Mitigation | 0.9 | 30 | 0 | esc | 0.063307 | 5.3139e-11 | 0.066847 | 5.611e-11 | 0.066806 | 5.6076e-11 | 0.063625 | 5.3406e-11
[120 empty] | 7.3.5.15 Identification and remediation of “at-risk species”WLDFRVegetation ContactBranch (OverHanging) | WLDFR | HFTD - Distribution - Tier 3 - 5QU CoRE ¦ 5QU LoRE | Non-Red Flag Warning - Catastrophic Fires | Vegetation Contact | Branch (OverHanging) | 2029 | 8.3938e-10 | 97.3625 | 8.1724e-08 | 2029 | Mitigation | 0.9 | 30 | 0 | esc | 0.063307 | 5.3139e-11 | 0.066847 | 5.611e-11 | 0.066806 | 5.6076e-11 | 0.063625 | 5.3406e-11
[120 empty] | 7.3.5.15 Identification and remediation of “at-risk species”WLDFRVegetation ContactBranch (OverHanging) | WLDFR | HFTD - Distribution - Tier 3 - 5QU CoRE ¦ 5QU LoRE | Non-Red Flag Warning - Catastrophic Fires | Vegetation Contact | Branch (OverHanging) | 2030 | 8.3938e-10 | 97.3625 | 8.1724e-08 | 2030 | Mitigation | 0.9 | 30 | 0 | esc | 0.063307 | 5.3139e-11 | 0.066847 | 5.611e-11 | 0.066806 | 5.6076e-11 | 0.063625 | 5.3406e-11
[120 empty] | 7.3.5.15 Identification and remediation of “at-risk species”WLDFRVegetation ContactBranch (OverHanging) | WLDFR | HFTD - Distribution - Tier 3 - 5QU CoRE ¦ 5QU LoRE | Non-Red Flag Warning - Catastrophic Fires | Vegetation Contact | Branch (OverHanging) | 2031 | 8.3938e-10 | 97.3625 | 8.1724e-08 | 2031 | Mitigation | 0.9 | 30 | 0 | esc | 0.063307 | 5.3139e-11 | 0.066847 | 5.611e-11 | 0.066806 | 5.6076e-11 | 0.063625 | 5.3406e-11
[120 empty] | 7.3.5.15 Identification and remediation of “at-risk species”WLDFRVegetation ContactBranch (OverHanging) | WLDFR | HFTD - Distribution - Tier 3 - 5QU CoRE ¦ 5QU LoRE | Non-Red Flag Warning - Catastrophic Fires | Vegetation Contact | Branch (OverHanging) | 2032 | 8.3938e-10 | 97.3625 | 8.1724e-08 | 2032 | Mitigation | 0.9 | 30 | 0 | esc | 0.063307 | 5.3139e-11 | 0.066847 | 5.611e-11 | 0.066806 | 5.6076e-11 | 0.063625 | 5.3406e-11
[120 empty] | 7.3.5.15 Identification and remediation of “at-risk species”WLDFRVegetation ContactBranch (OverHanging) | WLDFR | HFTD - Distribution - Tier 3 - 5QU CoRE ¦ 5QU LoRE | Non-Red Flag Warning - Catastrophic Fires | Vegetation Contact | Branch (OverHanging) | 2033 | 8.3938e-10 | 97.3625 | 8.1724e-08 | 2033 | Mitigation | 0.9 | 30 | 0 | esc | 0.063307 | 5.3139e-11 | 0.066847 | 5.611e-11 | 0.066806 | 5.6076e-11 | 0.063625 | 5.3406e-11
[120 empty] | 7.3.5.15 Identification and remediation of “at-risk species”WLDFRVegetation ContactBranch (OverHanging) | WLDFR | HFTD - Distribution - Tier 3 - 5QU CoRE ¦ 5QU LoRE | Non-Red Flag Warning - Catastrophic Fires | Vegetation Contact | Branch (OverHanging) | 2034 | 8.3938e-10 | 97.3625 | 8.1724e-08 | 2034 | Mitigation | 0.9 | 30 | 0 | esc | 0.063307 | 5.3139e-11 | 0.066847 | 5.611e-11 | 0.066806 | 5.6076e-11 | 0.063625 | 5.3406e-11
[120 empty] | 7.3.5.15 Identification and remediation of “at-risk species”WLDFRVegetation ContactBranch (OverHanging) | WLDFR | HFTD - Distribution - Tier 3 - 5QU CoRE ¦ 5QU LoRE | Non-Red Flag Warning - Catastrophic Fires | Vegetation Contact | Branch (OverHanging) | 2035 | 8.3938e-10 | 97.3625 | 8.1724e-08 | 2035 | Mitigation | 0.9 | 30 | 0 | esc | 0.063307 | 5.3139e-11 | 0.066847 | 5.611e-11 | 0.066806 | 5.6076e-11 | 0.063625 | 5.3406e-11
[120 empty] | 7.3.5.15 Identification and remediation of “at-risk species”WLDFRVegetation ContactBranch (OverHanging) | WLDFR | HFTD - Distribution - Tier 3 - 5QU CoRE ¦ 5QU LoRE | Non-Red Flag Warning - Catastrophic Fires | Vegetation Contact | Branch (OverHanging) | 2036 | 8.3938e-10 | 97.3625 | 8.1724e-08 | 2036 | Mitigation | 0.9 | 30 | 0 | esc | 0.063307 | 5.3139e-11 | 0.066847 | 5.611e-11 | 0.066806 | 5.6076e-11 | 0.063625 | 5.3406e-11
[120 empty] | 7.3.5.15 Identification and remediation of “at-risk species”WLDFRVegetation ContactBranch (OverHanging) | WLDFR | HFTD - Distribution - Tier 3 - 5QU CoRE ¦ 5QU LoRE | Non-Red Flag Warning - Catastrophic Fires | Vegetation Contact | Branch (OverHanging) | 2037 | 8.3938e-10 | 97.3625 | 8.1724e-08 | 2037 | Mitigation | 0.9 | 30 | 0 | esc | 0.063307 | 5.3139e-11 | 0.066847 | 5.611e-11 | 0.066806 | 5.6076e-11 | 0.063625 | 5.3406e-11
[120 empty] | 7.3.5.15 Identification and remediation of “at-risk species”WLDFRVegetation ContactBranch (OverHanging) | WLDFR | HFTD - Distribution - Tier 3 - 5QU CoRE ¦ 5QU LoRE | Non-Red Flag Warning - Catastrophic Fires | Vegetation Contact | Branch (OverHanging) | 2038 | 8.3938e-10 | 97.3625 | 8.1724e-08 | 2038 | Mitigation | 0.9 | 30 | 0 | esc | 0.063307 | 5.3139e-11 | 0.066847 | 5.611e-11 | 0.066806 | 5.6076e-11 | 0.063625 | 5.3406e-11
[120 empty] | 7.3.5.15 Identification and remediation of “at-risk species”WLDFRVegetation ContactBranch (OverHanging) | WLDFR | HFTD - Distribution - Tier 3 - 5QU CoRE ¦ 5QU LoRE | Non-Red Flag Warning - Catastrophic Fires | Vegetation Contact | Branch (OverHanging) | 2039 | 8.3938e-10 | 97.3625 | 8.1724e-08 | 2039 | Mitigation | 0.9 | 30 | 0 | esc | 0.063307 | 5.3139e-11 | 0.066847 | 5.611e-11 | 0.066806 | 5.6076e-11 | 0.063625 | 5.3406e-11
[120 empty] | 7.3.5.15 Identification and remediation of “at-risk species”WLDFRVegetation ContactBranch (OverHanging) | WLDFR | HFTD - Distribution - Tier 3 - 5QU CoRE ¦ 5QU LoRE | Non-Red Flag Warning - Catastrophic Fires | Vegetation Contact | Branch (OverHanging) | 2040 | 8.3938e-10 | 97.3625 | 8.1724e-08 | 2040 | Mitigation | 0.9 | 30 | 0 | esc | 0.063307 | 5.3139e-11 | 0.066847 | 5.611e-11 | 0.066806 | 5.6076e-11 | 0.063625 | 5.3406e-11
[120 empty] | 7.3.5.15 Identification and remediation of “at-risk species”WLDFRVegetation ContactBranch (OverHanging) | WLDFR | HFTD - Distribution - Tier 3 - 5QU CoRE ¦ 5QU LoRE | Non-Red Flag Warning - Catastrophic Fires | Vegetation Contact | Branch (OverHanging) | 2041 | 8.3938e-10 | 97.3625 | 8.1724e-08 | 2041 | Mitigation | 0.9 | 30 | 0 | esc | 0.063307 | 5.3139e-11 | 0.066847 | 5.611e-11 | 0.066806 | 5.6076e-11 | 0.063625 | 5.3406e-11
[120 empty] | 7.3.5.15 Identification and remediation of “at-risk species”WLDFRVegetation ContactBranch (OverHanging) | WLDFR | HFTD - Distribution - Tier 3 - 5QU CoRE ¦ 5QU LoRE | Non-Red Flag Warning - Catastrophic Fires | Vegetation Contact | Branch (OverHanging) | 2042 | 8.3938e-10 | 97.3625 | 8.1724e-08 | 2042 | Mitigation | 0.9 | 30 | 0 | esc | 0.063307 | 5.3139e-11 | 0.066847 | 5.611e-11 | 0.066806 | 5.6076e-11 | 0.063625 | 5.3406e-11
[120 empty] | 7.3.5.15 Identification and remediation of “at-risk species”WLDFRVegetation ContactBranch (OverHanging) | WLDFR | HFTD - Distribution - Tier 3 - 5QU CoRE ¦ 5QU LoRE | Non-Red Flag Warning - Catastrophic Fires | Vegetation Contact | Branch (OverHanging) | 2043 | 8.3938e-10 | 97.3625 | 8.1724e-08 | 2043 | Mitigation | 0.9 | 30 | 0 | esc | 0.063307 | 5.3139e-11 | 0.066847 | 5.611e-11 | 0.066806 | 5.6076e-11 | 0.063625 | 5.3406e-11
[120 empty] | 7.3.5.15 Identification and remediation of “at-risk species”WLDFRVegetation ContactBranch (OverHanging) | WLDFR | HFTD - Distribution - Tier 3 - 5QU CoRE ¦ 5QU LoRE | Non-Red Flag Warning - Catastrophic Fires | Vegetation Contact | Branch (OverHanging) | 2044 | 8.3938e-10 | 97.3625 | 8.1724e-08 | 2044 | Mitigation | 0.9 | 30 | 0 | esc | 0.063307 | 5.3139e-11 | 0.066847 | 5.611e-11 | 0.066806 | 5.6076e-11 | 0.063625 | 5.3406e-11
[120 empty] | 7.3.5.15 Identification and remediation of “at-risk species”WLDFRVegetation ContactBranch (OverHanging) | WLDFR | HFTD - Distribution - Tier 3 - 5QU CoRE ¦ 5QU LoRE | Non-Red Flag Warning - Catastrophic Fires | Vegetation Contact | Branch (OverHanging) | 2045 | 8.3938e-10 | 97.3625 | 8.1724e-08 | 2045 | Mitigation | 0.9 | 30 | 0 | esc | 0.063307 | 5.3139e-11 | 0.066847 | 5.611e-11 | 0.066806 | 5.6076e-11 | 0.063625 | 5.3406e-11
[120 empty] | 7.3.5.15 Identification and remediation of “at-risk species”WLDFRVegetation ContactBranch (OverHanging) | WLDFR | HFTD - Distribution - Tier 3 - 5QU CoRE ¦ 5QU LoRE | Non-Red Flag Warning - Catastrophic Fires | Vegetation Contact | Branch (OverHanging) | 2046 | 8.3938e-10 | 97.3625 | 8.1724e-08 | 2046 | Mitigation | 0.9 | 30 | 0 | esc | 0.063307 | 5.3139e-11 | 0.066847 | 5.611e-11 | 0.066806 | 5.6076e-11 | 0.063625 | 5.3406e-11
[120 empty] | 7.3.5.15 Identification and remediation of “at-risk species”WLDFRVegetation ContactBranch (OverHanging) | WLDFR | HFTD - Distribution - Tier 3 - 5QU CoRE ¦ 5QU LoRE | Non-Red Flag Warning - Catastrophic Fires | Vegetation Contact | Branch (OverHanging) | 2047 | 8.3938e-10 | 97.3625 | 8.1724e-08 | 2047 | Mitigation | 0.9 | 30 | 0 | esc | 0.063307 | 5.3139e-11 | 0.066847 | 5.611e-11 | 0.066806 | 5.6076e-11 | 0.063625 | 5.3406e-11
[120 empty] | 7.3.5.15 Identification and remediation of “at-risk species”WLDFRVegetation ContactBranch (OverHanging) | WLDFR | HFTD - Distribution - Tier 3 - 5QU CoRE ¦ 5QU LoRE | Non-Red Flag Warning - Catastrophic Fires | Vegetation Contact | Branch (OverHanging) | 2048 | 8.3938e-10 | 97.3625 | 8.1724e-08 | 2048 | Mitigation | 0.9 | 30 | 0 | esc | 0.063307 | 5.3139e-11 | 0.066847 | 5.611e-11 | 0.066806 | 5.6076e-11 | 0.063625 | 5.3406e-11
[120 empty] | 7.3.5.15 Identification and remediation of “at-risk species”WLDFRVegetation ContactBranch (OverHanging) | WLDFR | HFTD - Distribution - Tier 3 - 5QU CoRE ¦ 5QU LoRE | Non-Red Flag Warning - Catastrophic Fires | Vegetation Contact | Branch (OverHanging) | 2049 | 8.3938e-10 | 97.3625 | 8.1724e-08 | 2049 | Mitigation | 0.9 | 30 | 0 | esc | 0.063307 | 5.3139e-11 | 0.066847 | 5.611e-11 | 0.066806 | 5.6076e-11 | 0.063625 | 5.3406e-11
[120 empty] | 7.3.5.15 Identification and remediation of “at-risk species”WLDFRVegetation ContactBranch (OverHanging) | WLDFR | HFTD - Distribution - Tier 3 - 5QU CoRE ¦ 5QU LoRE | Non-Red Flag Warning - Catastrophic Fires | Vegetation Contact | Branch (OverHanging) | 2050 | 8.3938e-10 | 97.3625 | 8.1724e-08 | 2050 | Mitigation | 0.9 | 30 | 0 | esc | 0 | 0 | 0.066847 | 5.611e-11 | 0.066806 | 5.6076e-11 | 0.063625 | 5.3406e-11
[120 empty] | 7.3.5.15 Identification and remediation of “at-risk species”WLDFRVegetation ContactBranch (OverHanging) | WLDFR | HFTD - Distribution - Tier 3 - 5QU CoRE ¦ 5QU LoRE | Non-Red Flag Warning - Catastrophic Fires | Vegetation Contact | Branch (OverHanging) | 2051 | 8.3938e-10 | 97.3625 | 8.1724e-08 | 2051 | Mitigation | 0.9 | 30 | 0 | esc | 0 | 0 | 0 | 0 | 0.066806 | 5.6076e-11 | 0.063625 | 5.3406e-11
[120 empty] | 7.3.5.15 Identification and remediation of “at-risk species”WLDFRVegetation ContactBranch (OverHanging) | WLDFR | HFTD - Distribution - Tier 3 - 5QU CoRE ¦ 5QU LoRE | Non-Red Flag Warning - Catastrophic Fires | Vegetation Contact | Branch (OverHanging) | 2052 | 8.3938e-10 | 97.3625 | 8.1724e-08 | 2052 | Mitigation | 0.9 | 30 | 0 | esc | 0 | 0 | 0 | 0 | 0 | 0 | 0.063625 | 5.3406e-11
[120 empty] | 7.3.5.15 Identification and remediation of “at-risk species”WLDFRVegetation ContactFell into (Moderate-Severe defect) | WLDFR | HFTD - Distribution - Tier 3 - 5QU CoRE ¦ 5QU LoRE | Non-Red Flag Warning - Catastrophic Fires | Vegetation Contact | Fell into (Moderate-Severe defect) | 2022 | 3.5303e-10 | 97.3625 | 3.4372e-08 | 2022 | Mitigation | 0.95 | 1 | 0 | esc | 0 | 0 | 0 | 0 | 0.070518 | 2.4895e-11 | 0 | 0
[120 empty] | 7.3.5.15 Identification and remediation of “at-risk species”WLDFRVegetation ContactFell into (Moderate-Severe defect) | WLDFR | HFTD - Distribution - Tier 3 - 5QU CoRE ¦ 5QU LoRE | Non-Red Flag Warning - Catastrophic Fires | Vegetation Contact | Fell into (Moderate-Severe defect) | 2023 | 3.5303e-10 | 97.3625 | 3.4372e-08 | 2023 | Mitigation | 0.95 | 1 | 0 | esc | 0 | 0 | 0 | 0 | 0 | 0 | 0.06716 | 2.3709e-11
[120 empty] | 7.3.5.15 Identification and remediation of “at-risk species”WLDFRVegetation ContactFell into (slight defect) | WLDFR | HFTD - Distribution - Tier 3 - 5QU CoRE ¦ 5QU LoRE | Non-Red Flag Warning - Catastrophic Fires | Vegetation Contact | Fell into (slight defect) | 2022 | 4.5791e-10 | 97.3625 | 4.4583e-08 | 2022 | Mitigation | 0.5 | 1 | 0 | esc | 0 | 0 | 0 | 0 | 0.037115 | 1.6995e-11 | 0 | 0
[120 empty] | 7.3.5.15 Identification and remediation of “at-risk species”WLDFRVegetation ContactFell into (slight defect) | WLDFR | HFTD - Distribution - Tier 3 - 5QU CoRE ¦ 5QU LoRE | Non-Red Flag Warning - Catastrophic Fires | Vegetation Contact | Fell into (slight defect) | 2023 | 4.5791e-10 | 97.3625 | 4.4583e-08 | 2023 | Mitigation | 0.5 | 1 | 0 | esc | 0 | 0 | 0 | 0 | 0 | 0 | 0.035347 | 1.6186e-11
[120 empty] | 7.3.5.15 Identification and remediation of “at-risk species”WLDFRVegetation ContactGrow Into | WLDFR | HFTD - Distribution - Tier 3 - 5QU CoRE ¦ 5QU LoRE | Non-Red Flag Warning - Catastrophic Fires | Vegetation Contact | Grow Into | 2022 | 3.8284e-11 | 97.3625 | 3.7274e-09 | 2022 | Mitigation | 0.5 | 1 | 0 | esc | 0 | 0 | 0 | 0 | 0.037115 | 1.4209e-12 | 0 | 0
[120 empty] | 7.3.5.15 Identification and remediation of “at-risk species”WLDFRVegetation ContactGrow Into | WLDFR | HFTD - Distribution - Tier 3 - 5QU CoRE ¦ 5QU LoRE | Non-Red Flag Warning - Catastrophic Fires | Vegetation Contact | Grow Into | 2023 | 3.8284e-11 | 97.3625 | 3.7274e-09 | 2023 | Mitigation | 0.5 | 1 | 0 | esc | 0 | 0 | 0 | 0 | 0 | 0 | 0.035347 | 1.3532e-12
[120 empty] | 7.3.5.15 Identification and remediation of “at-risk species”WLDFRVegetation ContactBranch (Not overhanging, 4-12ft) | WLDFR | HFTD - Distribution - Tier 3 - 5QU CoRE ¦ 5QU LoRE | Non-Red Flag Warning - Destructive Fires | Vegetation Contact | Branch (Not overhanging, 4-12ft) | 2022 | 1.0192e-10 | 97.3625 | 9.923e-09 | 2022 | Mitigation | 0.5 | 30 | 0 | esc | 0.035171 | 3.5845e-12 | 0.037137 | 3.7849e-12 | 0.037115 | 3.7826e-12 | 0 | 0
[120 empty] | 7.3.5.15 Identification and remediation of “at-risk species”WLDFRVegetation ContactBranch (Not overhanging, 4-12ft) | WLDFR | HFTD - Distribution - Tier 3 - 5QU CoRE ¦ 5QU LoRE | Non-Red Flag Warning - Destructive Fires | Vegetation Contact | Branch (Not overhanging, 4-12ft) | 2023 | 1.0192e-10 | 97.3625 | 9.923e-09 | 2023 | Mitigation | 0.5 | 30 | 0 | esc | 0.035171 | 3.5845e-12 | 0.037137 | 3.7849e-12 | 0.037115 | 3.7826e-12 | 0.035347 | 3.6025e-12
[120 empty] | 7.3.5.15 Identification and remediation of “at-risk species”WLDFRVegetation ContactBranch (Not overhanging, 4-12ft) | WLDFR | HFTD - Distribution - Tier 3 - 5QU CoRE ¦ 5QU LoRE | Non-Red Flag Warning - Destructive Fires | Vegetation Contact | Branch (Not overhanging, 4-12ft) | 2024 | 1.0192e-10 | 97.3625 | 9.923e-09 | 2024 | Mitigation | 0.5 | 30 | 0 | esc | 0.035171 | 3.5845e-12 | 0.037137 | 3.7849e-12 | 0.037115 | 3.7826e-12 | 0.035347 | 3.6025e-12
[120 empty] | 7.3.5.15 Identification and remediation of “at-risk species”WLDFRVegetation ContactBranch (Not overhanging, 4-12ft) | WLDFR | HFTD - Distribution - Tier 3 - 5QU CoRE ¦ 5QU LoRE | Non-Red Flag Warning - Destructive Fires | Vegetation Contact | Branch (Not overhanging, 4-12ft) | 2025 | 1.0192e-10 | 97.3625 | 9.923e-09 | 2025 | Mitigation | 0.5 | 30 | 0 | esc | 0.035171 | 3.5845e-12 | 0.037137 | 3.7849e-12 | 0.037115 | 3.7826e-12 | 0.035347 | 3.6025e-12
[120 empty] | 7.3.5.15 Identification and remediation of “at-risk species”WLDFRVegetation ContactBranch (Not overhanging, 4-12ft) | WLDFR | HFTD - Distribution - Tier 3 - 5QU CoRE ¦ 5QU LoRE | Non-Red Flag Warning - Destructive Fires | Vegetation Contact | Branch (Not overhanging, 4-12ft) | 2026 | 1.0192e-10 | 97.3625 | 9.923e-09 | 2026 | Mitigation | 0.5 | 30 | 0 | esc | 0.035171 | 3.5845e-12 | 0.037137 | 3.7849e-12 | 0.037115 | 3.7826e-12 | 0.035347 | 3.6025e-12
[120 empty] | 7.3.5.15 Identification and remediation of “at-risk species”WLDFRVegetation ContactBranch (Not overhanging, 4-12ft) | WLDFR | HFTD - Distribution - Tier 3 - 5QU CoRE ¦ 5QU LoRE | Non-Red Flag Warning - Destructive Fires | Vegetation Contact | Branch (Not overhanging, 4-12ft) | 2027 | 1.0192e-10 | 97.3625 | 9.923e-09 | 2027 | Mitigation | 0.5 | 30 | 0 | esc | 0.035171 | 3.5845e-12 | 0.037137 | 3.7849e-12 | 0.037115 | 3.7826e-12 | 0.035347 | 3.6025e-12
[120 empty] | 7.3.5.15 Identification and remediation of “at-risk species”WLDFRVegetation ContactBranch (Not overhanging, 4-12ft) | WLDFR | HFTD - Distribution - Tier 3 - 5QU CoRE ¦ 5QU LoRE | Non-Red Flag Warning - Destructive Fires | Vegetation Contact | Branch (Not overhanging, 4-12ft) | 2028 | 1.0192e-10 | 97.3625 | 9.923e-09 | 2028 | Mitigation | 0.5 | 30 | 0 | esc | 0.035171 | 3.5845e-12 | 0.037137 | 3.7849e-12 | 0.037115 | 3.7826e-12 | 0.035347 | 3.6025e-12
[120 empty] | 7.3.5.15 Identification and remediation of “at-risk species”WLDFRVegetation ContactBranch (Not overhanging, 4-12ft) | WLDFR | HFTD - Distribution - Tier 3 - 5QU CoRE ¦ 5QU LoRE | Non-Red Flag Warning - Destructive Fires | Vegetation Contact | Branch (Not overhanging, 4-12ft) | 2029 | 1.0192e-10 | 97.3625 | 9.923e-09 | 2029 | Mitigation | 0.5 | 30 | 0 | esc | 0.035171 | 3.5845e-12 | 0.037137 | 3.7849e-12 | 0.037115 | 3.7826e-12 | 0.035347 | 3.6025e-12
[120 empty] | 7.3.5.15 Identification and remediation of “at-risk species”WLDFRVegetation ContactBranch (Not overhanging, 4-12ft) | WLDFR | HFTD - Distribution - Tier 3 - 5QU CoRE ¦ 5QU LoRE | Non-Red Flag Warning - Destructive Fires | Vegetation Contact | Branch (Not overhanging, 4-12ft) | 2030 | 1.0192e-10 | 97.3625 | 9.923e-09 | 2030 | Mitigation | 0.5 | 30 | 0 | esc | 0.035171 | 3.5845e-12 | 0.037137 | 3.7849e-12 | 0.037115 | 3.7826e-12 | 0.035347 | 3.6025e-12
[120 empty] | 7.3.5.15 Identification and remediation of “at-risk species”WLDFRVegetation ContactBranch (Not overhanging, 4-12ft) | WLDFR | HFTD - Distribution - Tier 3 - 5QU CoRE ¦ 5QU LoRE | Non-Red Flag Warning - Destructive Fires | Vegetation Contact | Branch (Not overhanging, 4-12ft) | 2031 | 1.0192e-10 | 97.3625 | 9.923e-09 | 2031 | Mitigation | 0.5 | 30 | 0 | esc | 0.035171 | 3.5845e-12 | 0.037137 | 3.7849e-12 | 0.037115 | 3.7826e-12 | 0.035347 | 3.6025e-12
[120 empty] | 7.3.5.15 Identification and remediation of “at-risk species”WLDFRVegetation ContactBranch (Not overhanging, 4-12ft) | WLDFR | HFTD - Distribution - Tier 3 - 5QU CoRE ¦ 5QU LoRE | Non-Red Flag Warning - Destructive Fires | Vegetation Contact | Branch (Not overhanging, 4-12ft) | 2032 | 1.0192e-10 | 97.3625 | 9.923e-09 | 2032 | Mitigation | 0.5 | 30 | 0 | esc | 0.035171 | 3.5845e-12 | 0.037137 | 3.7849e-12 | 0.037115 | 3.7826e-12 | 0.035347 | 3.6025e-12
[120 empty] | 7.3.5.15 Identification and remediation of “at-risk species”WLDFRVegetation ContactBranch (Not overhanging, 4-12ft) | WLDFR | HFTD - Distribution - Tier 3 - 5QU CoRE ¦ 5QU LoRE | Non-Red Flag Warning - Destructive Fires | Vegetation Contact | Branch (Not overhanging, 4-12ft) | 2033 | 1.0192e-10 | 97.3625 | 9.923e-09 | 2033 | Mitigation | 0.5 | 30 | 0 | esc | 0.035171 | 3.5845e-12 | 0.037137 | 3.7849e-12 | 0.037115 | 3.7826e-12 | 0.035347 | 3.6025e-12
[120 empty] | 7.3.5.15 Identification and remediation of “at-risk species”WLDFRVegetation ContactBranch (Not overhanging, 4-12ft) | WLDFR | HFTD - Distribution - Tier 3 - 5QU CoRE ¦ 5QU LoRE | Non-Red Flag Warning - Destructive Fires | Vegetation Contact | Branch (Not overhanging, 4-12ft) | 2034 | 1.0192e-10 | 97.3625 | 9.923e-09 | 2034 | Mitigation | 0.5 | 30 | 0 | esc | 0.035171 | 3.5845e-12 | 0.037137 | 3.7849e-12 | 0.037115 | 3.7826e-12 | 0.035347 | 3.6025e-12
[120 empty] | 7.3.5.15 Identification and remediation of “at-risk species”WLDFRVegetation ContactBranch (Not overhanging, 4-12ft) | WLDFR | HFTD - Distribution - Tier 3 - 5QU CoRE ¦ 5QU LoRE | Non-Red Flag Warning - Destructive Fires | Vegetation Contact | Branch (Not overhanging, 4-12ft) | 2035 | 1.0192e-10 | 97.3625 | 9.923e-09 | 2035 | Mitigation | 0.5 | 30 | 0 | esc | 0.035171 | 3.5845e-12 | 0.037137 | 3.7849e-12 | 0.037115 | 3.7826e-12 | 0.035347 | 3.6025e-12
[120 empty] | 7.3.5.15 Identification and remediation of “at-risk species”WLDFRVegetation ContactBranch (Not overhanging, 4-12ft) | WLDFR | HFTD - Distribution - Tier 3 - 5QU CoRE ¦ 5QU LoRE | Non-Red Flag Warning - Destructive Fires | Vegetation Contact | Branch (Not overhanging, 4-12ft) | 2036 | 1.0192e-10 | 97.3625 | 9.923e-09 | 2036 | Mitigation | 0.5 | 30 | 0 | esc | 0.035171 | 3.5845e-12 | 0.037137 | 3.7849e-12 | 0.037115 | 3.7826e-12 | 0.035347 | 3.6025e-12
[120 empty] | 7.3.5.15 Identification and remediation of “at-risk species”WLDFRVegetation ContactBranch (Not overhanging, 4-12ft) | WLDFR | HFTD - Distribution - Tier 3 - 5QU CoRE ¦ 5QU LoRE | Non-Red Flag Warning - Destructive Fires | Vegetation Contact | Branch (Not overhanging, 4-12ft) | 2037 | 1.0192e-10 | 97.3625 | 9.923e-09 | 2037 | Mitigation | 0.5 | 30 | 0 | esc | 0.035171 | 3.5845e-12 | 0.037137 | 3.7849e-12 | 0.037115 | 3.7826e-12 | 0.035347 | 3.6025e-12
[120 empty] | 7.3.5.15 Identification and remediation of “at-risk species”WLDFRVegetation ContactBranch (Not overhanging, 4-12ft) | WLDFR | HFTD - Distribution - Tier 3 - 5QU CoRE ¦ 5QU LoRE | Non-Red Flag Warning - Destructive Fires | Vegetation Contact | Branch (Not overhanging, 4-12ft) | 2038 | 1.0192e-10 | 97.3625 | 9.923e-09 | 2038 | Mitigation | 0.5 | 30 | 0 | esc | 0.035171 | 3.5845e-12 | 0.037137 | 3.7849e-12 | 0.037115 | 3.7826e-12 | 0.035347 | 3.6025e-12
[120 empty] | 7.3.5.15 Identification and remediation of “at-risk species”WLDFRVegetation ContactBranch (Not overhanging, 4-12ft) | WLDFR | HFTD - Distribution - Tier 3 - 5QU CoRE ¦ 5QU LoRE | Non-Red Flag Warning - Destructive Fires | Vegetation Contact | Branch (Not overhanging, 4-12ft) | 2039 | 1.0192e-10 | 97.3625 | 9.923e-09 | 2039 | Mitigation | 0.5 | 30 | 0 | esc | 0.035171 | 3.5845e-12 | 0.037137 | 3.7849e-12 | 0.037115 | 3.7826e-12 | 0.035347 | 3.6025e-12
[120 empty] | 7.3.5.15 Identification and remediation of “at-risk species”WLDFRVegetation ContactBranch (Not overhanging, 4-12ft) | WLDFR | HFTD - Distribution - Tier 3 - 5QU CoRE ¦ 5QU LoRE | Non-Red Flag Warning - Destructive Fires | Vegetation Contact | Branch (Not overhanging, 4-12ft) | 2040 | 1.0192e-10 | 97.3625 | 9.923e-09 | 2040 | Mitigation | 0.5 | 30 | 0 | esc | 0.035171 | 3.5845e-12 | 0.037137 | 3.7849e-12 | 0.037115 | 3.7826e-12 | 0.035347 | 3.6025e-12
[120 empty] | 7.3.5.15 Identification and remediation of “at-risk species”WLDFRVegetation ContactBranch (Not overhanging, 4-12ft) | WLDFR | HFTD - Distribution - Tier 3 - 5QU CoRE ¦ 5QU LoRE | Non-Red Flag Warning - Destructive Fires | Vegetation Contact | Branch (Not overhanging, 4-12ft) | 2041 | 1.0192e-10 | 97.3625 | 9.923e-09 | 2041 | Mitigation | 0.5 | 30 | 0 | esc | 0.035171 | 3.5845e-12 | 0.037137 | 3.7849e-12 | 0.037115 | 3.7826e-12 | 0.035347 | 3.6025e-12
[120 empty] | 7.3.5.15 Identification and remediation of “at-risk species”WLDFRVegetation ContactBranch (Not overhanging, 4-12ft) | WLDFR | HFTD - Distribution - Tier 3 - 5QU CoRE ¦ 5QU LoRE | Non-Red Flag Warning - Destructive Fires | Vegetation Contact | Branch (Not overhanging, 4-12ft) | 2042 | 1.0192e-10 | 97.3625 | 9.923e-09 | 2042 | Mitigation | 0.5 | 30 | 0 | esc | 0.035171 | 3.5845e-12 | 0.037137 | 3.7849e-12 | 0.037115 | 3.7826e-12 | 0.035347 | 3.6025e-12
[120 empty] | 7.3.5.15 Identification and remediation of “at-risk species”WLDFRVegetation ContactBranch (Not overhanging, 4-12ft) | WLDFR | HFTD - Distribution - Tier 3 - 5QU CoRE ¦ 5QU LoRE | Non-Red Flag Warning - Destructive Fires | Vegetation Contact | Branch (Not overhanging, 4-12ft) | 2043 | 1.0192e-10 | 97.3625 | 9.923e-09 | 2043 | Mitigation | 0.5 | 30 | 0 | esc | 0.035171 | 3.5845e-12 | 0.037137 | 3.7849e-12 | 0.037115 | 3.7826e-12 | 0.035347 | 3.6025e-12
[120 empty] | 7.3.5.15 Identification and remediation of “at-risk species”WLDFRVegetation ContactBranch (Not overhanging, 4-12ft) | WLDFR | HFTD - Distribution - Tier 3 - 5QU CoRE ¦ 5QU LoRE | Non-Red Flag Warning - Destructive Fires | Vegetation Contact | Branch (Not overhanging, 4-12ft) | 2044 | 1.0192e-10 | 97.3625 | 9.923e-09 | 2044 | Mitigation | 0.5 | 30 | 0 | esc | 0.035171 | 3.5845e-12 | 0.037137 | 3.7849e-12 | 0.037115 | 3.7826e-12 | 0.035347 | 3.6025e-12
[120 empty] | 7.3.5.15 Identification and remediation of “at-risk species”WLDFRVegetation ContactBranch (Not overhanging, 4-12ft) | WLDFR | HFTD - Distribution - Tier 3 - 5QU CoRE ¦ 5QU LoRE | Non-Red Flag Warning - Destructive Fires | Vegetation Contact | Branch (Not overhanging, 4-12ft) | 2045 | 1.0192e-10 | 97.3625 | 9.923e-09 | 2045 | Mitigation | 0.5 | 30 | 0 | esc | 0.035171 | 3.5845e-12 | 0.037137 | 3.7849e-12 | 0.037115 | 3.7826e-12 | 0.035347 | 3.6025e-12
[120 empty] | 7.3.5.15 Identification and remediation of “at-risk species”WLDFRVegetation ContactBranch (Not overhanging, 4-12ft) | WLDFR | HFTD - Distribution - Tier 3 - 5QU CoRE ¦ 5QU LoRE | Non-Red Flag Warning - Destructive Fires | Vegetation Contact | Branch (Not overhanging, 4-12ft) | 2046 | 1.0192e-10 | 97.3625 | 9.923e-09 | 2046 | Mitigation | 0.5 | 30 | 0 | esc | 0.035171 | 3.5845e-12 | 0.037137 | 3.7849e-12 | 0.037115 | 3.7826e-12 | 0.035347 | 3.6025e-12
[120 empty] | 7.3.5.15 Identification and remediation of “at-risk species”WLDFRVegetation ContactBranch (Not overhanging, 4-12ft) | WLDFR | HFTD - Distribution - Tier 3 - 5QU CoRE ¦ 5QU LoRE | Non-Red Flag Warning - Destructive Fires | Vegetation Contact | Branch (Not overhanging, 4-12ft) | 2047 | 1.0192e-10 | 97.3625 | 9.923e-09 | 2047 | Mitigation | 0.5 | 30 | 0 | esc | 0.035171 | 3.5845e-12 | 0.037137 | 3.7849e-12 | 0.037115 | 3.7826e-12 | 0.035347 | 3.6025e-12
[120 empty] | 7.3.5.15 Identification and remediation of “at-risk species”WLDFRVegetation ContactBranch (Not overhanging, 4-12ft) | WLDFR | HFTD - Distribution - Tier 3 - 5QU CoRE ¦ 5QU LoRE | Non-Red Flag Warning - Destructive Fires | Vegetation Contact | Branch (Not overhanging, 4-12ft) | 2048 | 1.0192e-10 | 97.3625 | 9.923e-09 | 2048 | Mitigation | 0.5 | 30 | 0 | esc | 0.035171 | 3.5845e-12 | 0.037137 | 3.7849e-12 | 0.037115 | 3.7826e-12 | 0.035347 | 3.6025e-12
[120 empty] | 7.3.5.15 Identification and remediation of “at-risk species”WLDFRVegetation ContactBranch (Not overhanging, 4-12ft) | WLDFR | HFTD - Distribution - Tier 3 - 5QU CoRE ¦ 5QU LoRE | Non-Red Flag Warning - Destructive Fires | Vegetation Contact | Branch (Not overhanging, 4-12ft) | 2049 | 1.0192e-10 | 97.3625 | 9.923e-09 | 2049 | Mitigation | 0.5 | 30 | 0 | esc | 0.035171 | 3.5845e-12 | 0.037137 | 3.7849e-12 | 0.037115 | 3.7826e-12 | 0.035347 | 3.6025e-12
[120 empty] | 7.3.5.15 Identification and remediation of “at-risk species”WLDFRVegetation ContactBranch (Not overhanging, 4-12ft) | WLDFR | HFTD - Distribution - Tier 3 - 5QU CoRE ¦ 5QU LoRE | Non-Red Flag Warning - Destructive Fires | Vegetation Contact | Branch (Not overhanging, 4-12ft) | 2050 | 1.0192e-10 | 97.3625 | 9.923e-09 | 2050 | Mitigation | 0.5 | 30 | 0 | esc | 0 | 0 | 0.037137 | 3.7849e-12 | 0.037115 | 3.7826e-12 | 0.035347 | 3.6025e-12
[120 empty] | 7.3.5.15 Identification and remediation of “at-risk species”WLDFRVegetation ContactBranch (Not overhanging, 4-12ft) | WLDFR | HFTD - Distribution - Tier 3 - 5QU CoRE ¦ 5QU LoRE | Non-Red Flag Warning - Destructive Fires | Vegetation Contact | Branch (Not overhanging, 4-12ft) | 2051 | 1.0192e-10 | 97.3625 | 9.923e-09 | 2051 | Mitigation | 0.5 | 30 | 0 | esc | 0 | 0 | 0 | 0 | 0.037115 | 3.7826e-12 | 0.035347 | 3.6025e-12
[120 empty] | 7.3.5.15 Identification and remediation of “at-risk species”WLDFRVegetation ContactBranch (Not overhanging, 4-12ft) | WLDFR | HFTD - Distribution - Tier 3 - 5QU CoRE ¦ 5QU LoRE | Non-Red Flag Warning - Destructive Fires | Vegetation Contact | Branch (Not overhanging, 4-12ft) | 2052 | 1.0192e-10 | 97.3625 | 9.923e-09 | 2052 | Mitigation | 0.5 | 30 | 0 | esc | 0 | 0 | 0 | 0 | 0 | 0 | 0.035347 | 3.6025e-12
[120 empty] | 7.3.5.15 Identification and remediation of “at-risk species”WLDFRVegetation ContactBranch (Not overhanging, within 4ft) | WLDFR | HFTD - Distribution - Tier 3 - 5QU CoRE ¦ 5QU LoRE | Non-Red Flag Warning - Destructive Fires | Vegetation Contact | Branch (Not overhanging, within 4ft) | 2022 | 5.0166e-11 | 97.3625 | 4.8843e-09 | 2022 | Mitigation | 0.9 | 30 | 0 | esc | 0.063307 | 3.1759e-12 | 0.066847 | 3.3535e-12 | 0.066806 | 3.3514e-12 | 0 | 0
[120 empty] | 7.3.5.15 Identification and remediation of “at-risk species”WLDFRVegetation ContactBranch (Not overhanging, within 4ft) | WLDFR | HFTD - Distribution - Tier 3 - 5QU CoRE ¦ 5QU LoRE | Non-Red Flag Warning - Destructive Fires | Vegetation Contact | Branch (Not overhanging, within 4ft) | 2023 | 5.0166e-11 | 97.3625 | 4.8843e-09 | 2023 | Mitigation | 0.9 | 30 | 0 | esc | 0.063307 | 3.1759e-12 | 0.066847 | 3.3535e-12 | 0.066806 | 3.3514e-12 | 0.063625 | 3.1918e-12
[120 empty] | 7.3.5.15 Identification and remediation of “at-risk species”WLDFRVegetation ContactBranch (Not overhanging, within 4ft) | WLDFR | HFTD - Distribution - Tier 3 - 5QU CoRE ¦ 5QU LoRE | Non-Red Flag Warning - Destructive Fires | Vegetation Contact | Branch (Not overhanging, within 4ft) | 2024 | 5.0166e-11 | 97.3625 | 4.8843e-09 | 2024 | Mitigation | 0.9 | 30 | 0 | esc | 0.063307 | 3.1759e-12 | 0.066847 | 3.3535e-12 | 0.066806 | 3.3514e-12 | 0.063625 | 3.1918e-12
[120 empty] | 7.3.5.15 Identification and remediation of “at-risk species”WLDFRVegetation ContactBranch (Not overhanging, within 4ft) | WLDFR | HFTD - Distribution - Tier 3 - 5QU CoRE ¦ 5QU LoRE | Non-Red Flag Warning - Destructive Fires | Vegetation Contact | Branch (Not overhanging, within 4ft) | 2025 | 5.0166e-11 | 97.3625 | 4.8843e-09 | 2025 | Mitigation | 0.9 | 30 | 0 | esc | 0.063307 | 3.1759e-12 | 0.066847 | 3.3535e-12 | 0.066806 | 3.3514e-12 | 0.063625 | 3.1918e-12
[120 empty] | 7.3.5.15 Identification and remediation of “at-risk species”WLDFRVegetation ContactBranch (Not overhanging, within 4ft) | WLDFR | HFTD - Distribution - Tier 3 - 5QU CoRE ¦ 5QU LoRE | Non-Red Flag Warning - Destructive Fires | Vegetation Contact | Branch (Not overhanging, within 4ft) | 2026 | 5.0166e-11 | 97.3625 | 4.8843e-09 | 2026 | Mitigation | 0.9 | 30 | 0 | esc | 0.063307 | 3.1759e-12 | 0.066847 | 3.3535e-12 | 0.066806 | 3.3514e-12 | 0.063625 | 3.1918e-12
[120 empty] | 7.3.5.15 Identification and remediation of “at-risk species”WLDFRVegetation ContactBranch (Not overhanging, within 4ft) | WLDFR | HFTD - Distribution - Tier 3 - 5QU CoRE ¦ 5QU LoRE | Non-Red Flag Warning - Destructive Fires | Vegetation Contact | Branch (Not overhanging, within 4ft) | 2027 | 5.0166e-11 | 97.3625 | 4.8843e-09 | 2027 | Mitigation | 0.9 | 30 | 0 | esc | 0.063307 | 3.1759e-12 | 0.066847 | 3.3535e-12 | 0.066806 | 3.3514e-12 | 0.063625 | 3.1918e-12
[120 empty] | 7.3.5.15 Identification and remediation of “at-risk species”WLDFRVegetation ContactBranch (Not overhanging, within 4ft) | WLDFR | HFTD - Distribution - Tier 3 - 5QU CoRE ¦ 5QU LoRE | Non-Red Flag Warning - Destructive Fires | Vegetation Contact | Branch (Not overhanging, within 4ft) | 2028 | 5.0166e-11 | 97.3625 | 4.8843e-09 | 2028 | Mitigation | 0.9 | 30 | 0 | esc | 0.063307 | 3.1759e-12 | 0.066847 | 3.3535e-12 | 0.066806 | 3.3514e-12 | 0.063625 | 3.1918e-12
[120 empty] | 7.3.5.15 Identification and remediation of “at-risk species”WLDFRVegetation ContactBranch (Not overhanging, within 4ft) | WLDFR | HFTD - Distribution - Tier 3 - 5QU CoRE ¦ 5QU LoRE | Non-Red Flag Warning - Destructive Fires | Vegetation Contact | Branch (Not overhanging, within 4ft) | 2029 | 5.0166e-11 | 97.3625 | 4.8843e-09 | 2029 | Mitigation | 0.9 | 30 | 0 | esc | 0.063307 | 3.1759e-12 | 0.066847 | 3.3535e-12 | 0.066806 | 3.3514e-12 | 0.063625 | 3.1918e-12
[120 empty] | 7.3.5.15 Identification and remediation of “at-risk species”WLDFRVegetation ContactBranch (Not overhanging, within 4ft) | WLDFR | HFTD - Distribution - Tier 3 - 5QU CoRE ¦ 5QU LoRE | Non-Red Flag Warning - Destructive Fires | Vegetation Contact | Branch (Not overhanging, within 4ft) | 2030 | 5.0166e-11 | 97.3625 | 4.8843e-09 | 2030 | Mitigation | 0.9 | 30 | 0 | esc | 0.063307 | 3.1759e-12 | 0.066847 | 3.3535e-12 | 0.066806 | 3.3514e-12 | 0.063625 | 3.1918e-12
[120 empty] | 7.3.5.15 Identification and remediation of “at-risk species”WLDFRVegetation ContactBranch (Not overhanging, within 4ft) | WLDFR | HFTD - Distribution - Tier 3 - 5QU CoRE ¦ 5QU LoRE | Non-Red Flag Warning - Destructive Fires | Vegetation Contact | Branch (Not overhanging, within 4ft) | 2031 | 5.0166e-11 | 97.3625 | 4.8843e-09 | 2031 | Mitigation | 0.9 | 30 | 0 | esc | 0.063307 | 3.1759e-12 | 0.066847 | 3.3535e-12 | 0.066806 | 3.3514e-12 | 0.063625 | 3.1918e-12
[120 empty] | 7.3.5.15 Identification and remediation of “at-risk species”WLDFRVegetation ContactBranch (Not overhanging, within 4ft) | WLDFR | HFTD - Distribution - Tier 3 - 5QU CoRE ¦ 5QU LoRE | Non-Red Flag Warning - Destructive Fires | Vegetation Contact | Branch (Not overhanging, within 4ft) | 2032 | 5.0166e-11 | 97.3625 | 4.8843e-09 | 2032 | Mitigation | 0.9 | 30 | 0 | esc | 0.063307 | 3.1759e-12 | 0.066847 | 3.3535e-12 | 0.066806 | 3.3514e-12 | 0.063625 | 3.1918e-12
[120 empty] | 7.3.5.15 Identification and remediation of “at-risk species”WLDFRVegetation ContactBranch (Not overhanging, within 4ft) | WLDFR | HFTD - Distribution - Tier 3 - 5QU CoRE ¦ 5QU LoRE | Non-Red Flag Warning - Destructive Fires | Vegetation Contact | Branch (Not overhanging, within 4ft) | 2033 | 5.0166e-11 | 97.3625 | 4.8843e-09 | 2033 | Mitigation | 0.9 | 30 | 0 | esc | 0.063307 | 3.1759e-12 | 0.066847 | 3.3535e-12 | 0.066806 | 3.3514e-12 | 0.063625 | 3.1918e-12
[120 empty] | 7.3.5.15 Identification and remediation of “at-risk species”WLDFRVegetation ContactBranch (Not overhanging, within 4ft) | WLDFR | HFTD - Distribution - Tier 3 - 5QU CoRE ¦ 5QU LoRE | Non-Red Flag Warning - Destructive Fires | Vegetation Contact | Branch (Not overhanging, within 4ft) | 2034 | 5.0166e-11 | 97.3625 | 4.8843e-09 | 2034 | Mitigation | 0.9 | 30 | 0 | esc | 0.063307 | 3.1759e-12 | 0.066847 | 3.3535e-12 | 0.066806 | 3.3514e-12 | 0.063625 | 3.1918e-12
[120 empty] | 7.3.5.15 Identification and remediation of “at-risk species”WLDFRVegetation ContactBranch (Not overhanging, within 4ft) | WLDFR | HFTD - Distribution - Tier 3 - 5QU CoRE ¦ 5QU LoRE | Non-Red Flag Warning - Destructive Fires | Vegetation Contact | Branch (Not overhanging, within 4ft) | 2035 | 5.0166e-11 | 97.3625 | 4.8843e-09 | 2035 | Mitigation | 0.9 | 30 | 0 | esc | 0.063307 | 3.1759e-12 | 0.066847 | 3.3535e-12 | 0.066806 | 3.3514e-12 | 0.063625 | 3.1918e-12
[120 empty] | 7.3.5.15 Identification and remediation of “at-risk species”WLDFRVegetation ContactBranch (Not overhanging, within 4ft) | WLDFR | HFTD - Distribution - Tier 3 - 5QU CoRE ¦ 5QU LoRE | Non-Red Flag Warning - Destructive Fires | Vegetation Contact | Branch (Not overhanging, within 4ft) | 2036 | 5.0166e-11 | 97.3625 | 4.8843e-09 | 2036 | Mitigation | 0.9 | 30 | 0 | esc | 0.063307 | 3.1759e-12 | 0.066847 | 3.3535e-12 | 0.066806 | 3.3514e-12 | 0.063625 | 3.1918e-12
[120 empty] | 7.3.5.15 Identification and remediation of “at-risk species”WLDFRVegetation ContactBranch (Not overhanging, within 4ft) | WLDFR | HFTD - Distribution - Tier 3 - 5QU CoRE ¦ 5QU LoRE | Non-Red Flag Warning - Destructive Fires | Vegetation Contact | Branch (Not overhanging, within 4ft) | 2037 | 5.0166e-11 | 97.3625 | 4.8843e-09 | 2037 | Mitigation | 0.9 | 30 | 0 | esc | 0.063307 | 3.1759e-12 | 0.066847 | 3.3535e-12 | 0.066806 | 3.3514e-12 | 0.063625 | 3.1918e-12
[120 empty] | 7.3.5.15 Identification and remediation of “at-risk species”WLDFRVegetation ContactBranch (Not overhanging, within 4ft) | WLDFR | HFTD - Distribution - Tier 3 - 5QU CoRE ¦ 5QU LoRE | Non-Red Flag Warning - Destructive Fires | Vegetation Contact | Branch (Not overhanging, within 4ft) | 2038 | 5.0166e-11 | 97.3625 | 4.8843e-09 | 2038 | Mitigation | 0.9 | 30 | 0 | esc | 0.063307 | 3.1759e-12 | 0.066847 | 3.3535e-12 | 0.066806 | 3.3514e-12 | 0.063625 | 3.1918e-12
[120 empty] | 7.3.5.15 Identification and remediation of “at-risk species”WLDFRVegetation ContactBranch (Not overhanging, within 4ft) | WLDFR | HFTD - Distribution - Tier 3 - 5QU CoRE ¦ 5QU LoRE | Non-Red Flag Warning - Destructive Fires | Vegetation Contact | Branch (Not overhanging, within 4ft) | 2039 | 5.0166e-11 | 97.3625 | 4.8843e-09 | 2039 | Mitigation | 0.9 | 30 | 0 | esc | 0.063307 | 3.1759e-12 | 0.066847 | 3.3535e-12 | 0.066806 | 3.3514e-12 | 0.063625 | 3.1918e-12
[120 empty] | 7.3.5.15 Identification and remediation of “at-risk species”WLDFRVegetation ContactBranch (Not overhanging, within 4ft) | WLDFR | HFTD - Distribution - Tier 3 - 5QU CoRE ¦ 5QU LoRE | Non-Red Flag Warning - Destructive Fires | Vegetation Contact | Branch (Not overhanging, within 4ft) | 2040 | 5.0166e-11 | 97.3625 | 4.8843e-09 | 2040 | Mitigation | 0.9 | 30 | 0 | esc | 0.063307 | 3.1759e-12 | 0.066847 | 3.3535e-12 | 0.066806 | 3.3514e-12 | 0.063625 | 3.1918e-12
[120 empty] | 7.3.5.15 Identification and remediation of “at-risk species”WLDFRVegetation ContactBranch (Not overhanging, within 4ft) | WLDFR | HFTD - Distribution - Tier 3 - 5QU CoRE ¦ 5QU LoRE | Non-Red Flag Warning - Destructive Fires | Vegetation Contact | Branch (Not overhanging, within 4ft) | 2041 | 5.0166e-11 | 97.3625 | 4.8843e-09 | 2041 | Mitigation | 0.9 | 30 | 0 | esc | 0.063307 | 3.1759e-12 | 0.066847 | 3.3535e-12 | 0.066806 | 3.3514e-12 | 0.063625 | 3.1918e-12
[120 empty] | 7.3.5.15 Identification and remediation of “at-risk species”WLDFRVegetation ContactBranch (Not overhanging, within 4ft) | WLDFR | HFTD - Distribution - Tier 3 - 5QU CoRE ¦ 5QU LoRE | Non-Red Flag Warning - Destructive Fires | Vegetation Contact | Branch (Not overhanging, within 4ft) | 2042 | 5.0166e-11 | 97.3625 | 4.8843e-09 | 2042 | Mitigation | 0.9 | 30 | 0 | esc | 0.063307 | 3.1759e-12 | 0.066847 | 3.3535e-12 | 0.066806 | 3.3514e-12 | 0.063625 | 3.1918e-12
[120 empty] | 7.3.5.15 Identification and remediation of “at-risk species”WLDFRVegetation ContactBranch (Not overhanging, within 4ft) | WLDFR | HFTD - Distribution - Tier 3 - 5QU CoRE ¦ 5QU LoRE | Non-Red Flag Warning - Destructive Fires | Vegetation Contact | Branch (Not overhanging, within 4ft) | 2043 | 5.0166e-11 | 97.3625 | 4.8843e-09 | 2043 | Mitigation | 0.9 | 30 | 0 | esc | 0.063307 | 3.1759e-12 | 0.066847 | 3.3535e-12 | 0.066806 | 3.3514e-12 | 0.063625 | 3.1918e-12
[120 empty] | 7.3.5.15 Identification and remediation of “at-risk species”WLDFRVegetation ContactBranch (Not overhanging, within 4ft) | WLDFR | HFTD - Distribution - Tier 3 - 5QU CoRE ¦ 5QU LoRE | Non-Red Flag Warning - Destructive Fires | Vegetation Contact | Branch (Not overhanging, within 4ft) | 2044 | 5.0166e-11 | 97.3625 | 4.8843e-09 | 2044 | Mitigation | 0.9 | 30 | 0 | esc | 0.063307 | 3.1759e-12 | 0.066847 | 3.3535e-12 | 0.066806 | 3.3514e-12 | 0.063625 | 3.1918e-12
[120 empty] | 7.3.5.15 Identification and remediation of “at-risk species”WLDFRVegetation ContactBranch (Not overhanging, within 4ft) | WLDFR | HFTD - Distribution - Tier 3 - 5QU CoRE ¦ 5QU LoRE | Non-Red Flag Warning - Destructive Fires | Vegetation Contact | Branch (Not overhanging, within 4ft) | 2045 | 5.0166e-11 | 97.3625 | 4.8843e-09 | 2045 | Mitigation | 0.9 | 30 | 0 | esc | 0.063307 | 3.1759e-12 | 0.066847 | 3.3535e-12 | 0.066806 | 3.3514e-12 | 0.063625 | 3.1918e-12
[120 empty] | 7.3.5.15 Identification and remediation of “at-risk species”WLDFRVegetation ContactBranch (Not overhanging, within 4ft) | WLDFR | HFTD - Distribution - Tier 3 - 5QU CoRE ¦ 5QU LoRE | Non-Red Flag Warning - Destructive Fires | Vegetation Contact | Branch (Not overhanging, within 4ft) | 2046 | 5.0166e-11 | 97.3625 | 4.8843e-09 | 2046 | Mitigation | 0.9 | 30 | 0 | esc | 0.063307 | 3.1759e-12 | 0.066847 | 3.3535e-12 | 0.066806 | 3.3514e-12 | 0.063625 | 3.1918e-12
[120 empty] | 7.3.5.15 Identification and remediation of “at-risk species”WLDFRVegetation ContactBranch (Not overhanging, within 4ft) | WLDFR | HFTD - Distribution - Tier 3 - 5QU CoRE ¦ 5QU LoRE | Non-Red Flag Warning - Destructive Fires | Vegetation Contact | Branch (Not overhanging, within 4ft) | 2047 | 5.0166e-11 | 97.3625 | 4.8843e-09 | 2047 | Mitigation | 0.9 | 30 | 0 | esc | 0.063307 | 3.1759e-12 | 0.066847 | 3.3535e-12 | 0.066806 | 3.3514e-12 | 0.063625 | 3.1918e-12
[120 empty] | 7.3.5.15 Identification and remediation of “at-risk species”WLDFRVegetation ContactBranch (Not overhanging, within 4ft) | WLDFR | HFTD - Distribution - Tier 3 - 5QU CoRE ¦ 5QU LoRE | Non-Red Flag Warning - Destructive Fires | Vegetation Contact | Branch (Not overhanging, within 4ft) | 2048 | 5.0166e-11 | 97.3625 | 4.8843e-09 | 2048 | Mitigation | 0.9 | 30 | 0 | esc | 0.063307 | 3.1759e-12 | 0.066847 | 3.3535e-12 | 0.066806 | 3.3514e-12 | 0.063625 | 3.1918e-12
[120 empty] | 7.3.5.15 Identification and remediation of “at-risk species”WLDFRVegetation ContactBranch (Not overhanging, within 4ft) | WLDFR | HFTD - Distribution - Tier 3 - 5QU CoRE ¦ 5QU LoRE | Non-Red Flag Warning - Destructive Fires | Vegetation Contact | Branch (Not overhanging, within 4ft) | 2049 | 5.0166e-11 | 97.3625 | 4.8843e-09 | 2049 | Mitigation | 0.9 | 30 | 0 | esc | 0.063307 | 3.1759e-12 | 0.066847 | 3.3535e-12 | 0.066806 | 3.3514e-12 | 0.063625 | 3.1918e-12
[120 empty] | 7.3.5.15 Identification and remediation of “at-risk species”WLDFRVegetation ContactBranch (Not overhanging, within 4ft) | WLDFR | HFTD - Distribution - Tier 3 - 5QU CoRE ¦ 5QU LoRE | Non-Red Flag Warning - Destructive Fires | Vegetation Contact | Branch (Not overhanging, within 4ft) | 2050 | 5.0166e-11 | 97.3625 | 4.8843e-09 | 2050 | Mitigation | 0.9 | 30 | 0 | esc | 0 | 0 | 0.066847 | 3.3535e-12 | 0.066806 | 3.3514e-12 | 0.063625 | 3.1918e-12
[120 empty] | 7.3.5.15 Identification and remediation of “at-risk species”WLDFRVegetation ContactBranch (Not overhanging, within 4ft) | WLDFR | HFTD - Distribution - Tier 3 - 5QU CoRE ¦ 5QU LoRE | Non-Red Flag Warning - Destructive Fires | Vegetation Contact | Branch (Not overhanging, within 4ft) | 2051 | 5.0166e-11 | 97.3625 | 4.8843e-09 | 2051 | Mitigation | 0.9 | 30 | 0 | esc | 0 | 0 | 0 | 0 | 0.066806 | 3.3514e-12 | 0.063625 | 3.1918e-12
[120 empty] | 7.3.5.15 Identification and remediation of “at-risk species”WLDFRVegetation ContactBranch (Not overhanging, within 4ft) | WLDFR | HFTD - Distribution - Tier 3 - 5QU CoRE ¦ 5QU LoRE | Non-Red Flag Warning - Destructive Fires | Vegetation Contact | Branch (Not overhanging, within 4ft) | 2052 | 5.0166e-11 | 97.3625 | 4.8843e-09 | 2052 | Mitigation | 0.9 | 30 | 0 | esc | 0 | 0 | 0 | 0 | 0 | 0 | 0.063625 | 3.1918e-12
[120 empty] | 7.3.5.15 Identification and remediation of “at-risk species”WLDFRVegetation ContactBranch (OverHanging) | WLDFR | HFTD - Distribution - Tier 3 - 5QU CoRE ¦ 5QU LoRE | Non-Red Flag Warning - Destructive Fires | Vegetation Contact | Branch (OverHanging) | 2022 | 2.4567e-09 | 97.3625 | 2.3919e-07 | 2022 | Mitigation | 0.9 | 30 | 0 | esc | 0.063307 | 1.5553e-10 | 0.066847 | 1.6422e-10 | 0.066806 | 1.6412e-10 | 0 | 0
[120 empty] | 7.3.5.15 Identification and remediation of “at-risk species”WLDFRVegetation ContactBranch (OverHanging) | WLDFR | HFTD - Distribution - Tier 3 - 5QU CoRE ¦ 5QU LoRE | Non-Red Flag Warning - Destructive Fires | Vegetation Contact | Branch (OverHanging) | 2023 | 2.4567e-09 | 97.3625 | 2.3919e-07 | 2023 | Mitigation | 0.9 | 30 | 0 | esc | 0.063307 | 1.5553e-10 | 0.066847 | 1.6422e-10 | 0.066806 | 1.6412e-10 | 0.063625 | 1.5631e-10
[120 empty] | 7.3.5.15 Identification and remediation of “at-risk species”WLDFRVegetation ContactBranch (OverHanging) | WLDFR | HFTD - Distribution - Tier 3 - 5QU CoRE ¦ 5QU LoRE | Non-Red Flag Warning - Destructive Fires | Vegetation Contact | Branch (OverHanging) | 2024 | 2.4567e-09 | 97.3625 | 2.3919e-07 | 2024 | Mitigation | 0.9 | 30 | 0 | esc | 0.063307 | 1.5553e-10 | 0.066847 | 1.6422e-10 | 0.066806 | 1.6412e-10 | 0.063625 | 1.5631e-10
[120 empty] | 7.3.5.15 Identification and remediation of “at-risk species”WLDFRVegetation ContactBranch (OverHanging) | WLDFR | HFTD - Distribution - Tier 3 - 5QU CoRE ¦ 5QU LoRE | Non-Red Flag Warning - Destructive Fires | Vegetation Contact | Branch (OverHanging) | 2025 | 2.4567e-09 | 97.3625 | 2.3919e-07 | 2025 | Mitigation | 0.9 | 30 | 0 | esc | 0.063307 | 1.5553e-10 | 0.066847 | 1.6422e-10 | 0.066806 | 1.6412e-10 | 0.063625 | 1.5631e-10
[120 empty] | 7.3.5.15 Identification and remediation of “at-risk species”WLDFRVegetation ContactBranch (OverHanging) | WLDFR | HFTD - Distribution - Tier 3 - 5QU CoRE ¦ 5QU LoRE | Non-Red Flag Warning - Destructive Fires | Vegetation Contact | Branch (OverHanging) | 2026 | 2.4567e-09 | 97.3625 | 2.3919e-07 | 2026 | Mitigation | 0.9 | 30 | 0 | esc | 0.063307 | 1.5553e-10 | 0.066847 | 1.6422e-10 | 0.066806 | 1.6412e-10 | 0.063625 | 1.5631e-10
[120 empty] | 7.3.5.15 Identification and remediation of “at-risk species”WLDFRVegetation ContactBranch (OverHanging) | WLDFR | HFTD - Distribution - Tier 3 - 5QU CoRE ¦ 5QU LoRE | Non-Red Flag Warning - Destructive Fires | Vegetation Contact | Branch (OverHanging) | 2027 | 2.4567e-09 | 97.3625 | 2.3919e-07 | 2027 | Mitigation | 0.9 | 30 | 0 | esc | 0.063307 | 1.5553e-10 | 0.066847 | 1.6422e-10 | 0.066806 | 1.6412e-10 | 0.063625 | 1.5631e-10
[120 empty] | 7.3.5.15 Identification and remediation of “at-risk species”WLDFRVegetation ContactBranch (OverHanging) | WLDFR | HFTD - Distribution - Tier 3 - 5QU CoRE ¦ 5QU LoRE | Non-Red Flag Warning - Destructive Fires | Vegetation Contact | Branch (OverHanging) | 2028 | 2.4567e-09 | 97.3625 | 2.3919e-07 | 2028 | Mitigation | 0.9 | 30 | 0 | esc | 0.063307 | 1.5553e-10 | 0.066847 | 1.6422e-10 | 0.066806 | 1.6412e-10 | 0.063625 | 1.5631e-10
[120 empty] | 7.3.5.15 Identification and remediation of “at-risk species”WLDFRVegetation ContactBranch (OverHanging) | WLDFR | HFTD - Distribution - Tier 3 - 5QU CoRE ¦ 5QU LoRE | Non-Red Flag Warning - Destructive Fires | Vegetation Contact | Branch (OverHanging) | 2029 | 2.4567e-09 | 97.3625 | 2.3919e-07 | 2029 | Mitigation | 0.9 | 30 | 0 | esc | 0.063307 | 1.5553e-10 | 0.066847 | 1.6422e-10 | 0.066806 | 1.6412e-10 | 0.063625 | 1.5631e-10
[120 empty] | 7.3.5.15 Identification and remediation of “at-risk species”WLDFRVegetation ContactBranch (OverHanging) | WLDFR | HFTD - Distribution - Tier 3 - 5QU CoRE ¦ 5QU LoRE | Non-Red Flag Warning - Destructive Fires | Vegetation Contact | Branch (OverHanging) | 2030 | 2.4567e-09 | 97.3625 | 2.3919e-07 | 2030 | Mitigation | 0.9 | 30 | 0 | esc | 0.063307 | 1.5553e-10 | 0.066847 | 1.6422e-10 | 0.066806 | 1.6412e-10 | 0.063625 | 1.5631e-10
[120 empty] | 7.3.5.15 Identification and remediation of “at-risk species”WLDFRVegetation ContactBranch (OverHanging) | WLDFR | HFTD - Distribution - Tier 3 - 5QU CoRE ¦ 5QU LoRE | Non-Red Flag Warning - Destructive Fires | Vegetation Contact | Branch (OverHanging) | 2031 | 2.4567e-09 | 97.3625 | 2.3919e-07 | 2031 | Mitigation | 0.9 | 30 | 0 | esc | 0.063307 | 1.5553e-10 | 0.066847 | 1.6422e-10 | 0.066806 | 1.6412e-10 | 0.063625 | 1.5631e-10
[120 empty] | 7.3.5.15 Identification and remediation of “at-risk species”WLDFRVegetation ContactBranch (OverHanging) | WLDFR | HFTD - Distribution - Tier 3 - 5QU CoRE ¦ 5QU LoRE | Non-Red Flag Warning - Destructive Fires | Vegetation Contact | Branch (OverHanging) | 2032 | 2.4567e-09 | 97.3625 | 2.3919e-07 | 2032 | Mitigation | 0.9 | 30 | 0 | esc | 0.063307 | 1.5553e-10 | 0.066847 | 1.6422e-10 | 0.066806 | 1.6412e-10 | 0.063625 | 1.5631e-10
[120 empty] | 7.3.5.15 Identification and remediation of “at-risk species”WLDFRVegetation ContactBranch (OverHanging) | WLDFR | HFTD - Distribution - Tier 3 - 5QU CoRE ¦ 5QU LoRE | Non-Red Flag Warning - Destructive Fires | Vegetation Contact | Branch (OverHanging) | 2033 | 2.4567e-09 | 97.3625 | 2.3919e-07 | 2033 | Mitigation | 0.9 | 30 | 0 | esc | 0.063307 | 1.5553e-10 | 0.066847 | 1.6422e-10 | 0.066806 | 1.6412e-10 | 0.063625 | 1.5631e-10
[120 empty] | 7.3.5.15 Identification and remediation of “at-risk species”WLDFRVegetation ContactBranch (OverHanging) | WLDFR | HFTD - Distribution - Tier 3 - 5QU CoRE ¦ 5QU LoRE | Non-Red Flag Warning - Destructive Fires | Vegetation Contact | Branch (OverHanging) | 2034 | 2.4567e-09 | 97.3625 | 2.3919e-07 | 2034 | Mitigation | 0.9 | 30 | 0 | esc | 0.063307 | 1.5553e-10 | 0.066847 | 1.6422e-10 | 0.066806 | 1.6412e-10 | 0.063625 | 1.5631e-10
[120 empty] | 7.3.5.15 Identification and remediation of “at-risk species”WLDFRVegetation ContactBranch (OverHanging) | WLDFR | HFTD - Distribution - Tier 3 - 5QU CoRE ¦ 5QU LoRE | Non-Red Flag Warning - Destructive Fires | Vegetation Contact | Branch (OverHanging) | 2035 | 2.4567e-09 | 97.3625 | 2.3919e-07 | 2035 | Mitigation | 0.9 | 30 | 0 | esc | 0.063307 | 1.5553e-10 | 0.066847 | 1.6422e-10 | 0.066806 | 1.6412e-10 | 0.063625 | 1.5631e-10
[120 empty] | 7.3.5.15 Identification and remediation of “at-risk species”WLDFRVegetation ContactBranch (OverHanging) | WLDFR | HFTD - Distribution - Tier 3 - 5QU CoRE ¦ 5QU LoRE | Non-Red Flag Warning - Destructive Fires | Vegetation Contact | Branch (OverHanging) | 2036 | 2.4567e-09 | 97.3625 | 2.3919e-07 | 2036 | Mitigation | 0.9 | 30 | 0 | esc | 0.063307 | 1.5553e-10 | 0.066847 | 1.6422e-10 | 0.066806 | 1.6412e-10 | 0.063625 | 1.5631e-10
[120 empty] | 7.3.5.15 Identification and remediation of “at-risk species”WLDFRVegetation ContactBranch (OverHanging) | WLDFR | HFTD - Distribution - Tier 3 - 5QU CoRE ¦ 5QU LoRE | Non-Red Flag Warning - Destructive Fires | Vegetation Contact | Branch (OverHanging) | 2037 | 2.4567e-09 | 97.3625 | 2.3919e-07 | 2037 | Mitigation | 0.9 | 30 | 0 | esc | 0.063307 | 1.5553e-10 | 0.066847 | 1.6422e-10 | 0.066806 | 1.6412e-10 | 0.063625 | 1.5631e-10
[120 empty] | 7.3.5.15 Identification and remediation of “at-risk species”WLDFRVegetation ContactBranch (OverHanging) | WLDFR | HFTD - Distribution - Tier 3 - 5QU CoRE ¦ 5QU LoRE | Non-Red Flag Warning - Destructive Fires | Vegetation Contact | Branch (OverHanging) | 2038 | 2.4567e-09 | 97.3625 | 2.3919e-07 | 2038 | Mitigation | 0.9 | 30 | 0 | esc | 0.063307 | 1.5553e-10 | 0.066847 | 1.6422e-10 | 0.066806 | 1.6412e-10 | 0.063625 | 1.5631e-10
[120 empty] | 7.3.5.15 Identification and remediation of “at-risk species”WLDFRVegetation ContactBranch (OverHanging) | WLDFR | HFTD - Distribution - Tier 3 - 5QU CoRE ¦ 5QU LoRE | Non-Red Flag Warning - Destructive Fires | Vegetation Contact | Branch (OverHanging) | 2039 | 2.4567e-09 | 97.3625 | 2.3919e-07 | 2039 | Mitigation | 0.9 | 30 | 0 | esc | 0.063307 | 1.5553e-10 | 0.066847 | 1.6422e-10 | 0.066806 | 1.6412e-10 | 0.063625 | 1.5631e-10
[120 empty] | 7.3.5.15 Identification and remediation of “at-risk species”WLDFRVegetation ContactBranch (OverHanging) | WLDFR | HFTD - Distribution - Tier 3 - 5QU CoRE ¦ 5QU LoRE | Non-Red Flag Warning - Destructive Fires | Vegetation Contact | Branch (OverHanging) | 2040 | 2.4567e-09 | 97.3625 | 2.3919e-07 | 2040 | Mitigation | 0.9 | 30 | 0 | esc | 0.063307 | 1.5553e-10 | 0.066847 | 1.6422e-10 | 0.066806 | 1.6412e-10 | 0.063625 | 1.5631e-10
[120 empty] | 7.3.5.15 Identification and remediation of “at-risk species”WLDFRVegetation ContactBranch (OverHanging) | WLDFR | HFTD - Distribution - Tier 3 - 5QU CoRE ¦ 5QU LoRE | Non-Red Flag Warning - Destructive Fires | Vegetation Contact | Branch (OverHanging) | 2041 | 2.4567e-09 | 97.3625 | 2.3919e-07 | 2041 | Mitigation | 0.9 | 30 | 0 | esc | 0.063307 | 1.5553e-10 | 0.066847 | 1.6422e-10 | 0.066806 | 1.6412e-10 | 0.063625 | 1.5631e-10
[120 empty] | 7.3.5.15 Identification and remediation of “at-risk species”WLDFRVegetation ContactBranch (OverHanging) | WLDFR | HFTD - Distribution - Tier 3 - 5QU CoRE ¦ 5QU LoRE | Non-Red Flag Warning - Destructive Fires | Vegetation Contact | Branch (OverHanging) | 2042 | 2.4567e-09 | 97.3625 | 2.3919e-07 | 2042 | Mitigation | 0.9 | 30 | 0 | esc | 0.063307 | 1.5553e-10 | 0.066847 | 1.6422e-10 | 0.066806 | 1.6412e-10 | 0.063625 | 1.5631e-10
[120 empty] | 7.3.5.15 Identification and remediation of “at-risk species”WLDFRVegetation ContactBranch (OverHanging) | WLDFR | HFTD - Distribution - Tier 3 - 5QU CoRE ¦ 5QU LoRE | Non-Red Flag Warning - Destructive Fires | Vegetation Contact | Branch (OverHanging) | 2043 | 2.4567e-09 | 97.3625 | 2.3919e-07 | 2043 | Mitigation | 0.9 | 30 | 0 | esc | 0.063307 | 1.5553e-10 | 0.066847 | 1.6422e-10 | 0.066806 | 1.6412e-10 | 0.063625 | 1.5631e-10
[120 empty] | 7.3.5.15 Identification and remediation of “at-risk species”WLDFRVegetation ContactBranch (OverHanging) | WLDFR | HFTD - Distribution - Tier 3 - 5QU CoRE ¦ 5QU LoRE | Non-Red Flag Warning - Destructive Fires | Vegetation Contact | Branch (OverHanging) | 2044 | 2.4567e-09 | 97.3625 | 2.3919e-07 | 2044 | Mitigation | 0.9 | 30 | 0 | esc | 0.063307 | 1.5553e-10 | 0.066847 | 1.6422e-10 | 0.066806 | 1.6412e-10 | 0.063625 | 1.5631e-10
[120 empty] | 7.3.5.15 Identification and remediation of “at-risk species”WLDFRVegetation ContactBranch (OverHanging) | WLDFR | HFTD - Distribution - Tier 3 - 5QU CoRE ¦ 5QU LoRE | Non-Red Flag Warning - Destructive Fires | Vegetation Contact | Branch (OverHanging) | 2045 | 2.4567e-09 | 97.3625 | 2.3919e-07 | 2045 | Mitigation | 0.9 | 30 | 0 | esc | 0.063307 | 1.5553e-10 | 0.066847 | 1.6422e-10 | 0.066806 | 1.6412e-10 | 0.063625 | 1.5631e-10
[120 empty] | 7.3.5.15 Identification and remediation of “at-risk species”WLDFRVegetation ContactBranch (OverHanging) | WLDFR | HFTD - Distribution - Tier 3 - 5QU CoRE ¦ 5QU LoRE | Non-Red Flag Warning - Destructive Fires | Vegetation Contact | Branch (OverHanging) | 2046 | 2.4567e-09 | 97.3625 | 2.3919e-07 | 2046 | Mitigation | 0.9 | 30 | 0 | esc | 0.063307 | 1.5553e-10 | 0.066847 | 1.6422e-10 | 0.066806 | 1.6412e-10 | 0.063625 | 1.5631e-10
[120 empty] | 7.3.5.15 Identification and remediation of “at-risk species”WLDFRVegetation ContactBranch (OverHanging) | WLDFR | HFTD - Distribution - Tier 3 - 5QU CoRE ¦ 5QU LoRE | Non-Red Flag Warning - Destructive Fires | Vegetation Contact | Branch (OverHanging) | 2047 | 2.4567e-09 | 97.3625 | 2.3919e-07 | 2047 | Mitigation | 0.9 | 30 | 0 | esc | 0.063307 | 1.5553e-10 | 0.066847 | 1.6422e-10 | 0.066806 | 1.6412e-10 | 0.063625 | 1.5631e-10
[120 empty] | 7.3.5.15 Identification and remediation of “at-risk species”WLDFRVegetation ContactBranch (OverHanging) | WLDFR | HFTD - Distribution - Tier 3 - 5QU CoRE ¦ 5QU LoRE | Non-Red Flag Warning - Destructive Fires | Vegetation Contact | Branch (OverHanging) | 2048 | 2.4567e-09 | 97.3625 | 2.3919e-07 | 2048 | Mitigation | 0.9 | 30 | 0 | esc | 0.063307 | 1.5553e-10 | 0.066847 | 1.6422e-10 | 0.066806 | 1.6412e-10 | 0.063625 | 1.5631e-10
[120 empty] | 7.3.5.15 Identification and remediation of “at-risk species”WLDFRVegetation ContactBranch (OverHanging) | WLDFR | HFTD - Distribution - Tier 3 - 5QU CoRE ¦ 5QU LoRE | Non-Red Flag Warning - Destructive Fires | Vegetation Contact | Branch (OverHanging) | 2049 | 2.4567e-09 | 97.3625 | 2.3919e-07 | 2049 | Mitigation | 0.9 | 30 | 0 | esc | 0.063307 | 1.5553e-10 | 0.066847 | 1.6422e-10 | 0.066806 | 1.6412e-10 | 0.063625 | 1.5631e-10
[120 empty] | 7.3.5.15 Identification and remediation of “at-risk species”WLDFRVegetation ContactBranch (OverHanging) | WLDFR | HFTD - Distribution - Tier 3 - 5QU CoRE ¦ 5QU LoRE | Non-Red Flag Warning - Destructive Fires | Vegetation Contact | Branch (OverHanging) | 2050 | 2.4567e-09 | 97.3625 | 2.3919e-07 | 2050 | Mitigation | 0.9 | 30 | 0 | esc | 0 | 0 | 0.066847 | 1.6422e-10 | 0.066806 | 1.6412e-10 | 0.063625 | 1.5631e-10
[120 empty] | 7.3.5.15 Identification and remediation of “at-risk species”WLDFRVegetation ContactBranch (OverHanging) | WLDFR | HFTD - Distribution - Tier 3 - 5QU CoRE ¦ 5QU LoRE | Non-Red Flag Warning - Destructive Fires | Vegetation Contact | Branch (OverHanging) | 2051 | 2.4567e-09 | 97.3625 | 2.3919e-07 | 2051 | Mitigation | 0.9 | 30 | 0 | esc | 0 | 0 | 0 | 0 | 0.066806 | 1.6412e-10 | 0.063625 | 1.5631e-10
[120 empty] | 7.3.5.15 Identification and remediation of “at-risk species”WLDFRVegetation ContactBranch (OverHanging) | WLDFR | HFTD - Distribution - Tier 3 - 5QU CoRE ¦ 5QU LoRE | Non-Red Flag Warning - Destructive Fires | Vegetation Contact | Branch (OverHanging) | 2052 | 2.4567e-09 | 97.3625 | 2.3919e-07 | 2052 | Mitigation | 0.9 | 30 | 0 | esc | 0 | 0 | 0 | 0 | 0 | 0 | 0.063625 | 1.5631e-10
[120 empty] | 7.3.5.15 Identification and remediation of “at-risk species”WLDFRVegetation ContactFell into (Moderate-Severe defect) | WLDFR | HFTD - Distribution - Tier 3 - 5QU CoRE ¦ 5QU LoRE | Non-Red Flag Warning - Destructive Fires | Vegetation Contact | Fell into (Moderate-Severe defect) | 2022 | 1.0331e-09 | 97.3625 | 1.0058e-07 | 2022 | Mitigation | 0.95 | 1 | 0 | esc | 0 | 0 | 0 | 0 | 0.070518 | 7.2851e-11 | 0 | 0
[120 empty] | 7.3.5.15 Identification and remediation of “at-risk species”WLDFRVegetation ContactFell into (Moderate-Severe defect) | WLDFR | HFTD - Distribution - Tier 3 - 5QU CoRE ¦ 5QU LoRE | Non-Red Flag Warning - Destructive Fires | Vegetation Contact | Fell into (Moderate-Severe defect) | 2023 | 1.0331e-09 | 97.3625 | 1.0058e-07 | 2023 | Mitigation | 0.95 | 1 | 0 | esc | 0 | 0 | 0 | 0 | 0 | 0 | 0.06716 | 6.9382e-11
[120 empty] | 7.3.5.15 Identification and remediation of “at-risk species”WLDFRVegetation ContactFell into (slight defect) | WLDFR | HFTD - Distribution - Tier 3 - 5QU CoRE ¦ 5QU LoRE | Non-Red Flag Warning - Destructive Fires | Vegetation Contact | Fell into (slight defect) | 2022 | 1.3407e-09 | 97.3625 | 1.3053e-07 | 2022 | Mitigation | 0.5 | 1 | 0 | esc | 0 | 0 | 0 | 0 | 0.037115 | 4.9758e-11 | 0 | 0
[120 empty] | 7.3.5.15 Identification and remediation of “at-risk species”WLDFRVegetation ContactFell into (slight defect) | WLDFR | HFTD - Distribution - Tier 3 - 5QU CoRE ¦ 5QU LoRE | Non-Red Flag Warning - Destructive Fires | Vegetation Contact | Fell into (slight defect) | 2023 | 1.3407e-09 | 97.3625 | 1.3053e-07 | 2023 | Mitigation | 0.5 | 1 | 0 | esc | 0 | 0 | 0 | 0 | 0 | 0 | 0.035347 | 4.7389e-11
[120 empty] | 7.3.5.15 Identification and remediation of “at-risk species”WLDFRVegetation ContactGrow Into | WLDFR | HFTD - Distribution - Tier 3 - 5QU CoRE ¦ 5QU LoRE | Non-Red Flag Warning - Destructive Fires | Vegetation Contact | Grow Into | 2022 | 1.1174e-10 | 97.3625 | 1.088e-08 | 2022 | Mitigation | 0.5 | 1 | 0 | esc | 0 | 0 | 0 | 0 | 0.037115 | 4.1474e-12 | 0 | 0
[120 empty] | 7.3.5.15 Identification and remediation of “at-risk species”WLDFRVegetation ContactGrow Into | WLDFR | HFTD - Distribution - Tier 3 - 5QU CoRE ¦ 5QU LoRE | Non-Red Flag Warning - Destructive Fires | Vegetation Contact | Grow Into | 2023 | 1.1174e-10 | 97.3625 | 1.088e-08 | 2023 | Mitigation | 0.5 | 1 | 0 | esc | 0 | 0 | 0 | 0 | 0 | 0 | 0.035347 | 3.9499e-12
[120 empty] | 7.3.5.15 Identification and remediation of “at-risk species”WLDFRVegetation ContactBranch (Not overhanging, 4-12ft) | WLDFR | HFTD - Distribution - Tier 3 - 5QU CoRE ¦ 5QU LoRE | Non-Red Flag Warning - Large Fires | Vegetation Contact | Branch (Not overhanging, 4-12ft) | 2022 | 1.3786e-08 | 97.3625 | 1.3422e-06 | 2022 | Mitigation | 0.5 | 30 | 0 | esc | 0.035171 | 4.8486e-10 | 0.037137 | 5.1196e-10 | 0.037115 | 5.1165e-10 | 0 | 0
[120 empty] | 7.3.5.15 Identification and remediation of “at-risk species”WLDFRVegetation ContactBranch (Not overhanging, 4-12ft) | WLDFR | HFTD - Distribution - Tier 3 - 5QU CoRE ¦ 5QU LoRE | Non-Red Flag Warning - Large Fires | Vegetation Contact | Branch (Not overhanging, 4-12ft) | 2023 | 1.3786e-08 | 97.3625 | 1.3422e-06 | 2023 | Mitigation | 0.5 | 30 | 0 | esc | 0.035171 | 4.8486e-10 | 0.037137 | 5.1196e-10 | 0.037115 | 5.1165e-10 | 0.035347 | 4.8729e-10
[120 empty] | 7.3.5.15 Identification and remediation of “at-risk species”WLDFRVegetation ContactBranch (Not overhanging, 4-12ft) | WLDFR | HFTD - Distribution - Tier 3 - 5QU CoRE ¦ 5QU LoRE | Non-Red Flag Warning - Large Fires | Vegetation Contact | Branch (Not overhanging, 4-12ft) | 2024 | 1.3786e-08 | 97.3625 | 1.3422e-06 | 2024 | Mitigation | 0.5 | 30 | 0 | esc | 0.035171 | 4.8486e-10 | 0.037137 | 5.1196e-10 | 0.037115 | 5.1165e-10 | 0.035347 | 4.8729e-10
[120 empty] | 7.3.5.15 Identification and remediation of “at-risk species”WLDFRVegetation ContactBranch (Not overhanging, 4-12ft) | WLDFR | HFTD - Distribution - Tier 3 - 5QU CoRE ¦ 5QU LoRE | Non-Red Flag Warning - Large Fires | Vegetation Contact | Branch (Not overhanging, 4-12ft) | 2025 | 1.3786e-08 | 97.3625 | 1.3422e-06 | 2025 | Mitigation | 0.5 | 30 | 0 | esc | 0.035171 | 4.8486e-10 | 0.037137 | 5.1196e-10 | 0.037115 | 5.1165e-10 | 0.035347 | 4.8729e-10
[120 empty] | 7.3.5.15 Identification and remediation of “at-risk species”WLDFRVegetation ContactBranch (Not overhanging, 4-12ft) | WLDFR | HFTD - Distribution - Tier 3 - 5QU CoRE ¦ 5QU LoRE | Non-Red Flag Warning - Large Fires | Vegetation Contact | Branch (Not overhanging, 4-12ft) | 2026 | 1.3786e-08 | 97.3625 | 1.3422e-06 | 2026 | Mitigation | 0.5 | 30 | 0 | esc | 0.035171 | 4.8486e-10 | 0.037137 | 5.1196e-10 | 0.037115 | 5.1165e-10 | 0.035347 | 4.8729e-10
[120 empty] | 7.3.5.15 Identification and remediation of “at-risk species”WLDFRVegetation ContactBranch (Not overhanging, 4-12ft) | WLDFR | HFTD - Distribution - Tier 3 - 5QU CoRE ¦ 5QU LoRE | Non-Red Flag Warning - Large Fires | Vegetation Contact | Branch (Not overhanging, 4-12ft) | 2027 | 1.3786e-08 | 97.3625 | 1.3422e-06 | 2027 | Mitigation | 0.5 | 30 | 0 | esc | 0.035171 | 4.8486e-10 | 0.037137 | 5.1196e-10 | 0.037115 | 5.1165e-10 | 0.035347 | 4.8729e-10
[120 empty] | 7.3.5.15 Identification and remediation of “at-risk species”WLDFRVegetation ContactBranch (Not overhanging, 4-12ft) | WLDFR | HFTD - Distribution - Tier 3 - 5QU CoRE ¦ 5QU LoRE | Non-Red Flag Warning - Large Fires | Vegetation Contact | Branch (Not overhanging, 4-12ft) | 2028 | 1.3786e-08 | 97.3625 | 1.3422e-06 | 2028 | Mitigation | 0.5 | 30 | 0 | esc | 0.035171 | 4.8486e-10 | 0.037137 | 5.1196e-10 | 0.037115 | 5.1165e-10 | 0.035347 | 4.8729e-10
[120 empty] | 7.3.5.15 Identification and remediation of “at-risk species”WLDFRVegetation ContactBranch (Not overhanging, 4-12ft) | WLDFR | HFTD - Distribution - Tier 3 - 5QU CoRE ¦ 5QU LoRE | Non-Red Flag Warning - Large Fires | Vegetation Contact | Branch (Not overhanging, 4-12ft) | 2029 | 1.3786e-08 | 97.3625 | 1.3422e-06 | 2029 | Mitigation | 0.5 | 30 | 0 | esc | 0.035171 | 4.8486e-10 | 0.037137 | 5.1196e-10 | 0.037115 | 5.1165e-10 | 0.035347 | 4.8729e-10
[120 empty] | 7.3.5.15 Identification and remediation of “at-risk species”WLDFRVegetation ContactBranch (Not overhanging, 4-12ft) | WLDFR | HFTD - Distribution - Tier 3 - 5QU CoRE ¦ 5QU LoRE | Non-Red Flag Warning - Large Fires | Vegetation Contact | Branch (Not overhanging, 4-12ft) | 2030 | 1.3786e-08 | 97.3625 | 1.3422e-06 | 2030 | Mitigation | 0.5 | 30 | 0 | esc | 0.035171 | 4.8486e-10 | 0.037137 | 5.1196e-10 | 0.037115 | 5.1165e-10 | 0.035347 | 4.8729e-10
[120 empty] | 7.3.5.15 Identification and remediation of “at-risk species”WLDFRVegetation ContactBranch (Not overhanging, 4-12ft) | WLDFR | HFTD - Distribution - Tier 3 - 5QU CoRE ¦ 5QU LoRE | Non-Red Flag Warning - Large Fires | Vegetation Contact | Branch (Not overhanging, 4-12ft) | 2031 | 1.3786e-08 | 97.3625 | 1.3422e-06 | 2031 | Mitigation | 0.5 | 30 | 0 | esc | 0.035171 | 4.8486e-10 | 0.037137 | 5.1196e-10 | 0.037115 | 5.1165e-10 | 0.035347 | 4.8729e-10
[120 empty] | 7.3.5.15 Identification and remediation of “at-risk species”WLDFRVegetation ContactBranch (Not overhanging, 4-12ft) | WLDFR | HFTD - Distribution - Tier 3 - 5QU CoRE ¦ 5QU LoRE | Non-Red Flag Warning - Large Fires | Vegetation Contact | Branch (Not overhanging, 4-12ft) | 2032 | 1.3786e-08 | 97.3625 | 1.3422e-06 | 2032 | Mitigation | 0.5 | 30 | 0 | esc | 0.035171 | 4.8486e-10 | 0.037137 | 5.1196e-10 | 0.037115 | 5.1165e-10 | 0.035347 | 4.8729e-10
[120 empty] | 7.3.5.15 Identification and remediation of “at-risk species”WLDFRVegetation ContactBranch (Not overhanging, 4-12ft) | WLDFR | HFTD - Distribution - Tier 3 - 5QU CoRE ¦ 5QU LoRE | Non-Red Flag Warning - Large Fires | Vegetation Contact | Branch (Not overhanging, 4-12ft) | 2033 | 1.3786e-08 | 97.3625 | 1.3422e-06 | 2033 | Mitigation | 0.5 | 30 | 0 | esc | 0.035171 | 4.8486e-10 | 0.037137 | 5.1196e-10 | 0.037115 | 5.1165e-10 | 0.035347 | 4.8729e-10
[120 empty] | 7.3.5.15 Identification and remediation of “at-risk species”WLDFRVegetation ContactBranch (Not overhanging, 4-12ft) | WLDFR | HFTD - Distribution - Tier 3 - 5QU CoRE ¦ 5QU LoRE | Non-Red Flag Warning - Large Fires | Vegetation Contact | Branch (Not overhanging, 4-12ft) | 2034 | 1.3786e-08 | 97.3625 | 1.3422e-06 | 2034 | Mitigation | 0.5 | 30 | 0 | esc | 0.035171 | 4.8486e-10 | 0.037137 | 5.1196e-10 | 0.037115 | 5.1165e-10 | 0.035347 | 4.8729e-10
[120 empty] | 7.3.5.15 Identification and remediation of “at-risk species”WLDFRVegetation ContactBranch (Not overhanging, 4-12ft) | WLDFR | HFTD - Distribution - Tier 3 - 5QU CoRE ¦ 5QU LoRE | Non-Red Flag Warning - Large Fires | Vegetation Contact | Branch (Not overhanging, 4-12ft) | 2035 | 1.3786e-08 | 97.3625 | 1.3422e-06 | 2035 | Mitigation | 0.5 | 30 | 0 | esc | 0.035171 | 4.8486e-10 | 0.037137 | 5.1196e-10 | 0.037115 | 5.1165e-10 | 0.035347 | 4.8729e-10
[120 empty] | 7.3.5.15 Identification and remediation of “at-risk species”WLDFRVegetation ContactBranch (Not overhanging, 4-12ft) | WLDFR | HFTD - Distribution - Tier 3 - 5QU CoRE ¦ 5QU LoRE | Non-Red Flag Warning - Large Fires | Vegetation Contact | Branch (Not overhanging, 4-12ft) | 2036 | 1.3786e-08 | 97.3625 | 1.3422e-06 | 2036 | Mitigation | 0.5 | 30 | 0 | esc | 0.035171 | 4.8486e-10 | 0.037137 | 5.1196e-10 | 0.037115 | 5.1165e-10 | 0.035347 | 4.8729e-10
[120 empty] | 7.3.5.15 Identification and remediation of “at-risk species”WLDFRVegetation ContactBranch (Not overhanging, 4-12ft) | WLDFR | HFTD - Distribution - Tier 3 - 5QU CoRE ¦ 5QU LoRE | Non-Red Flag Warning - Large Fires | Vegetation Contact | Branch (Not overhanging, 4-12ft) | 2037 | 1.3786e-08 | 97.3625 | 1.3422e-06 | 2037 | Mitigation | 0.5 | 30 | 0 | esc | 0.035171 | 4.8486e-10 | 0.037137 | 5.1196e-10 | 0.037115 | 5.1165e-10 | 0.035347 | 4.8729e-10
[120 empty] | 7.3.5.15 Identification and remediation of “at-risk species”WLDFRVegetation ContactBranch (Not overhanging, 4-12ft) | WLDFR | HFTD - Distribution - Tier 3 - 5QU CoRE ¦ 5QU LoRE | Non-Red Flag Warning - Large Fires | Vegetation Contact | Branch (Not overhanging, 4-12ft) | 2038 | 1.3786e-08 | 97.3625 | 1.3422e-06 | 2038 | Mitigation | 0.5 | 30 | 0 | esc | 0.035171 | 4.8486e-10 | 0.037137 | 5.1196e-10 | 0.037115 | 5.1165e-10 | 0.035347 | 4.8729e-10
[120 empty] | 7.3.5.15 Identification and remediation of “at-risk species”WLDFRVegetation ContactBranch (Not overhanging, 4-12ft) | WLDFR | HFTD - Distribution - Tier 3 - 5QU CoRE ¦ 5QU LoRE | Non-Red Flag Warning - Large Fires | Vegetation Contact | Branch (Not overhanging, 4-12ft) | 2039 | 1.3786e-08 | 97.3625 | 1.3422e-06 | 2039 | Mitigation | 0.5 | 30 | 0 | esc | 0.035171 | 4.8486e-10 | 0.037137 | 5.1196e-10 | 0.037115 | 5.1165e-10 | 0.035347 | 4.8729e-10
[120 empty] | 7.3.5.15 Identification and remediation of “at-risk species”WLDFRVegetation ContactBranch (Not overhanging, 4-12ft) | WLDFR | HFTD - Distribution - Tier 3 - 5QU CoRE ¦ 5QU LoRE | Non-Red Flag Warning - Large Fires | Vegetation Contact | Branch (Not overhanging, 4-12ft) | 2040 | 1.3786e-08 | 97.3625 | 1.3422e-06 | 2040 | Mitigation | 0.5 | 30 | 0 | esc | 0.035171 | 4.8486e-10 | 0.037137 | 5.1196e-10 | 0.037115 | 5.1165e-10 | 0.035347 | 4.8729e-10
[120 empty] | 7.3.5.15 Identification and remediation of “at-risk species”WLDFRVegetation ContactBranch (Not overhanging, 4-12ft) | WLDFR | HFTD - Distribution - Tier 3 - 5QU CoRE ¦ 5QU LoRE | Non-Red Flag Warning - Large Fires | Vegetation Contact | Branch (Not overhanging, 4-12ft) | 2041 | 1.3786e-08 | 97.3625 | 1.3422e-06 | 2041 | Mitigation | 0.5 | 30 | 0 | esc | 0.035171 | 4.8486e-10 | 0.037137 | 5.1196e-10 | 0.037115 | 5.1165e-10 | 0.035347 | 4.8729e-10
[120 empty] | 7.3.5.15 Identification and remediation of “at-risk species”WLDFRVegetation ContactBranch (Not overhanging, 4-12ft) | WLDFR | HFTD - Distribution - Tier 3 - 5QU CoRE ¦ 5QU LoRE | Non-Red Flag Warning - Large Fires | Vegetation Contact | Branch (Not overhanging, 4-12ft) | 2042 | 1.3786e-08 | 97.3625 | 1.3422e-06 | 2042 | Mitigation | 0.5 | 30 | 0 | esc | 0.035171 | 4.8486e-10 | 0.037137 | 5.1196e-10 | 0.037115 | 5.1165e-10 | 0.035347 | 4.8729e-10
[120 empty] | 7.3.5.15 Identification and remediation of “at-risk species”WLDFRVegetation ContactBranch (Not overhanging, 4-12ft) | WLDFR | HFTD - Distribution - Tier 3 - 5QU CoRE ¦ 5QU LoRE | Non-Red Flag Warning - Large Fires | Vegetation Contact | Branch (Not overhanging, 4-12ft) | 2043 | 1.3786e-08 | 97.3625 | 1.3422e-06 | 2043 | Mitigation | 0.5 | 30 | 0 | esc | 0.035171 | 4.8486e-10 | 0.037137 | 5.1196e-10 | 0.037115 | 5.1165e-10 | 0.035347 | 4.8729e-10
[120 empty] | 7.3.5.15 Identification and remediation of “at-risk species”WLDFRVegetation ContactBranch (Not overhanging, 4-12ft) | WLDFR | HFTD - Distribution - Tier 3 - 5QU CoRE ¦ 5QU LoRE | Non-Red Flag Warning - Large Fires | Vegetation Contact | Branch (Not overhanging, 4-12ft) | 2044 | 1.3786e-08 | 97.3625 | 1.3422e-06 | 2044 | Mitigation | 0.5 | 30 | 0 | esc | 0.035171 | 4.8486e-10 | 0.037137 | 5.1196e-10 | 0.037115 | 5.1165e-10 | 0.035347 | 4.8729e-10
[120 empty] | 7.3.5.15 Identification and remediation of “at-risk species”WLDFRVegetation ContactBranch (Not overhanging, 4-12ft) | WLDFR | HFTD - Distribution - Tier 3 - 5QU CoRE ¦ 5QU LoRE | Non-Red Flag Warning - Large Fires | Vegetation Contact | Branch (Not overhanging, 4-12ft) | 2045 | 1.3786e-08 | 97.3625 | 1.3422e-06 | 2045 | Mitigation | 0.5 | 30 | 0 | esc | 0.035171 | 4.8486e-10 | 0.037137 | 5.1196e-10 | 0.037115 | 5.1165e-10 | 0.035347 | 4.8729e-10
[120 empty] | 7.3.5.15 Identification and remediation of “at-risk species”WLDFRVegetation ContactBranch (Not overhanging, 4-12ft) | WLDFR | HFTD - Distribution - Tier 3 - 5QU CoRE ¦ 5QU LoRE | Non-Red Flag Warning - Large Fires | Vegetation Contact | Branch (Not overhanging, 4-12ft) | 2046 | 1.3786e-08 | 97.3625 | 1.3422e-06 | 2046 | Mitigation | 0.5 | 30 | 0 | esc | 0.035171 | 4.8486e-10 | 0.037137 | 5.1196e-10 | 0.037115 | 5.1165e-10 | 0.035347 | 4.8729e-10
[120 empty] | 7.3.5.15 Identification and remediation of “at-risk species”WLDFRVegetation ContactBranch (Not overhanging, 4-12ft) | WLDFR | HFTD - Distribution - Tier 3 - 5QU CoRE ¦ 5QU LoRE | Non-Red Flag Warning - Large Fires | Vegetation Contact | Branch (Not overhanging, 4-12ft) | 2047 | 1.3786e-08 | 97.3625 | 1.3422e-06 | 2047 | Mitigation | 0.5 | 30 | 0 | esc | 0.035171 | 4.8486e-10 | 0.037137 | 5.1196e-10 | 0.037115 | 5.1165e-10 | 0.035347 | 4.8729e-10
[120 empty] | 7.3.5.15 Identification and remediation of “at-risk species”WLDFRVegetation ContactBranch (Not overhanging, 4-12ft) | WLDFR | HFTD - Distribution - Tier 3 - 5QU CoRE ¦ 5QU LoRE | Non-Red Flag Warning - Large Fires | Vegetation Contact | Branch (Not overhanging, 4-12ft) | 2048 | 1.3786e-08 | 97.3625 | 1.3422e-06 | 2048 | Mitigation | 0.5 | 30 | 0 | esc | 0.035171 | 4.8486e-10 | 0.037137 | 5.1196e-10 | 0.037115 | 5.1165e-10 | 0.035347 | 4.8729e-10
[120 empty] | 7.3.5.15 Identification and remediation of “at-risk species”WLDFRVegetation ContactBranch (Not overhanging, 4-12ft) | WLDFR | HFTD - Distribution - Tier 3 - 5QU CoRE ¦ 5QU LoRE | Non-Red Flag Warning - Large Fires | Vegetation Contact | Branch (Not overhanging, 4-12ft) | 2049 | 1.3786e-08 | 97.3625 | 1.3422e-06 | 2049 | Mitigation | 0.5 | 30 | 0 | esc | 0.035171 | 4.8486e-10 | 0.037137 | 5.1196e-10 | 0.037115 | 5.1165e-10 | 0.035347 | 4.8729e-10
[120 empty] | 7.3.5.15 Identification and remediation of “at-risk species”WLDFRVegetation ContactBranch (Not overhanging, 4-12ft) | WLDFR | HFTD - Distribution - Tier 3 - 5QU CoRE ¦ 5QU LoRE | Non-Red Flag Warning - Large Fires | Vegetation Contact | Branch (Not overhanging, 4-12ft) | 2050 | 1.3786e-08 | 97.3625 | 1.3422e-06 | 2050 | Mitigation | 0.5 | 30 | 0 | esc | 0 | 0 | 0.037137 | 5.1196e-10 | 0.037115 | 5.1165e-10 | 0.035347 | 4.8729e-10
[120 empty] | 7.3.5.15 Identification and remediation of “at-risk species”WLDFRVegetation ContactBranch (Not overhanging, 4-12ft) | WLDFR | HFTD - Distribution - Tier 3 - 5QU CoRE ¦ 5QU LoRE | Non-Red Flag Warning - Large Fires | Vegetation Contact | Branch (Not overhanging, 4-12ft) | 2051 | 1.3786e-08 | 97.3625 | 1.3422e-06 | 2051 | Mitigation | 0.5 | 30 | 0 | esc | 0 | 0 | 0 | 0 | 0.037115 | 5.1165e-10 | 0.035347 | 4.8729e-10
[120 empty] | 7.3.5.15 Identification and remediation of “at-risk species”WLDFRVegetation ContactBranch (Not overhanging, 4-12ft) | WLDFR | HFTD - Distribution - Tier 3 - 5QU CoRE ¦ 5QU LoRE | Non-Red Flag Warning - Large Fires | Vegetation Contact | Branch (Not overhanging, 4-12ft) | 2052 | 1.3786e-08 | 97.3625 | 1.3422e-06 | 2052 | Mitigation | 0.5 | 30 | 0 | esc | 0 | 0 | 0 | 0 | 0 | 0 | 0.035347 | 4.8729e-10
[120 empty] | 7.3.5.15 Identification and remediation of “at-risk species”WLDFRVegetation ContactBranch (Not overhanging, within 4ft) | WLDFR | HFTD - Distribution - Tier 3 - 5QU CoRE ¦ 5QU LoRE | Non-Red Flag Warning - Large Fires | Vegetation Contact | Branch (Not overhanging, within 4ft) | 2022 | 6.6051e-09 | 97.3625 | 6.4309e-07 | 2022 | Mitigation | 0.9 | 30 | 0 | esc | 0.063307 | 4.1815e-10 | 0.066847 | 4.4153e-10 | 0.066806 | 4.4126e-10 | 0 | 0
[120 empty] | 7.3.5.15 Identification and remediation of “at-risk species”WLDFRVegetation ContactBranch (Not overhanging, within 4ft) | WLDFR | HFTD - Distribution - Tier 3 - 5QU CoRE ¦ 5QU LoRE | Non-Red Flag Warning - Large Fires | Vegetation Contact | Branch (Not overhanging, within 4ft) | 2023 | 6.6051e-09 | 97.3625 | 6.4309e-07 | 2023 | Mitigation | 0.9 | 30 | 0 | esc | 0.063307 | 4.1815e-10 | 0.066847 | 4.4153e-10 | 0.066806 | 4.4126e-10 | 0.063625 | 4.2025e-10
[120 empty] | 7.3.5.15 Identification and remediation of “at-risk species”WLDFRVegetation ContactBranch (Not overhanging, within 4ft) | WLDFR | HFTD - Distribution - Tier 3 - 5QU CoRE ¦ 5QU LoRE | Non-Red Flag Warning - Large Fires | Vegetation Contact | Branch (Not overhanging, within 4ft) | 2024 | 6.6051e-09 | 97.3625 | 6.4309e-07 | 2024 | Mitigation | 0.9 | 30 | 0 | esc | 0.063307 | 4.1815e-10 | 0.066847 | 4.4153e-10 | 0.066806 | 4.4126e-10 | 0.063625 | 4.2025e-10
[120 empty] | 7.3.5.15 Identification and remediation of “at-risk species”WLDFRVegetation ContactBranch (Not overhanging, within 4ft) | WLDFR | HFTD - Distribution - Tier 3 - 5QU CoRE ¦ 5QU LoRE | Non-Red Flag Warning - Large Fires | Vegetation Contact | Branch (Not overhanging, within 4ft) | 2025 | 6.6051e-09 | 97.3625 | 6.4309e-07 | 2025 | Mitigation | 0.9 | 30 | 0 | esc | 0.063307 | 4.1815e-10 | 0.066847 | 4.4153e-10 | 0.066806 | 4.4126e-10 | 0.063625 | 4.2025e-10
[120 empty] | 7.3.5.15 Identification and remediation of “at-risk species”WLDFRVegetation ContactBranch (Not overhanging, within 4ft) | WLDFR | HFTD - Distribution - Tier 3 - 5QU CoRE ¦ 5QU LoRE | Non-Red Flag Warning - Large Fires | Vegetation Contact | Branch (Not overhanging, within 4ft) | 2026 | 6.6051e-09 | 97.3625 | 6.4309e-07 | 2026 | Mitigation | 0.9 | 30 | 0 | esc | 0.063307 | 4.1815e-10 | 0.066847 | 4.4153e-10 | 0.066806 | 4.4126e-10 | 0.063625 | 4.2025e-10
[120 empty] | 7.3.5.15 Identification and remediation of “at-risk species”WLDFRVegetation ContactBranch (Not overhanging, within 4ft) | WLDFR | HFTD - Distribution - Tier 3 - 5QU CoRE ¦ 5QU LoRE | Non-Red Flag Warning - Large Fires | Vegetation Contact | Branch (Not overhanging, within 4ft) | 2027 | 6.6051e-09 | 97.3625 | 6.4309e-07 | 2027 | Mitigation | 0.9 | 30 | 0 | esc | 0.063307 | 4.1815e-10 | 0.066847 | 4.4153e-10 | 0.066806 | 4.4126e-10 | 0.063625 | 4.2025e-10
[120 empty] | 7.3.5.15 Identification and remediation of “at-risk species”WLDFRVegetation ContactBranch (Not overhanging, within 4ft) | WLDFR | HFTD - Distribution - Tier 3 - 5QU CoRE ¦ 5QU LoRE | Non-Red Flag Warning - Large Fires | Vegetation Contact | Branch (Not overhanging, within 4ft) | 2028 | 6.6051e-09 | 97.3625 | 6.4309e-07 | 2028 | Mitigation | 0.9 | 30 | 0 | esc | 0.063307 | 4.1815e-10 | 0.066847 | 4.4153e-10 | 0.066806 | 4.4126e-10 | 0.063625 | 4.2025e-10
[120 empty] | 7.3.5.15 Identification and remediation of “at-risk species”WLDFRVegetation ContactBranch (Not overhanging, within 4ft) | WLDFR | HFTD - Distribution - Tier 3 - 5QU CoRE ¦ 5QU LoRE | Non-Red Flag Warning - Large Fires | Vegetation Contact | Branch (Not overhanging, within 4ft) | 2029 | 6.6051e-09 | 97.3625 | 6.4309e-07 | 2029 | Mitigation | 0.9 | 30 | 0 | esc | 0.063307 | 4.1815e-10 | 0.066847 | 4.4153e-10 | 0.066806 | 4.4126e-10 | 0.063625 | 4.2025e-10
[120 empty] | 7.3.5.15 Identification and remediation of “at-risk species”WLDFRVegetation ContactBranch (Not overhanging, within 4ft) | WLDFR | HFTD - Distribution - Tier 3 - 5QU CoRE ¦ 5QU LoRE | Non-Red Flag Warning - Large Fires | Vegetation Contact | Branch (Not overhanging, within 4ft) | 2030 | 6.6051e-09 | 97.3625 | 6.4309e-07 | 2030 | Mitigation | 0.9 | 30 | 0 | esc | 0.063307 | 4.1815e-10 | 0.066847 | 4.4153e-10 | 0.066806 | 4.4126e-10 | 0.063625 | 4.2025e-10
[120 empty] | 7.3.5.15 Identification and remediation of “at-risk species”WLDFRVegetation ContactBranch (Not overhanging, within 4ft) | WLDFR | HFTD - Distribution - Tier 3 - 5QU CoRE ¦ 5QU LoRE | Non-Red Flag Warning - Large Fires | Vegetation Contact | Branch (Not overhanging, within 4ft) | 2031 | 6.6051e-09 | 97.3625 | 6.4309e-07 | 2031 | Mitigation | 0.9 | 30 | 0 | esc | 0.063307 | 4.1815e-10 | 0.066847 | 4.4153e-10 | 0.066806 | 4.4126e-10 | 0.063625 | 4.2025e-10
[120 empty] | 7.3.5.15 Identification and remediation of “at-risk species”WLDFRVegetation ContactBranch (Not overhanging, within 4ft) | WLDFR | HFTD - Distribution - Tier 3 - 5QU CoRE ¦ 5QU LoRE | Non-Red Flag Warning - Large Fires | Vegetation Contact | Branch (Not overhanging, within 4ft) | 2032 | 6.6051e-09 | 97.3625 | 6.4309e-07 | 2032 | Mitigation | 0.9 | 30 | 0 | esc | 0.063307 | 4.1815e-10 | 0.066847 | 4.4153e-10 | 0.066806 | 4.4126e-10 | 0.063625 | 4.2025e-10
[120 empty] | 7.3.5.15 Identification and remediation of “at-risk species”WLDFRVegetation ContactBranch (Not overhanging, within 4ft) | WLDFR | HFTD - Distribution - Tier 3 - 5QU CoRE ¦ 5QU LoRE | Non-Red Flag Warning - Large Fires | Vegetation Contact | Branch (Not overhanging, within 4ft) | 2033 | 6.6051e-09 | 97.3625 | 6.4309e-07 | 2033 | Mitigation | 0.9 | 30 | 0 | esc | 0.063307 | 4.1815e-10 | 0.066847 | 4.4153e-10 | 0.066806 | 4.4126e-10 | 0.063625 | 4.2025e-10
[120 empty] | 7.3.5.15 Identification and remediation of “at-risk species”WLDFRVegetation ContactBranch (Not overhanging, within 4ft) | WLDFR | HFTD - Distribution - Tier 3 - 5QU CoRE ¦ 5QU LoRE | Non-Red Flag Warning - Large Fires | Vegetation Contact | Branch (Not overhanging, within 4ft) | 2034 | 6.6051e-09 | 97.3625 | 6.4309e-07 | 2034 | Mitigation | 0.9 | 30 | 0 | esc | 0.063307 | 4.1815e-10 | 0.066847 | 4.4153e-10 | 0.066806 | 4.4126e-10 | 0.063625 | 4.2025e-10
[120 empty] | 7.3.5.15 Identification and remediation of “at-risk species”WLDFRVegetation ContactBranch (Not overhanging, within 4ft) | WLDFR | HFTD - Distribution - Tier 3 - 5QU CoRE ¦ 5QU LoRE | Non-Red Flag Warning - Large Fires | Vegetation Contact | Branch (Not overhanging, within 4ft) | 2035 | 6.6051e-09 | 97.3625 | 6.4309e-07 | 2035 | Mitigation | 0.9 | 30 | 0 | esc | 0.063307 | 4.1815e-10 | 0.066847 | 4.4153e-10 | 0.066806 | 4.4126e-10 | 0.063625 | 4.2025e-10
[120 empty] | 7.3.5.15 Identification and remediation of “at-risk species”WLDFRVegetation ContactBranch (Not overhanging, within 4ft) | WLDFR | HFTD - Distribution - Tier 3 - 5QU CoRE ¦ 5QU LoRE | Non-Red Flag Warning - Large Fires | Vegetation Contact | Branch (Not overhanging, within 4ft) | 2036 | 6.6051e-09 | 97.3625 | 6.4309e-07 | 2036 | Mitigation | 0.9 | 30 | 0 | esc | 0.063307 | 4.1815e-10 | 0.066847 | 4.4153e-10 | 0.066806 | 4.4126e-10 | 0.063625 | 4.2025e-10
[120 empty] | 7.3.5.15 Identification and remediation of “at-risk species”WLDFRVegetation ContactBranch (Not overhanging, within 4ft) | WLDFR | HFTD - Distribution - Tier 3 - 5QU CoRE ¦ 5QU LoRE | Non-Red Flag Warning - Large Fires | Vegetation Contact | Branch (Not overhanging, within 4ft) | 2037 | 6.6051e-09 | 97.3625 | 6.4309e-07 | 2037 | Mitigation | 0.9 | 30 | 0 | esc | 0.063307 | 4.1815e-10 | 0.066847 | 4.4153e-10 | 0.066806 | 4.4126e-10 | 0.063625 | 4.2025e-10
[120 empty] | 7.3.5.15 Identification and remediation of “at-risk species”WLDFRVegetation ContactBranch (Not overhanging, within 4ft) | WLDFR | HFTD - Distribution - Tier 3 - 5QU CoRE ¦ 5QU LoRE | Non-Red Flag Warning - Large Fires | Vegetation Contact | Branch (Not overhanging, within 4ft) | 2038 | 6.6051e-09 | 97.3625 | 6.4309e-07 | 2038 | Mitigation | 0.9 | 30 | 0 | esc | 0.063307 | 4.1815e-10 | 0.066847 | 4.4153e-10 | 0.066806 | 4.4126e-10 | 0.063625 | 4.2025e-10
[120 empty] | 7.3.5.15 Identification and remediation of “at-risk species”WLDFRVegetation ContactBranch (Not overhanging, within 4ft) | WLDFR | HFTD - Distribution - Tier 3 - 5QU CoRE ¦ 5QU LoRE | Non-Red Flag Warning - Large Fires | Vegetation Contact | Branch (Not overhanging, within 4ft) | 2039 | 6.6051e-09 | 97.3625 | 6.4309e-07 | 2039 | Mitigation | 0.9 | 30 | 0 | esc | 0.063307 | 4.1815e-10 | 0.066847 | 4.4153e-10 | 0.066806 | 4.4126e-10 | 0.063625 | 4.2025e-10
[120 empty] | 7.3.5.15 Identification and remediation of “at-risk species”WLDFRVegetation ContactBranch (Not overhanging, within 4ft) | WLDFR | HFTD - Distribution - Tier 3 - 5QU CoRE ¦ 5QU LoRE | Non-Red Flag Warning - Large Fires | Vegetation Contact | Branch (Not overhanging, within 4ft) | 2040 | 6.6051e-09 | 97.3625 | 6.4309e-07 | 2040 | Mitigation | 0.9 | 30 | 0 | esc | 0.063307 | 4.1815e-10 | 0.066847 | 4.4153e-10 | 0.066806 | 4.4126e-10 | 0.063625 | 4.2025e-10
[120 empty] | 7.3.5.15 Identification and remediation of “at-risk species”WLDFRVegetation ContactBranch (Not overhanging, within 4ft) | WLDFR | HFTD - Distribution - Tier 3 - 5QU CoRE ¦ 5QU LoRE | Non-Red Flag Warning - Large Fires | Vegetation Contact | Branch (Not overhanging, within 4ft) | 2041 | 6.6051e-09 | 97.3625 | 6.4309e-07 | 2041 | Mitigation | 0.9 | 30 | 0 | esc | 0.063307 | 4.1815e-10 | 0.066847 | 4.4153e-10 | 0.066806 | 4.4126e-10 | 0.063625 | 4.2025e-10
[120 empty] | 7.3.5.15 Identification and remediation of “at-risk species”WLDFRVegetation ContactBranch (Not overhanging, within 4ft) | WLDFR | HFTD - Distribution - Tier 3 - 5QU CoRE ¦ 5QU LoRE | Non-Red Flag Warning - Large Fires | Vegetation Contact | Branch (Not overhanging, within 4ft) | 2042 | 6.6051e-09 | 97.3625 | 6.4309e-07 | 2042 | Mitigation | 0.9 | 30 | 0 | esc | 0.063307 | 4.1815e-10 | 0.066847 | 4.4153e-10 | 0.066806 | 4.4126e-10 | 0.063625 | 4.2025e-10
[120 empty] | 7.3.5.15 Identification and remediation of “at-risk species”WLDFRVegetation ContactBranch (Not overhanging, within 4ft) | WLDFR | HFTD - Distribution - Tier 3 - 5QU CoRE ¦ 5QU LoRE | Non-Red Flag Warning - Large Fires | Vegetation Contact | Branch (Not overhanging, within 4ft) | 2043 | 6.6051e-09 | 97.3625 | 6.4309e-07 | 2043 | Mitigation | 0.9 | 30 | 0 | esc | 0.063307 | 4.1815e-10 | 0.066847 | 4.4153e-10 | 0.066806 | 4.4126e-10 | 0.063625 | 4.2025e-10
[120 empty] | 7.3.5.15 Identification and remediation of “at-risk species”WLDFRVegetation ContactBranch (Not overhanging, within 4ft) | WLDFR | HFTD - Distribution - Tier 3 - 5QU CoRE ¦ 5QU LoRE | Non-Red Flag Warning - Large Fires | Vegetation Contact | Branch (Not overhanging, within 4ft) | 2044 | 6.6051e-09 | 97.3625 | 6.4309e-07 | 2044 | Mitigation | 0.9 | 30 | 0 | esc | 0.063307 | 4.1815e-10 | 0.066847 | 4.4153e-10 | 0.066806 | 4.4126e-10 | 0.063625 | 4.2025e-10
[120 empty] | 7.3.5.15 Identification and remediation of “at-risk species”WLDFRVegetation ContactBranch (Not overhanging, within 4ft) | WLDFR | HFTD - Distribution - Tier 3 - 5QU CoRE ¦ 5QU LoRE | Non-Red Flag Warning - Large Fires | Vegetation Contact | Branch (Not overhanging, within 4ft) | 2045 | 6.6051e-09 | 97.3625 | 6.4309e-07 | 2045 | Mitigation | 0.9 | 30 | 0 | esc | 0.063307 | 4.1815e-10 | 0.066847 | 4.4153e-10 | 0.066806 | 4.4126e-10 | 0.063625 | 4.2025e-10
[120 empty] | 7.3.5.15 Identification and remediation of “at-risk species”WLDFRVegetation ContactBranch (Not overhanging, within 4ft) | WLDFR | HFTD - Distribution - Tier 3 - 5QU CoRE ¦ 5QU LoRE | Non-Red Flag Warning - Large Fires | Vegetation Contact | Branch (Not overhanging, within 4ft) | 2046 | 6.6051e-09 | 97.3625 | 6.4309e-07 | 2046 | Mitigation | 0.9 | 30 | 0 | esc | 0.063307 | 4.1815e-10 | 0.066847 | 4.4153e-10 | 0.066806 | 4.4126e-10 | 0.063625 | 4.2025e-10
[120 empty] | 7.3.5.15 Identification and remediation of “at-risk species”WLDFRVegetation ContactBranch (Not overhanging, within 4ft) | WLDFR | HFTD - Distribution - Tier 3 - 5QU CoRE ¦ 5QU LoRE | Non-Red Flag Warning - Large Fires | Vegetation Contact | Branch (Not overhanging, within 4ft) | 2047 | 6.6051e-09 | 97.3625 | 6.4309e-07 | 2047 | Mitigation | 0.9 | 30 | 0 | esc | 0.063307 | 4.1815e-10 | 0.066847 | 4.4153e-10 | 0.066806 | 4.4126e-10 | 0.063625 | 4.2025e-10
[120 empty] | 7.3.5.15 Identification and remediation of “at-risk species”WLDFRVegetation ContactBranch (Not overhanging, within 4ft) | WLDFR | HFTD - Distribution - Tier 3 - 5QU CoRE ¦ 5QU LoRE | Non-Red Flag Warning - Large Fires | Vegetation Contact | Branch (Not overhanging, within 4ft) | 2048 | 6.6051e-09 | 97.3625 | 6.4309e-07 | 2048 | Mitigation | 0.9 | 30 | 0 | esc | 0.063307 | 4.1815e-10 | 0.066847 | 4.4153e-10 | 0.066806 | 4.4126e-10 | 0.063625 | 4.2025e-10
[120 empty] | 7.3.5.15 Identification and remediation of “at-risk species”WLDFRVegetation ContactBranch (Not overhanging, within 4ft) | WLDFR | HFTD - Distribution - Tier 3 - 5QU CoRE ¦ 5QU LoRE | Non-Red Flag Warning - Large Fires | Vegetation Contact | Branch (Not overhanging, within 4ft) | 2049 | 6.6051e-09 | 97.3625 | 6.4309e-07 | 2049 | Mitigation | 0.9 | 30 | 0 | esc | 0.063307 | 4.1815e-10 | 0.066847 | 4.4153e-10 | 0.066806 | 4.4126e-10 | 0.063625 | 4.2025e-10
[120 empty] | 7.3.5.15 Identification and remediation of “at-risk species”WLDFRVegetation ContactBranch (Not overhanging, within 4ft) | WLDFR | HFTD - Distribution - Tier 3 - 5QU CoRE ¦ 5QU LoRE | Non-Red Flag Warning - Large Fires | Vegetation Contact | Branch (Not overhanging, within 4ft) | 2050 | 6.6051e-09 | 97.3625 | 6.4309e-07 | 2050 | Mitigation | 0.9 | 30 | 0 | esc | 0 | 0 | 0.066847 | 4.4153e-10 | 0.066806 | 4.4126e-10 | 0.063625 | 4.2025e-10
[120 empty] | 7.3.5.15 Identification and remediation of “at-risk species”WLDFRVegetation ContactBranch (Not overhanging, within 4ft) | WLDFR | HFTD - Distribution - Tier 3 - 5QU CoRE ¦ 5QU LoRE | Non-Red Flag Warning - Large Fires | Vegetation Contact | Branch (Not overhanging, within 4ft) | 2051 | 6.6051e-09 | 97.3625 | 6.4309e-07 | 2051 | Mitigation | 0.9 | 30 | 0 | esc | 0 | 0 | 0 | 0 | 0.066806 | 4.4126e-10 | 0.063625 | 4.2025e-10
[120 empty] | 7.3.5.15 Identification and remediation of “at-risk species”WLDFRVegetation ContactBranch (Not overhanging, within 4ft) | WLDFR | HFTD - Distribution - Tier 3 - 5QU CoRE ¦ 5QU LoRE | Non-Red Flag Warning - Large Fires | Vegetation Contact | Branch (Not overhanging, within 4ft) | 2052 | 6.6051e-09 | 97.3625 | 6.4309e-07 | 2052 | Mitigation | 0.9 | 30 | 0 | esc | 0 | 0 | 0 | 0 | 0 | 0 | 0.063625 | 4.2025e-10
[120 empty] | 7.3.5.15 Identification and remediation of “at-risk species”WLDFRVegetation ContactBranch (OverHanging) | WLDFR | HFTD - Distribution - Tier 3 - 5QU CoRE ¦ 5QU LoRE | Non-Red Flag Warning - Large Fires | Vegetation Contact | Branch (OverHanging) | 2022 | 3.1255e-07 | 97.3625 | 3.0431e-05 | 2022 | Mitigation | 0.9 | 30 | 0 | esc | 0.063307 | 1.9787e-08 | 0.066847 | 2.0893e-08 | 0.066806 | 2.088e-08 | 0 | 0
[120 empty] | 7.3.5.15 Identification and remediation of “at-risk species”WLDFRVegetation ContactBranch (OverHanging) | WLDFR | HFTD - Distribution - Tier 3 - 5QU CoRE ¦ 5QU LoRE | Non-Red Flag Warning - Large Fires | Vegetation Contact | Branch (OverHanging) | 2023 | 3.1255e-07 | 97.3625 | 3.0431e-05 | 2023 | Mitigation | 0.9 | 30 | 0 | esc | 0.063307 | 1.9787e-08 | 0.066847 | 2.0893e-08 | 0.066806 | 2.088e-08 | 0.063625 | 1.9886e-08
[120 empty] | 7.3.5.15 Identification and remediation of “at-risk species”WLDFRVegetation ContactBranch (OverHanging) | WLDFR | HFTD - Distribution - Tier 3 - 5QU CoRE ¦ 5QU LoRE | Non-Red Flag Warning - Large Fires | Vegetation Contact | Branch (OverHanging) | 2024 | 3.1255e-07 | 97.3625 | 3.0431e-05 | 2024 | Mitigation | 0.9 | 30 | 0 | esc | 0.063307 | 1.9787e-08 | 0.066847 | 2.0893e-08 | 0.066806 | 2.088e-08 | 0.063625 | 1.9886e-08
[120 empty] | 7.3.5.15 Identification and remediation of “at-risk species”WLDFRVegetation ContactBranch (OverHanging) | WLDFR | HFTD - Distribution - Tier 3 - 5QU CoRE ¦ 5QU LoRE | Non-Red Flag Warning - Large Fires | Vegetation Contact | Branch (OverHanging) | 2025 | 3.1255e-07 | 97.3625 | 3.0431e-05 | 2025 | Mitigation | 0.9 | 30 | 0 | esc | 0.063307 | 1.9787e-08 | 0.066847 | 2.0893e-08 | 0.066806 | 2.088e-08 | 0.063625 | 1.9886e-08
[120 empty] | 7.3.5.15 Identification and remediation of “at-risk species”WLDFRVegetation ContactBranch (OverHanging) | WLDFR | HFTD - Distribution - Tier 3 - 5QU CoRE ¦ 5QU LoRE | Non-Red Flag Warning - Large Fires | Vegetation Contact | Branch (OverHanging) | 2026 | 3.1255e-07 | 97.3625 | 3.0431e-05 | 2026 | Mitigation | 0.9 | 30 | 0 | esc | 0.063307 | 1.9787e-08 | 0.066847 | 2.0893e-08 | 0.066806 | 2.088e-08 | 0.063625 | 1.9886e-08
[120 empty] | 7.3.5.15 Identification and remediation of “at-risk species”WLDFRVegetation ContactBranch (OverHanging) | WLDFR | HFTD - Distribution - Tier 3 - 5QU CoRE ¦ 5QU LoRE | Non-Red Flag Warning - Large Fires | Vegetation Contact | Branch (OverHanging) | 2027 | 3.1255e-07 | 97.3625 | 3.0431e-05 | 2027 | Mitigation | 0.9 | 30 | 0 | esc | 0.063307 | 1.9787e-08 | 0.066847 | 2.0893e-08 | 0.066806 | 2.088e-08 | 0.063625 | 1.9886e-08
[120 empty] | 7.3.5.15 Identification and remediation of “at-risk species”WLDFRVegetation ContactBranch (OverHanging) | WLDFR | HFTD - Distribution - Tier 3 - 5QU CoRE ¦ 5QU LoRE | Non-Red Flag Warning - Large Fires | Vegetation Contact | Branch (OverHanging) | 2028 | 3.1255e-07 | 97.3625 | 3.0431e-05 | 2028 | Mitigation | 0.9 | 30 | 0 | esc | 0.063307 | 1.9787e-08 | 0.066847 | 2.0893e-08 | 0.066806 | 2.088e-08 | 0.063625 | 1.9886e-08
[120 empty] | 7.3.5.15 Identification and remediation of “at-risk species”WLDFRVegetation ContactBranch (OverHanging) | WLDFR | HFTD - Distribution - Tier 3 - 5QU CoRE ¦ 5QU LoRE | Non-Red Flag Warning - Large Fires | Vegetation Contact | Branch (OverHanging) | 2029 | 3.1255e-07 | 97.3625 | 3.0431e-05 | 2029 | Mitigation | 0.9 | 30 | 0 | esc | 0.063307 | 1.9787e-08 | 0.066847 | 2.0893e-08 | 0.066806 | 2.088e-08 | 0.063625 | 1.9886e-08
[120 empty] | 7.3.5.15 Identification and remediation of “at-risk species”WLDFRVegetation ContactBranch (OverHanging) | WLDFR | HFTD - Distribution - Tier 3 - 5QU CoRE ¦ 5QU LoRE | Non-Red Flag Warning - Large Fires | Vegetation Contact | Branch (OverHanging) | 2030 | 3.1255e-07 | 97.3625 | 3.0431e-05 | 2030 | Mitigation | 0.9 | 30 | 0 | esc | 0.063307 | 1.9787e-08 | 0.066847 | 2.0893e-08 | 0.066806 | 2.088e-08 | 0.063625 | 1.9886e-08
[120 empty] | 7.3.5.15 Identification and remediation of “at-risk species”WLDFRVegetation ContactBranch (OverHanging) | WLDFR | HFTD - Distribution - Tier 3 - 5QU CoRE ¦ 5QU LoRE | Non-Red Flag Warning - Large Fires | Vegetation Contact | Branch (OverHanging) | 2031 | 3.1255e-07 | 97.3625 | 3.0431e-05 | 2031 | Mitigation | 0.9 | 30 | 0 | esc | 0.063307 | 1.9787e-08 | 0.066847 | 2.0893e-08 | 0.066806 | 2.088e-08 | 0.063625 | 1.9886e-08
[120 empty] | 7.3.5.15 Identification and remediation of “at-risk species”WLDFRVegetation ContactBranch (OverHanging) | WLDFR | HFTD - Distribution - Tier 3 - 5QU CoRE ¦ 5QU LoRE | Non-Red Flag Warning - Large Fires | Vegetation Contact | Branch (OverHanging) | 2032 | 3.1255e-07 | 97.3625 | 3.0431e-05 | 2032 | Mitigation | 0.9 | 30 | 0 | esc | 0.063307 | 1.9787e-08 | 0.066847 | 2.0893e-08 | 0.066806 | 2.088e-08 | 0.063625 | 1.9886e-08
[120 empty] | 7.3.5.15 Identification and remediation of “at-risk species”WLDFRVegetation ContactBranch (OverHanging) | WLDFR | HFTD - Distribution - Tier 3 - 5QU CoRE ¦ 5QU LoRE | Non-Red Flag Warning - Large Fires | Vegetation Contact | Branch (OverHanging) | 2033 | 3.1255e-07 | 97.3625 | 3.0431e-05 | 2033 | Mitigation | 0.9 | 30 | 0 | esc | 0.063307 | 1.9787e-08 | 0.066847 | 2.0893e-08 | 0.066806 | 2.088e-08 | 0.063625 | 1.9886e-08
[120 empty] | 7.3.5.15 Identification and remediation of “at-risk species”WLDFRVegetation ContactBranch (OverHanging) | WLDFR | HFTD - Distribution - Tier 3 - 5QU CoRE ¦ 5QU LoRE | Non-Red Flag Warning - Large Fires | Vegetation Contact | Branch (OverHanging) | 2034 | 3.1255e-07 | 97.3625 | 3.0431e-05 | 2034 | Mitigation | 0.9 | 30 | 0 | esc | 0.063307 | 1.9787e-08 | 0.066847 | 2.0893e-08 | 0.066806 | 2.088e-08 | 0.063625 | 1.9886e-08
[120 empty] | 7.3.5.15 Identification and remediation of “at-risk species”WLDFRVegetation ContactBranch (OverHanging) | WLDFR | HFTD - Distribution - Tier 3 - 5QU CoRE ¦ 5QU LoRE | Non-Red Flag Warning - Large Fires | Vegetation Contact | Branch (OverHanging) | 2035 | 3.1255e-07 | 97.3625 | 3.0431e-05 | 2035 | Mitigation | 0.9 | 30 | 0 | esc | 0.063307 | 1.9787e-08 | 0.066847 | 2.0893e-08 | 0.066806 | 2.088e-08 | 0.063625 | 1.9886e-08
[120 empty] | 7.3.5.15 Identification and remediation of “at-risk species”WLDFRVegetation ContactBranch (OverHanging) | WLDFR | HFTD - Distribution - Tier 3 - 5QU CoRE ¦ 5QU LoRE | Non-Red Flag Warning - Large Fires | Vegetation Contact | Branch (OverHanging) | 2036 | 3.1255e-07 | 97.3625 | 3.0431e-05 | 2036 | Mitigation | 0.9 | 30 | 0 | esc | 0.063307 | 1.9787e-08 | 0.066847 | 2.0893e-08 | 0.066806 | 2.088e-08 | 0.063625 | 1.9886e-08
[120 empty] | 7.3.5.15 Identification and remediation of “at-risk species”WLDFRVegetation ContactBranch (OverHanging) | WLDFR | HFTD - Distribution - Tier 3 - 5QU CoRE ¦ 5QU LoRE | Non-Red Flag Warning - Large Fires | Vegetation Contact | Branch (OverHanging) | 2037 | 3.1255e-07 | 97.3625 | 3.0431e-05 | 2037 | Mitigation | 0.9 | 30 | 0 | esc | 0.063307 | 1.9787e-08 | 0.066847 | 2.0893e-08 | 0.066806 | 2.088e-08 | 0.063625 | 1.9886e-08
[120 empty] | 7.3.5.15 Identification and remediation of “at-risk species”WLDFRVegetation ContactBranch (OverHanging) | WLDFR | HFTD - Distribution - Tier 3 - 5QU CoRE ¦ 5QU LoRE | Non-Red Flag Warning - Large Fires | Vegetation Contact | Branch (OverHanging) | 2038 | 3.1255e-07 | 97.3625 | 3.0431e-05 | 2038 | Mitigation | 0.9 | 30 | 0 | esc | 0.063307 | 1.9787e-08 | 0.066847 | 2.0893e-08 | 0.066806 | 2.088e-08 | 0.063625 | 1.9886e-08
[120 empty] | 7.3.5.15 Identification and remediation of “at-risk species”WLDFRVegetation ContactBranch (OverHanging) | WLDFR | HFTD - Distribution - Tier 3 - 5QU CoRE ¦ 5QU LoRE | Non-Red Flag Warning - Large Fires | Vegetation Contact | Branch (OverHanging) | 2039 | 3.1255e-07 | 97.3625 | 3.0431e-05 | 2039 | Mitigation | 0.9 | 30 | 0 | esc | 0.063307 | 1.9787e-08 | 0.066847 | 2.0893e-08 | 0.066806 | 2.088e-08 | 0.063625 | 1.9886e-08
[120 empty] | 7.3.5.15 Identification and remediation of “at-risk species”WLDFRVegetation ContactBranch (OverHanging) | WLDFR | HFTD - Distribution - Tier 3 - 5QU CoRE ¦ 5QU LoRE | Non-Red Flag Warning - Large Fires | Vegetation Contact | Branch (OverHanging) | 2040 | 3.1255e-07 | 97.3625 | 3.0431e-05 | 2040 | Mitigation | 0.9 | 30 | 0 | esc | 0.063307 | 1.9787e-08 | 0.066847 | 2.0893e-08 | 0.066806 | 2.088e-08 | 0.063625 | 1.9886e-08
[120 empty] | 7.3.5.15 Identification and remediation of “at-risk species”WLDFRVegetation ContactBranch (OverHanging) | WLDFR | HFTD - Distribution - Tier 3 - 5QU CoRE ¦ 5QU LoRE | Non-Red Flag Warning - Large Fires | Vegetation Contact | Branch (OverHanging) | 2041 | 3.1255e-07 | 97.3625 | 3.0431e-05 | 2041 | Mitigation | 0.9 | 30 | 0 | esc | 0.063307 | 1.9787e-08 | 0.066847 | 2.0893e-08 | 0.066806 | 2.088e-08 | 0.063625 | 1.9886e-08
[120 empty] | 7.3.5.15 Identification and remediation of “at-risk species”WLDFRVegetation ContactBranch (OverHanging) | WLDFR | HFTD - Distribution - Tier 3 - 5QU CoRE ¦ 5QU LoRE | Non-Red Flag Warning - Large Fires | Vegetation Contact | Branch (OverHanging) | 2042 | 3.1255e-07 | 97.3625 | 3.0431e-05 | 2042 | Mitigation | 0.9 | 30 | 0 | esc | 0.063307 | 1.9787e-08 | 0.066847 | 2.0893e-08 | 0.066806 | 2.088e-08 | 0.063625 | 1.9886e-08
[120 empty] | 7.3.5.15 Identification and remediation of “at-risk species”WLDFRVegetation ContactBranch (OverHanging) | WLDFR | HFTD - Distribution - Tier 3 - 5QU CoRE ¦ 5QU LoRE | Non-Red Flag Warning - Large Fires | Vegetation Contact | Branch (OverHanging) | 2043 | 3.1255e-07 | 97.3625 | 3.0431e-05 | 2043 | Mitigation | 0.9 | 30 | 0 | esc | 0.063307 | 1.9787e-08 | 0.066847 | 2.0893e-08 | 0.066806 | 2.088e-08 | 0.063625 | 1.9886e-08
[120 empty] | 7.3.5.15 Identification and remediation of “at-risk species”WLDFRVegetation ContactBranch (OverHanging) | WLDFR | HFTD - Distribution - Tier 3 - 5QU CoRE ¦ 5QU LoRE | Non-Red Flag Warning - Large Fires | Vegetation Contact | Branch (OverHanging) | 2044 | 3.1255e-07 | 97.3625 | 3.0431e-05 | 2044 | Mitigation | 0.9 | 30 | 0 | esc | 0.063307 | 1.9787e-08 | 0.066847 | 2.0893e-08 | 0.066806 | 2.088e-08 | 0.063625 | 1.9886e-08
[120 empty] | 7.3.5.15 Identification and remediation of “at-risk species”WLDFRVegetation ContactBranch (OverHanging) | WLDFR | HFTD - Distribution - Tier 3 - 5QU CoRE ¦ 5QU LoRE | Non-Red Flag Warning - Large Fires | Vegetation Contact | Branch (OverHanging) | 2045 | 3.1255e-07 | 97.3625 | 3.0431e-05 | 2045 | Mitigation | 0.9 | 30 | 0 | esc | 0.063307 | 1.9787e-08 | 0.066847 | 2.0893e-08 | 0.066806 | 2.088e-08 | 0.063625 | 1.9886e-08
[120 empty] | 7.3.5.15 Identification and remediation of “at-risk species”WLDFRVegetation ContactBranch (OverHanging) | WLDFR | HFTD - Distribution - Tier 3 - 5QU CoRE ¦ 5QU LoRE | Non-Red Flag Warning - Large Fires | Vegetation Contact | Branch (OverHanging) | 2046 | 3.1255e-07 | 97.3625 | 3.0431e-05 | 2046 | Mitigation | 0.9 | 30 | 0 | esc | 0.063307 | 1.9787e-08 | 0.066847 | 2.0893e-08 | 0.066806 | 2.088e-08 | 0.063625 | 1.9886e-08
[120 empty] | 7.3.5.15 Identification and remediation of “at-risk species”WLDFRVegetation ContactBranch (OverHanging) | WLDFR | HFTD - Distribution - Tier 3 - 5QU CoRE ¦ 5QU LoRE | Non-Red Flag Warning - Large Fires | Vegetation Contact | Branch (OverHanging) | 2047 | 3.1255e-07 | 97.3625 | 3.0431e-05 | 2047 | Mitigation | 0.9 | 30 | 0 | esc | 0.063307 | 1.9787e-08 | 0.066847 | 2.0893e-08 | 0.066806 | 2.088e-08 | 0.063625 | 1.9886e-08
[120 empty] | 7.3.5.15 Identification and remediation of “at-risk species”WLDFRVegetation ContactBranch (OverHanging) | WLDFR | HFTD - Distribution - Tier 3 - 5QU CoRE ¦ 5QU LoRE | Non-Red Flag Warning - Large Fires | Vegetation Contact | Branch (OverHanging) | 2048 | 3.1255e-07 | 97.3625 | 3.0431e-05 | 2048 | Mitigation | 0.9 | 30 | 0 | esc | 0.063307 | 1.9787e-08 | 0.066847 | 2.0893e-08 | 0.066806 | 2.088e-08 | 0.063625 | 1.9886e-08
[120 empty] | 7.3.5.15 Identification and remediation of “at-risk species”WLDFRVegetation ContactBranch (OverHanging) | WLDFR | HFTD - Distribution - Tier 3 - 5QU CoRE ¦ 5QU LoRE | Non-Red Flag Warning - Large Fires | Vegetation Contact | Branch (OverHanging) | 2049 | 3.1255e-07 | 97.3625 | 3.0431e-05 | 2049 | Mitigation | 0.9 | 30 | 0 | esc | 0.063307 | 1.9787e-08 | 0.066847 | 2.0893e-08 | 0.066806 | 2.088e-08 | 0.063625 | 1.9886e-08
[120 empty] | 7.3.5.15 Identification and remediation of “at-risk species”WLDFRVegetation ContactBranch (OverHanging) | WLDFR | HFTD - Distribution - Tier 3 - 5QU CoRE ¦ 5QU LoRE | Non-Red Flag Warning - Large Fires | Vegetation Contact | Branch (OverHanging) | 2050 | 3.1255e-07 | 97.3625 | 3.0431e-05 | 2050 | Mitigation | 0.9 | 30 | 0 | esc | 0 | 0 | 0.066847 | 2.0893e-08 | 0.066806 | 2.088e-08 | 0.063625 | 1.9886e-08
[120 empty] | 7.3.5.15 Identification and remediation of “at-risk species”WLDFRVegetation ContactBranch (OverHanging) | WLDFR | HFTD - Distribution - Tier 3 - 5QU CoRE ¦ 5QU LoRE | Non-Red Flag Warning - Large Fires | Vegetation Contact | Branch (OverHanging) | 2051 | 3.1255e-07 | 97.3625 | 3.0431e-05 | 2051 | Mitigation | 0.9 | 30 | 0 | esc | 0 | 0 | 0 | 0 | 0.066806 | 2.088e-08 | 0.063625 | 1.9886e-08
[120 empty] | 7.3.5.15 Identification and remediation of “at-risk species”WLDFRVegetation ContactBranch (OverHanging) | WLDFR | HFTD - Distribution - Tier 3 - 5QU CoRE ¦ 5QU LoRE | Non-Red Flag Warning - Large Fires | Vegetation Contact | Branch (OverHanging) | 2052 | 3.1255e-07 | 97.3625 | 3.0431e-05 | 2052 | Mitigation | 0.9 | 30 | 0 | esc | 0 | 0 | 0 | 0 | 0 | 0 | 0.063625 | 1.9886e-08
[120 empty] | 7.3.5.15 Identification and remediation of “at-risk species”WLDFRVegetation ContactFell into (Moderate-Severe defect) | WLDFR | HFTD - Distribution - Tier 3 - 5QU CoRE ¦ 5QU LoRE | Non-Red Flag Warning - Large Fires | Vegetation Contact | Fell into (Moderate-Severe defect) | 2022 | 1.3116e-07 | 97.3625 | 1.277e-05 | 2022 | Mitigation | 0.95 | 1 | 0 | esc | 0 | 0 | 0 | 0 | 0.070518 | 9.2493e-09 | 0 | 0
[120 empty] | 7.3.5.15 Identification and remediation of “at-risk species”WLDFRVegetation ContactFell into (Moderate-Severe defect) | WLDFR | HFTD - Distribution - Tier 3 - 5QU CoRE ¦ 5QU LoRE | Non-Red Flag Warning - Large Fires | Vegetation Contact | Fell into (Moderate-Severe defect) | 2023 | 1.3116e-07 | 97.3625 | 1.277e-05 | 2023 | Mitigation | 0.95 | 1 | 0 | esc | 0 | 0 | 0 | 0 | 0 | 0 | 0.06716 | 8.8088e-09
[120 empty] | 7.3.5.15 Identification and remediation of “at-risk species”WLDFRVegetation ContactFell into (slight defect) | WLDFR | HFTD - Distribution - Tier 3 - 5QU CoRE ¦ 5QU LoRE | Non-Red Flag Warning - Large Fires | Vegetation Contact | Fell into (slight defect) | 2022 | 1.6984e-07 | 97.3625 | 1.6536e-05 | 2022 | Mitigation | 0.5 | 1 | 0 | esc | 0 | 0 | 0 | 0 | 0.037115 | 6.3035e-09 | 0 | 0
[120 empty] | 7.3.5.15 Identification and remediation of “at-risk species”WLDFRVegetation ContactFell into (slight defect) | WLDFR | HFTD - Distribution - Tier 3 - 5QU CoRE ¦ 5QU LoRE | Non-Red Flag Warning - Large Fires | Vegetation Contact | Fell into (slight defect) | 2023 | 1.6984e-07 | 97.3625 | 1.6536e-05 | 2023 | Mitigation | 0.5 | 1 | 0 | esc | 0 | 0 | 0 | 0 | 0 | 0 | 0.035347 | 6.0034e-09
[120 empty] | 7.3.5.15 Identification and remediation of “at-risk species”WLDFRVegetation ContactGrow Into | WLDFR | HFTD - Distribution - Tier 3 - 5QU CoRE ¦ 5QU LoRE | Non-Red Flag Warning - Large Fires | Vegetation Contact | Grow Into | 2022 | 1.4347e-08 | 97.3625 | 1.3968e-06 | 2022 | Mitigation | 0.5 | 1 | 0 | esc | 0 | 0 | 0 | 0 | 0.037115 | 5.3247e-10 | 0 | 0
[120 empty] | 7.3.5.15 Identification and remediation of “at-risk species”WLDFRVegetation ContactGrow Into | WLDFR | HFTD - Distribution - Tier 3 - 5QU CoRE ¦ 5QU LoRE | Non-Red Flag Warning - Large Fires | Vegetation Contact | Grow Into | 2023 | 1.4347e-08 | 97.3625 | 1.3968e-06 | 2023 | Mitigation | 0.5 | 1 | 0 | esc | 0 | 0 | 0 | 0 | 0 | 0 | 0.035347 | 5.0711e-10
[120 empty] | 7.3.5.15 Identification and remediation of “at-risk species”WLDFRVegetation ContactBranch (Not overhanging, 4-12ft) | WLDFR | HFTD - Distribution - Tier 3 - 5QU CoRE ¦ 5QU LoRE | Non-Red Flag Warning - Small Fires | Vegetation Contact | Branch (Not overhanging, 4-12ft) | 2022 | 5.8778e-06 | 97.3625 | 0.00057228 | 2022 | Mitigation | 0.5 | 30 | 0 | esc | 0.035171 | 2.0673e-07 | 0.037137 | 2.1828e-07 | 0.037115 | 2.1815e-07 | 0 | 0
[120 empty] | 7.3.5.15 Identification and remediation of “at-risk species”WLDFRVegetation ContactBranch (Not overhanging, 4-12ft) | WLDFR | HFTD - Distribution - Tier 3 - 5QU CoRE ¦ 5QU LoRE | Non-Red Flag Warning - Small Fires | Vegetation Contact | Branch (Not overhanging, 4-12ft) | 2023 | 5.8778e-06 | 97.3625 | 0.00057228 | 2023 | Mitigation | 0.5 | 30 | 0 | esc | 0.035171 | 2.0673e-07 | 0.037137 | 2.1828e-07 | 0.037115 | 2.1815e-07 | 0.035347 | 2.0776e-07
[120 empty] | 7.3.5.15 Identification and remediation of “at-risk species”WLDFRVegetation ContactBranch (Not overhanging, 4-12ft) | WLDFR | HFTD - Distribution - Tier 3 - 5QU CoRE ¦ 5QU LoRE | Non-Red Flag Warning - Small Fires | Vegetation Contact | Branch (Not overhanging, 4-12ft) | 2024 | 5.8778e-06 | 97.3625 | 0.00057228 | 2024 | Mitigation | 0.5 | 30 | 0 | esc | 0.035171 | 2.0673e-07 | 0.037137 | 2.1828e-07 | 0.037115 | 2.1815e-07 | 0.035347 | 2.0776e-07
[120 empty] | 7.3.5.15 Identification and remediation of “at-risk species”WLDFRVegetation ContactBranch (Not overhanging, 4-12ft) | WLDFR | HFTD - Distribution - Tier 3 - 5QU CoRE ¦ 5QU LoRE | Non-Red Flag Warning - Small Fires | Vegetation Contact | Branch (Not overhanging, 4-12ft) | 2025 | 5.8778e-06 | 97.3625 | 0.00057228 | 2025 | Mitigation | 0.5 | 30 | 0 | esc | 0.035171 | 2.0673e-07 | 0.037137 | 2.1828e-07 | 0.037115 | 2.1815e-07 | 0.035347 | 2.0776e-07
[120 empty] | 7.3.5.15 Identification and remediation of “at-risk species”WLDFRVegetation ContactBranch (Not overhanging, 4-12ft) | WLDFR | HFTD - Distribution - Tier 3 - 5QU CoRE ¦ 5QU LoRE | Non-Red Flag Warning - Small Fires | Vegetation Contact | Branch (Not overhanging, 4-12ft) | 2026 | 5.8778e-06 | 97.3625 | 0.00057228 | 2026 | Mitigation | 0.5 | 30 | 0 | esc | 0.035171 | 2.0673e-07 | 0.037137 | 2.1828e-07 | 0.037115 | 2.1815e-07 | 0.035347 | 2.0776e-07
[120 empty] | 7.3.5.15 Identification and remediation of “at-risk species”WLDFRVegetation ContactBranch (Not overhanging, 4-12ft) | WLDFR | HFTD - Distribution - Tier 3 - 5QU CoRE ¦ 5QU LoRE | Non-Red Flag Warning - Small Fires | Vegetation Contact | Branch (Not overhanging, 4-12ft) | 2027 | 5.8778e-06 | 97.3625 | 0.00057228 | 2027 | Mitigation | 0.5 | 30 | 0 | esc | 0.035171 | 2.0673e-07 | 0.037137 | 2.1828e-07 | 0.037115 | 2.1815e-07 | 0.035347 | 2.0776e-07
[120 empty] | 7.3.5.15 Identification and remediation of “at-risk species”WLDFRVegetation ContactBranch (Not overhanging, 4-12ft) | WLDFR | HFTD - Distribution - Tier 3 - 5QU CoRE ¦ 5QU LoRE | Non-Red Flag Warning - Small Fires | Vegetation Contact | Branch (Not overhanging, 4-12ft) | 2028 | 5.8778e-06 | 97.3625 | 0.00057228 | 2028 | Mitigation | 0.5 | 30 | 0 | esc | 0.035171 | 2.0673e-07 | 0.037137 | 2.1828e-07 | 0.037115 | 2.1815e-07 | 0.035347 | 2.0776e-07
[120 empty] | 7.3.5.15 Identification and remediation of “at-risk species”WLDFRVegetation ContactBranch (Not overhanging, 4-12ft) | WLDFR | HFTD - Distribution - Tier 3 - 5QU CoRE ¦ 5QU LoRE | Non-Red Flag Warning - Small Fires | Vegetation Contact | Branch (Not overhanging, 4-12ft) | 2029 | 5.8778e-06 | 97.3625 | 0.00057228 | 2029 | Mitigation | 0.5 | 30 | 0 | esc | 0.035171 | 2.0673e-07 | 0.037137 | 2.1828e-07 | 0.037115 | 2.1815e-07 | 0.035347 | 2.0776e-07
[120 empty] | 7.3.5.15 Identification and remediation of “at-risk species”WLDFRVegetation ContactBranch (Not overhanging, 4-12ft) | WLDFR | HFTD - Distribution - Tier 3 - 5QU CoRE ¦ 5QU LoRE | Non-Red Flag Warning - Small Fires | Vegetation Contact | Branch (Not overhanging, 4-12ft) | 2030 | 5.8778e-06 | 97.3625 | 0.00057228 | 2030 | Mitigation | 0.5 | 30 | 0 | esc | 0.035171 | 2.0673e-07 | 0.037137 | 2.1828e-07 | 0.037115 | 2.1815e-07 | 0.035347 | 2.0776e-07
[120 empty] | 7.3.5.15 Identification and remediation of “at-risk species”WLDFRVegetation ContactBranch (Not overhanging, 4-12ft) | WLDFR | HFTD - Distribution - Tier 3 - 5QU CoRE ¦ 5QU LoRE | Non-Red Flag Warning - Small Fires | Vegetation Contact | Branch (Not overhanging, 4-12ft) | 2031 | 5.8778e-06 | 97.3625 | 0.00057228 | 2031 | Mitigation | 0.5 | 30 | 0 | esc | 0.035171 | 2.0673e-07 | 0.037137 | 2.1828e-07 | 0.037115 | 2.1815e-07 | 0.035347 | 2.0776e-07
[120 empty] | 7.3.5.15 Identification and remediation of “at-risk species”WLDFRVegetation ContactBranch (Not overhanging, 4-12ft) | WLDFR | HFTD - Distribution - Tier 3 - 5QU CoRE ¦ 5QU LoRE | Non-Red Flag Warning - Small Fires | Vegetation Contact | Branch (Not overhanging, 4-12ft) | 2032 | 5.8778e-06 | 97.3625 | 0.00057228 | 2032 | Mitigation | 0.5 | 30 | 0 | esc | 0.035171 | 2.0673e-07 | 0.037137 | 2.1828e-07 | 0.037115 | 2.1815e-07 | 0.035347 | 2.0776e-07
[120 empty] | 7.3.5.15 Identification and remediation of “at-risk species”WLDFRVegetation ContactBranch (Not overhanging, 4-12ft) | WLDFR | HFTD - Distribution - Tier 3 - 5QU CoRE ¦ 5QU LoRE | Non-Red Flag Warning - Small Fires | Vegetation Contact | Branch (Not overhanging, 4-12ft) | 2033 | 5.8778e-06 | 97.3625 | 0.00057228 | 2033 | Mitigation | 0.5 | 30 | 0 | esc | 0.035171 | 2.0673e-07 | 0.037137 | 2.1828e-07 | 0.037115 | 2.1815e-07 | 0.035347 | 2.0776e-07
[120 empty] | 7.3.5.15 Identification and remediation of “at-risk species”WLDFRVegetation ContactBranch (Not overhanging, 4-12ft) | WLDFR | HFTD - Distribution - Tier 3 - 5QU CoRE ¦ 5QU LoRE | Non-Red Flag Warning - Small Fires | Vegetation Contact | Branch (Not overhanging, 4-12ft) | 2034 | 5.8778e-06 | 97.3625 | 0.00057228 | 2034 | Mitigation | 0.5 | 30 | 0 | esc | 0.035171 | 2.0673e-07 | 0.037137 | 2.1828e-07 | 0.037115 | 2.1815e-07 | 0.035347 | 2.0776e-07
[120 empty] | 7.3.5.15 Identification and remediation of “at-risk species”WLDFRVegetation ContactBranch (Not overhanging, 4-12ft) | WLDFR | HFTD - Distribution - Tier 3 - 5QU CoRE ¦ 5QU LoRE | Non-Red Flag Warning - Small Fires | Vegetation Contact | Branch (Not overhanging, 4-12ft) | 2035 | 5.8778e-06 | 97.3625 | 0.00057228 | 2035 | Mitigation | 0.5 | 30 | 0 | esc | 0.035171 | 2.0673e-07 | 0.037137 | 2.1828e-07 | 0.037115 | 2.1815e-07 | 0.035347 | 2.0776e-07
[120 empty] | 7.3.5.15 Identification and remediation of “at-risk species”WLDFRVegetation ContactBranch (Not overhanging, 4-12ft) | WLDFR | HFTD - Distribution - Tier 3 - 5QU CoRE ¦ 5QU LoRE | Non-Red Flag Warning - Small Fires | Vegetation Contact | Branch (Not overhanging, 4-12ft) | 2036 | 5.8778e-06 | 97.3625 | 0.00057228 | 2036 | Mitigation | 0.5 | 30 | 0 | esc | 0.035171 | 2.0673e-07 | 0.037137 | 2.1828e-07 | 0.037115 | 2.1815e-07 | 0.035347 | 2.0776e-07
[120 empty] | 7.3.5.15 Identification and remediation of “at-risk species”WLDFRVegetation ContactBranch (Not overhanging, 4-12ft) | WLDFR | HFTD - Distribution - Tier 3 - 5QU CoRE ¦ 5QU LoRE | Non-Red Flag Warning - Small Fires | Vegetation Contact | Branch (Not overhanging, 4-12ft) | 2037 | 5.8778e-06 | 97.3625 | 0.00057228 | 2037 | Mitigation | 0.5 | 30 | 0 | esc | 0.035171 | 2.0673e-07 | 0.037137 | 2.1828e-07 | 0.037115 | 2.1815e-07 | 0.035347 | 2.0776e-07
[120 empty] | 7.3.5.15 Identification and remediation of “at-risk species”WLDFRVegetation ContactBranch (Not overhanging, 4-12ft) | WLDFR | HFTD - Distribution - Tier 3 - 5QU CoRE ¦ 5QU LoRE | Non-Red Flag Warning - Small Fires | Vegetation Contact | Branch (Not overhanging, 4-12ft) | 2038 | 5.8778e-06 | 97.3625 | 0.00057228 | 2038 | Mitigation | 0.5 | 30 | 0 | esc | 0.035171 | 2.0673e-07 | 0.037137 | 2.1828e-07 | 0.037115 | 2.1815e-07 | 0.035347 | 2.0776e-07
[120 empty] | 7.3.5.15 Identification and remediation of “at-risk species”WLDFRVegetation ContactBranch (Not overhanging, 4-12ft) | WLDFR | HFTD - Distribution - Tier 3 - 5QU CoRE ¦ 5QU LoRE | Non-Red Flag Warning - Small Fires | Vegetation Contact | Branch (Not overhanging, 4-12ft) | 2039 | 5.8778e-06 | 97.3625 | 0.00057228 | 2039 | Mitigation | 0.5 | 30 | 0 | esc | 0.035171 | 2.0673e-07 | 0.037137 | 2.1828e-07 | 0.037115 | 2.1815e-07 | 0.035347 | 2.0776e-07
[120 empty] | 7.3.5.15 Identification and remediation of “at-risk species”WLDFRVegetation ContactBranch (Not overhanging, 4-12ft) | WLDFR | HFTD - Distribution - Tier 3 - 5QU CoRE ¦ 5QU LoRE | Non-Red Flag Warning - Small Fires | Vegetation Contact | Branch (Not overhanging, 4-12ft) | 2040 | 5.8778e-06 | 97.3625 | 0.00057228 | 2040 | Mitigation | 0.5 | 30 | 0 | esc | 0.035171 | 2.0673e-07 | 0.037137 | 2.1828e-07 | 0.037115 | 2.1815e-07 | 0.035347 | 2.0776e-07
[120 empty] | 7.3.5.15 Identification and remediation of “at-risk species”WLDFRVegetation ContactBranch (Not overhanging, 4-12ft) | WLDFR | HFTD - Distribution - Tier 3 - 5QU CoRE ¦ 5QU LoRE | Non-Red Flag Warning - Small Fires | Vegetation Contact | Branch (Not overhanging, 4-12ft) | 2041 | 5.8778e-06 | 97.3625 | 0.00057228 | 2041 | Mitigation | 0.5 | 30 | 0 | esc | 0.035171 | 2.0673e-07 | 0.037137 | 2.1828e-07 | 0.037115 | 2.1815e-07 | 0.035347 | 2.0776e-07
[120 empty] | 7.3.5.15 Identification and remediation of “at-risk species”WLDFRVegetation ContactBranch (Not overhanging, 4-12ft) | WLDFR | HFTD - Distribution - Tier 3 - 5QU CoRE ¦ 5QU LoRE | Non-Red Flag Warning - Small Fires | Vegetation Contact | Branch (Not overhanging, 4-12ft) | 2042 | 5.8778e-06 | 97.3625 | 0.00057228 | 2042 | Mitigation | 0.5 | 30 | 0 | esc | 0.035171 | 2.0673e-07 | 0.037137 | 2.1828e-07 | 0.037115 | 2.1815e-07 | 0.035347 | 2.0776e-07
[120 empty] | 7.3.5.15 Identification and remediation of “at-risk species”WLDFRVegetation ContactBranch (Not overhanging, 4-12ft) | WLDFR | HFTD - Distribution - Tier 3 - 5QU CoRE ¦ 5QU LoRE | Non-Red Flag Warning - Small Fires | Vegetation Contact | Branch (Not overhanging, 4-12ft) | 2043 | 5.8778e-06 | 97.3625 | 0.00057228 | 2043 | Mitigation | 0.5 | 30 | 0 | esc | 0.035171 | 2.0673e-07 | 0.037137 | 2.1828e-07 | 0.037115 | 2.1815e-07 | 0.035347 | 2.0776e-07
[120 empty] | 7.3.5.15 Identification and remediation of “at-risk species”WLDFRVegetation ContactBranch (Not overhanging, 4-12ft) | WLDFR | HFTD - Distribution - Tier 3 - 5QU CoRE ¦ 5QU LoRE | Non-Red Flag Warning - Small Fires | Vegetation Contact | Branch (Not overhanging, 4-12ft) | 2044 | 5.8778e-06 | 97.3625 | 0.00057228 | 2044 | Mitigation | 0.5 | 30 | 0 | esc | 0.035171 | 2.0673e-07 | 0.037137 | 2.1828e-07 | 0.037115 | 2.1815e-07 | 0.035347 | 2.0776e-07
[120 empty] | 7.3.5.15 Identification and remediation of “at-risk species”WLDFRVegetation ContactBranch (Not overhanging, 4-12ft) | WLDFR | HFTD - Distribution - Tier 3 - 5QU CoRE ¦ 5QU LoRE | Non-Red Flag Warning - Small Fires | Vegetation Contact | Branch (Not overhanging, 4-12ft) | 2045 | 5.8778e-06 | 97.3625 | 0.00057228 | 2045 | Mitigation | 0.5 | 30 | 0 | esc | 0.035171 | 2.0673e-07 | 0.037137 | 2.1828e-07 | 0.037115 | 2.1815e-07 | 0.035347 | 2.0776e-07
[120 empty] | 7.3.5.15 Identification and remediation of “at-risk species”WLDFRVegetation ContactBranch (Not overhanging, 4-12ft) | WLDFR | HFTD - Distribution - Tier 3 - 5QU CoRE ¦ 5QU LoRE | Non-Red Flag Warning - Small Fires | Vegetation Contact | Branch (Not overhanging, 4-12ft) | 2046 | 5.8778e-06 | 97.3625 | 0.00057228 | 2046 | Mitigation | 0.5 | 30 | 0 | esc | 0.035171 | 2.0673e-07 | 0.037137 | 2.1828e-07 | 0.037115 | 2.1815e-07 | 0.035347 | 2.0776e-07
[120 empty] | 7.3.5.15 Identification and remediation of “at-risk species”WLDFRVegetation ContactBranch (Not overhanging, 4-12ft) | WLDFR | HFTD - Distribution - Tier 3 - 5QU CoRE ¦ 5QU LoRE | Non-Red Flag Warning - Small Fires | Vegetation Contact | Branch (Not overhanging, 4-12ft) | 2047 | 5.8778e-06 | 97.3625 | 0.00057228 | 2047 | Mitigation | 0.5 | 30 | 0 | esc | 0.035171 | 2.0673e-07 | 0.037137 | 2.1828e-07 | 0.037115 | 2.1815e-07 | 0.035347 | 2.0776e-07
[120 empty] | 7.3.5.15 Identification and remediation of “at-risk species”WLDFRVegetation ContactBranch (Not overhanging, 4-12ft) | WLDFR | HFTD - Distribution - Tier 3 - 5QU CoRE ¦ 5QU LoRE | Non-Red Flag Warning - Small Fires | Vegetation Contact | Branch (Not overhanging, 4-12ft) | 2048 | 5.8778e-06 | 97.3625 | 0.00057228 | 2048 | Mitigation | 0.5 | 30 | 0 | esc | 0.035171 | 2.0673e-07 | 0.037137 | 2.1828e-07 | 0.037115 | 2.1815e-07 | 0.035347 | 2.0776e-07
[120 empty] | 7.3.5.15 Identification and remediation of “at-risk species”WLDFRVegetation ContactBranch (Not overhanging, 4-12ft) | WLDFR | HFTD - Distribution - Tier 3 - 5QU CoRE ¦ 5QU LoRE | Non-Red Flag Warning - Small Fires | Vegetation Contact | Branch (Not overhanging, 4-12ft) | 2049 | 5.8778e-06 | 97.3625 | 0.00057228 | 2049 | Mitigation | 0.5 | 30 | 0 | esc | 0.035171 | 2.0673e-07 | 0.037137 | 2.1828e-07 | 0.037115 | 2.1815e-07 | 0.035347 | 2.0776e-07
[120 empty] | 7.3.5.15 Identification and remediation of “at-risk species”WLDFRVegetation ContactBranch (Not overhanging, 4-12ft) | WLDFR | HFTD - Distribution - Tier 3 - 5QU CoRE ¦ 5QU LoRE | Non-Red Flag Warning - Small Fires | Vegetation Contact | Branch (Not overhanging, 4-12ft) | 2050 | 5.8778e-06 | 97.3625 | 0.00057228 | 2050 | Mitigation | 0.5 | 30 | 0 | esc | 0 | 0 | 0.037137 | 2.1828e-07 | 0.037115 | 2.1815e-07 | 0.035347 | 2.0776e-07
[120 empty] | 7.3.5.15 Identification and remediation of “at-risk species”WLDFRVegetation ContactBranch (Not overhanging, 4-12ft) | WLDFR | HFTD - Distribution - Tier 3 - 5QU CoRE ¦ 5QU LoRE | Non-Red Flag Warning - Small Fires | Vegetation Contact | Branch (Not overhanging, 4-12ft) | 2051 | 5.8778e-06 | 97.3625 | 0.00057228 | 2051 | Mitigation | 0.5 | 30 | 0 | esc | 0 | 0 | 0 | 0 | 0.037115 | 2.1815e-07 | 0.035347 | 2.0776e-07
[120 empty] | 7.3.5.15 Identification and remediation of “at-risk species”WLDFRVegetation ContactBranch (Not overhanging, 4-12ft) | WLDFR | HFTD - Distribution - Tier 3 - 5QU CoRE ¦ 5QU LoRE | Non-Red Flag Warning - Small Fires | Vegetation Contact | Branch (Not overhanging, 4-12ft) | 2052 | 5.8778e-06 | 97.3625 | 0.00057228 | 2052 | Mitigation | 0.5 | 30 | 0 | esc | 0 | 0 | 0 | 0 | 0 | 0 | 0.035347 | 2.0776e-07
[120 empty] | 7.3.5.15 Identification and remediation of “at-risk species”WLDFRVegetation ContactBranch (Not overhanging, within 4ft) | WLDFR | HFTD - Distribution - Tier 3 - 5QU CoRE ¦ 5QU LoRE | Non-Red Flag Warning - Small Fires | Vegetation Contact | Branch (Not overhanging, within 4ft) | 2022 | 2.8232e-06 | 97.3625 | 0.00027487 | 2022 | Mitigation | 0.9 | 30 | 0 | esc | 0.063307 | 1.7873e-07 | 0.066847 | 1.8872e-07 | 0.066806 | 1.8861e-07 | 0 | 0
[120 empty] | 7.3.5.15 Identification and remediation of “at-risk species”WLDFRVegetation ContactBranch (Not overhanging, within 4ft) | WLDFR | HFTD - Distribution - Tier 3 - 5QU CoRE ¦ 5QU LoRE | Non-Red Flag Warning - Small Fires | Vegetation Contact | Branch (Not overhanging, within 4ft) | 2023 | 2.8232e-06 | 97.3625 | 0.00027487 | 2023 | Mitigation | 0.9 | 30 | 0 | esc | 0.063307 | 1.7873e-07 | 0.066847 | 1.8872e-07 | 0.066806 | 1.8861e-07 | 0.063625 | 1.7963e-07
[120 empty] | 7.3.5.15 Identification and remediation of “at-risk species”WLDFRVegetation ContactBranch (Not overhanging, within 4ft) | WLDFR | HFTD - Distribution - Tier 3 - 5QU CoRE ¦ 5QU LoRE | Non-Red Flag Warning - Small Fires | Vegetation Contact | Branch (Not overhanging, within 4ft) | 2024 | 2.8232e-06 | 97.3625 | 0.00027487 | 2024 | Mitigation | 0.9 | 30 | 0 | esc | 0.063307 | 1.7873e-07 | 0.066847 | 1.8872e-07 | 0.066806 | 1.8861e-07 | 0.063625 | 1.7963e-07
[120 empty] | 7.3.5.15 Identification and remediation of “at-risk species”WLDFRVegetation ContactBranch (Not overhanging, within 4ft) | WLDFR | HFTD - Distribution - Tier 3 - 5QU CoRE ¦ 5QU LoRE | Non-Red Flag Warning - Small Fires | Vegetation Contact | Branch (Not overhanging, within 4ft) | 2025 | 2.8232e-06 | 97.3625 | 0.00027487 | 2025 | Mitigation | 0.9 | 30 | 0 | esc | 0.063307 | 1.7873e-07 | 0.066847 | 1.8872e-07 | 0.066806 | 1.8861e-07 | 0.063625 | 1.7963e-07
[120 empty] | 7.3.5.15 Identification and remediation of “at-risk species”WLDFRVegetation ContactBranch (Not overhanging, within 4ft) | WLDFR | HFTD - Distribution - Tier 3 - 5QU CoRE ¦ 5QU LoRE | Non-Red Flag Warning - Small Fires | Vegetation Contact | Branch (Not overhanging, within 4ft) | 2026 | 2.8232e-06 | 97.3625 | 0.00027487 | 2026 | Mitigation | 0.9 | 30 | 0 | esc | 0.063307 | 1.7873e-07 | 0.066847 | 1.8872e-07 | 0.066806 | 1.8861e-07 | 0.063625 | 1.7963e-07
[120 empty] | 7.3.5.15 Identification and remediation of “at-risk species”WLDFRVegetation ContactBranch (Not overhanging, within 4ft) | WLDFR | HFTD - Distribution - Tier 3 - 5QU CoRE ¦ 5QU LoRE | Non-Red Flag Warning - Small Fires | Vegetation Contact | Branch (Not overhanging, within 4ft) | 2027 | 2.8232e-06 | 97.3625 | 0.00027487 | 2027 | Mitigation | 0.9 | 30 | 0 | esc | 0.063307 | 1.7873e-07 | 0.066847 | 1.8872e-07 | 0.066806 | 1.8861e-07 | 0.063625 | 1.7963e-07
[120 empty] | 7.3.5.15 Identification and remediation of “at-risk species”WLDFRVegetation ContactBranch (Not overhanging, within 4ft) | WLDFR | HFTD - Distribution - Tier 3 - 5QU CoRE ¦ 5QU LoRE | Non-Red Flag Warning - Small Fires | Vegetation Contact | Branch (Not overhanging, within 4ft) | 2028 | 2.8232e-06 | 97.3625 | 0.00027487 | 2028 | Mitigation | 0.9 | 30 | 0 | esc | 0.063307 | 1.7873e-07 | 0.066847 | 1.8872e-07 | 0.066806 | 1.8861e-07 | 0.063625 | 1.7963e-07
[120 empty] | 7.3.5.15 Identification and remediation of “at-risk species”WLDFRVegetation ContactBranch (Not overhanging, within 4ft) | WLDFR | HFTD - Distribution - Tier 3 - 5QU CoRE ¦ 5QU LoRE | Non-Red Flag Warning - Small Fires | Vegetation Contact | Branch (Not overhanging, within 4ft) | 2029 | 2.8232e-06 | 97.3625 | 0.00027487 | 2029 | Mitigation | 0.9 | 30 | 0 | esc | 0.063307 | 1.7873e-07 | 0.066847 | 1.8872e-07 | 0.066806 | 1.8861e-07 | 0.063625 | 1.7963e-07
[120 empty] | 7.3.5.15 Identification and remediation of “at-risk species”WLDFRVegetation ContactBranch (Not overhanging, within 4ft) | WLDFR | HFTD - Distribution - Tier 3 - 5QU CoRE ¦ 5QU LoRE | Non-Red Flag Warning - Small Fires | Vegetation Contact | Branch (Not overhanging, within 4ft) | 2030 | 2.8232e-06 | 97.3625 | 0.00027487 | 2030 | Mitigation | 0.9 | 30 | 0 | esc | 0.063307 | 1.7873e-07 | 0.066847 | 1.8872e-07 | 0.066806 | 1.8861e-07 | 0.063625 | 1.7963e-07
[120 empty] | 7.3.5.15 Identification and remediation of “at-risk species”WLDFRVegetation ContactBranch (Not overhanging, within 4ft) | WLDFR | HFTD - Distribution - Tier 3 - 5QU CoRE ¦ 5QU LoRE | Non-Red Flag Warning - Small Fires | Vegetation Contact | Branch (Not overhanging, within 4ft) | 2031 | 2.8232e-06 | 97.3625 | 0.00027487 | 2031 | Mitigation | 0.9 | 30 | 0 | esc | 0.063307 | 1.7873e-07 | 0.066847 | 1.8872e-07 | 0.066806 | 1.8861e-07 | 0.063625 | 1.7963e-07
[120 empty] | 7.3.5.15 Identification and remediation of “at-risk species”WLDFRVegetation ContactBranch (Not overhanging, within 4ft) | WLDFR | HFTD - Distribution - Tier 3 - 5QU CoRE ¦ 5QU LoRE | Non-Red Flag Warning - Small Fires | Vegetation Contact | Branch (Not overhanging, within 4ft) | 2032 | 2.8232e-06 | 97.3625 | 0.00027487 | 2032 | Mitigation | 0.9 | 30 | 0 | esc | 0.063307 | 1.7873e-07 | 0.066847 | 1.8872e-07 | 0.066806 | 1.8861e-07 | 0.063625 | 1.7963e-07
[120 empty] | 7.3.5.15 Identification and remediation of “at-risk species”WLDFRVegetation ContactBranch (Not overhanging, within 4ft) | WLDFR | HFTD - Distribution - Tier 3 - 5QU CoRE ¦ 5QU LoRE | Non-Red Flag Warning - Small Fires | Vegetation Contact | Branch (Not overhanging, within 4ft) | 2033 | 2.8232e-06 | 97.3625 | 0.00027487 | 2033 | Mitigation | 0.9 | 30 | 0 | esc | 0.063307 | 1.7873e-07 | 0.066847 | 1.8872e-07 | 0.066806 | 1.8861e-07 | 0.063625 | 1.7963e-07
[120 empty] | 7.3.5.15 Identification and remediation of “at-risk species”WLDFRVegetation ContactBranch (Not overhanging, within 4ft) | WLDFR | HFTD - Distribution - Tier 3 - 5QU CoRE ¦ 5QU LoRE | Non-Red Flag Warning - Small Fires | Vegetation Contact | Branch (Not overhanging, within 4ft) | 2034 | 2.8232e-06 | 97.3625 | 0.00027487 | 2034 | Mitigation | 0.9 | 30 | 0 | esc | 0.063307 | 1.7873e-07 | 0.066847 | 1.8872e-07 | 0.066806 | 1.8861e-07 | 0.063625 | 1.7963e-07
[120 empty] | 7.3.5.15 Identification and remediation of “at-risk species”WLDFRVegetation ContactBranch (Not overhanging, within 4ft) | WLDFR | HFTD - Distribution - Tier 3 - 5QU CoRE ¦ 5QU LoRE | Non-Red Flag Warning - Small Fires | Vegetation Contact | Branch (Not overhanging, within 4ft) | 2035 | 2.8232e-06 | 97.3625 | 0.00027487 | 2035 | Mitigation | 0.9 | 30 | 0 | esc | 0.063307 | 1.7873e-07 | 0.066847 | 1.8872e-07 | 0.066806 | 1.8861e-07 | 0.063625 | 1.7963e-07
[120 empty] | 7.3.5.15 Identification and remediation of “at-risk species”WLDFRVegetation ContactBranch (Not overhanging, within 4ft) | WLDFR | HFTD - Distribution - Tier 3 - 5QU CoRE ¦ 5QU LoRE | Non-Red Flag Warning - Small Fires | Vegetation Contact | Branch (Not overhanging, within 4ft) | 2036 | 2.8232e-06 | 97.3625 | 0.00027487 | 2036 | Mitigation | 0.9 | 30 | 0 | esc | 0.063307 | 1.7873e-07 | 0.066847 | 1.8872e-07 | 0.066806 | 1.8861e-07 | 0.063625 | 1.7963e-07
[120 empty] | 7.3.5.15 Identification and remediation of “at-risk species”WLDFRVegetation ContactBranch (Not overhanging, within 4ft) | WLDFR | HFTD - Distribution - Tier 3 - 5QU CoRE ¦ 5QU LoRE | Non-Red Flag Warning - Small Fires | Vegetation Contact | Branch (Not overhanging, within 4ft) | 2037 | 2.8232e-06 | 97.3625 | 0.00027487 | 2037 | Mitigation | 0.9 | 30 | 0 | esc | 0.063307 | 1.7873e-07 | 0.066847 | 1.8872e-07 | 0.066806 | 1.8861e-07 | 0.063625 | 1.7963e-07
[120 empty] | 7.3.5.15 Identification and remediation of “at-risk species”WLDFRVegetation ContactBranch (Not overhanging, within 4ft) | WLDFR | HFTD - Distribution - Tier 3 - 5QU CoRE ¦ 5QU LoRE | Non-Red Flag Warning - Small Fires | Vegetation Contact | Branch (Not overhanging, within 4ft) | 2038 | 2.8232e-06 | 97.3625 | 0.00027487 | 2038 | Mitigation | 0.9 | 30 | 0 | esc | 0.063307 | 1.7873e-07 | 0.066847 | 1.8872e-07 | 0.066806 | 1.8861e-07 | 0.063625 | 1.7963e-07
[120 empty] | 7.3.5.15 Identification and remediation of “at-risk species”WLDFRVegetation ContactBranch (Not overhanging, within 4ft) | WLDFR | HFTD - Distribution - Tier 3 - 5QU CoRE ¦ 5QU LoRE | Non-Red Flag Warning - Small Fires | Vegetation Contact | Branch (Not overhanging, within 4ft) | 2039 | 2.8232e-06 | 97.3625 | 0.00027487 | 2039 | Mitigation | 0.9 | 30 | 0 | esc | 0.063307 | 1.7873e-07 | 0.066847 | 1.8872e-07 | 0.066806 | 1.8861e-07 | 0.063625 | 1.7963e-07
[120 empty] | 7.3.5.15 Identification and remediation of “at-risk species”WLDFRVegetation ContactBranch (Not overhanging, within 4ft) | WLDFR | HFTD - Distribution - Tier 3 - 5QU CoRE ¦ 5QU LoRE | Non-Red Flag Warning - Small Fires | Vegetation Contact | Branch (Not overhanging, within 4ft) | 2040 | 2.8232e-06 | 97.3625 | 0.00027487 | 2040 | Mitigation | 0.9 | 30 | 0 | esc | 0.063307 | 1.7873e-07 | 0.066847 | 1.8872e-07 | 0.066806 | 1.8861e-07 | 0.063625 | 1.7963e-07
[120 empty] | 7.3.5.15 Identification and remediation of “at-risk species”WLDFRVegetation ContactBranch (Not overhanging, within 4ft) | WLDFR | HFTD - Distribution - Tier 3 - 5QU CoRE ¦ 5QU LoRE | Non-Red Flag Warning - Small Fires | Vegetation Contact | Branch (Not overhanging, within 4ft) | 2041 | 2.8232e-06 | 97.3625 | 0.00027487 | 2041 | Mitigation | 0.9 | 30 | 0 | esc | 0.063307 | 1.7873e-07 | 0.066847 | 1.8872e-07 | 0.066806 | 1.8861e-07 | 0.063625 | 1.7963e-07
[120 empty] | 7.3.5.15 Identification and remediation of “at-risk species”WLDFRVegetation ContactBranch (Not overhanging, within 4ft) | WLDFR | HFTD - Distribution - Tier 3 - 5QU CoRE ¦ 5QU LoRE | Non-Red Flag Warning - Small Fires | Vegetation Contact | Branch (Not overhanging, within 4ft) | 2042 | 2.8232e-06 | 97.3625 | 0.00027487 | 2042 | Mitigation | 0.9 | 30 | 0 | esc | 0.063307 | 1.7873e-07 | 0.066847 | 1.8872e-07 | 0.066806 | 1.8861e-07 | 0.063625 | 1.7963e-07
[120 empty] | 7.3.5.15 Identification and remediation of “at-risk species”WLDFRVegetation ContactBranch (Not overhanging, within 4ft) | WLDFR | HFTD - Distribution - Tier 3 - 5QU CoRE ¦ 5QU LoRE | Non-Red Flag Warning - Small Fires | Vegetation Contact | Branch (Not overhanging, within 4ft) | 2043 | 2.8232e-06 | 97.3625 | 0.00027487 | 2043 | Mitigation | 0.9 | 30 | 0 | esc | 0.063307 | 1.7873e-07 | 0.066847 | 1.8872e-07 | 0.066806 | 1.8861e-07 | 0.063625 | 1.7963e-07
[120 empty] | 7.3.5.15 Identification and remediation of “at-risk species”WLDFRVegetation ContactBranch (Not overhanging, within 4ft) | WLDFR | HFTD - Distribution - Tier 3 - 5QU CoRE ¦ 5QU LoRE | Non-Red Flag Warning - Small Fires | Vegetation Contact | Branch (Not overhanging, within 4ft) | 2044 | 2.8232e-06 | 97.3625 | 0.00027487 | 2044 | Mitigation | 0.9 | 30 | 0 | esc | 0.063307 | 1.7873e-07 | 0.066847 | 1.8872e-07 | 0.066806 | 1.8861e-07 | 0.063625 | 1.7963e-07
[120 empty] | 7.3.5.15 Identification and remediation of “at-risk species”WLDFRVegetation ContactBranch (Not overhanging, within 4ft) | WLDFR | HFTD - Distribution - Tier 3 - 5QU CoRE ¦ 5QU LoRE | Non-Red Flag Warning - Small Fires | Vegetation Contact | Branch (Not overhanging, within 4ft) | 2045 | 2.8232e-06 | 97.3625 | 0.00027487 | 2045 | Mitigation | 0.9 | 30 | 0 | esc | 0.063307 | 1.7873e-07 | 0.066847 | 1.8872e-07 | 0.066806 | 1.8861e-07 | 0.063625 | 1.7963e-07
[120 empty] | 7.3.5.15 Identification and remediation of “at-risk species”WLDFRVegetation ContactBranch (Not overhanging, within 4ft) | WLDFR | HFTD - Distribution - Tier 3 - 5QU CoRE ¦ 5QU LoRE | Non-Red Flag Warning - Small Fires | Vegetation Contact | Branch (Not overhanging, within 4ft) | 2046 | 2.8232e-06 | 97.3625 | 0.00027487 | 2046 | Mitigation | 0.9 | 30 | 0 | esc | 0.063307 | 1.7873e-07 | 0.066847 | 1.8872e-07 | 0.066806 | 1.8861e-07 | 0.063625 | 1.7963e-07
[120 empty] | 7.3.5.15 Identification and remediation of “at-risk species”WLDFRVegetation ContactBranch (Not overhanging, within 4ft) | WLDFR | HFTD - Distribution - Tier 3 - 5QU CoRE ¦ 5QU LoRE | Non-Red Flag Warning - Small Fires | Vegetation Contact | Branch (Not overhanging, within 4ft) | 2047 | 2.8232e-06 | 97.3625 | 0.00027487 | 2047 | Mitigation | 0.9 | 30 | 0 | esc | 0.063307 | 1.7873e-07 | 0.066847 | 1.8872e-07 | 0.066806 | 1.8861e-07 | 0.063625 | 1.7963e-07
[120 empty] | 7.3.5.15 Identification and remediation of “at-risk species”WLDFRVegetation ContactBranch (Not overhanging, within 4ft) | WLDFR | HFTD - Distribution - Tier 3 - 5QU CoRE ¦ 5QU LoRE | Non-Red Flag Warning - Small Fires | Vegetation Contact | Branch (Not overhanging, within 4ft) | 2048 | 2.8232e-06 | 97.3625 | 0.00027487 | 2048 | Mitigation | 0.9 | 30 | 0 | esc | 0.063307 | 1.7873e-07 | 0.066847 | 1.8872e-07 | 0.066806 | 1.8861e-07 | 0.063625 | 1.7963e-07
[120 empty] | 7.3.5.15 Identification and remediation of “at-risk species”WLDFRVegetation ContactBranch (Not overhanging, within 4ft) | WLDFR | HFTD - Distribution - Tier 3 - 5QU CoRE ¦ 5QU LoRE | Non-Red Flag Warning - Small Fires | Vegetation Contact | Branch (Not overhanging, within 4ft) | 2049 | 2.8232e-06 | 97.3625 | 0.00027487 | 2049 | Mitigation | 0.9 | 30 | 0 | esc | 0.063307 | 1.7873e-07 | 0.066847 | 1.8872e-07 | 0.066806 | 1.8861e-07 | 0.063625 | 1.7963e-07
[120 empty] | 7.3.5.15 Identification and remediation of “at-risk species”WLDFRVegetation ContactBranch (Not overhanging, within 4ft) | WLDFR | HFTD - Distribution - Tier 3 - 5QU CoRE ¦ 5QU LoRE | Non-Red Flag Warning - Small Fires | Vegetation Contact | Branch (Not overhanging, within 4ft) | 2050 | 2.8232e-06 | 97.3625 | 0.00027487 | 2050 | Mitigation | 0.9 | 30 | 0 | esc | 0 | 0 | 0.066847 | 1.8872e-07 | 0.066806 | 1.8861e-07 | 0.063625 | 1.7963e-07
[120 empty] | 7.3.5.15 Identification and remediation of “at-risk species”WLDFRVegetation ContactBranch (Not overhanging, within 4ft) | WLDFR | HFTD - Distribution - Tier 3 - 5QU CoRE ¦ 5QU LoRE | Non-Red Flag Warning - Small Fires | Vegetation Contact | Branch (Not overhanging, within 4ft) | 2051 | 2.8232e-06 | 97.3625 | 0.00027487 | 2051 | Mitigation | 0.9 | 30 | 0 | esc | 0 | 0 | 0 | 0 | 0.066806 | 1.8861e-07 | 0.063625 | 1.7963e-07
[120 empty] | 7.3.5.15 Identification and remediation of “at-risk species”WLDFRVegetation ContactBranch (Not overhanging, within 4ft) | WLDFR | HFTD - Distribution - Tier 3 - 5QU CoRE ¦ 5QU LoRE | Non-Red Flag Warning - Small Fires | Vegetation Contact | Branch (Not overhanging, within 4ft) | 2052 | 2.8232e-06 | 97.3625 | 0.00027487 | 2052 | Mitigation | 0.9 | 30 | 0 | esc | 0 | 0 | 0 | 0 | 0 | 0 | 0.063625 | 1.7963e-07
[120 empty] | 7.3.5.15 Identification and remediation of “at-risk species”WLDFRVegetation ContactBranch (OverHanging) | WLDFR | HFTD - Distribution - Tier 3 - 5QU CoRE ¦ 5QU LoRE | Non-Red Flag Warning - Small Fires | Vegetation Contact | Branch (OverHanging) | 2022 | 0.00013402 | 97.3625 | 0.013048 | 2022 | Mitigation | 0.9 | 30 | 0 | esc | 0.063307 | 8.4842e-06 | 0.066847 | 8.9586e-06 | 0.066806 | 8.9532e-06 | 0 | 0
[120 empty] | 7.3.5.15 Identification and remediation of “at-risk species”WLDFRVegetation ContactBranch (OverHanging) | WLDFR | HFTD - Distribution - Tier 3 - 5QU CoRE ¦ 5QU LoRE | Non-Red Flag Warning - Small Fires | Vegetation Contact | Branch (OverHanging) | 2023 | 0.00013402 | 97.3625 | 0.013048 | 2023 | Mitigation | 0.9 | 30 | 0 | esc | 0.063307 | 8.4842e-06 | 0.066847 | 8.9586e-06 | 0.066806 | 8.9532e-06 | 0.063625 | 8.5268e-06
[120 empty] | 7.3.5.15 Identification and remediation of “at-risk species”WLDFRVegetation ContactBranch (OverHanging) | WLDFR | HFTD - Distribution - Tier 3 - 5QU CoRE ¦ 5QU LoRE | Non-Red Flag Warning - Small Fires | Vegetation Contact | Branch (OverHanging) | 2024 | 0.00013402 | 97.3625 | 0.013048 | 2024 | Mitigation | 0.9 | 30 | 0 | esc | 0.063307 | 8.4842e-06 | 0.066847 | 8.9586e-06 | 0.066806 | 8.9532e-06 | 0.063625 | 8.5268e-06
[120 empty] | 7.3.5.15 Identification and remediation of “at-risk species”WLDFRVegetation ContactBranch (OverHanging) | WLDFR | HFTD - Distribution - Tier 3 - 5QU CoRE ¦ 5QU LoRE | Non-Red Flag Warning - Small Fires | Vegetation Contact | Branch (OverHanging) | 2025 | 0.00013402 | 97.3625 | 0.013048 | 2025 | Mitigation | 0.9 | 30 | 0 | esc | 0.063307 | 8.4842e-06 | 0.066847 | 8.9586e-06 | 0.066806 | 8.9532e-06 | 0.063625 | 8.5268e-06
[120 empty] | 7.3.5.15 Identification and remediation of “at-risk species”WLDFRVegetation ContactBranch (OverHanging) | WLDFR | HFTD - Distribution - Tier 3 - 5QU CoRE ¦ 5QU LoRE | Non-Red Flag Warning - Small Fires | Vegetation Contact | Branch (OverHanging) | 2026 | 0.00013402 | 97.3625 | 0.013048 | 2026 | Mitigation | 0.9 | 30 | 0 | esc | 0.063307 | 8.4842e-06 | 0.066847 | 8.9586e-06 | 0.066806 | 8.9532e-06 | 0.063625 | 8.5268e-06
[120 empty] | 7.3.5.15 Identification and remediation of “at-risk species”WLDFRVegetation ContactBranch (OverHanging) | WLDFR | HFTD - Distribution - Tier 3 - 5QU CoRE ¦ 5QU LoRE | Non-Red Flag Warning - Small Fires | Vegetation Contact | Branch (OverHanging) | 2027 | 0.00013402 | 97.3625 | 0.013048 | 2027 | Mitigation | 0.9 | 30 | 0 | esc | 0.063307 | 8.4842e-06 | 0.066847 | 8.9586e-06 | 0.066806 | 8.9532e-06 | 0.063625 | 8.5268e-06
[120 empty] | 7.3.5.15 Identification and remediation of “at-risk species”WLDFRVegetation ContactBranch (OverHanging) | WLDFR | HFTD - Distribution - Tier 3 - 5QU CoRE ¦ 5QU LoRE | Non-Red Flag Warning - Small Fires | Vegetation Contact | Branch (OverHanging) | 2028 | 0.00013402 | 97.3625 | 0.013048 | 2028 | Mitigation | 0.9 | 30 | 0 | esc | 0.063307 | 8.4842e-06 | 0.066847 | 8.9586e-06 | 0.066806 | 8.9532e-06 | 0.063625 | 8.5268e-06
[120 empty] | 7.3.5.15 Identification and remediation of “at-risk species”WLDFRVegetation ContactBranch (OverHanging) | WLDFR | HFTD - Distribution - Tier 3 - 5QU CoRE ¦ 5QU LoRE | Non-Red Flag Warning - Small Fires | Vegetation Contact | Branch (OverHanging) | 2029 | 0.00013402 | 97.3625 | 0.013048 | 2029 | Mitigation | 0.9 | 30 | 0 | esc | 0.063307 | 8.4842e-06 | 0.066847 | 8.9586e-06 | 0.066806 | 8.9532e-06 | 0.063625 | 8.5268e-06
[120 empty] | 7.3.5.15 Identification and remediation of “at-risk species”WLDFRVegetation ContactBranch (OverHanging) | WLDFR | HFTD - Distribution - Tier 3 - 5QU CoRE ¦ 5QU LoRE | Non-Red Flag Warning - Small Fires | Vegetation Contact | Branch (OverHanging) | 2030 | 0.00013402 | 97.3625 | 0.013048 | 2030 | Mitigation | 0.9 | 30 | 0 | esc | 0.063307 | 8.4842e-06 | 0.066847 | 8.9586e-06 | 0.066806 | 8.9532e-06 | 0.063625 | 8.5268e-06
[120 empty] | 7.3.5.15 Identification and remediation of “at-risk species”WLDFRVegetation ContactBranch (OverHanging) | WLDFR | HFTD - Distribution - Tier 3 - 5QU CoRE ¦ 5QU LoRE | Non-Red Flag Warning - Small Fires | Vegetation Contact | Branch (OverHanging) | 2031 | 0.00013402 | 97.3625 | 0.013048 | 2031 | Mitigation | 0.9 | 30 | 0 | esc | 0.063307 | 8.4842e-06 | 0.066847 | 8.9586e-06 | 0.066806 | 8.9532e-06 | 0.063625 | 8.5268e-06
[120 empty] | 7.3.5.15 Identification and remediation of “at-risk species”WLDFRVegetation ContactBranch (OverHanging) | WLDFR | HFTD - Distribution - Tier 3 - 5QU CoRE ¦ 5QU LoRE | Non-Red Flag Warning - Small Fires | Vegetation Contact | Branch (OverHanging) | 2032 | 0.00013402 | 97.3625 | 0.013048 | 2032 | Mitigation | 0.9 | 30 | 0 | esc | 0.063307 | 8.4842e-06 | 0.066847 | 8.9586e-06 | 0.066806 | 8.9532e-06 | 0.063625 | 8.5268e-06
[120 empty] | 7.3.5.15 Identification and remediation of “at-risk species”WLDFRVegetation ContactBranch (OverHanging) | WLDFR | HFTD - Distribution - Tier 3 - 5QU CoRE ¦ 5QU LoRE | Non-Red Flag Warning - Small Fires | Vegetation Contact | Branch (OverHanging) | 2033 | 0.00013402 | 97.3625 | 0.013048 | 2033 | Mitigation | 0.9 | 30 | 0 | esc | 0.063307 | 8.4842e-06 | 0.066847 | 8.9586e-06 | 0.066806 | 8.9532e-06 | 0.063625 | 8.5268e-06
[120 empty] | 7.3.5.15 Identification and remediation of “at-risk species”WLDFRVegetation ContactBranch (OverHanging) | WLDFR | HFTD - Distribution - Tier 3 - 5QU CoRE ¦ 5QU LoRE | Non-Red Flag Warning - Small Fires | Vegetation Contact | Branch (OverHanging) | 2034 | 0.00013402 | 97.3625 | 0.013048 | 2034 | Mitigation | 0.9 | 30 | 0 | esc | 0.063307 | 8.4842e-06 | 0.066847 | 8.9586e-06 | 0.066806 | 8.9532e-06 | 0.063625 | 8.5268e-06
[120 empty] | 7.3.5.15 Identification and remediation of “at-risk species”WLDFRVegetation ContactBranch (OverHanging) | WLDFR | HFTD - Distribution - Tier 3 - 5QU CoRE ¦ 5QU LoRE | Non-Red Flag Warning - Small Fires | Vegetation Contact | Branch (OverHanging) | 2035 | 0.00013402 | 97.3625 | 0.013048 | 2035 | Mitigation | 0.9 | 30 | 0 | esc | 0.063307 | 8.4842e-06 | 0.066847 | 8.9586e-06 | 0.066806 | 8.9532e-06 | 0.063625 | 8.5268e-06
[120 empty] | 7.3.5.15 Identification and remediation of “at-risk species”WLDFRVegetation ContactBranch (OverHanging) | WLDFR | HFTD - Distribution - Tier 3 - 5QU CoRE ¦ 5QU LoRE | Non-Red Flag Warning - Small Fires | Vegetation Contact | Branch (OverHanging) | 2036 | 0.00013402 | 97.3625 | 0.013048 | 2036 | Mitigation | 0.9 | 30 | 0 | esc | 0.063307 | 8.4842e-06 | 0.066847 | 8.9586e-06 | 0.066806 | 8.9532e-06 | 0.063625 | 8.5268e-06
[120 empty] | 7.3.5.15 Identification and remediation of “at-risk species”WLDFRVegetation ContactBranch (OverHanging) | WLDFR | HFTD - Distribution - Tier 3 - 5QU CoRE ¦ 5QU LoRE | Non-Red Flag Warning - Small Fires | Vegetation Contact | Branch (OverHanging) | 2037 | 0.00013402 | 97.3625 | 0.013048 | 2037 | Mitigation | 0.9 | 30 | 0 | esc | 0.063307 | 8.4842e-06 | 0.066847 | 8.9586e-06 | 0.066806 | 8.9532e-06 | 0.063625 | 8.5268e-06
[120 empty] | 7.3.5.15 Identification and remediation of “at-risk species”WLDFRVegetation ContactBranch (OverHanging) | WLDFR | HFTD - Distribution - Tier 3 - 5QU CoRE ¦ 5QU LoRE | Non-Red Flag Warning - Small Fires | Vegetation Contact | Branch (OverHanging) | 2038 | 0.00013402 | 97.3625 | 0.013048 | 2038 | Mitigation | 0.9 | 30 | 0 | esc | 0.063307 | 8.4842e-06 | 0.066847 | 8.9586e-06 | 0.066806 | 8.9532e-06 | 0.063625 | 8.5268e-06
[120 empty] | 7.3.5.15 Identification and remediation of “at-risk species”WLDFRVegetation ContactBranch (OverHanging) | WLDFR | HFTD - Distribution - Tier 3 - 5QU CoRE ¦ 5QU LoRE | Non-Red Flag Warning - Small Fires | Vegetation Contact | Branch (OverHanging) | 2039 | 0.00013402 | 97.3625 | 0.013048 | 2039 | Mitigation | 0.9 | 30 | 0 | esc | 0.063307 | 8.4842e-06 | 0.066847 | 8.9586e-06 | 0.066806 | 8.9532e-06 | 0.063625 | 8.5268e-06
[120 empty] | 7.3.5.15 Identification and remediation of “at-risk species”WLDFRVegetation ContactBranch (OverHanging) | WLDFR | HFTD - Distribution - Tier 3 - 5QU CoRE ¦ 5QU LoRE | Non-Red Flag Warning - Small Fires | Vegetation Contact | Branch (OverHanging) | 2040 | 0.00013402 | 97.3625 | 0.013048 | 2040 | Mitigation | 0.9 | 30 | 0 | esc | 0.063307 | 8.4842e-06 | 0.066847 | 8.9586e-06 | 0.066806 | 8.9532e-06 | 0.063625 | 8.5268e-06
[120 empty] | 7.3.5.15 Identification and remediation of “at-risk species”WLDFRVegetation ContactBranch (OverHanging) | WLDFR | HFTD - Distribution - Tier 3 - 5QU CoRE ¦ 5QU LoRE | Non-Red Flag Warning - Small Fires | Vegetation Contact | Branch (OverHanging) | 2041 | 0.00013402 | 97.3625 | 0.013048 | 2041 | Mitigation | 0.9 | 30 | 0 | esc | 0.063307 | 8.4842e-06 | 0.066847 | 8.9586e-06 | 0.066806 | 8.9532e-06 | 0.063625 | 8.5268e-06
[120 empty] | 7.3.5.15 Identification and remediation of “at-risk species”WLDFRVegetation ContactBranch (OverHanging) | WLDFR | HFTD - Distribution - Tier 3 - 5QU CoRE ¦ 5QU LoRE | Non-Red Flag Warning - Small Fires | Vegetation Contact | Branch (OverHanging) | 2042 | 0.00013402 | 97.3625 | 0.013048 | 2042 | Mitigation | 0.9 | 30 | 0 | esc | 0.063307 | 8.4842e-06 | 0.066847 | 8.9586e-06 | 0.066806 | 8.9532e-06 | 0.063625 | 8.5268e-06
[120 empty] | 7.3.5.15 Identification and remediation of “at-risk species”WLDFRVegetation ContactBranch (OverHanging) | WLDFR | HFTD - Distribution - Tier 3 - 5QU CoRE ¦ 5QU LoRE | Non-Red Flag Warning - Small Fires | Vegetation Contact | Branch (OverHanging) | 2043 | 0.00013402 | 97.3625 | 0.013048 | 2043 | Mitigation | 0.9 | 30 | 0 | esc | 0.063307 | 8.4842e-06 | 0.066847 | 8.9586e-06 | 0.066806 | 8.9532e-06 | 0.063625 | 8.5268e-06
[120 empty] | 7.3.5.15 Identification and remediation of “at-risk species”WLDFRVegetation ContactBranch (OverHanging) | WLDFR | HFTD - Distribution - Tier 3 - 5QU CoRE ¦ 5QU LoRE | Non-Red Flag Warning - Small Fires | Vegetation Contact | Branch (OverHanging) | 2044 | 0.00013402 | 97.3625 | 0.013048 | 2044 | Mitigation | 0.9 | 30 | 0 | esc | 0.063307 | 8.4842e-06 | 0.066847 | 8.9586e-06 | 0.066806 | 8.9532e-06 | 0.063625 | 8.5268e-06
[120 empty] | 7.3.5.15 Identification and remediation of “at-risk species”WLDFRVegetation ContactBranch (OverHanging) | WLDFR | HFTD - Distribution - Tier 3 - 5QU CoRE ¦ 5QU LoRE | Non-Red Flag Warning - Small Fires | Vegetation Contact | Branch (OverHanging) | 2045 | 0.00013402 | 97.3625 | 0.013048 | 2045 | Mitigation | 0.9 | 30 | 0 | esc | 0.063307 | 8.4842e-06 | 0.066847 | 8.9586e-06 | 0.066806 | 8.9532e-06 | 0.063625 | 8.5268e-06
[120 empty] | 7.3.5.15 Identification and remediation of “at-risk species”WLDFRVegetation ContactBranch (OverHanging) | WLDFR | HFTD - Distribution - Tier 3 - 5QU CoRE ¦ 5QU LoRE | Non-Red Flag Warning - Small Fires | Vegetation Contact | Branch (OverHanging) | 2046 | 0.00013402 | 97.3625 | 0.013048 | 2046 | Mitigation | 0.9 | 30 | 0 | esc | 0.063307 | 8.4842e-06 | 0.066847 | 8.9586e-06 | 0.066806 | 8.9532e-06 | 0.063625 | 8.5268e-06
[120 empty] | 7.3.5.15 Identification and remediation of “at-risk species”WLDFRVegetation ContactBranch (OverHanging) | WLDFR | HFTD - Distribution - Tier 3 - 5QU CoRE ¦ 5QU LoRE | Non-Red Flag Warning - Small Fires | Vegetation Contact | Branch (OverHanging) | 2047 | 0.00013402 | 97.3625 | 0.013048 | 2047 | Mitigation | 0.9 | 30 | 0 | esc | 0.063307 | 8.4842e-06 | 0.066847 | 8.9586e-06 | 0.066806 | 8.9532e-06 | 0.063625 | 8.5268e-06
[120 empty] | 7.3.5.15 Identification and remediation of “at-risk species”WLDFRVegetation ContactBranch (OverHanging) | WLDFR | HFTD - Distribution - Tier 3 - 5QU CoRE ¦ 5QU LoRE | Non-Red Flag Warning - Small Fires | Vegetation Contact | Branch (OverHanging) | 2048 | 0.00013402 | 97.3625 | 0.013048 | 2048 | Mitigation | 0.9 | 30 | 0 | esc | 0.063307 | 8.4842e-06 | 0.066847 | 8.9586e-06 | 0.066806 | 8.9532e-06 | 0.063625 | 8.5268e-06
[120 empty] | 7.3.5.15 Identification and remediation of “at-risk species”WLDFRVegetation ContactBranch (OverHanging) | WLDFR | HFTD - Distribution - Tier 3 - 5QU CoRE ¦ 5QU LoRE | Non-Red Flag Warning - Small Fires | Vegetation Contact | Branch (OverHanging) | 2049 | 0.00013402 | 97.3625 | 0.013048 | 2049 | Mitigation | 0.9 | 30 | 0 | esc | 0.063307 | 8.4842e-06 | 0.066847 | 8.9586e-06 | 0.066806 | 8.9532e-06 | 0.063625 | 8.5268e-06
[120 empty] | 7.3.5.15 Identification and remediation of “at-risk species”WLDFRVegetation ContactBranch (OverHanging) | WLDFR | HFTD - Distribution - Tier 3 - 5QU CoRE ¦ 5QU LoRE | Non-Red Flag Warning - Small Fires | Vegetation Contact | Branch (OverHanging) | 2050 | 0.00013402 | 97.3625 | 0.013048 | 2050 | Mitigation | 0.9 | 30 | 0 | esc | 0 | 0 | 0.066847 | 8.9586e-06 | 0.066806 | 8.9532e-06 | 0.063625 | 8.5268e-06
[120 empty] | 7.3.5.15 Identification and remediation of “at-risk species”WLDFRVegetation ContactBranch (OverHanging) | WLDFR | HFTD - Distribution - Tier 3 - 5QU CoRE ¦ 5QU LoRE | Non-Red Flag Warning - Small Fires | Vegetation Contact | Branch (OverHanging) | 2051 | 0.00013402 | 97.3625 | 0.013048 | 2051 | Mitigation | 0.9 | 30 | 0 | esc | 0 | 0 | 0 | 0 | 0.066806 | 8.9532e-06 | 0.063625 | 8.5268e-06
[120 empty] | 7.3.5.15 Identification and remediation of “at-risk species”WLDFRVegetation ContactBranch (OverHanging) | WLDFR | HFTD - Distribution - Tier 3 - 5QU CoRE ¦ 5QU LoRE | Non-Red Flag Warning - Small Fires | Vegetation Contact | Branch (OverHanging) | 2052 | 0.00013402 | 97.3625 | 0.013048 | 2052 | Mitigation | 0.9 | 30 | 0 | esc | 0 | 0 | 0 | 0 | 0 | 0 | 0.063625 | 8.5268e-06
[120 empty] | 7.3.5.15 Identification and remediation of “at-risk species”WLDFRVegetation ContactFell into (Moderate-Severe defect) | WLDFR | HFTD - Distribution - Tier 3 - 5QU CoRE ¦ 5QU LoRE | Non-Red Flag Warning - Small Fires | Vegetation Contact | Fell into (Moderate-Severe defect) | 2022 | 5.6241e-05 | 97.3625 | 0.0054758 | 2022 | Mitigation | 0.95 | 1 | 0 | esc | 0 | 0 | 0 | 0 | 0.070518 | 3.966e-06 | 0 | 0
[120 empty] | 7.3.5.15 Identification and remediation of “at-risk species”WLDFRVegetation ContactFell into (Moderate-Severe defect) | WLDFR | HFTD - Distribution - Tier 3 - 5QU CoRE ¦ 5QU LoRE | Non-Red Flag Warning - Small Fires | Vegetation Contact | Fell into (Moderate-Severe defect) | 2023 | 5.6241e-05 | 97.3625 | 0.0054758 | 2023 | Mitigation | 0.95 | 1 | 0 | esc | 0 | 0 | 0 | 0 | 0 | 0 | 0.06716 | 3.7771e-06
[120 empty] | 7.3.5.15 Identification and remediation of “at-risk species”WLDFRVegetation ContactFell into (slight defect) | WLDFR | HFTD - Distribution - Tier 3 - 5QU CoRE ¦ 5QU LoRE | Non-Red Flag Warning - Small Fires | Vegetation Contact | Fell into (slight defect) | 2022 | 7.284e-05 | 97.3625 | 0.0070919 | 2022 | Mitigation | 0.5 | 1 | 0 | esc | 0 | 0 | 0 | 0 | 0.037115 | 2.7034e-06 | 0 | 0
[120 empty] | 7.3.5.15 Identification and remediation of “at-risk species”WLDFRVegetation ContactFell into (slight defect) | WLDFR | HFTD - Distribution - Tier 3 - 5QU CoRE ¦ 5QU LoRE | Non-Red Flag Warning - Small Fires | Vegetation Contact | Fell into (slight defect) | 2023 | 7.284e-05 | 97.3625 | 0.0070919 | 2023 | Mitigation | 0.5 | 1 | 0 | esc | 0 | 0 | 0 | 0 | 0 | 0 | 0.035347 | 2.5747e-06
[120 empty] | 7.3.5.15 Identification and remediation of “at-risk species”WLDFRVegetation ContactGrow Into | WLDFR | HFTD - Distribution - Tier 3 - 5QU CoRE ¦ 5QU LoRE | Non-Red Flag Warning - Small Fires | Vegetation Contact | Grow Into | 2022 | 6.1453e-06 | 97.3625 | 0.00059832 | 2022 | Mitigation | 0.5 | 1 | 0 | esc | 0 | 0 | 0 | 0 | 0.037115 | 2.2808e-07 | 0 | 0
[120 empty] | 7.3.5.15 Identification and remediation of “at-risk species”WLDFRVegetation ContactGrow Into | WLDFR | HFTD - Distribution - Tier 3 - 5QU CoRE ¦ 5QU LoRE | Non-Red Flag Warning - Small Fires | Vegetation Contact | Grow Into | 2023 | 6.1453e-06 | 97.3625 | 0.00059832 | 2023 | Mitigation | 0.5 | 1 | 0 | esc | 0 | 0 | 0 | 0 | 0 | 0 | 0.035347 | 2.1722e-07
[120 empty] | 7.3.5.15 Identification and remediation of “at-risk species”WLDFRVegetation ContactBranch (Not overhanging, 4-12ft) | WLDFR | HFTD - Distribution - Tier 3 - 5QU CoRE ¦ 5QU LoRE | Red Flag Warning - Catastrophic Fires | Vegetation Contact | Branch (Not overhanging, 4-12ft) | 2022 | 5.778e-09 | 97.3625 | 5.6256e-07 | 2022 | Mitigation | 0.5 | 30 | 0 | esc | 0.035171 | 2.0322e-10 | 0.037137 | 2.1458e-10 | 0.037115 | 2.1445e-10 | 0 | 0
[120 empty] | 7.3.5.15 Identification and remediation of “at-risk species”WLDFRVegetation ContactBranch (Not overhanging, 4-12ft) | WLDFR | HFTD - Distribution - Tier 3 - 5QU CoRE ¦ 5QU LoRE | Red Flag Warning - Catastrophic Fires | Vegetation Contact | Branch (Not overhanging, 4-12ft) | 2023 | 5.778e-09 | 97.3625 | 5.6256e-07 | 2023 | Mitigation | 0.5 | 30 | 0 | esc | 0.035171 | 2.0322e-10 | 0.037137 | 2.1458e-10 | 0.037115 | 2.1445e-10 | 0.035347 | 2.0424e-10
[120 empty] | 7.3.5.15 Identification and remediation of “at-risk species”WLDFRVegetation ContactBranch (Not overhanging, 4-12ft) | WLDFR | HFTD - Distribution - Tier 3 - 5QU CoRE ¦ 5QU LoRE | Red Flag Warning - Catastrophic Fires | Vegetation Contact | Branch (Not overhanging, 4-12ft) | 2024 | 5.778e-09 | 97.3625 | 5.6256e-07 | 2024 | Mitigation | 0.5 | 30 | 0 | esc | 0.035171 | 2.0322e-10 | 0.037137 | 2.1458e-10 | 0.037115 | 2.1445e-10 | 0.035347 | 2.0424e-10
[120 empty] | 7.3.5.15 Identification and remediation of “at-risk species”WLDFRVegetation ContactBranch (Not overhanging, 4-12ft) | WLDFR | HFTD - Distribution - Tier 3 - 5QU CoRE ¦ 5QU LoRE | Red Flag Warning - Catastrophic Fires | Vegetation Contact | Branch (Not overhanging, 4-12ft) | 2025 | 5.778e-09 | 97.3625 | 5.6256e-07 | 2025 | Mitigation | 0.5 | 30 | 0 | esc | 0.035171 | 2.0322e-10 | 0.037137 | 2.1458e-10 | 0.037115 | 2.1445e-10 | 0.035347 | 2.0424e-10
[120 empty] | 7.3.5.15 Identification and remediation of “at-risk species”WLDFRVegetation ContactBranch (Not overhanging, 4-12ft) | WLDFR | HFTD - Distribution - Tier 3 - 5QU CoRE ¦ 5QU LoRE | Red Flag Warning - Catastrophic Fires | Vegetation Contact | Branch (Not overhanging, 4-12ft) | 2026 | 5.778e-09 | 97.3625 | 5.6256e-07 | 2026 | Mitigation | 0.5 | 30 | 0 | esc | 0.035171 | 2.0322e-10 | 0.037137 | 2.1458e-10 | 0.037115 | 2.1445e-10 | 0.035347 | 2.0424e-10
[120 empty] | 7.3.5.15 Identification and remediation of “at-risk species”WLDFRVegetation ContactBranch (Not overhanging, 4-12ft) | WLDFR | HFTD - Distribution - Tier 3 - 5QU CoRE ¦ 5QU LoRE | Red Flag Warning - Catastrophic Fires | Vegetation Contact | Branch (Not overhanging, 4-12ft) | 2027 | 5.778e-09 | 97.3625 | 5.6256e-07 | 2027 | Mitigation | 0.5 | 30 | 0 | esc | 0.035171 | 2.0322e-10 | 0.037137 | 2.1458e-10 | 0.037115 | 2.1445e-10 | 0.035347 | 2.0424e-10
[120 empty] | 7.3.5.15 Identification and remediation of “at-risk species”WLDFRVegetation ContactBranch (Not overhanging, 4-12ft) | WLDFR | HFTD - Distribution - Tier 3 - 5QU CoRE ¦ 5QU LoRE | Red Flag Warning - Catastrophic Fires | Vegetation Contact | Branch (Not overhanging, 4-12ft) | 2028 | 5.778e-09 | 97.3625 | 5.6256e-07 | 2028 | Mitigation | 0.5 | 30 | 0 | esc | 0.035171 | 2.0322e-10 | 0.037137 | 2.1458e-10 | 0.037115 | 2.1445e-10 | 0.035347 | 2.0424e-10
[120 empty] | 7.3.5.15 Identification and remediation of “at-risk species”WLDFRVegetation ContactBranch (Not overhanging, 4-12ft) | WLDFR | HFTD - Distribution - Tier 3 - 5QU CoRE ¦ 5QU LoRE | Red Flag Warning - Catastrophic Fires | Vegetation Contact | Branch (Not overhanging, 4-12ft) | 2029 | 5.778e-09 | 97.3625 | 5.6256e-07 | 2029 | Mitigation | 0.5 | 30 | 0 | esc | 0.035171 | 2.0322e-10 | 0.037137 | 2.1458e-10 | 0.037115 | 2.1445e-10 | 0.035347 | 2.0424e-10
[120 empty] | 7.3.5.15 Identification and remediation of “at-risk species”WLDFRVegetation ContactBranch (Not overhanging, 4-12ft) | WLDFR | HFTD - Distribution - Tier 3 - 5QU CoRE ¦ 5QU LoRE | Red Flag Warning - Catastrophic Fires | Vegetation Contact | Branch (Not overhanging, 4-12ft) | 2030 | 5.778e-09 | 97.3625 | 5.6256e-07 | 2030 | Mitigation | 0.5 | 30 | 0 | esc | 0.035171 | 2.0322e-10 | 0.037137 | 2.1458e-10 | 0.037115 | 2.1445e-10 | 0.035347 | 2.0424e-10
[120 empty] | 7.3.5.15 Identification and remediation of “at-risk species”WLDFRVegetation ContactBranch (Not overhanging, 4-12ft) | WLDFR | HFTD - Distribution - Tier 3 - 5QU CoRE ¦ 5QU LoRE | Red Flag Warning - Catastrophic Fires | Vegetation Contact | Branch (Not overhanging, 4-12ft) | 2031 | 5.778e-09 | 97.3625 | 5.6256e-07 | 2031 | Mitigation | 0.5 | 30 | 0 | esc | 0.035171 | 2.0322e-10 | 0.037137 | 2.1458e-10 | 0.037115 | 2.1445e-10 | 0.035347 | 2.0424e-10
[120 empty] | 7.3.5.15 Identification and remediation of “at-risk species”WLDFRVegetation ContactBranch (Not overhanging, 4-12ft) | WLDFR | HFTD - Distribution - Tier 3 - 5QU CoRE ¦ 5QU LoRE | Red Flag Warning - Catastrophic Fires | Vegetation Contact | Branch (Not overhanging, 4-12ft) | 2032 | 5.778e-09 | 97.3625 | 5.6256e-07 | 2032 | Mitigation | 0.5 | 30 | 0 | esc | 0.035171 | 2.0322e-10 | 0.037137 | 2.1458e-10 | 0.037115 | 2.1445e-10 | 0.035347 | 2.0424e-10
[120 empty] | 7.3.5.15 Identification and remediation of “at-risk species”WLDFRVegetation ContactBranch (Not overhanging, 4-12ft) | WLDFR | HFTD - Distribution - Tier 3 - 5QU CoRE ¦ 5QU LoRE | Red Flag Warning - Catastrophic Fires | Vegetation Contact | Branch (Not overhanging, 4-12ft) | 2033 | 5.778e-09 | 97.3625 | 5.6256e-07 | 2033 | Mitigation | 0.5 | 30 | 0 | esc | 0.035171 | 2.0322e-10 | 0.037137 | 2.1458e-10 | 0.037115 | 2.1445e-10 | 0.035347 | 2.0424e-10
[120 empty] | 7.3.5.15 Identification and remediation of “at-risk species”WLDFRVegetation ContactBranch (Not overhanging, 4-12ft) | WLDFR | HFTD - Distribution - Tier 3 - 5QU CoRE ¦ 5QU LoRE | Red Flag Warning - Catastrophic Fires | Vegetation Contact | Branch (Not overhanging, 4-12ft) | 2034 | 5.778e-09 | 97.3625 | 5.6256e-07 | 2034 | Mitigation | 0.5 | 30 | 0 | esc | 0.035171 | 2.0322e-10 | 0.037137 | 2.1458e-10 | 0.037115 | 2.1445e-10 | 0.035347 | 2.0424e-10
[120 empty] | 7.3.5.15 Identification and remediation of “at-risk species”WLDFRVegetation ContactBranch (Not overhanging, 4-12ft) | WLDFR | HFTD - Distribution - Tier 3 - 5QU CoRE ¦ 5QU LoRE | Red Flag Warning - Catastrophic Fires | Vegetation Contact | Branch (Not overhanging, 4-12ft) | 2035 | 5.778e-09 | 97.3625 | 5.6256e-07 | 2035 | Mitigation | 0.5 | 30 | 0 | esc | 0.035171 | 2.0322e-10 | 0.037137 | 2.1458e-10 | 0.037115 | 2.1445e-10 | 0.035347 | 2.0424e-10
[120 empty] | 7.3.5.15 Identification and remediation of “at-risk species”WLDFRVegetation ContactBranch (Not overhanging, 4-12ft) | WLDFR | HFTD - Distribution - Tier 3 - 5QU CoRE ¦ 5QU LoRE | Red Flag Warning - Catastrophic Fires | Vegetation Contact | Branch (Not overhanging, 4-12ft) | 2036 | 5.778e-09 | 97.3625 | 5.6256e-07 | 2036 | Mitigation | 0.5 | 30 | 0 | esc | 0.035171 | 2.0322e-10 | 0.037137 | 2.1458e-10 | 0.037115 | 2.1445e-10 | 0.035347 | 2.0424e-10
[120 empty] | 7.3.5.15 Identification and remediation of “at-risk species”WLDFRVegetation ContactBranch (Not overhanging, 4-12ft) | WLDFR | HFTD - Distribution - Tier 3 - 5QU CoRE ¦ 5QU LoRE | Red Flag Warning - Catastrophic Fires | Vegetation Contact | Branch (Not overhanging, 4-12ft) | 2037 | 5.778e-09 | 97.3625 | 5.6256e-07 | 2037 | Mitigation | 0.5 | 30 | 0 | esc | 0.035171 | 2.0322e-10 | 0.037137 | 2.1458e-10 | 0.037115 | 2.1445e-10 | 0.035347 | 2.0424e-10
[120 empty] | 7.3.5.15 Identification and remediation of “at-risk species”WLDFRVegetation ContactBranch (Not overhanging, 4-12ft) | WLDFR | HFTD - Distribution - Tier 3 - 5QU CoRE ¦ 5QU LoRE | Red Flag Warning - Catastrophic Fires | Vegetation Contact | Branch (Not overhanging, 4-12ft) | 2038 | 5.778e-09 | 97.3625 | 5.6256e-07 | 2038 | Mitigation | 0.5 | 30 | 0 | esc | 0.035171 | 2.0322e-10 | 0.037137 | 2.1458e-10 | 0.037115 | 2.1445e-10 | 0.035347 | 2.0424e-10
[120 empty] | 7.3.5.15 Identification and remediation of “at-risk species”WLDFRVegetation ContactBranch (Not overhanging, 4-12ft) | WLDFR | HFTD - Distribution - Tier 3 - 5QU CoRE ¦ 5QU LoRE | Red Flag Warning - Catastrophic Fires | Vegetation Contact | Branch (Not overhanging, 4-12ft) | 2039 | 5.778e-09 | 97.3625 | 5.6256e-07 | 2039 | Mitigation | 0.5 | 30 | 0 | esc | 0.035171 | 2.0322e-10 | 0.037137 | 2.1458e-10 | 0.037115 | 2.1445e-10 | 0.035347 | 2.0424e-10
[120 empty] | 7.3.5.15 Identification and remediation of “at-risk species”WLDFRVegetation ContactBranch (Not overhanging, 4-12ft) | WLDFR | HFTD - Distribution - Tier 3 - 5QU CoRE ¦ 5QU LoRE | Red Flag Warning - Catastrophic Fires | Vegetation Contact | Branch (Not overhanging, 4-12ft) | 2040 | 5.778e-09 | 97.3625 | 5.6256e-07 | 2040 | Mitigation | 0.5 | 30 | 0 | esc | 0.035171 | 2.0322e-10 | 0.037137 | 2.1458e-10 | 0.037115 | 2.1445e-10 | 0.035347 | 2.0424e-10
[120 empty] | 7.3.5.15 Identification and remediation of “at-risk species”WLDFRVegetation ContactBranch (Not overhanging, 4-12ft) | WLDFR | HFTD - Distribution - Tier 3 - 5QU CoRE ¦ 5QU LoRE | Red Flag Warning - Catastrophic Fires | Vegetation Contact | Branch (Not overhanging, 4-12ft) | 2041 | 5.778e-09 | 97.3625 | 5.6256e-07 | 2041 | Mitigation | 0.5 | 30 | 0 | esc | 0.035171 | 2.0322e-10 | 0.037137 | 2.1458e-10 | 0.037115 | 2.1445e-10 | 0.035347 | 2.0424e-10
[120 empty] | 7.3.5.15 Identification and remediation of “at-risk species”WLDFRVegetation ContactBranch (Not overhanging, 4-12ft) | WLDFR | HFTD - Distribution - Tier 3 - 5QU CoRE ¦ 5QU LoRE | Red Flag Warning - Catastrophic Fires | Vegetation Contact | Branch (Not overhanging, 4-12ft) | 2042 | 5.778e-09 | 97.3625 | 5.6256e-07 | 2042 | Mitigation | 0.5 | 30 | 0 | esc | 0.035171 | 2.0322e-10 | 0.037137 | 2.1458e-10 | 0.037115 | 2.1445e-10 | 0.035347 | 2.0424e-10
[120 empty] | 7.3.5.15 Identification and remediation of “at-risk species”WLDFRVegetation ContactBranch (Not overhanging, 4-12ft) | WLDFR | HFTD - Distribution - Tier 3 - 5QU CoRE ¦ 5QU LoRE | Red Flag Warning - Catastrophic Fires | Vegetation Contact | Branch (Not overhanging, 4-12ft) | 2043 | 5.778e-09 | 97.3625 | 5.6256e-07 | 2043 | Mitigation | 0.5 | 30 | 0 | esc | 0.035171 | 2.0322e-10 | 0.037137 | 2.1458e-10 | 0.037115 | 2.1445e-10 | 0.035347 | 2.0424e-10
[120 empty] | 7.3.5.15 Identification and remediation of “at-risk species”WLDFRVegetation ContactBranch (Not overhanging, 4-12ft) | WLDFR | HFTD - Distribution - Tier 3 - 5QU CoRE ¦ 5QU LoRE | Red Flag Warning - Catastrophic Fires | Vegetation Contact | Branch (Not overhanging, 4-12ft) | 2044 | 5.778e-09 | 97.3625 | 5.6256e-07 | 2044 | Mitigation | 0.5 | 30 | 0 | esc | 0.035171 | 2.0322e-10 | 0.037137 | 2.1458e-10 | 0.037115 | 2.1445e-10 | 0.035347 | 2.0424e-10
[120 empty] | 7.3.5.15 Identification and remediation of “at-risk species”WLDFRVegetation ContactBranch (Not overhanging, 4-12ft) | WLDFR | HFTD - Distribution - Tier 3 - 5QU CoRE ¦ 5QU LoRE | Red Flag Warning - Catastrophic Fires | Vegetation Contact | Branch (Not overhanging, 4-12ft) | 2045 | 5.778e-09 | 97.3625 | 5.6256e-07 | 2045 | Mitigation | 0.5 | 30 | 0 | esc | 0.035171 | 2.0322e-10 | 0.037137 | 2.1458e-10 | 0.037115 | 2.1445e-10 | 0.035347 | 2.0424e-10
[120 empty] | 7.3.5.15 Identification and remediation of “at-risk species”WLDFRVegetation ContactBranch (Not overhanging, 4-12ft) | WLDFR | HFTD - Distribution - Tier 3 - 5QU CoRE ¦ 5QU LoRE | Red Flag Warning - Catastrophic Fires | Vegetation Contact | Branch (Not overhanging, 4-12ft) | 2046 | 5.778e-09 | 97.3625 | 5.6256e-07 | 2046 | Mitigation | 0.5 | 30 | 0 | esc | 0.035171 | 2.0322e-10 | 0.037137 | 2.1458e-10 | 0.037115 | 2.1445e-10 | 0.035347 | 2.0424e-10
[120 empty] | 7.3.5.15 Identification and remediation of “at-risk species”WLDFRVegetation ContactBranch (Not overhanging, 4-12ft) | WLDFR | HFTD - Distribution - Tier 3 - 5QU CoRE ¦ 5QU LoRE | Red Flag Warning - Catastrophic Fires | Vegetation Contact | Branch (Not overhanging, 4-12ft) | 2047 | 5.778e-09 | 97.3625 | 5.6256e-07 | 2047 | Mitigation | 0.5 | 30 | 0 | esc | 0.035171 | 2.0322e-10 | 0.037137 | 2.1458e-10 | 0.037115 | 2.1445e-10 | 0.035347 | 2.0424e-10
[120 empty] | 7.3.5.15 Identification and remediation of “at-risk species”WLDFRVegetation ContactBranch (Not overhanging, 4-12ft) | WLDFR | HFTD - Distribution - Tier 3 - 5QU CoRE ¦ 5QU LoRE | Red Flag Warning - Catastrophic Fires | Vegetation Contact | Branch (Not overhanging, 4-12ft) | 2048 | 5.778e-09 | 97.3625 | 5.6256e-07 | 2048 | Mitigation | 0.5 | 30 | 0 | esc | 0.035171 | 2.0322e-10 | 0.037137 | 2.1458e-10 | 0.037115 | 2.1445e-10 | 0.035347 | 2.0424e-10
[120 empty] | 7.3.5.15 Identification and remediation of “at-risk species”WLDFRVegetation ContactBranch (Not overhanging, 4-12ft) | WLDFR | HFTD - Distribution - Tier 3 - 5QU CoRE ¦ 5QU LoRE | Red Flag Warning - Catastrophic Fires | Vegetation Contact | Branch (Not overhanging, 4-12ft) | 2049 | 5.778e-09 | 97.3625 | 5.6256e-07 | 2049 | Mitigation | 0.5 | 30 | 0 | esc | 0.035171 | 2.0322e-10 | 0.037137 | 2.1458e-10 | 0.037115 | 2.1445e-10 | 0.035347 | 2.0424e-10
[120 empty] | 7.3.5.15 Identification and remediation of “at-risk species”WLDFRVegetation ContactBranch (Not overhanging, 4-12ft) | WLDFR | HFTD - Distribution - Tier 3 - 5QU CoRE ¦ 5QU LoRE | Red Flag Warning - Catastrophic Fires | Vegetation Contact | Branch (Not overhanging, 4-12ft) | 2050 | 5.778e-09 | 97.3625 | 5.6256e-07 | 2050 | Mitigation | 0.5 | 30 | 0 | esc | 0 | 0 | 0.037137 | 2.1458e-10 | 0.037115 | 2.1445e-10 | 0.035347 | 2.0424e-10
[120 empty] | 7.3.5.15 Identification and remediation of “at-risk species”WLDFRVegetation ContactBranch (Not overhanging, 4-12ft) | WLDFR | HFTD - Distribution - Tier 3 - 5QU CoRE ¦ 5QU LoRE | Red Flag Warning - Catastrophic Fires | Vegetation Contact | Branch (Not overhanging, 4-12ft) | 2051 | 5.778e-09 | 97.3625 | 5.6256e-07 | 2051 | Mitigation | 0.5 | 30 | 0 | esc | 0 | 0 | 0 | 0 | 0.037115 | 2.1445e-10 | 0.035347 | 2.0424e-10
[120 empty] | 7.3.5.15 Identification and remediation of “at-risk species”WLDFRVegetation ContactBranch (Not overhanging, 4-12ft) | WLDFR | HFTD - Distribution - Tier 3 - 5QU CoRE ¦ 5QU LoRE | Red Flag Warning - Catastrophic Fires | Vegetation Contact | Branch (Not overhanging, 4-12ft) | 2052 | 5.778e-09 | 97.3625 | 5.6256e-07 | 2052 | Mitigation | 0.5 | 30 | 0 | esc | 0 | 0 | 0 | 0 | 0 | 0 | 0.035347 | 2.0424e-10
[120 empty] | 7.3.5.15 Identification and remediation of “at-risk species”WLDFRVegetation ContactBranch (Not overhanging, within 4ft) | WLDFR | HFTD - Distribution - Tier 3 - 5QU CoRE ¦ 5QU LoRE | Red Flag Warning - Catastrophic Fires | Vegetation Contact | Branch (Not overhanging, within 4ft) | 2022 | 1.6146e-09 | 97.3625 | 1.572e-07 | 2022 | Mitigation | 0.9 | 30 | 0 | esc | 0.063307 | 1.0222e-10 | 0.066847 | 1.0793e-10 | 0.066806 | 1.0787e-10 | 0 | 0
[120 empty] | 7.3.5.15 Identification and remediation of “at-risk species”WLDFRVegetation ContactBranch (Not overhanging, within 4ft) | WLDFR | HFTD - Distribution - Tier 3 - 5QU CoRE ¦ 5QU LoRE | Red Flag Warning - Catastrophic Fires | Vegetation Contact | Branch (Not overhanging, within 4ft) | 2023 | 1.6146e-09 | 97.3625 | 1.572e-07 | 2023 | Mitigation | 0.9 | 30 | 0 | esc | 0.063307 | 1.0222e-10 | 0.066847 | 1.0793e-10 | 0.066806 | 1.0787e-10 | 0.063625 | 1.0273e-10
[120 empty] | 7.3.5.15 Identification and remediation of “at-risk species”WLDFRVegetation ContactBranch (Not overhanging, within 4ft) | WLDFR | HFTD - Distribution - Tier 3 - 5QU CoRE ¦ 5QU LoRE | Red Flag Warning - Catastrophic Fires | Vegetation Contact | Branch (Not overhanging, within 4ft) | 2024 | 1.6146e-09 | 97.3625 | 1.572e-07 | 2024 | Mitigation | 0.9 | 30 | 0 | esc | 0.063307 | 1.0222e-10 | 0.066847 | 1.0793e-10 | 0.066806 | 1.0787e-10 | 0.063625 | 1.0273e-10
[120 empty] | 7.3.5.15 Identification and remediation of “at-risk species”WLDFRVegetation ContactBranch (Not overhanging, within 4ft) | WLDFR | HFTD - Distribution - Tier 3 - 5QU CoRE ¦ 5QU LoRE | Red Flag Warning - Catastrophic Fires | Vegetation Contact | Branch (Not overhanging, within 4ft) | 2025 | 1.6146e-09 | 97.3625 | 1.572e-07 | 2025 | Mitigation | 0.9 | 30 | 0 | esc | 0.063307 | 1.0222e-10 | 0.066847 | 1.0793e-10 | 0.066806 | 1.0787e-10 | 0.063625 | 1.0273e-10
[120 empty] | 7.3.5.15 Identification and remediation of “at-risk species”WLDFRVegetation ContactBranch (Not overhanging, within 4ft) | WLDFR | HFTD - Distribution - Tier 3 - 5QU CoRE ¦ 5QU LoRE | Red Flag Warning - Catastrophic Fires | Vegetation Contact | Branch (Not overhanging, within 4ft) | 2026 | 1.6146e-09 | 97.3625 | 1.572e-07 | 2026 | Mitigation | 0.9 | 30 | 0 | esc | 0.063307 | 1.0222e-10 | 0.066847 | 1.0793e-10 | 0.066806 | 1.0787e-10 | 0.063625 | 1.0273e-10
[120 empty] | 7.3.5.15 Identification and remediation of “at-risk species”WLDFRVegetation ContactBranch (Not overhanging, within 4ft) | WLDFR | HFTD - Distribution - Tier 3 - 5QU CoRE ¦ 5QU LoRE | Red Flag Warning - Catastrophic Fires | Vegetation Contact | Branch (Not overhanging, within 4ft) | 2027 | 1.6146e-09 | 97.3625 | 1.572e-07 | 2027 | Mitigation | 0.9 | 30 | 0 | esc | 0.063307 | 1.0222e-10 | 0.066847 | 1.0793e-10 | 0.066806 | 1.0787e-10 | 0.063625 | 1.0273e-10
[120 empty] | 7.3.5.15 Identification and remediation of “at-risk species”WLDFRVegetation ContactBranch (Not overhanging, within 4ft) | WLDFR | HFTD - Distribution - Tier 3 - 5QU CoRE ¦ 5QU LoRE | Red Flag Warning - Catastrophic Fires | Vegetation Contact | Branch (Not overhanging, within 4ft) | 2028 | 1.6146e-09 | 97.3625 | 1.572e-07 | 2028 | Mitigation | 0.9 | 30 | 0 | esc | 0.063307 | 1.0222e-10 | 0.066847 | 1.0793e-10 | 0.066806 | 1.0787e-10 | 0.063625 | 1.0273e-10
[120 empty] | 7.3.5.15 Identification and remediation of “at-risk species”WLDFRVegetation ContactBranch (Not overhanging, within 4ft) | WLDFR | HFTD - Distribution - Tier 3 - 5QU CoRE ¦ 5QU LoRE | Red Flag Warning - Catastrophic Fires | Vegetation Contact | Branch (Not overhanging, within 4ft) | 2029 | 1.6146e-09 | 97.3625 | 1.572e-07 | 2029 | Mitigation | 0.9 | 30 | 0 | esc | 0.063307 | 1.0222e-10 | 0.066847 | 1.0793e-10 | 0.066806 | 1.0787e-10 | 0.063625 | 1.0273e-10
[120 empty] | 7.3.5.15 Identification and remediation of “at-risk species”WLDFRVegetation ContactBranch (Not overhanging, within 4ft) | WLDFR | HFTD - Distribution - Tier 3 - 5QU CoRE ¦ 5QU LoRE | Red Flag Warning - Catastrophic Fires | Vegetation Contact | Branch (Not overhanging, within 4ft) | 2030 | 1.6146e-09 | 97.3625 | 1.572e-07 | 2030 | Mitigation | 0.9 | 30 | 0 | esc | 0.063307 | 1.0222e-10 | 0.066847 | 1.0793e-10 | 0.066806 | 1.0787e-10 | 0.063625 | 1.0273e-10
[120 empty] | 7.3.5.15 Identification and remediation of “at-risk species”WLDFRVegetation ContactBranch (Not overhanging, within 4ft) | WLDFR | HFTD - Distribution - Tier 3 - 5QU CoRE ¦ 5QU LoRE | Red Flag Warning - Catastrophic Fires | Vegetation Contact | Branch (Not overhanging, within 4ft) | 2031 | 1.6146e-09 | 97.3625 | 1.572e-07 | 2031 | Mitigation | 0.9 | 30 | 0 | esc | 0.063307 | 1.0222e-10 | 0.066847 | 1.0793e-10 | 0.066806 | 1.0787e-10 | 0.063625 | 1.0273e-10
[120 empty] | 7.3.5.15 Identification and remediation of “at-risk species”WLDFRVegetation ContactBranch (Not overhanging, within 4ft) | WLDFR | HFTD - Distribution - Tier 3 - 5QU CoRE ¦ 5QU LoRE | Red Flag Warning - Catastrophic Fires | Vegetation Contact | Branch (Not overhanging, within 4ft) | 2032 | 1.6146e-09 | 97.3625 | 1.572e-07 | 2032 | Mitigation | 0.9 | 30 | 0 | esc | 0.063307 | 1.0222e-10 | 0.066847 | 1.0793e-10 | 0.066806 | 1.0787e-10 | 0.063625 | 1.0273e-10
[120 empty] | 7.3.5.15 Identification and remediation of “at-risk species”WLDFRVegetation ContactBranch (Not overhanging, within 4ft) | WLDFR | HFTD - Distribution - Tier 3 - 5QU CoRE ¦ 5QU LoRE | Red Flag Warning - Catastrophic Fires | Vegetation Contact | Branch (Not overhanging, within 4ft) | 2033 | 1.6146e-09 | 97.3625 | 1.572e-07 | 2033 | Mitigation | 0.9 | 30 | 0 | esc | 0.063307 | 1.0222e-10 | 0.066847 | 1.0793e-10 | 0.066806 | 1.0787e-10 | 0.063625 | 1.0273e-10
[120 empty] | 7.3.5.15 Identification and remediation of “at-risk species”WLDFRVegetation ContactBranch (Not overhanging, within 4ft) | WLDFR | HFTD - Distribution - Tier 3 - 5QU CoRE ¦ 5QU LoRE | Red Flag Warning - Catastrophic Fires | Vegetation Contact | Branch (Not overhanging, within 4ft) | 2034 | 1.6146e-09 | 97.3625 | 1.572e-07 | 2034 | Mitigation | 0.9 | 30 | 0 | esc | 0.063307 | 1.0222e-10 | 0.066847 | 1.0793e-10 | 0.066806 | 1.0787e-10 | 0.063625 | 1.0273e-10
[120 empty] | 7.3.5.15 Identification and remediation of “at-risk species”WLDFRVegetation ContactBranch (Not overhanging, within 4ft) | WLDFR | HFTD - Distribution - Tier 3 - 5QU CoRE ¦ 5QU LoRE | Red Flag Warning - Catastrophic Fires | Vegetation Contact | Branch (Not overhanging, within 4ft) | 2035 | 1.6146e-09 | 97.3625 | 1.572e-07 | 2035 | Mitigation | 0.9 | 30 | 0 | esc | 0.063307 | 1.0222e-10 | 0.066847 | 1.0793e-10 | 0.066806 | 1.0787e-10 | 0.063625 | 1.0273e-10
[120 empty] | 7.3.5.15 Identification and remediation of “at-risk species”WLDFRVegetation ContactBranch (Not overhanging, within 4ft) | WLDFR | HFTD - Distribution - Tier 3 - 5QU CoRE ¦ 5QU LoRE | Red Flag Warning - Catastrophic Fires | Vegetation Contact | Branch (Not overhanging, within 4ft) | 2036 | 1.6146e-09 | 97.3625 | 1.572e-07 | 2036 | Mitigation | 0.9 | 30 | 0 | esc | 0.063307 | 1.0222e-10 | 0.066847 | 1.0793e-10 | 0.066806 | 1.0787e-10 | 0.063625 | 1.0273e-10
[120 empty] | 7.3.5.15 Identification and remediation of “at-risk species”WLDFRVegetation ContactBranch (Not overhanging, within 4ft) | WLDFR | HFTD - Distribution - Tier 3 - 5QU CoRE ¦ 5QU LoRE | Red Flag Warning - Catastrophic Fires | Vegetation Contact | Branch (Not overhanging, within 4ft) | 2037 | 1.6146e-09 | 97.3625 | 1.572e-07 | 2037 | Mitigation | 0.9 | 30 | 0 | esc | 0.063307 | 1.0222e-10 | 0.066847 | 1.0793e-10 | 0.066806 | 1.0787e-10 | 0.063625 | 1.0273e-10
[120 empty] | 7.3.5.15 Identification and remediation of “at-risk species”WLDFRVegetation ContactBranch (Not overhanging, within 4ft) | WLDFR | HFTD - Distribution - Tier 3 - 5QU CoRE ¦ 5QU LoRE | Red Flag Warning - Catastrophic Fires | Vegetation Contact | Branch (Not overhanging, within 4ft) | 2038 | 1.6146e-09 | 97.3625 | 1.572e-07 | 2038 | Mitigation | 0.9 | 30 | 0 | esc | 0.063307 | 1.0222e-10 | 0.066847 | 1.0793e-10 | 0.066806 | 1.0787e-10 | 0.063625 | 1.0273e-10
[120 empty] | 7.3.5.15 Identification and remediation of “at-risk species”WLDFRVegetation ContactBranch (Not overhanging, within 4ft) | WLDFR | HFTD - Distribution - Tier 3 - 5QU CoRE ¦ 5QU LoRE | Red Flag Warning - Catastrophic Fires | Vegetation Contact | Branch (Not overhanging, within 4ft) | 2039 | 1.6146e-09 | 97.3625 | 1.572e-07 | 2039 | Mitigation | 0.9 | 30 | 0 | esc | 0.063307 | 1.0222e-10 | 0.066847 | 1.0793e-10 | 0.066806 | 1.0787e-10 | 0.063625 | 1.0273e-10
[120 empty] | 7.3.5.15 Identification and remediation of “at-risk species”WLDFRVegetation ContactBranch (Not overhanging, within 4ft) | WLDFR | HFTD - Distribution - Tier 3 - 5QU CoRE ¦ 5QU LoRE | Red Flag Warning - Catastrophic Fires | Vegetation Contact | Branch (Not overhanging, within 4ft) | 2040 | 1.6146e-09 | 97.3625 | 1.572e-07 | 2040 | Mitigation | 0.9 | 30 | 0 | esc | 0.063307 | 1.0222e-10 | 0.066847 | 1.0793e-10 | 0.066806 | 1.0787e-10 | 0.063625 | 1.0273e-10
[120 empty] | 7.3.5.15 Identification and remediation of “at-risk species”WLDFRVegetation ContactBranch (Not overhanging, within 4ft) | WLDFR | HFTD - Distribution - Tier 3 - 5QU CoRE ¦ 5QU LoRE | Red Flag Warning - Catastrophic Fires | Vegetation Contact | Branch (Not overhanging, within 4ft) | 2041 | 1.6146e-09 | 97.3625 | 1.572e-07 | 2041 | Mitigation | 0.9 | 30 | 0 | esc | 0.063307 | 1.0222e-10 | 0.066847 | 1.0793e-10 | 0.066806 | 1.0787e-10 | 0.063625 | 1.0273e-10
[120 empty] | 7.3.5.15 Identification and remediation of “at-risk species”WLDFRVegetation ContactBranch (Not overhanging, within 4ft) | WLDFR | HFTD - Distribution - Tier 3 - 5QU CoRE ¦ 5QU LoRE | Red Flag Warning - Catastrophic Fires | Vegetation Contact | Branch (Not overhanging, within 4ft) | 2042 | 1.6146e-09 | 97.3625 | 1.572e-07 | 2042 | Mitigation | 0.9 | 30 | 0 | esc | 0.063307 | 1.0222e-10 | 0.066847 | 1.0793e-10 | 0.066806 | 1.0787e-10 | 0.063625 | 1.0273e-10
[120 empty] | 7.3.5.15 Identification and remediation of “at-risk species”WLDFRVegetation ContactBranch (Not overhanging, within 4ft) | WLDFR | HFTD - Distribution - Tier 3 - 5QU CoRE ¦ 5QU LoRE | Red Flag Warning - Catastrophic Fires | Vegetation Contact | Branch (Not overhanging, within 4ft) | 2043 | 1.6146e-09 | 97.3625 | 1.572e-07 | 2043 | Mitigation | 0.9 | 30 | 0 | esc | 0.063307 | 1.0222e-10 | 0.066847 | 1.0793e-10 | 0.066806 | 1.0787e-10 | 0.063625 | 1.0273e-10
[120 empty] | 7.3.5.15 Identification and remediation of “at-risk species”WLDFRVegetation ContactBranch (Not overhanging, within 4ft) | WLDFR | HFTD - Distribution - Tier 3 - 5QU CoRE ¦ 5QU LoRE | Red Flag Warning - Catastrophic Fires | Vegetation Contact | Branch (Not overhanging, within 4ft) | 2044 | 1.6146e-09 | 97.3625 | 1.572e-07 | 2044 | Mitigation | 0.9 | 30 | 0 | esc | 0.063307 | 1.0222e-10 | 0.066847 | 1.0793e-10 | 0.066806 | 1.0787e-10 | 0.063625 | 1.0273e-10
[120 empty] | 7.3.5.15 Identification and remediation of “at-risk species”WLDFRVegetation ContactBranch (Not overhanging, within 4ft) | WLDFR | HFTD - Distribution - Tier 3 - 5QU CoRE ¦ 5QU LoRE | Red Flag Warning - Catastrophic Fires | Vegetation Contact | Branch (Not overhanging, within 4ft) | 2045 | 1.6146e-09 | 97.3625 | 1.572e-07 | 2045 | Mitigation | 0.9 | 30 | 0 | esc | 0.063307 | 1.0222e-10 | 0.066847 | 1.0793e-10 | 0.066806 | 1.0787e-10 | 0.063625 | 1.0273e-10
[120 empty] | 7.3.5.15 Identification and remediation of “at-risk species”WLDFRVegetation ContactBranch (Not overhanging, within 4ft) | WLDFR | HFTD - Distribution - Tier 3 - 5QU CoRE ¦ 5QU LoRE | Red Flag Warning - Catastrophic Fires | Vegetation Contact | Branch (Not overhanging, within 4ft) | 2046 | 1.6146e-09 | 97.3625 | 1.572e-07 | 2046 | Mitigation | 0.9 | 30 | 0 | esc | 0.063307 | 1.0222e-10 | 0.066847 | 1.0793e-10 | 0.066806 | 1.0787e-10 | 0.063625 | 1.0273e-10
[120 empty] | 7.3.5.15 Identification and remediation of “at-risk species”WLDFRVegetation ContactBranch (Not overhanging, within 4ft) | WLDFR | HFTD - Distribution - Tier 3 - 5QU CoRE ¦ 5QU LoRE | Red Flag Warning - Catastrophic Fires | Vegetation Contact | Branch (Not overhanging, within 4ft) | 2047 | 1.6146e-09 | 97.3625 | 1.572e-07 | 2047 | Mitigation | 0.9 | 30 | 0 | esc | 0.063307 | 1.0222e-10 | 0.066847 | 1.0793e-10 | 0.066806 | 1.0787e-10 | 0.063625 | 1.0273e-10
[120 empty] | 7.3.5.15 Identification and remediation of “at-risk species”WLDFRVegetation ContactBranch (Not overhanging, within 4ft) | WLDFR | HFTD - Distribution - Tier 3 - 5QU CoRE ¦ 5QU LoRE | Red Flag Warning - Catastrophic Fires | Vegetation Contact | Branch (Not overhanging, within 4ft) | 2048 | 1.6146e-09 | 97.3625 | 1.572e-07 | 2048 | Mitigation | 0.9 | 30 | 0 | esc | 0.063307 | 1.0222e-10 | 0.066847 | 1.0793e-10 | 0.066806 | 1.0787e-10 | 0.063625 | 1.0273e-10
[120 empty] | 7.3.5.15 Identification and remediation of “at-risk species”WLDFRVegetation ContactBranch (Not overhanging, within 4ft) | WLDFR | HFTD - Distribution - Tier 3 - 5QU CoRE ¦ 5QU LoRE | Red Flag Warning - Catastrophic Fires | Vegetation Contact | Branch (Not overhanging, within 4ft) | 2049 | 1.6146e-09 | 97.3625 | 1.572e-07 | 2049 | Mitigation | 0.9 | 30 | 0 | esc | 0.063307 | 1.0222e-10 | 0.066847 | 1.0793e-10 | 0.066806 | 1.0787e-10 | 0.063625 | 1.0273e-10
[120 empty] | 7.3.5.15 Identification and remediation of “at-risk species”WLDFRVegetation ContactBranch (Not overhanging, within 4ft) | WLDFR | HFTD - Distribution - Tier 3 - 5QU CoRE ¦ 5QU LoRE | Red Flag Warning - Catastrophic Fires | Vegetation Contact | Branch (Not overhanging, within 4ft) | 2050 | 1.6146e-09 | 97.3625 | 1.572e-07 | 2050 | Mitigation | 0.9 | 30 | 0 | esc | 0 | 0 | 0.066847 | 1.0793e-10 | 0.066806 | 1.0787e-10 | 0.063625 | 1.0273e-10
[120 empty] | 7.3.5.15 Identification and remediation of “at-risk species”WLDFRVegetation ContactBranch (Not overhanging, within 4ft) | WLDFR | HFTD - Distribution - Tier 3 - 5QU CoRE ¦ 5QU LoRE | Red Flag Warning - Catastrophic Fires | Vegetation Contact | Branch (Not overhanging, within 4ft) | 2051 | 1.6146e-09 | 97.3625 | 1.572e-07 | 2051 | Mitigation | 0.9 | 30 | 0 | esc | 0 | 0 | 0 | 0 | 0.066806 | 1.0787e-10 | 0.063625 | 1.0273e-10
[120 empty] | 7.3.5.15 Identification and remediation of “at-risk species”WLDFRVegetation ContactBranch (Not overhanging, within 4ft) | WLDFR | HFTD - Distribution - Tier 3 - 5QU CoRE ¦ 5QU LoRE | Red Flag Warning - Catastrophic Fires | Vegetation Contact | Branch (Not overhanging, within 4ft) | 2052 | 1.6146e-09 | 97.3625 | 1.572e-07 | 2052 | Mitigation | 0.9 | 30 | 0 | esc | 0 | 0 | 0 | 0 | 0 | 0 | 0.063625 | 1.0273e-10
[120 empty] | 7.3.5.15 Identification and remediation of “at-risk species”WLDFRVegetation ContactBranch (OverHanging) | WLDFR | HFTD - Distribution - Tier 3 - 5QU CoRE ¦ 5QU LoRE | Red Flag Warning - Catastrophic Fires | Vegetation Contact | Branch (OverHanging) | 2022 | 1.0392e-07 | 97.3625 | 1.0118e-05 | 2022 | Mitigation | 0.9 | 30 | 0 | esc | 0.063307 | 6.5789e-09 | 0.066847 | 6.9468e-09 | 0.066806 | 6.9425e-09 | 0 | 0
[120 empty] | 7.3.5.15 Identification and remediation of “at-risk species”WLDFRVegetation ContactBranch (OverHanging) | WLDFR | HFTD - Distribution - Tier 3 - 5QU CoRE ¦ 5QU LoRE | Red Flag Warning - Catastrophic Fires | Vegetation Contact | Branch (OverHanging) | 2023 | 1.0392e-07 | 97.3625 | 1.0118e-05 | 2023 | Mitigation | 0.9 | 30 | 0 | esc | 0.063307 | 6.5789e-09 | 0.066847 | 6.9468e-09 | 0.066806 | 6.9425e-09 | 0.063625 | 6.6119e-09
[120 empty] | 7.3.5.15 Identification and remediation of “at-risk species”WLDFRVegetation ContactBranch (OverHanging) | WLDFR | HFTD - Distribution - Tier 3 - 5QU CoRE ¦ 5QU LoRE | Red Flag Warning - Catastrophic Fires | Vegetation Contact | Branch (OverHanging) | 2024 | 1.0392e-07 | 97.3625 | 1.0118e-05 | 2024 | Mitigation | 0.9 | 30 | 0 | esc | 0.063307 | 6.5789e-09 | 0.066847 | 6.9468e-09 | 0.066806 | 6.9425e-09 | 0.063625 | 6.6119e-09
[120 empty] | 7.3.5.15 Identification and remediation of “at-risk species”WLDFRVegetation ContactBranch (OverHanging) | WLDFR | HFTD - Distribution - Tier 3 - 5QU CoRE ¦ 5QU LoRE | Red Flag Warning - Catastrophic Fires | Vegetation Contact | Branch (OverHanging) | 2025 | 1.0392e-07 | 97.3625 | 1.0118e-05 | 2025 | Mitigation | 0.9 | 30 | 0 | esc | 0.063307 | 6.5789e-09 | 0.066847 | 6.9468e-09 | 0.066806 | 6.9425e-09 | 0.063625 | 6.6119e-09
[120 empty] | 7.3.5.15 Identification and remediation of “at-risk species”WLDFRVegetation ContactBranch (OverHanging) | WLDFR | HFTD - Distribution - Tier 3 - 5QU CoRE ¦ 5QU LoRE | Red Flag Warning - Catastrophic Fires | Vegetation Contact | Branch (OverHanging) | 2026 | 1.0392e-07 | 97.3625 | 1.0118e-05 | 2026 | Mitigation | 0.9 | 30 | 0 | esc | 0.063307 | 6.5789e-09 | 0.066847 | 6.9468e-09 | 0.066806 | 6.9425e-09 | 0.063625 | 6.6119e-09
[120 empty] | 7.3.5.15 Identification and remediation of “at-risk species”WLDFRVegetation ContactBranch (OverHanging) | WLDFR | HFTD - Distribution - Tier 3 - 5QU CoRE ¦ 5QU LoRE | Red Flag Warning - Catastrophic Fires | Vegetation Contact | Branch (OverHanging) | 2027 | 1.0392e-07 | 97.3625 | 1.0118e-05 | 2027 | Mitigation | 0.9 | 30 | 0 | esc | 0.063307 | 6.5789e-09 | 0.066847 | 6.9468e-09 | 0.066806 | 6.9425e-09 | 0.063625 | 6.6119e-09
[120 empty] | 7.3.5.15 Identification and remediation of “at-risk species”WLDFRVegetation ContactBranch (OverHanging) | WLDFR | HFTD - Distribution - Tier 3 - 5QU CoRE ¦ 5QU LoRE | Red Flag Warning - Catastrophic Fires | Vegetation Contact | Branch (OverHanging) | 2028 | 1.0392e-07 | 97.3625 | 1.0118e-05 | 2028 | Mitigation | 0.9 | 30 | 0 | esc | 0.063307 | 6.5789e-09 | 0.066847 | 6.9468e-09 | 0.066806 | 6.9425e-09 | 0.063625 | 6.6119e-09
[120 empty] | 7.3.5.15 Identification and remediation of “at-risk species”WLDFRVegetation ContactBranch (OverHanging) | WLDFR | HFTD - Distribution - Tier 3 - 5QU CoRE ¦ 5QU LoRE | Red Flag Warning - Catastrophic Fires | Vegetation Contact | Branch (OverHanging) | 2029 | 1.0392e-07 | 97.3625 | 1.0118e-05 | 2029 | Mitigation | 0.9 | 30 | 0 | esc | 0.063307 | 6.5789e-09 | 0.066847 | 6.9468e-09 | 0.066806 | 6.9425e-09 | 0.063625 | 6.6119e-09
[120 empty] | 7.3.5.15 Identification and remediation of “at-risk species”WLDFRVegetation ContactBranch (OverHanging) | WLDFR | HFTD - Distribution - Tier 3 - 5QU CoRE ¦ 5QU LoRE | Red Flag Warning - Catastrophic Fires | Vegetation Contact | Branch (OverHanging) | 2030 | 1.0392e-07 | 97.3625 | 1.0118e-05 | 2030 | Mitigation | 0.9 | 30 | 0 | esc | 0.063307 | 6.5789e-09 | 0.066847 | 6.9468e-09 | 0.066806 | 6.9425e-09 | 0.063625 | 6.6119e-09
[120 empty] | 7.3.5.15 Identification and remediation of “at-risk species”WLDFRVegetation ContactBranch (OverHanging) | WLDFR | HFTD - Distribution - Tier 3 - 5QU CoRE ¦ 5QU LoRE | Red Flag Warning - Catastrophic Fires | Vegetation Contact | Branch (OverHanging) | 2031 | 1.0392e-07 | 97.3625 | 1.0118e-05 | 2031 | Mitigation | 0.9 | 30 | 0 | esc | 0.063307 | 6.5789e-09 | 0.066847 | 6.9468e-09 | 0.066806 | 6.9425e-09 | 0.063625 | 6.6119e-09
[120 empty] | 7.3.5.15 Identification and remediation of “at-risk species”WLDFRVegetation ContactBranch (OverHanging) | WLDFR | HFTD - Distribution - Tier 3 - 5QU CoRE ¦ 5QU LoRE | Red Flag Warning - Catastrophic Fires | Vegetation Contact | Branch (OverHanging) | 2032 | 1.0392e-07 | 97.3625 | 1.0118e-05 | 2032 | Mitigation | 0.9 | 30 | 0 | esc | 0.063307 | 6.5789e-09 | 0.066847 | 6.9468e-09 | 0.066806 | 6.9425e-09 | 0.063625 | 6.6119e-09
[120 empty] | 7.3.5.15 Identification and remediation of “at-risk species”WLDFRVegetation ContactBranch (OverHanging) | WLDFR | HFTD - Distribution - Tier 3 - 5QU CoRE ¦ 5QU LoRE | Red Flag Warning - Catastrophic Fires | Vegetation Contact | Branch (OverHanging) | 2033 | 1.0392e-07 | 97.3625 | 1.0118e-05 | 2033 | Mitigation | 0.9 | 30 | 0 | esc | 0.063307 | 6.5789e-09 | 0.066847 | 6.9468e-09 | 0.066806 | 6.9425e-09 | 0.063625 | 6.6119e-09
[120 empty] | 7.3.5.15 Identification and remediation of “at-risk species”WLDFRVegetation ContactBranch (OverHanging) | WLDFR | HFTD - Distribution - Tier 3 - 5QU CoRE ¦ 5QU LoRE | Red Flag Warning - Catastrophic Fires | Vegetation Contact | Branch (OverHanging) | 2034 | 1.0392e-07 | 97.3625 | 1.0118e-05 | 2034 | Mitigation | 0.9 | 30 | 0 | esc | 0.063307 | 6.5789e-09 | 0.066847 | 6.9468e-09 | 0.066806 | 6.9425e-09 | 0.063625 | 6.6119e-09
[120 empty] | 7.3.5.15 Identification and remediation of “at-risk species”WLDFRVegetation ContactBranch (OverHanging) | WLDFR | HFTD - Distribution - Tier 3 - 5QU CoRE ¦ 5QU LoRE | Red Flag Warning - Catastrophic Fires | Vegetation Contact | Branch (OverHanging) | 2035 | 1.0392e-07 | 97.3625 | 1.0118e-05 | 2035 | Mitigation | 0.9 | 30 | 0 | esc | 0.063307 | 6.5789e-09 | 0.066847 | 6.9468e-09 | 0.066806 | 6.9425e-09 | 0.063625 | 6.6119e-09
[120 empty] | 7.3.5.15 Identification and remediation of “at-risk species”WLDFRVegetation ContactBranch (OverHanging) | WLDFR | HFTD - Distribution - Tier 3 - 5QU CoRE ¦ 5QU LoRE | Red Flag Warning - Catastrophic Fires | Vegetation Contact | Branch (OverHanging) | 2036 | 1.0392e-07 | 97.3625 | 1.0118e-05 | 2036 | Mitigation | 0.9 | 30 | 0 | esc | 0.063307 | 6.5789e-09 | 0.066847 | 6.9468e-09 | 0.066806 | 6.9425e-09 | 0.063625 | 6.6119e-09
[120 empty] | 7.3.5.15 Identification and remediation of “at-risk species”WLDFRVegetation ContactBranch (OverHanging) | WLDFR | HFTD - Distribution - Tier 3 - 5QU CoRE ¦ 5QU LoRE | Red Flag Warning - Catastrophic Fires | Vegetation Contact | Branch (OverHanging) | 2037 | 1.0392e-07 | 97.3625 | 1.0118e-05 | 2037 | Mitigation | 0.9 | 30 | 0 | esc | 0.063307 | 6.5789e-09 | 0.066847 | 6.9468e-09 | 0.066806 | 6.9425e-09 | 0.063625 | 6.6119e-09
[120 empty] | 7.3.5.15 Identification and remediation of “at-risk species”WLDFRVegetation ContactBranch (OverHanging) | WLDFR | HFTD - Distribution - Tier 3 - 5QU CoRE ¦ 5QU LoRE | Red Flag Warning - Catastrophic Fires | Vegetation Contact | Branch (OverHanging) | 2038 | 1.0392e-07 | 97.3625 | 1.0118e-05 | 2038 | Mitigation | 0.9 | 30 | 0 | esc | 0.063307 | 6.5789e-09 | 0.066847 | 6.9468e-09 | 0.066806 | 6.9425e-09 | 0.063625 | 6.6119e-09
[120 empty] | 7.3.5.15 Identification and remediation of “at-risk species”WLDFRVegetation ContactBranch (OverHanging) | WLDFR | HFTD - Distribution - Tier 3 - 5QU CoRE ¦ 5QU LoRE | Red Flag Warning - Catastrophic Fires | Vegetation Contact | Branch (OverHanging) | 2039 | 1.0392e-07 | 97.3625 | 1.0118e-05 | 2039 | Mitigation | 0.9 | 30 | 0 | esc | 0.063307 | 6.5789e-09 | 0.066847 | 6.9468e-09 | 0.066806 | 6.9425e-09 | 0.063625 | 6.6119e-09
[120 empty] | 7.3.5.15 Identification and remediation of “at-risk species”WLDFRVegetation ContactBranch (OverHanging) | WLDFR | HFTD - Distribution - Tier 3 - 5QU CoRE ¦ 5QU LoRE | Red Flag Warning - Catastrophic Fires | Vegetation Contact | Branch (OverHanging) | 2040 | 1.0392e-07 | 97.3625 | 1.0118e-05 | 2040 | Mitigation | 0.9 | 30 | 0 | esc | 0.063307 | 6.5789e-09 | 0.066847 | 6.9468e-09 | 0.066806 | 6.9425e-09 | 0.063625 | 6.6119e-09
[120 empty] | 7.3.5.15 Identification and remediation of “at-risk species”WLDFRVegetation ContactBranch (OverHanging) | WLDFR | HFTD - Distribution - Tier 3 - 5QU CoRE ¦ 5QU LoRE | Red Flag Warning - Catastrophic Fires | Vegetation Contact | Branch (OverHanging) | 2041 | 1.0392e-07 | 97.3625 | 1.0118e-05 | 2041 | Mitigation | 0.9 | 30 | 0 | esc | 0.063307 | 6.5789e-09 | 0.066847 | 6.9468e-09 | 0.066806 | 6.9425e-09 | 0.063625 | 6.6119e-09
[120 empty] | 7.3.5.15 Identification and remediation of “at-risk species”WLDFRVegetation ContactBranch (OverHanging) | WLDFR | HFTD - Distribution - Tier 3 - 5QU CoRE ¦ 5QU LoRE | Red Flag Warning - Catastrophic Fires | Vegetation Contact | Branch (OverHanging) | 2042 | 1.0392e-07 | 97.3625 | 1.0118e-05 | 2042 | Mitigation | 0.9 | 30 | 0 | esc | 0.063307 | 6.5789e-09 | 0.066847 | 6.9468e-09 | 0.066806 | 6.9425e-09 | 0.063625 | 6.6119e-09
[120 empty] | 7.3.5.15 Identification and remediation of “at-risk species”WLDFRVegetation ContactBranch (OverHanging) | WLDFR | HFTD - Distribution - Tier 3 - 5QU CoRE ¦ 5QU LoRE | Red Flag Warning - Catastrophic Fires | Vegetation Contact | Branch (OverHanging) | 2043 | 1.0392e-07 | 97.3625 | 1.0118e-05 | 2043 | Mitigation | 0.9 | 30 | 0 | esc | 0.063307 | 6.5789e-09 | 0.066847 | 6.9468e-09 | 0.066806 | 6.9425e-09 | 0.063625 | 6.6119e-09
[120 empty] | 7.3.5.15 Identification and remediation of “at-risk species”WLDFRVegetation ContactBranch (OverHanging) | WLDFR | HFTD - Distribution - Tier 3 - 5QU CoRE ¦ 5QU LoRE | Red Flag Warning - Catastrophic Fires | Vegetation Contact | Branch (OverHanging) | 2044 | 1.0392e-07 | 97.3625 | 1.0118e-05 | 2044 | Mitigation | 0.9 | 30 | 0 | esc | 0.063307 | 6.5789e-09 | 0.066847 | 6.9468e-09 | 0.066806 | 6.9425e-09 | 0.063625 | 6.6119e-09
[120 empty] | 7.3.5.15 Identification and remediation of “at-risk species”WLDFRVegetation ContactBranch (OverHanging) | WLDFR | HFTD - Distribution - Tier 3 - 5QU CoRE ¦ 5QU LoRE | Red Flag Warning - Catastrophic Fires | Vegetation Contact | Branch (OverHanging) | 2045 | 1.0392e-07 | 97.3625 | 1.0118e-05 | 2045 | Mitigation | 0.9 | 30 | 0 | esc | 0.063307 | 6.5789e-09 | 0.066847 | 6.9468e-09 | 0.066806 | 6.9425e-09 | 0.063625 | 6.6119e-09
[120 empty] | 7.3.5.15 Identification and remediation of “at-risk species”WLDFRVegetation ContactBranch (OverHanging) | WLDFR | HFTD - Distribution - Tier 3 - 5QU CoRE ¦ 5QU LoRE | Red Flag Warning - Catastrophic Fires | Vegetation Contact | Branch (OverHanging) | 2046 | 1.0392e-07 | 97.3625 | 1.0118e-05 | 2046 | Mitigation | 0.9 | 30 | 0 | esc | 0.063307 | 6.5789e-09 | 0.066847 | 6.9468e-09 | 0.066806 | 6.9425e-09 | 0.063625 | 6.6119e-09
[120 empty] | 7.3.5.15 Identification and remediation of “at-risk species”WLDFRVegetation ContactBranch (OverHanging) | WLDFR | HFTD - Distribution - Tier 3 - 5QU CoRE ¦ 5QU LoRE | Red Flag Warning - Catastrophic Fires | Vegetation Contact | Branch (OverHanging) | 2047 | 1.0392e-07 | 97.3625 | 1.0118e-05 | 2047 | Mitigation | 0.9 | 30 | 0 | esc | 0.063307 | 6.5789e-09 | 0.066847 | 6.9468e-09 | 0.066806 | 6.9425e-09 | 0.063625 | 6.6119e-09
[120 empty] | 7.3.5.15 Identification and remediation of “at-risk species”WLDFRVegetation ContactBranch (OverHanging) | WLDFR | HFTD - Distribution - Tier 3 - 5QU CoRE ¦ 5QU LoRE | Red Flag Warning - Catastrophic Fires | Vegetation Contact | Branch (OverHanging) | 2048 | 1.0392e-07 | 97.3625 | 1.0118e-05 | 2048 | Mitigation | 0.9 | 30 | 0 | esc | 0.063307 | 6.5789e-09 | 0.066847 | 6.9468e-09 | 0.066806 | 6.9425e-09 | 0.063625 | 6.6119e-09
[120 empty] | 7.3.5.15 Identification and remediation of “at-risk species”WLDFRVegetation ContactBranch (OverHanging) | WLDFR | HFTD - Distribution - Tier 3 - 5QU CoRE ¦ 5QU LoRE | Red Flag Warning - Catastrophic Fires | Vegetation Contact | Branch (OverHanging) | 2049 | 1.0392e-07 | 97.3625 | 1.0118e-05 | 2049 | Mitigation | 0.9 | 30 | 0 | esc | 0.063307 | 6.5789e-09 | 0.066847 | 6.9468e-09 | 0.066806 | 6.9425e-09 | 0.063625 | 6.6119e-09
[120 empty] | 7.3.5.15 Identification and remediation of “at-risk species”WLDFRVegetation ContactBranch (OverHanging) | WLDFR | HFTD - Distribution - Tier 3 - 5QU CoRE ¦ 5QU LoRE | Red Flag Warning - Catastrophic Fires | Vegetation Contact | Branch (OverHanging) | 2050 | 1.0392e-07 | 97.3625 | 1.0118e-05 | 2050 | Mitigation | 0.9 | 30 | 0 | esc | 0 | 0 | 0.066847 | 6.9468e-09 | 0.066806 | 6.9425e-09 | 0.063625 | 6.6119e-09
[120 empty] | 7.3.5.15 Identification and remediation of “at-risk species”WLDFRVegetation ContactBranch (OverHanging) | WLDFR | HFTD - Distribution - Tier 3 - 5QU CoRE ¦ 5QU LoRE | Red Flag Warning - Catastrophic Fires | Vegetation Contact | Branch (OverHanging) | 2051 | 1.0392e-07 | 97.3625 | 1.0118e-05 | 2051 | Mitigation | 0.9 | 30 | 0 | esc | 0 | 0 | 0 | 0 | 0.066806 | 6.9425e-09 | 0.063625 | 6.6119e-09
[120 empty] | 7.3.5.15 Identification and remediation of “at-risk species”WLDFRVegetation ContactBranch (OverHanging) | WLDFR | HFTD - Distribution - Tier 3 - 5QU CoRE ¦ 5QU LoRE | Red Flag Warning - Catastrophic Fires | Vegetation Contact | Branch (OverHanging) | 2052 | 1.0392e-07 | 97.3625 | 1.0118e-05 | 2052 | Mitigation | 0.9 | 30 | 0 | esc | 0 | 0 | 0 | 0 | 0 | 0 | 0.063625 | 6.6119e-09
[120 empty] | 7.3.5.15 Identification and remediation of “at-risk species”WLDFRVegetation ContactFell into (Moderate-Severe defect) | WLDFR | HFTD - Distribution - Tier 3 - 5QU CoRE ¦ 5QU LoRE | Red Flag Warning - Catastrophic Fires | Vegetation Contact | Fell into (Moderate-Severe defect) | 2022 | 2.7747e-08 | 97.3625 | 2.7015e-06 | 2022 | Mitigation | 0.95 | 1 | 0 | esc | 0 | 0 | 0 | 0 | 0.070518 | 1.9567e-09 | 0 | 0
[120 empty] | 7.3.5.15 Identification and remediation of “at-risk species”WLDFRVegetation ContactFell into (Moderate-Severe defect) | WLDFR | HFTD - Distribution - Tier 3 - 5QU CoRE ¦ 5QU LoRE | Red Flag Warning - Catastrophic Fires | Vegetation Contact | Fell into (Moderate-Severe defect) | 2023 | 2.7747e-08 | 97.3625 | 2.7015e-06 | 2023 | Mitigation | 0.95 | 1 | 0 | esc | 0 | 0 | 0 | 0 | 0 | 0 | 0.06716 | 1.8635e-09
[120 empty] | 7.3.5.15 Identification and remediation of “at-risk species”WLDFRVegetation ContactFell into (slight defect) | WLDFR | HFTD - Distribution - Tier 3 - 5QU CoRE ¦ 5QU LoRE | Red Flag Warning - Catastrophic Fires | Vegetation Contact | Fell into (slight defect) | 2022 | 3.0913e-08 | 97.3625 | 3.0098e-06 | 2022 | Mitigation | 0.5 | 1 | 0 | esc | 0 | 0 | 0 | 0 | 0.037115 | 1.1473e-09 | 0 | 0
[120 empty] | 7.3.5.15 Identification and remediation of “at-risk species”WLDFRVegetation ContactFell into (slight defect) | WLDFR | HFTD - Distribution - Tier 3 - 5QU CoRE ¦ 5QU LoRE | Red Flag Warning - Catastrophic Fires | Vegetation Contact | Fell into (slight defect) | 2023 | 3.0913e-08 | 97.3625 | 3.0098e-06 | 2023 | Mitigation | 0.5 | 1 | 0 | esc | 0 | 0 | 0 | 0 | 0 | 0 | 0.035347 | 1.0927e-09
[120 empty] | 7.3.5.15 Identification and remediation of “at-risk species”WLDFRVegetation ContactGrow Into | WLDFR | HFTD - Distribution - Tier 3 - 5QU CoRE ¦ 5QU LoRE | Red Flag Warning - Catastrophic Fires | Vegetation Contact | Grow Into | 2022 | 3.144e-09 | 97.3625 | 3.0611e-07 | 2022 | Mitigation | 0.5 | 1 | 0 | esc | 0 | 0 | 0 | 0 | 0.037115 | 1.1669e-10 | 0 | 0
[120 empty] | 7.3.5.15 Identification and remediation of “at-risk species”WLDFRVegetation ContactGrow Into | WLDFR | HFTD - Distribution - Tier 3 - 5QU CoRE ¦ 5QU LoRE | Red Flag Warning - Catastrophic Fires | Vegetation Contact | Grow Into | 2023 | 3.144e-09 | 97.3625 | 3.0611e-07 | 2023 | Mitigation | 0.5 | 1 | 0 | esc | 0 | 0 | 0 | 0 | 0 | 0 | 0.035347 | 1.1113e-10
[120 empty] | 7.3.5.15 Identification and remediation of “at-risk species”WLDFRVegetation ContactBranch (Not overhanging, 4-12ft) | WLDFR | HFTD - Distribution - Tier 3 - 5QU CoRE ¦ 5QU LoRE | Red Flag Warning - Destructive Fires | Vegetation Contact | Branch (Not overhanging, 4-12ft) | 2022 | 8.3801e-10 | 97.3625 | 8.1591e-08 | 2022 | Mitigation | 0.5 | 30 | 0 | esc | 0.035171 | 2.9474e-11 | 0.037137 | 3.1121e-11 | 0.037115 | 3.1103e-11 | 0 | 0
[120 empty] | 7.3.5.15 Identification and remediation of “at-risk species”WLDFRVegetation ContactBranch (Not overhanging, 4-12ft) | WLDFR | HFTD - Distribution - Tier 3 - 5QU CoRE ¦ 5QU LoRE | Red Flag Warning - Destructive Fires | Vegetation Contact | Branch (Not overhanging, 4-12ft) | 2023 | 8.3801e-10 | 97.3625 | 8.1591e-08 | 2023 | Mitigation | 0.5 | 30 | 0 | esc | 0.035171 | 2.9474e-11 | 0.037137 | 3.1121e-11 | 0.037115 | 3.1103e-11 | 0.035347 | 2.9621e-11
[120 empty] | 7.3.5.15 Identification and remediation of “at-risk species”WLDFRVegetation ContactBranch (Not overhanging, 4-12ft) | WLDFR | HFTD - Distribution - Tier 3 - 5QU CoRE ¦ 5QU LoRE | Red Flag Warning - Destructive Fires | Vegetation Contact | Branch (Not overhanging, 4-12ft) | 2024 | 8.3801e-10 | 97.3625 | 8.1591e-08 | 2024 | Mitigation | 0.5 | 30 | 0 | esc | 0.035171 | 2.9474e-11 | 0.037137 | 3.1121e-11 | 0.037115 | 3.1103e-11 | 0.035347 | 2.9621e-11
[120 empty] | 7.3.5.15 Identification and remediation of “at-risk species”WLDFRVegetation ContactBranch (Not overhanging, 4-12ft) | WLDFR | HFTD - Distribution - Tier 3 - 5QU CoRE ¦ 5QU LoRE | Red Flag Warning - Destructive Fires | Vegetation Contact | Branch (Not overhanging, 4-12ft) | 2025 | 8.3801e-10 | 97.3625 | 8.1591e-08 | 2025 | Mitigation | 0.5 | 30 | 0 | esc | 0.035171 | 2.9474e-11 | 0.037137 | 3.1121e-11 | 0.037115 | 3.1103e-11 | 0.035347 | 2.9621e-11
[120 empty] | 7.3.5.15 Identification and remediation of “at-risk species”WLDFRVegetation ContactBranch (Not overhanging, 4-12ft) | WLDFR | HFTD - Distribution - Tier 3 - 5QU CoRE ¦ 5QU LoRE | Red Flag Warning - Destructive Fires | Vegetation Contact | Branch (Not overhanging, 4-12ft) | 2026 | 8.3801e-10 | 97.3625 | 8.1591e-08 | 2026 | Mitigation | 0.5 | 30 | 0 | esc | 0.035171 | 2.9474e-11 | 0.037137 | 3.1121e-11 | 0.037115 | 3.1103e-11 | 0.035347 | 2.9621e-11
[120 empty] | 7.3.5.15 Identification and remediation of “at-risk species”WLDFRVegetation ContactBranch (Not overhanging, 4-12ft) | WLDFR | HFTD - Distribution - Tier 3 - 5QU CoRE ¦ 5QU LoRE | Red Flag Warning - Destructive Fires | Vegetation Contact | Branch (Not overhanging, 4-12ft) | 2027 | 8.3801e-10 | 97.3625 | 8.1591e-08 | 2027 | Mitigation | 0.5 | 30 | 0 | esc | 0.035171 | 2.9474e-11 | 0.037137 | 3.1121e-11 | 0.037115 | 3.1103e-11 | 0.035347 | 2.9621e-11
[120 empty] | 7.3.5.15 Identification and remediation of “at-risk species”WLDFRVegetation ContactBranch (Not overhanging, 4-12ft) | WLDFR | HFTD - Distribution - Tier 3 - 5QU CoRE ¦ 5QU LoRE | Red Flag Warning - Destructive Fires | Vegetation Contact | Branch (Not overhanging, 4-12ft) | 2028 | 8.3801e-10 | 97.3625 | 8.1591e-08 | 2028 | Mitigation | 0.5 | 30 | 0 | esc | 0.035171 | 2.9474e-11 | 0.037137 | 3.1121e-11 | 0.037115 | 3.1103e-11 | 0.035347 | 2.9621e-11
[120 empty] | 7.3.5.15 Identification and remediation of “at-risk species”WLDFRVegetation ContactBranch (Not overhanging, 4-12ft) | WLDFR | HFTD - Distribution - Tier 3 - 5QU CoRE ¦ 5QU LoRE | Red Flag Warning - Destructive Fires | Vegetation Contact | Branch (Not overhanging, 4-12ft) | 2029 | 8.3801e-10 | 97.3625 | 8.1591e-08 | 2029 | Mitigation | 0.5 | 30 | 0 | esc | 0.035171 | 2.9474e-11 | 0.037137 | 3.1121e-11 | 0.037115 | 3.1103e-11 | 0.035347 | 2.9621e-11
[120 empty] | 7.3.5.15 Identification and remediation of “at-risk species”WLDFRVegetation ContactBranch (Not overhanging, 4-12ft) | WLDFR | HFTD - Distribution - Tier 3 - 5QU CoRE ¦ 5QU LoRE | Red Flag Warning - Destructive Fires | Vegetation Contact | Branch (Not overhanging, 4-12ft) | 2030 | 8.3801e-10 | 97.3625 | 8.1591e-08 | 2030 | Mitigation | 0.5 | 30 | 0 | esc | 0.035171 | 2.9474e-11 | 0.037137 | 3.1121e-11 | 0.037115 | 3.1103e-11 | 0.035347 | 2.9621e-11
[120 empty] | 7.3.5.15 Identification and remediation of “at-risk species”WLDFRVegetation ContactBranch (Not overhanging, 4-12ft) | WLDFR | HFTD - Distribution - Tier 3 - 5QU CoRE ¦ 5QU LoRE | Red Flag Warning - Destructive Fires | Vegetation Contact | Branch (Not overhanging, 4-12ft) | 2031 | 8.3801e-10 | 97.3625 | 8.1591e-08 | 2031 | Mitigation | 0.5 | 30 | 0 | esc | 0.035171 | 2.9474e-11 | 0.037137 | 3.1121e-11 | 0.037115 | 3.1103e-11 | 0.035347 | 2.9621e-11
[120 empty] | 7.3.5.15 Identification and remediation of “at-risk species”WLDFRVegetation ContactBranch (Not overhanging, 4-12ft) | WLDFR | HFTD - Distribution - Tier 3 - 5QU CoRE ¦ 5QU LoRE | Red Flag Warning - Destructive Fires | Vegetation Contact | Branch (Not overhanging, 4-12ft) | 2032 | 8.3801e-10 | 97.3625 | 8.1591e-08 | 2032 | Mitigation | 0.5 | 30 | 0 | esc | 0.035171 | 2.9474e-11 | 0.037137 | 3.1121e-11 | 0.037115 | 3.1103e-11 | 0.035347 | 2.9621e-11
[120 empty] | 7.3.5.15 Identification and remediation of “at-risk species”WLDFRVegetation ContactBranch (Not overhanging, 4-12ft) | WLDFR | HFTD - Distribution - Tier 3 - 5QU CoRE ¦ 5QU LoRE | Red Flag Warning - Destructive Fires | Vegetation Contact | Branch (Not overhanging, 4-12ft) | 2033 | 8.3801e-10 | 97.3625 | 8.1591e-08 | 2033 | Mitigation | 0.5 | 30 | 0 | esc | 0.035171 | 2.9474e-11 | 0.037137 | 3.1121e-11 | 0.037115 | 3.1103e-11 | 0.035347 | 2.9621e-11
[120 empty] | 7.3.5.15 Identification and remediation of “at-risk species”WLDFRVegetation ContactBranch (Not overhanging, 4-12ft) | WLDFR | HFTD - Distribution - Tier 3 - 5QU CoRE ¦ 5QU LoRE | Red Flag Warning - Destructive Fires | Vegetation Contact | Branch (Not overhanging, 4-12ft) | 2034 | 8.3801e-10 | 97.3625 | 8.1591e-08 | 2034 | Mitigation | 0.5 | 30 | 0 | esc | 0.035171 | 2.9474e-11 | 0.037137 | 3.1121e-11 | 0.037115 | 3.1103e-11 | 0.035347 | 2.9621e-11
[120 empty] | 7.3.5.15 Identification and remediation of “at-risk species”WLDFRVegetation ContactBranch (Not overhanging, 4-12ft) | WLDFR | HFTD - Distribution - Tier 3 - 5QU CoRE ¦ 5QU LoRE | Red Flag Warning - Destructive Fires | Vegetation Contact | Branch (Not overhanging, 4-12ft) | 2035 | 8.3801e-10 | 97.3625 | 8.1591e-08 | 2035 | Mitigation | 0.5 | 30 | 0 | esc | 0.035171 | 2.9474e-11 | 0.037137 | 3.1121e-11 | 0.037115 | 3.1103e-11 | 0.035347 | 2.9621e-11
[120 empty] | 7.3.5.15 Identification and remediation of “at-risk species”WLDFRVegetation ContactBranch (Not overhanging, 4-12ft) | WLDFR | HFTD - Distribution - Tier 3 - 5QU CoRE ¦ 5QU LoRE | Red Flag Warning - Destructive Fires | Vegetation Contact | Branch (Not overhanging, 4-12ft) | 2036 | 8.3801e-10 | 97.3625 | 8.1591e-08 | 2036 | Mitigation | 0.5 | 30 | 0 | esc | 0.035171 | 2.9474e-11 | 0.037137 | 3.1121e-11 | 0.037115 | 3.1103e-11 | 0.035347 | 2.9621e-11
[120 empty] | 7.3.5.15 Identification and remediation of “at-risk species”WLDFRVegetation ContactBranch (Not overhanging, 4-12ft) | WLDFR | HFTD - Distribution - Tier 3 - 5QU CoRE ¦ 5QU LoRE | Red Flag Warning - Destructive Fires | Vegetation Contact | Branch (Not overhanging, 4-12ft) | 2037 | 8.3801e-10 | 97.3625 | 8.1591e-08 | 2037 | Mitigation | 0.5 | 30 | 0 | esc | 0.035171 | 2.9474e-11 | 0.037137 | 3.1121e-11 | 0.037115 | 3.1103e-11 | 0.035347 | 2.9621e-11
[120 empty] | 7.3.5.15 Identification and remediation of “at-risk species”WLDFRVegetation ContactBranch (Not overhanging, 4-12ft) | WLDFR | HFTD - Distribution - Tier 3 - 5QU CoRE ¦ 5QU LoRE | Red Flag Warning - Destructive Fires | Vegetation Contact | Branch (Not overhanging, 4-12ft) | 2038 | 8.3801e-10 | 97.3625 | 8.1591e-08 | 2038 | Mitigation | 0.5 | 30 | 0 | esc | 0.035171 | 2.9474e-11 | 0.037137 | 3.1121e-11 | 0.037115 | 3.1103e-11 | 0.035347 | 2.9621e-11
[120 empty] | 7.3.5.15 Identification and remediation of “at-risk species”WLDFRVegetation ContactBranch (Not overhanging, 4-12ft) | WLDFR | HFTD - Distribution - Tier 3 - 5QU CoRE ¦ 5QU LoRE | Red Flag Warning - Destructive Fires | Vegetation Contact | Branch (Not overhanging, 4-12ft) | 2039 | 8.3801e-10 | 97.3625 | 8.1591e-08 | 2039 | Mitigation | 0.5 | 30 | 0 | esc | 0.035171 | 2.9474e-11 | 0.037137 | 3.1121e-11 | 0.037115 | 3.1103e-11 | 0.035347 | 2.9621e-11
[120 empty] | 7.3.5.15 Identification and remediation of “at-risk species”WLDFRVegetation ContactBranch (Not overhanging, 4-12ft) | WLDFR | HFTD - Distribution - Tier 3 - 5QU CoRE ¦ 5QU LoRE | Red Flag Warning - Destructive Fires | Vegetation Contact | Branch (Not overhanging, 4-12ft) | 2040 | 8.3801e-10 | 97.3625 | 8.1591e-08 | 2040 | Mitigation | 0.5 | 30 | 0 | esc | 0.035171 | 2.9474e-11 | 0.037137 | 3.1121e-11 | 0.037115 | 3.1103e-11 | 0.035347 | 2.9621e-11
[120 empty] | 7.3.5.15 Identification and remediation of “at-risk species”WLDFRVegetation ContactBranch (Not overhanging, 4-12ft) | WLDFR | HFTD - Distribution - Tier 3 - 5QU CoRE ¦ 5QU LoRE | Red Flag Warning - Destructive Fires | Vegetation Contact | Branch (Not overhanging, 4-12ft) | 2041 | 8.3801e-10 | 97.3625 | 8.1591e-08 | 2041 | Mitigation | 0.5 | 30 | 0 | esc | 0.035171 | 2.9474e-11 | 0.037137 | 3.1121e-11 | 0.037115 | 3.1103e-11 | 0.035347 | 2.9621e-11
[120 empty] | 7.3.5.15 Identification and remediation of “at-risk species”WLDFRVegetation ContactBranch (Not overhanging, 4-12ft) | WLDFR | HFTD - Distribution - Tier 3 - 5QU CoRE ¦ 5QU LoRE | Red Flag Warning - Destructive Fires | Vegetation Contact | Branch (Not overhanging, 4-12ft) | 2042 | 8.3801e-10 | 97.3625 | 8.1591e-08 | 2042 | Mitigation | 0.5 | 30 | 0 | esc | 0.035171 | 2.9474e-11 | 0.037137 | 3.1121e-11 | 0.037115 | 3.1103e-11 | 0.035347 | 2.9621e-11
[120 empty] | 7.3.5.15 Identification and remediation of “at-risk species”WLDFRVegetation ContactBranch (Not overhanging, 4-12ft) | WLDFR | HFTD - Distribution - Tier 3 - 5QU CoRE ¦ 5QU LoRE | Red Flag Warning - Destructive Fires | Vegetation Contact | Branch (Not overhanging, 4-12ft) | 2043 | 8.3801e-10 | 97.3625 | 8.1591e-08 | 2043 | Mitigation | 0.5 | 30 | 0 | esc | 0.035171 | 2.9474e-11 | 0.037137 | 3.1121e-11 | 0.037115 | 3.1103e-11 | 0.035347 | 2.9621e-11
[120 empty] | 7.3.5.15 Identification and remediation of “at-risk species”WLDFRVegetation ContactBranch (Not overhanging, 4-12ft) | WLDFR | HFTD - Distribution - Tier 3 - 5QU CoRE ¦ 5QU LoRE | Red Flag Warning - Destructive Fires | Vegetation Contact | Branch (Not overhanging, 4-12ft) | 2044 | 8.3801e-10 | 97.3625 | 8.1591e-08 | 2044 | Mitigation | 0.5 | 30 | 0 | esc | 0.035171 | 2.9474e-11 | 0.037137 | 3.1121e-11 | 0.037115 | 3.1103e-11 | 0.035347 | 2.9621e-11
[120 empty] | 7.3.5.15 Identification and remediation of “at-risk species”WLDFRVegetation ContactBranch (Not overhanging, 4-12ft) | WLDFR | HFTD - Distribution - Tier 3 - 5QU CoRE ¦ 5QU LoRE | Red Flag Warning - Destructive Fires | Vegetation Contact | Branch (Not overhanging, 4-12ft) | 2045 | 8.3801e-10 | 97.3625 | 8.1591e-08 | 2045 | Mitigation | 0.5 | 30 | 0 | esc | 0.035171 | 2.9474e-11 | 0.037137 | 3.1121e-11 | 0.037115 | 3.1103e-11 | 0.035347 | 2.9621e-11
[120 empty] | 7.3.5.15 Identification and remediation of “at-risk species”WLDFRVegetation ContactBranch (Not overhanging, 4-12ft) | WLDFR | HFTD - Distribution - Tier 3 - 5QU CoRE ¦ 5QU LoRE | Red Flag Warning - Destructive Fires | Vegetation Contact | Branch (Not overhanging, 4-12ft) | 2046 | 8.3801e-10 | 97.3625 | 8.1591e-08 | 2046 | Mitigation | 0.5 | 30 | 0 | esc | 0.035171 | 2.9474e-11 | 0.037137 | 3.1121e-11 | 0.037115 | 3.1103e-11 | 0.035347 | 2.9621e-11
[120 empty] | 7.3.5.15 Identification and remediation of “at-risk species”WLDFRVegetation ContactBranch (Not overhanging, 4-12ft) | WLDFR | HFTD - Distribution - Tier 3 - 5QU CoRE ¦ 5QU LoRE | Red Flag Warning - Destructive Fires | Vegetation Contact | Branch (Not overhanging, 4-12ft) | 2047 | 8.3801e-10 | 97.3625 | 8.1591e-08 | 2047 | Mitigation | 0.5 | 30 | 0 | esc | 0.035171 | 2.9474e-11 | 0.037137 | 3.1121e-11 | 0.037115 | 3.1103e-11 | 0.035347 | 2.9621e-11
[120 empty] | 7.3.5.15 Identification and remediation of “at-risk species”WLDFRVegetation ContactBranch (Not overhanging, 4-12ft) | WLDFR | HFTD - Distribution - Tier 3 - 5QU CoRE ¦ 5QU LoRE | Red Flag Warning - Destructive Fires | Vegetation Contact | Branch (Not overhanging, 4-12ft) | 2048 | 8.3801e-10 | 97.3625 | 8.1591e-08 | 2048 | Mitigation | 0.5 | 30 | 0 | esc | 0.035171 | 2.9474e-11 | 0.037137 | 3.1121e-11 | 0.037115 | 3.1103e-11 | 0.035347 | 2.9621e-11
[120 empty] | 7.3.5.15 Identification and remediation of “at-risk species”WLDFRVegetation ContactBranch (Not overhanging, 4-12ft) | WLDFR | HFTD - Distribution - Tier 3 - 5QU CoRE ¦ 5QU LoRE | Red Flag Warning - Destructive Fires | Vegetation Contact | Branch (Not overhanging, 4-12ft) | 2049 | 8.3801e-10 | 97.3625 | 8.1591e-08 | 2049 | Mitigation | 0.5 | 30 | 0 | esc | 0.035171 | 2.9474e-11 | 0.037137 | 3.1121e-11 | 0.037115 | 3.1103e-11 | 0.035347 | 2.9621e-11
[120 empty] | 7.3.5.15 Identification and remediation of “at-risk species”WLDFRVegetation ContactBranch (Not overhanging, 4-12ft) | WLDFR | HFTD - Distribution - Tier 3 - 5QU CoRE ¦ 5QU LoRE | Red Flag Warning - Destructive Fires | Vegetation Contact | Branch (Not overhanging, 4-12ft) | 2050 | 8.3801e-10 | 97.3625 | 8.1591e-08 | 2050 | Mitigation | 0.5 | 30 | 0 | esc | 0 | 0 | 0.037137 | 3.1121e-11 | 0.037115 | 3.1103e-11 | 0.035347 | 2.9621e-11
[120 empty] | 7.3.5.15 Identification and remediation of “at-risk species”WLDFRVegetation ContactBranch (Not overhanging, 4-12ft) | WLDFR | HFTD - Distribution - Tier 3 - 5QU CoRE ¦ 5QU LoRE | Red Flag Warning - Destructive Fires | Vegetation Contact | Branch (Not overhanging, 4-12ft) | 2051 | 8.3801e-10 | 97.3625 | 8.1591e-08 | 2051 | Mitigation | 0.5 | 30 | 0 | esc | 0 | 0 | 0 | 0 | 0.037115 | 3.1103e-11 | 0.035347 | 2.9621e-11
[120 empty] | 7.3.5.15 Identification and remediation of “at-risk species”WLDFRVegetation ContactBranch (Not overhanging, 4-12ft) | WLDFR | HFTD - Distribution - Tier 3 - 5QU CoRE ¦ 5QU LoRE | Red Flag Warning - Destructive Fires | Vegetation Contact | Branch (Not overhanging, 4-12ft) | 2052 | 8.3801e-10 | 97.3625 | 8.1591e-08 | 2052 | Mitigation | 0.5 | 30 | 0 | esc | 0 | 0 | 0 | 0 | 0 | 0 | 0.035347 | 2.9621e-11
[120 empty] | 7.3.5.15 Identification and remediation of “at-risk species”WLDFRVegetation ContactBranch (Not overhanging, within 4ft) | WLDFR | HFTD - Distribution - Tier 3 - 5QU CoRE ¦ 5QU LoRE | Red Flag Warning - Destructive Fires | Vegetation Contact | Branch (Not overhanging, within 4ft) | 2022 | 2.3574e-10 | 97.3625 | 2.2953e-08 | 2022 | Mitigation | 0.9 | 30 | 0 | esc | 0.063307 | 1.4924e-11 | 0.066847 | 1.5759e-11 | 0.066806 | 1.5749e-11 | 0 | 0
[120 empty] | 7.3.5.15 Identification and remediation of “at-risk species”WLDFRVegetation ContactBranch (Not overhanging, within 4ft) | WLDFR | HFTD - Distribution - Tier 3 - 5QU CoRE ¦ 5QU LoRE | Red Flag Warning - Destructive Fires | Vegetation Contact | Branch (Not overhanging, within 4ft) | 2023 | 2.3574e-10 | 97.3625 | 2.2953e-08 | 2023 | Mitigation | 0.9 | 30 | 0 | esc | 0.063307 | 1.4924e-11 | 0.066847 | 1.5759e-11 | 0.066806 | 1.5749e-11 | 0.063625 | 1.4999e-11
[120 empty] | 7.3.5.15 Identification and remediation of “at-risk species”WLDFRVegetation ContactBranch (Not overhanging, within 4ft) | WLDFR | HFTD - Distribution - Tier 3 - 5QU CoRE ¦ 5QU LoRE | Red Flag Warning - Destructive Fires | Vegetation Contact | Branch (Not overhanging, within 4ft) | 2024 | 2.3574e-10 | 97.3625 | 2.2953e-08 | 2024 | Mitigation | 0.9 | 30 | 0 | esc | 0.063307 | 1.4924e-11 | 0.066847 | 1.5759e-11 | 0.066806 | 1.5749e-11 | 0.063625 | 1.4999e-11
[120 empty] | 7.3.5.15 Identification and remediation of “at-risk species”WLDFRVegetation ContactBranch (Not overhanging, within 4ft) | WLDFR | HFTD - Distribution - Tier 3 - 5QU CoRE ¦ 5QU LoRE | Red Flag Warning - Destructive Fires | Vegetation Contact | Branch (Not overhanging, within 4ft) | 2025 | 2.3574e-10 | 97.3625 | 2.2953e-08 | 2025 | Mitigation | 0.9 | 30 | 0 | esc | 0.063307 | 1.4924e-11 | 0.066847 | 1.5759e-11 | 0.066806 | 1.5749e-11 | 0.063625 | 1.4999e-11
[120 empty] | 7.3.5.15 Identification and remediation of “at-risk species”WLDFRVegetation ContactBranch (Not overhanging, within 4ft) | WLDFR | HFTD - Distribution - Tier 3 - 5QU CoRE ¦ 5QU LoRE | Red Flag Warning - Destructive Fires | Vegetation Contact | Branch (Not overhanging, within 4ft) | 2026 | 2.3574e-10 | 97.3625 | 2.2953e-08 | 2026 | Mitigation | 0.9 | 30 | 0 | esc | 0.063307 | 1.4924e-11 | 0.066847 | 1.5759e-11 | 0.066806 | 1.5749e-11 | 0.063625 | 1.4999e-11
[120 empty] | 7.3.5.15 Identification and remediation of “at-risk species”WLDFRVegetation ContactBranch (Not overhanging, within 4ft) | WLDFR | HFTD - Distribution - Tier 3 - 5QU CoRE ¦ 5QU LoRE | Red Flag Warning - Destructive Fires | Vegetation Contact | Branch (Not overhanging, within 4ft) | 2027 | 2.3574e-10 | 97.3625 | 2.2953e-08 | 2027 | Mitigation | 0.9 | 30 | 0 | esc | 0.063307 | 1.4924e-11 | 0.066847 | 1.5759e-11 | 0.066806 | 1.5749e-11 | 0.063625 | 1.4999e-11
[120 empty] | 7.3.5.15 Identification and remediation of “at-risk species”WLDFRVegetation ContactBranch (Not overhanging, within 4ft) | WLDFR | HFTD - Distribution - Tier 3 - 5QU CoRE ¦ 5QU LoRE | Red Flag Warning - Destructive Fires | Vegetation Contact | Branch (Not overhanging, within 4ft) | 2028 | 2.3574e-10 | 97.3625 | 2.2953e-08 | 2028 | Mitigation | 0.9 | 30 | 0 | esc | 0.063307 | 1.4924e-11 | 0.066847 | 1.5759e-11 | 0.066806 | 1.5749e-11 | 0.063625 | 1.4999e-11
[120 empty] | 7.3.5.15 Identification and remediation of “at-risk species”WLDFRVegetation ContactBranch (Not overhanging, within 4ft) | WLDFR | HFTD - Distribution - Tier 3 - 5QU CoRE ¦ 5QU LoRE | Red Flag Warning - Destructive Fires | Vegetation Contact | Branch (Not overhanging, within 4ft) | 2029 | 2.3574e-10 | 97.3625 | 2.2953e-08 | 2029 | Mitigation | 0.9 | 30 | 0 | esc | 0.063307 | 1.4924e-11 | 0.066847 | 1.5759e-11 | 0.066806 | 1.5749e-11 | 0.063625 | 1.4999e-11
[120 empty] | 7.3.5.15 Identification and remediation of “at-risk species”WLDFRVegetation ContactBranch (Not overhanging, within 4ft) | WLDFR | HFTD - Distribution - Tier 3 - 5QU CoRE ¦ 5QU LoRE | Red Flag Warning - Destructive Fires | Vegetation Contact | Branch (Not overhanging, within 4ft) | 2030 | 2.3574e-10 | 97.3625 | 2.2953e-08 | 2030 | Mitigation | 0.9 | 30 | 0 | esc | 0.063307 | 1.4924e-11 | 0.066847 | 1.5759e-11 | 0.066806 | 1.5749e-11 | 0.063625 | 1.4999e-11
[120 empty] | 7.3.5.15 Identification and remediation of “at-risk species”WLDFRVegetation ContactBranch (Not overhanging, within 4ft) | WLDFR | HFTD - Distribution - Tier 3 - 5QU CoRE ¦ 5QU LoRE | Red Flag Warning - Destructive Fires | Vegetation Contact | Branch (Not overhanging, within 4ft) | 2031 | 2.3574e-10 | 97.3625 | 2.2953e-08 | 2031 | Mitigation | 0.9 | 30 | 0 | esc | 0.063307 | 1.4924e-11 | 0.066847 | 1.5759e-11 | 0.066806 | 1.5749e-11 | 0.063625 | 1.4999e-11
[120 empty] | 7.3.5.15 Identification and remediation of “at-risk species”WLDFRVegetation ContactBranch (Not overhanging, within 4ft) | WLDFR | HFTD - Distribution - Tier 3 - 5QU CoRE ¦ 5QU LoRE | Red Flag Warning - Destructive Fires | Vegetation Contact | Branch (Not overhanging, within 4ft) | 2032 | 2.3574e-10 | 97.3625 | 2.2953e-08 | 2032 | Mitigation | 0.9 | 30 | 0 | esc | 0.063307 | 1.4924e-11 | 0.066847 | 1.5759e-11 | 0.066806 | 1.5749e-11 | 0.063625 | 1.4999e-11
[120 empty] | 7.3.5.15 Identification and remediation of “at-risk species”WLDFRVegetation ContactBranch (Not overhanging, within 4ft) | WLDFR | HFTD - Distribution - Tier 3 - 5QU CoRE ¦ 5QU LoRE | Red Flag Warning - Destructive Fires | Vegetation Contact | Branch (Not overhanging, within 4ft) | 2033 | 2.3574e-10 | 97.3625 | 2.2953e-08 | 2033 | Mitigation | 0.9 | 30 | 0 | esc | 0.063307 | 1.4924e-11 | 0.066847 | 1.5759e-11 | 0.066806 | 1.5749e-11 | 0.063625 | 1.4999e-11
[120 empty] | 7.3.5.15 Identification and remediation of “at-risk species”WLDFRVegetation ContactBranch (Not overhanging, within 4ft) | WLDFR | HFTD - Distribution - Tier 3 - 5QU CoRE ¦ 5QU LoRE | Red Flag Warning - Destructive Fires | Vegetation Contact | Branch (Not overhanging, within 4ft) | 2034 | 2.3574e-10 | 97.3625 | 2.2953e-08 | 2034 | Mitigation | 0.9 | 30 | 0 | esc | 0.063307 | 1.4924e-11 | 0.066847 | 1.5759e-11 | 0.066806 | 1.5749e-11 | 0.063625 | 1.4999e-11
[120 empty] | 7.3.5.15 Identification and remediation of “at-risk species”WLDFRVegetation ContactBranch (Not overhanging, within 4ft) | WLDFR | HFTD - Distribution - Tier 3 - 5QU CoRE ¦ 5QU LoRE | Red Flag Warning - Destructive Fires | Vegetation Contact | Branch (Not overhanging, within 4ft) | 2035 | 2.3574e-10 | 97.3625 | 2.2953e-08 | 2035 | Mitigation | 0.9 | 30 | 0 | esc | 0.063307 | 1.4924e-11 | 0.066847 | 1.5759e-11 | 0.066806 | 1.5749e-11 | 0.063625 | 1.4999e-11
[120 empty] | 7.3.5.15 Identification and remediation of “at-risk species”WLDFRVegetation ContactBranch (Not overhanging, within 4ft) | WLDFR | HFTD - Distribution - Tier 3 - 5QU CoRE ¦ 5QU LoRE | Red Flag Warning - Destructive Fires | Vegetation Contact | Branch (Not overhanging, within 4ft) | 2036 | 2.3574e-10 | 97.3625 | 2.2953e-08 | 2036 | Mitigation | 0.9 | 30 | 0 | esc | 0.063307 | 1.4924e-11 | 0.066847 | 1.5759e-11 | 0.066806 | 1.5749e-11 | 0.063625 | 1.4999e-11
[120 empty] | 7.3.5.15 Identification and remediation of “at-risk species”WLDFRVegetation ContactBranch (Not overhanging, within 4ft) | WLDFR | HFTD - Distribution - Tier 3 - 5QU CoRE ¦ 5QU LoRE | Red Flag Warning - Destructive Fires | Vegetation Contact | Branch (Not overhanging, within 4ft) | 2037 | 2.3574e-10 | 97.3625 | 2.2953e-08 | 2037 | Mitigation | 0.9 | 30 | 0 | esc | 0.063307 | 1.4924e-11 | 0.066847 | 1.5759e-11 | 0.066806 | 1.5749e-11 | 0.063625 | 1.4999e-11
[120 empty] | 7.3.5.15 Identification and remediation of “at-risk species”WLDFRVegetation ContactBranch (Not overhanging, within 4ft) | WLDFR | HFTD - Distribution - Tier 3 - 5QU CoRE ¦ 5QU LoRE | Red Flag Warning - Destructive Fires | Vegetation Contact | Branch (Not overhanging, within 4ft) | 2038 | 2.3574e-10 | 97.3625 | 2.2953e-08 | 2038 | Mitigation | 0.9 | 30 | 0 | esc | 0.063307 | 1.4924e-11 | 0.066847 | 1.5759e-11 | 0.066806 | 1.5749e-11 | 0.063625 | 1.4999e-11
[120 empty] | 7.3.5.15 Identification and remediation of “at-risk species”WLDFRVegetation ContactBranch (Not overhanging, within 4ft) | WLDFR | HFTD - Distribution - Tier 3 - 5QU CoRE ¦ 5QU LoRE | Red Flag Warning - Destructive Fires | Vegetation Contact | Branch (Not overhanging, within 4ft) | 2039 | 2.3574e-10 | 97.3625 | 2.2953e-08 | 2039 | Mitigation | 0.9 | 30 | 0 | esc | 0.063307 | 1.4924e-11 | 0.066847 | 1.5759e-11 | 0.066806 | 1.5749e-11 | 0.063625 | 1.4999e-11
[120 empty] | 7.3.5.15 Identification and remediation of “at-risk species”WLDFRVegetation ContactBranch (Not overhanging, within 4ft) | WLDFR | HFTD - Distribution - Tier 3 - 5QU CoRE ¦ 5QU LoRE | Red Flag Warning - Destructive Fires | Vegetation Contact | Branch (Not overhanging, within 4ft) | 2040 | 2.3574e-10 | 97.3625 | 2.2953e-08 | 2040 | Mitigation | 0.9 | 30 | 0 | esc | 0.063307 | 1.4924e-11 | 0.066847 | 1.5759e-11 | 0.066806 | 1.5749e-11 | 0.063625 | 1.4999e-11
[120 empty] | 7.3.5.15 Identification and remediation of “at-risk species”WLDFRVegetation ContactBranch (Not overhanging, within 4ft) | WLDFR | HFTD - Distribution - Tier 3 - 5QU CoRE ¦ 5QU LoRE | Red Flag Warning - Destructive Fires | Vegetation Contact | Branch (Not overhanging, within 4ft) | 2041 | 2.3574e-10 | 97.3625 | 2.2953e-08 | 2041 | Mitigation | 0.9 | 30 | 0 | esc | 0.063307 | 1.4924e-11 | 0.066847 | 1.5759e-11 | 0.066806 | 1.5749e-11 | 0.063625 | 1.4999e-11
[120 empty] | 7.3.5.15 Identification and remediation of “at-risk species”WLDFRVegetation ContactBranch (Not overhanging, within 4ft) | WLDFR | HFTD - Distribution - Tier 3 - 5QU CoRE ¦ 5QU LoRE | Red Flag Warning - Destructive Fires | Vegetation Contact | Branch (Not overhanging, within 4ft) | 2042 | 2.3574e-10 | 97.3625 | 2.2953e-08 | 2042 | Mitigation | 0.9 | 30 | 0 | esc | 0.063307 | 1.4924e-11 | 0.066847 | 1.5759e-11 | 0.066806 | 1.5749e-11 | 0.063625 | 1.4999e-11
[120 empty] | 7.3.5.15 Identification and remediation of “at-risk species”WLDFRVegetation ContactBranch (Not overhanging, within 4ft) | WLDFR | HFTD - Distribution - Tier 3 - 5QU CoRE ¦ 5QU LoRE | Red Flag Warning - Destructive Fires | Vegetation Contact | Branch (Not overhanging, within 4ft) | 2043 | 2.3574e-10 | 97.3625 | 2.2953e-08 | 2043 | Mitigation | 0.9 | 30 | 0 | esc | 0.063307 | 1.4924e-11 | 0.066847 | 1.5759e-11 | 0.066806 | 1.5749e-11 | 0.063625 | 1.4999e-11
[120 empty] | 7.3.5.15 Identification and remediation of “at-risk species”WLDFRVegetation ContactBranch (Not overhanging, within 4ft) | WLDFR | HFTD - Distribution - Tier 3 - 5QU CoRE ¦ 5QU LoRE | Red Flag Warning - Destructive Fires | Vegetation Contact | Branch (Not overhanging, within 4ft) | 2044 | 2.3574e-10 | 97.3625 | 2.2953e-08 | 2044 | Mitigation | 0.9 | 30 | 0 | esc | 0.063307 | 1.4924e-11 | 0.066847 | 1.5759e-11 | 0.066806 | 1.5749e-11 | 0.063625 | 1.4999e-11
[120 empty] | 7.3.5.15 Identification and remediation of “at-risk species”WLDFRVegetation ContactBranch (Not overhanging, within 4ft) | WLDFR | HFTD - Distribution - Tier 3 - 5QU CoRE ¦ 5QU LoRE | Red Flag Warning - Destructive Fires | Vegetation Contact | Branch (Not overhanging, within 4ft) | 2045 | 2.3574e-10 | 97.3625 | 2.2953e-08 | 2045 | Mitigation | 0.9 | 30 | 0 | esc | 0.063307 | 1.4924e-11 | 0.066847 | 1.5759e-11 | 0.066806 | 1.5749e-11 | 0.063625 | 1.4999e-11
[120 empty] | 7.3.5.15 Identification and remediation of “at-risk species”WLDFRVegetation ContactBranch (Not overhanging, within 4ft) | WLDFR | HFTD - Distribution - Tier 3 - 5QU CoRE ¦ 5QU LoRE | Red Flag Warning - Destructive Fires | Vegetation Contact | Branch (Not overhanging, within 4ft) | 2046 | 2.3574e-10 | 97.3625 | 2.2953e-08 | 2046 | Mitigation | 0.9 | 30 | 0 | esc | 0.063307 | 1.4924e-11 | 0.066847 | 1.5759e-11 | 0.066806 | 1.5749e-11 | 0.063625 | 1.4999e-11
[120 empty] | 7.3.5.15 Identification and remediation of “at-risk species”WLDFRVegetation ContactBranch (Not overhanging, within 4ft) | WLDFR | HFTD - Distribution - Tier 3 - 5QU CoRE ¦ 5QU LoRE | Red Flag Warning - Destructive Fires | Vegetation Contact | Branch (Not overhanging, within 4ft) | 2047 | 2.3574e-10 | 97.3625 | 2.2953e-08 | 2047 | Mitigation | 0.9 | 30 | 0 | esc | 0.063307 | 1.4924e-11 | 0.066847 | 1.5759e-11 | 0.066806 | 1.5749e-11 | 0.063625 | 1.4999e-11
[120 empty] | 7.3.5.15 Identification and remediation of “at-risk species”WLDFRVegetation ContactBranch (Not overhanging, within 4ft) | WLDFR | HFTD - Distribution - Tier 3 - 5QU CoRE ¦ 5QU LoRE | Red Flag Warning - Destructive Fires | Vegetation Contact | Branch (Not overhanging, within 4ft) | 2048 | 2.3574e-10 | 97.3625 | 2.2953e-08 | 2048 | Mitigation | 0.9 | 30 | 0 | esc | 0.063307 | 1.4924e-11 | 0.066847 | 1.5759e-11 | 0.066806 | 1.5749e-11 | 0.063625 | 1.4999e-11
[120 empty] | 7.3.5.15 Identification and remediation of “at-risk species”WLDFRVegetation ContactBranch (Not overhanging, within 4ft) | WLDFR | HFTD - Distribution - Tier 3 - 5QU CoRE ¦ 5QU LoRE | Red Flag Warning - Destructive Fires | Vegetation Contact | Branch (Not overhanging, within 4ft) | 2049 | 2.3574e-10 | 97.3625 | 2.2953e-08 | 2049 | Mitigation | 0.9 | 30 | 0 | esc | 0.063307 | 1.4924e-11 | 0.066847 | 1.5759e-11 | 0.066806 | 1.5749e-11 | 0.063625 | 1.4999e-11
[120 empty] | 7.3.5.15 Identification and remediation of “at-risk species”WLDFRVegetation ContactBranch (Not overhanging, within 4ft) | WLDFR | HFTD - Distribution - Tier 3 - 5QU CoRE ¦ 5QU LoRE | Red Flag Warning - Destructive Fires | Vegetation Contact | Branch (Not overhanging, within 4ft) | 2050 | 2.3574e-10 | 97.3625 | 2.2953e-08 | 2050 | Mitigation | 0.9 | 30 | 0 | esc | 0 | 0 | 0.066847 | 1.5759e-11 | 0.066806 | 1.5749e-11 | 0.063625 | 1.4999e-11
[120 empty] | 7.3.5.15 Identification and remediation of “at-risk species”WLDFRVegetation ContactBranch (Not overhanging, within 4ft) | WLDFR | HFTD - Distribution - Tier 3 - 5QU CoRE ¦ 5QU LoRE | Red Flag Warning - Destructive Fires | Vegetation Contact | Branch (Not overhanging, within 4ft) | 2051 | 2.3574e-10 | 97.3625 | 2.2953e-08 | 2051 | Mitigation | 0.9 | 30 | 0 | esc | 0 | 0 | 0 | 0 | 0.066806 | 1.5749e-11 | 0.063625 | 1.4999e-11
[120 empty] | 7.3.5.15 Identification and remediation of “at-risk species”WLDFRVegetation ContactBranch (Not overhanging, within 4ft) | WLDFR | HFTD - Distribution - Tier 3 - 5QU CoRE ¦ 5QU LoRE | Red Flag Warning - Destructive Fires | Vegetation Contact | Branch (Not overhanging, within 4ft) | 2052 | 2.3574e-10 | 97.3625 | 2.2953e-08 | 2052 | Mitigation | 0.9 | 30 | 0 | esc | 0 | 0 | 0 | 0 | 0 | 0 | 0.063625 | 1.4999e-11
[120 empty] | 7.3.5.15 Identification and remediation of “at-risk species”WLDFRVegetation ContactBranch (OverHanging) | WLDFR | HFTD - Distribution - Tier 3 - 5QU CoRE ¦ 5QU LoRE | Red Flag Warning - Destructive Fires | Vegetation Contact | Branch (OverHanging) | 2022 | 1.5295e-08 | 97.3625 | 1.4891e-06 | 2022 | Mitigation | 0.9 | 30 | 0 | esc | 0.063307 | 9.6826e-10 | 0.066847 | 1.0224e-09 | 0.066806 | 1.0218e-09 | 0 | 0
[120 empty] | 7.3.5.15 Identification and remediation of “at-risk species”WLDFRVegetation ContactBranch (OverHanging) | WLDFR | HFTD - Distribution - Tier 3 - 5QU CoRE ¦ 5QU LoRE | Red Flag Warning - Destructive Fires | Vegetation Contact | Branch (OverHanging) | 2023 | 1.5295e-08 | 97.3625 | 1.4891e-06 | 2023 | Mitigation | 0.9 | 30 | 0 | esc | 0.063307 | 9.6826e-10 | 0.066847 | 1.0224e-09 | 0.066806 | 1.0218e-09 | 0.063625 | 9.7312e-10
[120 empty] | 7.3.5.15 Identification and remediation of “at-risk species”WLDFRVegetation ContactBranch (OverHanging) | WLDFR | HFTD - Distribution - Tier 3 - 5QU CoRE ¦ 5QU LoRE | Red Flag Warning - Destructive Fires | Vegetation Contact | Branch (OverHanging) | 2024 | 1.5295e-08 | 97.3625 | 1.4891e-06 | 2024 | Mitigation | 0.9 | 30 | 0 | esc | 0.063307 | 9.6826e-10 | 0.066847 | 1.0224e-09 | 0.066806 | 1.0218e-09 | 0.063625 | 9.7312e-10
[120 empty] | 7.3.5.15 Identification and remediation of “at-risk species”WLDFRVegetation ContactBranch (OverHanging) | WLDFR | HFTD - Distribution - Tier 3 - 5QU CoRE ¦ 5QU LoRE | Red Flag Warning - Destructive Fires | Vegetation Contact | Branch (OverHanging) | 2025 | 1.5295e-08 | 97.3625 | 1.4891e-06 | 2025 | Mitigation | 0.9 | 30 | 0 | esc | 0.063307 | 9.6826e-10 | 0.066847 | 1.0224e-09 | 0.066806 | 1.0218e-09 | 0.063625 | 9.7312e-10
[120 empty] | 7.3.5.15 Identification and remediation of “at-risk species”WLDFRVegetation ContactBranch (OverHanging) | WLDFR | HFTD - Distribution - Tier 3 - 5QU CoRE ¦ 5QU LoRE | Red Flag Warning - Destructive Fires | Vegetation Contact | Branch (OverHanging) | 2026 | 1.5295e-08 | 97.3625 | 1.4891e-06 | 2026 | Mitigation | 0.9 | 30 | 0 | esc | 0.063307 | 9.6826e-10 | 0.066847 | 1.0224e-09 | 0.066806 | 1.0218e-09 | 0.063625 | 9.7312e-10
[120 empty] | 7.3.5.15 Identification and remediation of “at-risk species”WLDFRVegetation ContactBranch (OverHanging) | WLDFR | HFTD - Distribution - Tier 3 - 5QU CoRE ¦ 5QU LoRE | Red Flag Warning - Destructive Fires | Vegetation Contact | Branch (OverHanging) | 2027 | 1.5295e-08 | 97.3625 | 1.4891e-06 | 2027 | Mitigation | 0.9 | 30 | 0 | esc | 0.063307 | 9.6826e-10 | 0.066847 | 1.0224e-09 | 0.066806 | 1.0218e-09 | 0.063625 | 9.7312e-10
[120 empty] | 7.3.5.15 Identification and remediation of “at-risk species”WLDFRVegetation ContactBranch (OverHanging) | WLDFR | HFTD - Distribution - Tier 3 - 5QU CoRE ¦ 5QU LoRE | Red Flag Warning - Destructive Fires | Vegetation Contact | Branch (OverHanging) | 2028 | 1.5295e-08 | 97.3625 | 1.4891e-06 | 2028 | Mitigation | 0.9 | 30 | 0 | esc | 0.063307 | 9.6826e-10 | 0.066847 | 1.0224e-09 | 0.066806 | 1.0218e-09 | 0.063625 | 9.7312e-10
[120 empty] | 7.3.5.15 Identification and remediation of “at-risk species”WLDFRVegetation ContactBranch (OverHanging) | WLDFR | HFTD - Distribution - Tier 3 - 5QU CoRE ¦ 5QU LoRE | Red Flag Warning - Destructive Fires | Vegetation Contact | Branch (OverHanging) | 2029 | 1.5295e-08 | 97.3625 | 1.4891e-06 | 2029 | Mitigation | 0.9 | 30 | 0 | esc | 0.063307 | 9.6826e-10 | 0.066847 | 1.0224e-09 | 0.066806 | 1.0218e-09 | 0.063625 | 9.7312e-10
[120 empty] | 7.3.5.15 Identification and remediation of “at-risk species”WLDFRVegetation ContactBranch (OverHanging) | WLDFR | HFTD - Distribution - Tier 3 - 5QU CoRE ¦ 5QU LoRE | Red Flag Warning - Destructive Fires | Vegetation Contact | Branch (OverHanging) | 2030 | 1.5295e-08 | 97.3625 | 1.4891e-06 | 2030 | Mitigation | 0.9 | 30 | 0 | esc | 0.063307 | 9.6826e-10 | 0.066847 | 1.0224e-09 | 0.066806 | 1.0218e-09 | 0.063625 | 9.7312e-10
[120 empty] | 7.3.5.15 Identification and remediation of “at-risk species”WLDFRVegetation ContactBranch (OverHanging) | WLDFR | HFTD - Distribution - Tier 3 - 5QU CoRE ¦ 5QU LoRE | Red Flag Warning - Destructive Fires | Vegetation Contact | Branch (OverHanging) | 2031 | 1.5295e-08 | 97.3625 | 1.4891e-06 | 2031 | Mitigation | 0.9 | 30 | 0 | esc | 0.063307 | 9.6826e-10 | 0.066847 | 1.0224e-09 | 0.066806 | 1.0218e-09 | 0.063625 | 9.7312e-10
[120 empty] | 7.3.5.15 Identification and remediation of “at-risk species”WLDFRVegetation ContactBranch (OverHanging) | WLDFR | HFTD - Distribution - Tier 3 - 5QU CoRE ¦ 5QU LoRE | Red Flag Warning - Destructive Fires | Vegetation Contact | Branch (OverHanging) | 2032 | 1.5295e-08 | 97.3625 | 1.4891e-06 | 2032 | Mitigation | 0.9 | 30 | 0 | esc | 0.063307 | 9.6826e-10 | 0.066847 | 1.0224e-09 | 0.066806 | 1.0218e-09 | 0.063625 | 9.7312e-10
[120 empty] | 7.3.5.15 Identification and remediation of “at-risk species”WLDFRVegetation ContactBranch (OverHanging) | WLDFR | HFTD - Distribution - Tier 3 - 5QU CoRE ¦ 5QU LoRE | Red Flag Warning - Destructive Fires | Vegetation Contact | Branch (OverHanging) | 2033 | 1.5295e-08 | 97.3625 | 1.4891e-06 | 2033 | Mitigation | 0.9 | 30 | 0 | esc | 0.063307 | 9.6826e-10 | 0.066847 | 1.0224e-09 | 0.066806 | 1.0218e-09 | 0.063625 | 9.7312e-10
[120 empty] | 7.3.5.15 Identification and remediation of “at-risk species”WLDFRVegetation ContactBranch (OverHanging) | WLDFR | HFTD - Distribution - Tier 3 - 5QU CoRE ¦ 5QU LoRE | Red Flag Warning - Destructive Fires | Vegetation Contact | Branch (OverHanging) | 2034 | 1.5295e-08 | 97.3625 | 1.4891e-06 | 2034 | Mitigation | 0.9 | 30 | 0 | esc | 0.063307 | 9.6826e-10 | 0.066847 | 1.0224e-09 | 0.066806 | 1.0218e-09 | 0.063625 | 9.7312e-10
[120 empty] | 7.3.5.15 Identification and remediation of “at-risk species”WLDFRVegetation ContactBranch (OverHanging) | WLDFR | HFTD - Distribution - Tier 3 - 5QU CoRE ¦ 5QU LoRE | Red Flag Warning - Destructive Fires | Vegetation Contact | Branch (OverHanging) | 2035 | 1.5295e-08 | 97.3625 | 1.4891e-06 | 2035 | Mitigation | 0.9 | 30 | 0 | esc | 0.063307 | 9.6826e-10 | 0.066847 | 1.0224e-09 | 0.066806 | 1.0218e-09 | 0.063625 | 9.7312e-10
[120 empty] | 7.3.5.15 Identification and remediation of “at-risk species”WLDFRVegetation ContactBranch (OverHanging) | WLDFR | HFTD - Distribution - Tier 3 - 5QU CoRE ¦ 5QU LoRE | Red Flag Warning - Destructive Fires | Vegetation Contact | Branch (OverHanging) | 2036 | 1.5295e-08 | 97.3625 | 1.4891e-06 | 2036 | Mitigation | 0.9 | 30 | 0 | esc | 0.063307 | 9.6826e-10 | 0.066847 | 1.0224e-09 | 0.066806 | 1.0218e-09 | 0.063625 | 9.7312e-10
[120 empty] | 7.3.5.15 Identification and remediation of “at-risk species”WLDFRVegetation ContactBranch (OverHanging) | WLDFR | HFTD - Distribution - Tier 3 - 5QU CoRE ¦ 5QU LoRE | Red Flag Warning - Destructive Fires | Vegetation Contact | Branch (OverHanging) | 2037 | 1.5295e-08 | 97.3625 | 1.4891e-06 | 2037 | Mitigation | 0.9 | 30 | 0 | esc | 0.063307 | 9.6826e-10 | 0.066847 | 1.0224e-09 | 0.066806 | 1.0218e-09 | 0.063625 | 9.7312e-10
[120 empty] | 7.3.5.15 Identification and remediation of “at-risk species”WLDFRVegetation ContactBranch (OverHanging) | WLDFR | HFTD - Distribution - Tier 3 - 5QU CoRE ¦ 5QU LoRE | Red Flag Warning - Destructive Fires | Vegetation Contact | Branch (OverHanging) | 2038 | 1.5295e-08 | 97.3625 | 1.4891e-06 | 2038 | Mitigation | 0.9 | 30 | 0 | esc | 0.063307 | 9.6826e-10 | 0.066847 | 1.0224e-09 | 0.066806 | 1.0218e-09 | 0.063625 | 9.7312e-10
[120 empty] | 7.3.5.15 Identification and remediation of “at-risk species”WLDFRVegetation ContactBranch (OverHanging) | WLDFR | HFTD - Distribution - Tier 3 - 5QU CoRE ¦ 5QU LoRE | Red Flag Warning - Destructive Fires | Vegetation Contact | Branch (OverHanging) | 2039 | 1.5295e-08 | 97.3625 | 1.4891e-06 | 2039 | Mitigation | 0.9 | 30 | 0 | esc | 0.063307 | 9.6826e-10 | 0.066847 | 1.0224e-09 | 0.066806 | 1.0218e-09 | 0.063625 | 9.7312e-10
[120 empty] | 7.3.5.15 Identification and remediation of “at-risk species”WLDFRVegetation ContactBranch (OverHanging) | WLDFR | HFTD - Distribution - Tier 3 - 5QU CoRE ¦ 5QU LoRE | Red Flag Warning - Destructive Fires | Vegetation Contact | Branch (OverHanging) | 2040 | 1.5295e-08 | 97.3625 | 1.4891e-06 | 2040 | Mitigation | 0.9 | 30 | 0 | esc | 0.063307 | 9.6826e-10 | 0.066847 | 1.0224e-09 | 0.066806 | 1.0218e-09 | 0.063625 | 9.7312e-10
[120 empty] | 7.3.5.15 Identification and remediation of “at-risk species”WLDFRVegetation ContactBranch (OverHanging) | WLDFR | HFTD - Distribution - Tier 3 - 5QU CoRE ¦ 5QU LoRE | Red Flag Warning - Destructive Fires | Vegetation Contact | Branch (OverHanging) | 2041 | 1.5295e-08 | 97.3625 | 1.4891e-06 | 2041 | Mitigation | 0.9 | 30 | 0 | esc | 0.063307 | 9.6826e-10 | 0.066847 | 1.0224e-09 | 0.066806 | 1.0218e-09 | 0.063625 | 9.7312e-10
[120 empty] | 7.3.5.15 Identification and remediation of “at-risk species”WLDFRVegetation ContactBranch (OverHanging) | WLDFR | HFTD - Distribution - Tier 3 - 5QU CoRE ¦ 5QU LoRE | Red Flag Warning - Destructive Fires | Vegetation Contact | Branch (OverHanging) | 2042 | 1.5295e-08 | 97.3625 | 1.4891e-06 | 2042 | Mitigation | 0.9 | 30 | 0 | esc | 0.063307 | 9.6826e-10 | 0.066847 | 1.0224e-09 | 0.066806 | 1.0218e-09 | 0.063625 | 9.7312e-10
[120 empty] | 7.3.5.15 Identification and remediation of “at-risk species”WLDFRVegetation ContactBranch (OverHanging) | WLDFR | HFTD - Distribution - Tier 3 - 5QU CoRE ¦ 5QU LoRE | Red Flag Warning - Destructive Fires | Vegetation Contact | Branch (OverHanging) | 2043 | 1.5295e-08 | 97.3625 | 1.4891e-06 | 2043 | Mitigation | 0.9 | 30 | 0 | esc | 0.063307 | 9.6826e-10 | 0.066847 | 1.0224e-09 | 0.066806 | 1.0218e-09 | 0.063625 | 9.7312e-10
[120 empty] | 7.3.5.15 Identification and remediation of “at-risk species”WLDFRVegetation ContactBranch (OverHanging) | WLDFR | HFTD - Distribution - Tier 3 - 5QU CoRE ¦ 5QU LoRE | Red Flag Warning - Destructive Fires | Vegetation Contact | Branch (OverHanging) | 2044 | 1.5295e-08 | 97.3625 | 1.4891e-06 | 2044 | Mitigation | 0.9 | 30 | 0 | esc | 0.063307 | 9.6826e-10 | 0.066847 | 1.0224e-09 | 0.066806 | 1.0218e-09 | 0.063625 | 9.7312e-10
[120 empty] | 7.3.5.15 Identification and remediation of “at-risk species”WLDFRVegetation ContactBranch (OverHanging) | WLDFR | HFTD - Distribution - Tier 3 - 5QU CoRE ¦ 5QU LoRE | Red Flag Warning - Destructive Fires | Vegetation Contact | Branch (OverHanging) | 2045 | 1.5295e-08 | 97.3625 | 1.4891e-06 | 2045 | Mitigation | 0.9 | 30 | 0 | esc | 0.063307 | 9.6826e-10 | 0.066847 | 1.0224e-09 | 0.066806 | 1.0218e-09 | 0.063625 | 9.7312e-10
[120 empty] | 7.3.5.15 Identification and remediation of “at-risk species”WLDFRVegetation ContactBranch (OverHanging) | WLDFR | HFTD - Distribution - Tier 3 - 5QU CoRE ¦ 5QU LoRE | Red Flag Warning - Destructive Fires | Vegetation Contact | Branch (OverHanging) | 2046 | 1.5295e-08 | 97.3625 | 1.4891e-06 | 2046 | Mitigation | 0.9 | 30 | 0 | esc | 0.063307 | 9.6826e-10 | 0.066847 | 1.0224e-09 | 0.066806 | 1.0218e-09 | 0.063625 | 9.7312e-10
[120 empty] | 7.3.5.15 Identification and remediation of “at-risk species”WLDFRVegetation ContactBranch (OverHanging) | WLDFR | HFTD - Distribution - Tier 3 - 5QU CoRE ¦ 5QU LoRE | Red Flag Warning - Destructive Fires | Vegetation Contact | Branch (OverHanging) | 2047 | 1.5295e-08 | 97.3625 | 1.4891e-06 | 2047 | Mitigation | 0.9 | 30 | 0 | esc | 0.063307 | 9.6826e-10 | 0.066847 | 1.0224e-09 | 0.066806 | 1.0218e-09 | 0.063625 | 9.7312e-10
[120 empty] | 7.3.5.15 Identification and remediation of “at-risk species”WLDFRVegetation ContactBranch (OverHanging) | WLDFR | HFTD - Distribution - Tier 3 - 5QU CoRE ¦ 5QU LoRE | Red Flag Warning - Destructive Fires | Vegetation Contact | Branch (OverHanging) | 2048 | 1.5295e-08 | 97.3625 | 1.4891e-06 | 2048 | Mitigation | 0.9 | 30 | 0 | esc | 0.063307 | 9.6826e-10 | 0.066847 | 1.0224e-09 | 0.066806 | 1.0218e-09 | 0.063625 | 9.7312e-10
[120 empty] | 7.3.5.15 Identification and remediation of “at-risk species”WLDFRVegetation ContactBranch (OverHanging) | WLDFR | HFTD - Distribution - Tier 3 - 5QU CoRE ¦ 5QU LoRE | Red Flag Warning - Destructive Fires | Vegetation Contact | Branch (OverHanging) | 2049 | 1.5295e-08 | 97.3625 | 1.4891e-06 | 2049 | Mitigation | 0.9 | 30 | 0 | esc | 0.063307 | 9.6826e-10 | 0.066847 | 1.0224e-09 | 0.066806 | 1.0218e-09 | 0.063625 | 9.7312e-10
[120 empty] | 7.3.5.15 Identification and remediation of “at-risk species”WLDFRVegetation ContactBranch (OverHanging) | WLDFR | HFTD - Distribution - Tier 3 - 5QU CoRE ¦ 5QU LoRE | Red Flag Warning - Destructive Fires | Vegetation Contact | Branch (OverHanging) | 2050 | 1.5295e-08 | 97.3625 | 1.4891e-06 | 2050 | Mitigation | 0.9 | 30 | 0 | esc | 0 | 0 | 0.066847 | 1.0224e-09 | 0.066806 | 1.0218e-09 | 0.063625 | 9.7312e-10
[120 empty] | 7.3.5.15 Identification and remediation of “at-risk species”WLDFRVegetation ContactBranch (OverHanging) | WLDFR | HFTD - Distribution - Tier 3 - 5QU CoRE ¦ 5QU LoRE | Red Flag Warning - Destructive Fires | Vegetation Contact | Branch (OverHanging) | 2051 | 1.5295e-08 | 97.3625 | 1.4891e-06 | 2051 | Mitigation | 0.9 | 30 | 0 | esc | 0 | 0 | 0 | 0 | 0.066806 | 1.0218e-09 | 0.063625 | 9.7312e-10
[120 empty] | 7.3.5.15 Identification and remediation of “at-risk species”WLDFRVegetation ContactBranch (OverHanging) | WLDFR | HFTD - Distribution - Tier 3 - 5QU CoRE ¦ 5QU LoRE | Red Flag Warning - Destructive Fires | Vegetation Contact | Branch (OverHanging) | 2052 | 1.5295e-08 | 97.3625 | 1.4891e-06 | 2052 | Mitigation | 0.9 | 30 | 0 | esc | 0 | 0 | 0 | 0 | 0 | 0 | 0.063625 | 9.7312e-10
[120 empty] | 7.3.5.15 Identification and remediation of “at-risk species”WLDFRVegetation ContactFell into (Moderate-Severe defect) | WLDFR | HFTD - Distribution - Tier 3 - 5QU CoRE ¦ 5QU LoRE | Red Flag Warning - Destructive Fires | Vegetation Contact | Fell into (Moderate-Severe defect) | 2022 | 4.083e-09 | 97.3625 | 3.9754e-07 | 2022 | Mitigation | 0.95 | 1 | 0 | esc | 0 | 0 | 0 | 0 | 0.070518 | 2.8793e-10 | 0 | 0
[120 empty] | 7.3.5.15 Identification and remediation of “at-risk species”WLDFRVegetation ContactFell into (Moderate-Severe defect) | WLDFR | HFTD - Distribution - Tier 3 - 5QU CoRE ¦ 5QU LoRE | Red Flag Warning - Destructive Fires | Vegetation Contact | Fell into (Moderate-Severe defect) | 2023 | 4.083e-09 | 97.3625 | 3.9754e-07 | 2023 | Mitigation | 0.95 | 1 | 0 | esc | 0 | 0 | 0 | 0 | 0 | 0 | 0.06716 | 2.7422e-10
[120 empty] | 7.3.5.15 Identification and remediation of “at-risk species”WLDFRVegetation ContactFell into (slight defect) | WLDFR | HFTD - Distribution - Tier 3 - 5QU CoRE ¦ 5QU LoRE | Red Flag Warning - Destructive Fires | Vegetation Contact | Fell into (slight defect) | 2022 | 4.5512e-09 | 97.3625 | 4.4311e-07 | 2022 | Mitigation | 0.5 | 1 | 0 | esc | 0 | 0 | 0 | 0 | 0.037115 | 1.6892e-10 | 0 | 0
[120 empty] | 7.3.5.15 Identification and remediation of “at-risk species”WLDFRVegetation ContactFell into (slight defect) | WLDFR | HFTD - Distribution - Tier 3 - 5QU CoRE ¦ 5QU LoRE | Red Flag Warning - Destructive Fires | Vegetation Contact | Fell into (slight defect) | 2023 | 4.5512e-09 | 97.3625 | 4.4311e-07 | 2023 | Mitigation | 0.5 | 1 | 0 | esc | 0 | 0 | 0 | 0 | 0 | 0 | 0.035347 | 1.6087e-10
[120 empty] | 7.3.5.15 Identification and remediation of “at-risk species”WLDFRVegetation ContactGrow Into | WLDFR | HFTD - Distribution - Tier 3 - 5QU CoRE ¦ 5QU LoRE | Red Flag Warning - Destructive Fires | Vegetation Contact | Grow Into | 2022 | 4.6147e-10 | 97.3625 | 4.493e-08 | 2022 | Mitigation | 0.5 | 1 | 0 | esc | 0 | 0 | 0 | 0 | 0.037115 | 1.7127e-11 | 0 | 0
[120 empty] | 7.3.5.15 Identification and remediation of “at-risk species”WLDFRVegetation ContactGrow Into | WLDFR | HFTD - Distribution - Tier 3 - 5QU CoRE ¦ 5QU LoRE | Red Flag Warning - Destructive Fires | Vegetation Contact | Grow Into | 2023 | 4.6147e-10 | 97.3625 | 4.493e-08 | 2023 | Mitigation | 0.5 | 1 | 0 | esc | 0 | 0 | 0 | 0 | 0 | 0 | 0.035347 | 1.6312e-11
[120 empty] | 7.3.5.15 Identification and remediation of “at-risk species”WLDFRVegetation ContactBranch (Not overhanging, 4-12ft) | WLDFR | HFTD - Distribution - Tier 3 - 5QU CoRE ¦ 5QU LoRE | Red Flag Warning - Large Fires | Vegetation Contact | Branch (Not overhanging, 4-12ft) | 2022 | 6.1972e-08 | 97.3625 | 6.0338e-06 | 2022 | Mitigation | 0.5 | 30 | 0 | esc | 0.035171 | 2.1796e-09 | 0.037137 | 2.3015e-09 | 0.037115 | 2.3001e-09 | 0 | 0
[120 empty] | 7.3.5.15 Identification and remediation of “at-risk species”WLDFRVegetation ContactBranch (Not overhanging, 4-12ft) | WLDFR | HFTD - Distribution - Tier 3 - 5QU CoRE ¦ 5QU LoRE | Red Flag Warning - Large Fires | Vegetation Contact | Branch (Not overhanging, 4-12ft) | 2023 | 6.1972e-08 | 97.3625 | 6.0338e-06 | 2023 | Mitigation | 0.5 | 30 | 0 | esc | 0.035171 | 2.1796e-09 | 0.037137 | 2.3015e-09 | 0.037115 | 2.3001e-09 | 0.035347 | 2.1906e-09
[120 empty] | 7.3.5.15 Identification and remediation of “at-risk species”WLDFRVegetation ContactBranch (Not overhanging, 4-12ft) | WLDFR | HFTD - Distribution - Tier 3 - 5QU CoRE ¦ 5QU LoRE | Red Flag Warning - Large Fires | Vegetation Contact | Branch (Not overhanging, 4-12ft) | 2024 | 6.1972e-08 | 97.3625 | 6.0338e-06 | 2024 | Mitigation | 0.5 | 30 | 0 | esc | 0.035171 | 2.1796e-09 | 0.037137 | 2.3015e-09 | 0.037115 | 2.3001e-09 | 0.035347 | 2.1906e-09
[120 empty] | 7.3.5.15 Identification and remediation of “at-risk species”WLDFRVegetation ContactBranch (Not overhanging, 4-12ft) | WLDFR | HFTD - Distribution - Tier 3 - 5QU CoRE ¦ 5QU LoRE | Red Flag Warning - Large Fires | Vegetation Contact | Branch (Not overhanging, 4-12ft) | 2025 | 6.1972e-08 | 97.3625 | 6.0338e-06 | 2025 | Mitigation | 0.5 | 30 | 0 | esc | 0.035171 | 2.1796e-09 | 0.037137 | 2.3015e-09 | 0.037115 | 2.3001e-09 | 0.035347 | 2.1906e-09
[120 empty] | 7.3.5.15 Identification and remediation of “at-risk species”WLDFRVegetation ContactBranch (Not overhanging, 4-12ft) | WLDFR | HFTD - Distribution - Tier 3 - 5QU CoRE ¦ 5QU LoRE | Red Flag Warning - Large Fires | Vegetation Contact | Branch (Not overhanging, 4-12ft) | 2026 | 6.1972e-08 | 97.3625 | 6.0338e-06 | 2026 | Mitigation | 0.5 | 30 | 0 | esc | 0.035171 | 2.1796e-09 | 0.037137 | 2.3015e-09 | 0.037115 | 2.3001e-09 | 0.035347 | 2.1906e-09
[120 empty] | 7.3.5.15 Identification and remediation of “at-risk species”WLDFRVegetation ContactBranch (Not overhanging, 4-12ft) | WLDFR | HFTD - Distribution - Tier 3 - 5QU CoRE ¦ 5QU LoRE | Red Flag Warning - Large Fires | Vegetation Contact | Branch (Not overhanging, 4-12ft) | 2027 | 6.1972e-08 | 97.3625 | 6.0338e-06 | 2027 | Mitigation | 0.5 | 30 | 0 | esc | 0.035171 | 2.1796e-09 | 0.037137 | 2.3015e-09 | 0.037115 | 2.3001e-09 | 0.035347 | 2.1906e-09
[120 empty] | 7.3.5.15 Identification and remediation of “at-risk species”WLDFRVegetation ContactBranch (Not overhanging, 4-12ft) | WLDFR | HFTD - Distribution - Tier 3 - 5QU CoRE ¦ 5QU LoRE | Red Flag Warning - Large Fires | Vegetation Contact | Branch (Not overhanging, 4-12ft) | 2028 | 6.1972e-08 | 97.3625 | 6.0338e-06 | 2028 | Mitigation | 0.5 | 30 | 0 | esc | 0.035171 | 2.1796e-09 | 0.037137 | 2.3015e-09 | 0.037115 | 2.3001e-09 | 0.035347 | 2.1906e-09
[120 empty] | 7.3.5.15 Identification and remediation of “at-risk species”WLDFRVegetation ContactBranch (Not overhanging, 4-12ft) | WLDFR | HFTD - Distribution - Tier 3 - 5QU CoRE ¦ 5QU LoRE | Red Flag Warning - Large Fires | Vegetation Contact | Branch (Not overhanging, 4-12ft) | 2029 | 6.1972e-08 | 97.3625 | 6.0338e-06 | 2029 | Mitigation | 0.5 | 30 | 0 | esc | 0.035171 | 2.1796e-09 | 0.037137 | 2.3015e-09 | 0.037115 | 2.3001e-09 | 0.035347 | 2.1906e-09
[120 empty] | 7.3.5.15 Identification and remediation of “at-risk species”WLDFRVegetation ContactBranch (Not overhanging, 4-12ft) | WLDFR | HFTD - Distribution - Tier 3 - 5QU CoRE ¦ 5QU LoRE | Red Flag Warning - Large Fires | Vegetation Contact | Branch (Not overhanging, 4-12ft) | 2030 | 6.1972e-08 | 97.3625 | 6.0338e-06 | 2030 | Mitigation | 0.5 | 30 | 0 | esc | 0.035171 | 2.1796e-09 | 0.037137 | 2.3015e-09 | 0.037115 | 2.3001e-09 | 0.035347 | 2.1906e-09
[120 empty] | 7.3.5.15 Identification and remediation of “at-risk species”WLDFRVegetation ContactBranch (Not overhanging, 4-12ft) | WLDFR | HFTD - Distribution - Tier 3 - 5QU CoRE ¦ 5QU LoRE | Red Flag Warning - Large Fires | Vegetation Contact | Branch (Not overhanging, 4-12ft) | 2031 | 6.1972e-08 | 97.3625 | 6.0338e-06 | 2031 | Mitigation | 0.5 | 30 | 0 | esc | 0.035171 | 2.1796e-09 | 0.037137 | 2.3015e-09 | 0.037115 | 2.3001e-09 | 0.035347 | 2.1906e-09
[120 empty] | 7.3.5.15 Identification and remediation of “at-risk species”WLDFRVegetation ContactBranch (Not overhanging, 4-12ft) | WLDFR | HFTD - Distribution - Tier 3 - 5QU CoRE ¦ 5QU LoRE | Red Flag Warning - Large Fires | Vegetation Contact | Branch (Not overhanging, 4-12ft) | 2032 | 6.1972e-08 | 97.3625 | 6.0338e-06 | 2032 | Mitigation | 0.5 | 30 | 0 | esc | 0.035171 | 2.1796e-09 | 0.037137 | 2.3015e-09 | 0.037115 | 2.3001e-09 | 0.035347 | 2.1906e-09
[120 empty] | 7.3.5.15 Identification and remediation of “at-risk species”WLDFRVegetation ContactBranch (Not overhanging, 4-12ft) | WLDFR | HFTD - Distribution - Tier 3 - 5QU CoRE ¦ 5QU LoRE | Red Flag Warning - Large Fires | Vegetation Contact | Branch (Not overhanging, 4-12ft) | 2033 | 6.1972e-08 | 97.3625 | 6.0338e-06 | 2033 | Mitigation | 0.5 | 30 | 0 | esc | 0.035171 | 2.1796e-09 | 0.037137 | 2.3015e-09 | 0.037115 | 2.3001e-09 | 0.035347 | 2.1906e-09
[120 empty] | 7.3.5.15 Identification and remediation of “at-risk species”WLDFRVegetation ContactBranch (Not overhanging, 4-12ft) | WLDFR | HFTD - Distribution - Tier 3 - 5QU CoRE ¦ 5QU LoRE | Red Flag Warning - Large Fires | Vegetation Contact | Branch (Not overhanging, 4-12ft) | 2034 | 6.1972e-08 | 97.3625 | 6.0338e-06 | 2034 | Mitigation | 0.5 | 30 | 0 | esc | 0.035171 | 2.1796e-09 | 0.037137 | 2.3015e-09 | 0.037115 | 2.3001e-09 | 0.035347 | 2.1906e-09
[120 empty] | 7.3.5.15 Identification and remediation of “at-risk species”WLDFRVegetation ContactBranch (Not overhanging, 4-12ft) | WLDFR | HFTD - Distribution - Tier 3 - 5QU CoRE ¦ 5QU LoRE | Red Flag Warning - Large Fires | Vegetation Contact | Branch (Not overhanging, 4-12ft) | 2035 | 6.1972e-08 | 97.3625 | 6.0338e-06 | 2035 | Mitigation | 0.5 | 30 | 0 | esc | 0.035171 | 2.1796e-09 | 0.037137 | 2.3015e-09 | 0.037115 | 2.3001e-09 | 0.035347 | 2.1906e-09
[120 empty] | 7.3.5.15 Identification and remediation of “at-risk species”WLDFRVegetation ContactBranch (Not overhanging, 4-12ft) | WLDFR | HFTD - Distribution - Tier 3 - 5QU CoRE ¦ 5QU LoRE | Red Flag Warning - Large Fires | Vegetation Contact | Branch (Not overhanging, 4-12ft) | 2036 | 6.1972e-08 | 97.3625 | 6.0338e-06 | 2036 | Mitigation | 0.5 | 30 | 0 | esc | 0.035171 | 2.1796e-09 | 0.037137 | 2.3015e-09 | 0.037115 | 2.3001e-09 | 0.035347 | 2.1906e-09
[120 empty] | 7.3.5.15 Identification and remediation of “at-risk species”WLDFRVegetation ContactBranch (Not overhanging, 4-12ft) | WLDFR | HFTD - Distribution - Tier 3 - 5QU CoRE ¦ 5QU LoRE | Red Flag Warning - Large Fires | Vegetation Contact | Branch (Not overhanging, 4-12ft) | 2037 | 6.1972e-08 | 97.3625 | 6.0338e-06 | 2037 | Mitigation | 0.5 | 30 | 0 | esc | 0.035171 | 2.1796e-09 | 0.037137 | 2.3015e-09 | 0.037115 | 2.3001e-09 | 0.035347 | 2.1906e-09
[120 empty] | 7.3.5.15 Identification and remediation of “at-risk species”WLDFRVegetation ContactBranch (Not overhanging, 4-12ft) | WLDFR | HFTD - Distribution - Tier 3 - 5QU CoRE ¦ 5QU LoRE | Red Flag Warning - Large Fires | Vegetation Contact | Branch (Not overhanging, 4-12ft) | 2038 | 6.1972e-08 | 97.3625 | 6.0338e-06 | 2038 | Mitigation | 0.5 | 30 | 0 | esc | 0.035171 | 2.1796e-09 | 0.037137 | 2.3015e-09 | 0.037115 | 2.3001e-09 | 0.035347 | 2.1906e-09
[120 empty] | 7.3.5.15 Identification and remediation of “at-risk species”WLDFRVegetation ContactBranch (Not overhanging, 4-12ft) | WLDFR | HFTD - Distribution - Tier 3 - 5QU CoRE ¦ 5QU LoRE | Red Flag Warning - Large Fires | Vegetation Contact | Branch (Not overhanging, 4-12ft) | 2039 | 6.1972e-08 | 97.3625 | 6.0338e-06 | 2039 | Mitigation | 0.5 | 30 | 0 | esc | 0.035171 | 2.1796e-09 | 0.037137 | 2.3015e-09 | 0.037115 | 2.3001e-09 | 0.035347 | 2.1906e-09
[120 empty] | 7.3.5.15 Identification and remediation of “at-risk species”WLDFRVegetation ContactBranch (Not overhanging, 4-12ft) | WLDFR | HFTD - Distribution - Tier 3 - 5QU CoRE ¦ 5QU LoRE | Red Flag Warning - Large Fires | Vegetation Contact | Branch (Not overhanging, 4-12ft) | 2040 | 6.1972e-08 | 97.3625 | 6.0338e-06 | 2040 | Mitigation | 0.5 | 30 | 0 | esc | 0.035171 | 2.1796e-09 | 0.037137 | 2.3015e-09 | 0.037115 | 2.3001e-09 | 0.035347 | 2.1906e-09
[120 empty] | 7.3.5.15 Identification and remediation of “at-risk species”WLDFRVegetation ContactBranch (Not overhanging, 4-12ft) | WLDFR | HFTD - Distribution - Tier 3 - 5QU CoRE ¦ 5QU LoRE | Red Flag Warning - Large Fires | Vegetation Contact | Branch (Not overhanging, 4-12ft) | 2041 | 6.1972e-08 | 97.3625 | 6.0338e-06 | 2041 | Mitigation | 0.5 | 30 | 0 | esc | 0.035171 | 2.1796e-09 | 0.037137 | 2.3015e-09 | 0.037115 | 2.3001e-09 | 0.035347 | 2.1906e-09
[120 empty] | 7.3.5.15 Identification and remediation of “at-risk species”WLDFRVegetation ContactBranch (Not overhanging, 4-12ft) | WLDFR | HFTD - Distribution - Tier 3 - 5QU CoRE ¦ 5QU LoRE | Red Flag Warning - Large Fires | Vegetation Contact | Branch (Not overhanging, 4-12ft) | 2042 | 6.1972e-08 | 97.3625 | 6.0338e-06 | 2042 | Mitigation | 0.5 | 30 | 0 | esc | 0.035171 | 2.1796e-09 | 0.037137 | 2.3015e-09 | 0.037115 | 2.3001e-09 | 0.035347 | 2.1906e-09
[120 empty] | 7.3.5.15 Identification and remediation of “at-risk species”WLDFRVegetation ContactBranch (Not overhanging, 4-12ft) | WLDFR | HFTD - Distribution - Tier 3 - 5QU CoRE ¦ 5QU LoRE | Red Flag Warning - Large Fires | Vegetation Contact | Branch (Not overhanging, 4-12ft) | 2043 | 6.1972e-08 | 97.3625 | 6.0338e-06 | 2043 | Mitigation | 0.5 | 30 | 0 | esc | 0.035171 | 2.1796e-09 | 0.037137 | 2.3015e-09 | 0.037115 | 2.3001e-09 | 0.035347 | 2.1906e-09
[120 empty] | 7.3.5.15 Identification and remediation of “at-risk species”WLDFRVegetation ContactBranch (Not overhanging, 4-12ft) | WLDFR | HFTD - Distribution - Tier 3 - 5QU CoRE ¦ 5QU LoRE | Red Flag Warning - Large Fires | Vegetation Contact | Branch (Not overhanging, 4-12ft) | 2044 | 6.1972e-08 | 97.3625 | 6.0338e-06 | 2044 | Mitigation | 0.5 | 30 | 0 | esc | 0.035171 | 2.1796e-09 | 0.037137 | 2.3015e-09 | 0.037115 | 2.3001e-09 | 0.035347 | 2.1906e-09
[120 empty] | 7.3.5.15 Identification and remediation of “at-risk species”WLDFRVegetation ContactBranch (Not overhanging, 4-12ft) | WLDFR | HFTD - Distribution - Tier 3 - 5QU CoRE ¦ 5QU LoRE | Red Flag Warning - Large Fires | Vegetation Contact | Branch (Not overhanging, 4-12ft) | 2045 | 6.1972e-08 | 97.3625 | 6.0338e-06 | 2045 | Mitigation | 0.5 | 30 | 0 | esc | 0.035171 | 2.1796e-09 | 0.037137 | 2.3015e-09 | 0.037115 | 2.3001e-09 | 0.035347 | 2.1906e-09
[120 empty] | 7.3.5.15 Identification and remediation of “at-risk species”WLDFRVegetation ContactBranch (Not overhanging, 4-12ft) | WLDFR | HFTD - Distribution - Tier 3 - 5QU CoRE ¦ 5QU LoRE | Red Flag Warning - Large Fires | Vegetation Contact | Branch (Not overhanging, 4-12ft) | 2046 | 6.1972e-08 | 97.3625 | 6.0338e-06 | 2046 | Mitigation | 0.5 | 30 | 0 | esc | 0.035171 | 2.1796e-09 | 0.037137 | 2.3015e-09 | 0.037115 | 2.3001e-09 | 0.035347 | 2.1906e-09
[120 empty] | 7.3.5.15 Identification and remediation of “at-risk species”WLDFRVegetation ContactBranch (Not overhanging, 4-12ft) | WLDFR | HFTD - Distribution - Tier 3 - 5QU CoRE ¦ 5QU LoRE | Red Flag Warning - Large Fires | Vegetation Contact | Branch (Not overhanging, 4-12ft) | 2047 | 6.1972e-08 | 97.3625 | 6.0338e-06 | 2047 | Mitigation | 0.5 | 30 | 0 | esc | 0.035171 | 2.1796e-09 | 0.037137 | 2.3015e-09 | 0.037115 | 2.3001e-09 | 0.035347 | 2.1906e-09
[120 empty] | 7.3.5.15 Identification and remediation of “at-risk species”WLDFRVegetation ContactBranch (Not overhanging, 4-12ft) | WLDFR | HFTD - Distribution - Tier 3 - 5QU CoRE ¦ 5QU LoRE | Red Flag Warning - Large Fires | Vegetation Contact | Branch (Not overhanging, 4-12ft) | 2048 | 6.1972e-08 | 97.3625 | 6.0338e-06 | 2048 | Mitigation | 0.5 | 30 | 0 | esc | 0.035171 | 2.1796e-09 | 0.037137 | 2.3015e-09 | 0.037115 | 2.3001e-09 | 0.035347 | 2.1906e-09
[120 empty] | 7.3.5.15 Identification and remediation of “at-risk species”WLDFRVegetation ContactBranch (Not overhanging, 4-12ft) | WLDFR | HFTD - Distribution - Tier 3 - 5QU CoRE ¦ 5QU LoRE | Red Flag Warning - Large Fires | Vegetation Contact | Branch (Not overhanging, 4-12ft) | 2049 | 6.1972e-08 | 97.3625 | 6.0338e-06 | 2049 | Mitigation | 0.5 | 30 | 0 | esc | 0.035171 | 2.1796e-09 | 0.037137 | 2.3015e-09 | 0.037115 | 2.3001e-09 | 0.035347 | 2.1906e-09
[120 empty] | 7.3.5.15 Identification and remediation of “at-risk species”WLDFRVegetation ContactBranch (Not overhanging, 4-12ft) | WLDFR | HFTD - Distribution - Tier 3 - 5QU CoRE ¦ 5QU LoRE | Red Flag Warning - Large Fires | Vegetation Contact | Branch (Not overhanging, 4-12ft) | 2050 | 6.1972e-08 | 97.3625 | 6.0338e-06 | 2050 | Mitigation | 0.5 | 30 | 0 | esc | 0 | 0 | 0.037137 | 2.3015e-09 | 0.037115 | 2.3001e-09 | 0.035347 | 2.1906e-09
[120 empty] | 7.3.5.15 Identification and remediation of “at-risk species”WLDFRVegetation ContactBranch (Not overhanging, 4-12ft) | WLDFR | HFTD - Distribution - Tier 3 - 5QU CoRE ¦ 5QU LoRE | Red Flag Warning - Large Fires | Vegetation Contact | Branch (Not overhanging, 4-12ft) | 2051 | 6.1972e-08 | 97.3625 | 6.0338e-06 | 2051 | Mitigation | 0.5 | 30 | 0 | esc | 0 | 0 | 0 | 0 | 0.037115 | 2.3001e-09 | 0.035347 | 2.1906e-09
[120 empty] | 7.3.5.15 Identification and remediation of “at-risk species”WLDFRVegetation ContactBranch (Not overhanging, 4-12ft) | WLDFR | HFTD - Distribution - Tier 3 - 5QU CoRE ¦ 5QU LoRE | Red Flag Warning - Large Fires | Vegetation Contact | Branch (Not overhanging, 4-12ft) | 2052 | 6.1972e-08 | 97.3625 | 6.0338e-06 | 2052 | Mitigation | 0.5 | 30 | 0 | esc | 0 | 0 | 0 | 0 | 0 | 0 | 0.035347 | 2.1906e-09
[120 empty] | 7.3.5.15 Identification and remediation of “at-risk species”WLDFRVegetation ContactBranch (Not overhanging, within 4ft) | WLDFR | HFTD - Distribution - Tier 3 - 5QU CoRE ¦ 5QU LoRE | Red Flag Warning - Large Fires | Vegetation Contact | Branch (Not overhanging, within 4ft) | 2022 | 1.697e-08 | 97.3625 | 1.6522e-06 | 2022 | Mitigation | 0.9 | 30 | 0 | esc | 0.063307 | 1.0743e-09 | 0.066847 | 1.1344e-09 | 0.066806 | 1.1337e-09 | 0 | 0
[120 empty] | 7.3.5.15 Identification and remediation of “at-risk species”WLDFRVegetation ContactBranch (Not overhanging, within 4ft) | WLDFR | HFTD - Distribution - Tier 3 - 5QU CoRE ¦ 5QU LoRE | Red Flag Warning - Large Fires | Vegetation Contact | Branch (Not overhanging, within 4ft) | 2023 | 1.697e-08 | 97.3625 | 1.6522e-06 | 2023 | Mitigation | 0.9 | 30 | 0 | esc | 0.063307 | 1.0743e-09 | 0.066847 | 1.1344e-09 | 0.066806 | 1.1337e-09 | 0.063625 | 1.0797e-09
[120 empty] | 7.3.5.15 Identification and remediation of “at-risk species”WLDFRVegetation ContactBranch (Not overhanging, within 4ft) | WLDFR | HFTD - Distribution - Tier 3 - 5QU CoRE ¦ 5QU LoRE | Red Flag Warning - Large Fires | Vegetation Contact | Branch (Not overhanging, within 4ft) | 2024 | 1.697e-08 | 97.3625 | 1.6522e-06 | 2024 | Mitigation | 0.9 | 30 | 0 | esc | 0.063307 | 1.0743e-09 | 0.066847 | 1.1344e-09 | 0.066806 | 1.1337e-09 | 0.063625 | 1.0797e-09
[120 empty] | 7.3.5.15 Identification and remediation of “at-risk species”WLDFRVegetation ContactBranch (Not overhanging, within 4ft) | WLDFR | HFTD - Distribution - Tier 3 - 5QU CoRE ¦ 5QU LoRE | Red Flag Warning - Large Fires | Vegetation Contact | Branch (Not overhanging, within 4ft) | 2025 | 1.697e-08 | 97.3625 | 1.6522e-06 | 2025 | Mitigation | 0.9 | 30 | 0 | esc | 0.063307 | 1.0743e-09 | 0.066847 | 1.1344e-09 | 0.066806 | 1.1337e-09 | 0.063625 | 1.0797e-09
[120 empty] | 7.3.5.15 Identification and remediation of “at-risk species”WLDFRVegetation ContactBranch (Not overhanging, within 4ft) | WLDFR | HFTD - Distribution - Tier 3 - 5QU CoRE ¦ 5QU LoRE | Red Flag Warning - Large Fires | Vegetation Contact | Branch (Not overhanging, within 4ft) | 2026 | 1.697e-08 | 97.3625 | 1.6522e-06 | 2026 | Mitigation | 0.9 | 30 | 0 | esc | 0.063307 | 1.0743e-09 | 0.066847 | 1.1344e-09 | 0.066806 | 1.1337e-09 | 0.063625 | 1.0797e-09
[120 empty] | 7.3.5.15 Identification and remediation of “at-risk species”WLDFRVegetation ContactBranch (Not overhanging, within 4ft) | WLDFR | HFTD - Distribution - Tier 3 - 5QU CoRE ¦ 5QU LoRE | Red Flag Warning - Large Fires | Vegetation Contact | Branch (Not overhanging, within 4ft) | 2027 | 1.697e-08 | 97.3625 | 1.6522e-06 | 2027 | Mitigation | 0.9 | 30 | 0 | esc | 0.063307 | 1.0743e-09 | 0.066847 | 1.1344e-09 | 0.066806 | 1.1337e-09 | 0.063625 | 1.0797e-09
[120 empty] | 7.3.5.15 Identification and remediation of “at-risk species”WLDFRVegetation ContactBranch (Not overhanging, within 4ft) | WLDFR | HFTD - Distribution - Tier 3 - 5QU CoRE ¦ 5QU LoRE | Red Flag Warning - Large Fires | Vegetation Contact | Branch (Not overhanging, within 4ft) | 2028 | 1.697e-08 | 97.3625 | 1.6522e-06 | 2028 | Mitigation | 0.9 | 30 | 0 | esc | 0.063307 | 1.0743e-09 | 0.066847 | 1.1344e-09 | 0.066806 | 1.1337e-09 | 0.063625 | 1.0797e-09
[120 empty] | 7.3.5.15 Identification and remediation of “at-risk species”WLDFRVegetation ContactBranch (Not overhanging, within 4ft) | WLDFR | HFTD - Distribution - Tier 3 - 5QU CoRE ¦ 5QU LoRE | Red Flag Warning - Large Fires | Vegetation Contact | Branch (Not overhanging, within 4ft) | 2029 | 1.697e-08 | 97.3625 | 1.6522e-06 | 2029 | Mitigation | 0.9 | 30 | 0 | esc | 0.063307 | 1.0743e-09 | 0.066847 | 1.1344e-09 | 0.066806 | 1.1337e-09 | 0.063625 | 1.0797e-09
[120 empty] | 7.3.5.15 Identification and remediation of “at-risk species”WLDFRVegetation ContactBranch (Not overhanging, within 4ft) | WLDFR | HFTD - Distribution - Tier 3 - 5QU CoRE ¦ 5QU LoRE | Red Flag Warning - Large Fires | Vegetation Contact | Branch (Not overhanging, within 4ft) | 2030 | 1.697e-08 | 97.3625 | 1.6522e-06 | 2030 | Mitigation | 0.9 | 30 | 0 | esc | 0.063307 | 1.0743e-09 | 0.066847 | 1.1344e-09 | 0.066806 | 1.1337e-09 | 0.063625 | 1.0797e-09
[120 empty] | 7.3.5.15 Identification and remediation of “at-risk species”WLDFRVegetation ContactBranch (Not overhanging, within 4ft) | WLDFR | HFTD - Distribution - Tier 3 - 5QU CoRE ¦ 5QU LoRE | Red Flag Warning - Large Fires | Vegetation Contact | Branch (Not overhanging, within 4ft) | 2031 | 1.697e-08 | 97.3625 | 1.6522e-06 | 2031 | Mitigation | 0.9 | 30 | 0 | esc | 0.063307 | 1.0743e-09 | 0.066847 | 1.1344e-09 | 0.066806 | 1.1337e-09 | 0.063625 | 1.0797e-09
[120 empty] | 7.3.5.15 Identification and remediation of “at-risk species”WLDFRVegetation ContactBranch (Not overhanging, within 4ft) | WLDFR | HFTD - Distribution - Tier 3 - 5QU CoRE ¦ 5QU LoRE | Red Flag Warning - Large Fires | Vegetation Contact | Branch (Not overhanging, within 4ft) | 2032 | 1.697e-08 | 97.3625 | 1.6522e-06 | 2032 | Mitigation | 0.9 | 30 | 0 | esc | 0.063307 | 1.0743e-09 | 0.066847 | 1.1344e-09 | 0.066806 | 1.1337e-09 | 0.063625 | 1.0797e-09
[120 empty] | 7.3.5.15 Identification and remediation of “at-risk species”WLDFRVegetation ContactBranch (Not overhanging, within 4ft) | WLDFR | HFTD - Distribution - Tier 3 - 5QU CoRE ¦ 5QU LoRE | Red Flag Warning - Large Fires | Vegetation Contact | Branch (Not overhanging, within 4ft) | 2033 | 1.697e-08 | 97.3625 | 1.6522e-06 | 2033 | Mitigation | 0.9 | 30 | 0 | esc | 0.063307 | 1.0743e-09 | 0.066847 | 1.1344e-09 | 0.066806 | 1.1337e-09 | 0.063625 | 1.0797e-09
[120 empty] | 7.3.5.15 Identification and remediation of “at-risk species”WLDFRVegetation ContactBranch (Not overhanging, within 4ft) | WLDFR | HFTD - Distribution - Tier 3 - 5QU CoRE ¦ 5QU LoRE | Red Flag Warning - Large Fires | Vegetation Contact | Branch (Not overhanging, within 4ft) | 2034 | 1.697e-08 | 97.3625 | 1.6522e-06 | 2034 | Mitigation | 0.9 | 30 | 0 | esc | 0.063307 | 1.0743e-09 | 0.066847 | 1.1344e-09 | 0.066806 | 1.1337e-09 | 0.063625 | 1.0797e-09
[120 empty] | 7.3.5.15 Identification and remediation of “at-risk species”WLDFRVegetation ContactBranch (Not overhanging, within 4ft) | WLDFR | HFTD - Distribution - Tier 3 - 5QU CoRE ¦ 5QU LoRE | Red Flag Warning - Large Fires | Vegetation Contact | Branch (Not overhanging, within 4ft) | 2035 | 1.697e-08 | 97.3625 | 1.6522e-06 | 2035 | Mitigation | 0.9 | 30 | 0 | esc | 0.063307 | 1.0743e-09 | 0.066847 | 1.1344e-09 | 0.066806 | 1.1337e-09 | 0.063625 | 1.0797e-09
[120 empty] | 7.3.5.15 Identification and remediation of “at-risk species”WLDFRVegetation ContactBranch (Not overhanging, within 4ft) | WLDFR | HFTD - Distribution - Tier 3 - 5QU CoRE ¦ 5QU LoRE | Red Flag Warning - Large Fires | Vegetation Contact | Branch (Not overhanging, within 4ft) | 2036 | 1.697e-08 | 97.3625 | 1.6522e-06 | 2036 | Mitigation | 0.9 | 30 | 0 | esc | 0.063307 | 1.0743e-09 | 0.066847 | 1.1344e-09 | 0.066806 | 1.1337e-09 | 0.063625 | 1.0797e-09
[120 empty] | 7.3.5.15 Identification and remediation of “at-risk species”WLDFRVegetation ContactBranch (Not overhanging, within 4ft) | WLDFR | HFTD - Distribution - Tier 3 - 5QU CoRE ¦ 5QU LoRE | Red Flag Warning - Large Fires | Vegetation Contact | Branch (Not overhanging, within 4ft) | 2037 | 1.697e-08 | 97.3625 | 1.6522e-06 | 2037 | Mitigation | 0.9 | 30 | 0 | esc | 0.063307 | 1.0743e-09 | 0.066847 | 1.1344e-09 | 0.066806 | 1.1337e-09 | 0.063625 | 1.0797e-09
[120 empty] | 7.3.5.15 Identification and remediation of “at-risk species”WLDFRVegetation ContactBranch (Not overhanging, within 4ft) | WLDFR | HFTD - Distribution - Tier 3 - 5QU CoRE ¦ 5QU LoRE | Red Flag Warning - Large Fires | Vegetation Contact | Branch (Not overhanging, within 4ft) | 2038 | 1.697e-08 | 97.3625 | 1.6522e-06 | 2038 | Mitigation | 0.9 | 30 | 0 | esc | 0.063307 | 1.0743e-09 | 0.066847 | 1.1344e-09 | 0.066806 | 1.1337e-09 | 0.063625 | 1.0797e-09
[120 empty] | 7.3.5.15 Identification and remediation of “at-risk species”WLDFRVegetation ContactBranch (Not overhanging, within 4ft) | WLDFR | HFTD - Distribution - Tier 3 - 5QU CoRE ¦ 5QU LoRE | Red Flag Warning - Large Fires | Vegetation Contact | Branch (Not overhanging, within 4ft) | 2039 | 1.697e-08 | 97.3625 | 1.6522e-06 | 2039 | Mitigation | 0.9 | 30 | 0 | esc | 0.063307 | 1.0743e-09 | 0.066847 | 1.1344e-09 | 0.066806 | 1.1337e-09 | 0.063625 | 1.0797e-09
[120 empty] | 7.3.5.15 Identification and remediation of “at-risk species”WLDFRVegetation ContactBranch (Not overhanging, within 4ft) | WLDFR | HFTD - Distribution - Tier 3 - 5QU CoRE ¦ 5QU LoRE | Red Flag Warning - Large Fires | Vegetation Contact | Branch (Not overhanging, within 4ft) | 2040 | 1.697e-08 | 97.3625 | 1.6522e-06 | 2040 | Mitigation | 0.9 | 30 | 0 | esc | 0.063307 | 1.0743e-09 | 0.066847 | 1.1344e-09 | 0.066806 | 1.1337e-09 | 0.063625 | 1.0797e-09
[120 empty] | 7.3.5.15 Identification and remediation of “at-risk species”WLDFRVegetation ContactBranch (Not overhanging, within 4ft) | WLDFR | HFTD - Distribution - Tier 3 - 5QU CoRE ¦ 5QU LoRE | Red Flag Warning - Large Fires | Vegetation Contact | Branch (Not overhanging, within 4ft) | 2041 | 1.697e-08 | 97.3625 | 1.6522e-06 | 2041 | Mitigation | 0.9 | 30 | 0 | esc | 0.063307 | 1.0743e-09 | 0.066847 | 1.1344e-09 | 0.066806 | 1.1337e-09 | 0.063625 | 1.0797e-09
[120 empty] | 7.3.5.15 Identification and remediation of “at-risk species”WLDFRVegetation ContactBranch (Not overhanging, within 4ft) | WLDFR | HFTD - Distribution - Tier 3 - 5QU CoRE ¦ 5QU LoRE | Red Flag Warning - Large Fires | Vegetation Contact | Branch (Not overhanging, within 4ft) | 2042 | 1.697e-08 | 97.3625 | 1.6522e-06 | 2042 | Mitigation | 0.9 | 30 | 0 | esc | 0.063307 | 1.0743e-09 | 0.066847 | 1.1344e-09 | 0.066806 | 1.1337e-09 | 0.063625 | 1.0797e-09
[120 empty] | 7.3.5.15 Identification and remediation of “at-risk species”WLDFRVegetation ContactBranch (Not overhanging, within 4ft) | WLDFR | HFTD - Distribution - Tier 3 - 5QU CoRE ¦ 5QU LoRE | Red Flag Warning - Large Fires | Vegetation Contact | Branch (Not overhanging, within 4ft) | 2043 | 1.697e-08 | 97.3625 | 1.6522e-06 | 2043 | Mitigation | 0.9 | 30 | 0 | esc | 0.063307 | 1.0743e-09 | 0.066847 | 1.1344e-09 | 0.066806 | 1.1337e-09 | 0.063625 | 1.0797e-09
[120 empty] | 7.3.5.15 Identification and remediation of “at-risk species”WLDFRVegetation ContactBranch (Not overhanging, within 4ft) | WLDFR | HFTD - Distribution - Tier 3 - 5QU CoRE ¦ 5QU LoRE | Red Flag Warning - Large Fires | Vegetation Contact | Branch (Not overhanging, within 4ft) | 2044 | 1.697e-08 | 97.3625 | 1.6522e-06 | 2044 | Mitigation | 0.9 | 30 | 0 | esc | 0.063307 | 1.0743e-09 | 0.066847 | 1.1344e-09 | 0.066806 | 1.1337e-09 | 0.063625 | 1.0797e-09
[120 empty] | 7.3.5.15 Identification and remediation of “at-risk species”WLDFRVegetation ContactBranch (Not overhanging, within 4ft) | WLDFR | HFTD - Distribution - Tier 3 - 5QU CoRE ¦ 5QU LoRE | Red Flag Warning - Large Fires | Vegetation Contact | Branch (Not overhanging, within 4ft) | 2045 | 1.697e-08 | 97.3625 | 1.6522e-06 | 2045 | Mitigation | 0.9 | 30 | 0 | esc | 0.063307 | 1.0743e-09 | 0.066847 | 1.1344e-09 | 0.066806 | 1.1337e-09 | 0.063625 | 1.0797e-09
[120 empty] | 7.3.5.15 Identification and remediation of “at-risk species”WLDFRVegetation ContactBranch (Not overhanging, within 4ft) | WLDFR | HFTD - Distribution - Tier 3 - 5QU CoRE ¦ 5QU LoRE | Red Flag Warning - Large Fires | Vegetation Contact | Branch (Not overhanging, within 4ft) | 2046 | 1.697e-08 | 97.3625 | 1.6522e-06 | 2046 | Mitigation | 0.9 | 30 | 0 | esc | 0.063307 | 1.0743e-09 | 0.066847 | 1.1344e-09 | 0.066806 | 1.1337e-09 | 0.063625 | 1.0797e-09
[120 empty] | 7.3.5.15 Identification and remediation of “at-risk species”WLDFRVegetation ContactBranch (Not overhanging, within 4ft) | WLDFR | HFTD - Distribution - Tier 3 - 5QU CoRE ¦ 5QU LoRE | Red Flag Warning - Large Fires | Vegetation Contact | Branch (Not overhanging, within 4ft) | 2047 | 1.697e-08 | 97.3625 | 1.6522e-06 | 2047 | Mitigation | 0.9 | 30 | 0 | esc | 0.063307 | 1.0743e-09 | 0.066847 | 1.1344e-09 | 0.066806 | 1.1337e-09 | 0.063625 | 1.0797e-09
[120 empty] | 7.3.5.15 Identification and remediation of “at-risk species”WLDFRVegetation ContactBranch (Not overhanging, within 4ft) | WLDFR | HFTD - Distribution - Tier 3 - 5QU CoRE ¦ 5QU LoRE | Red Flag Warning - Large Fires | Vegetation Contact | Branch (Not overhanging, within 4ft) | 2048 | 1.697e-08 | 97.3625 | 1.6522e-06 | 2048 | Mitigation | 0.9 | 30 | 0 | esc | 0.063307 | 1.0743e-09 | 0.066847 | 1.1344e-09 | 0.066806 | 1.1337e-09 | 0.063625 | 1.0797e-09
[120 empty] | 7.3.5.15 Identification and remediation of “at-risk species”WLDFRVegetation ContactBranch (Not overhanging, within 4ft) | WLDFR | HFTD - Distribution - Tier 3 - 5QU CoRE ¦ 5QU LoRE | Red Flag Warning - Large Fires | Vegetation Contact | Branch (Not overhanging, within 4ft) | 2049 | 1.697e-08 | 97.3625 | 1.6522e-06 | 2049 | Mitigation | 0.9 | 30 | 0 | esc | 0.063307 | 1.0743e-09 | 0.066847 | 1.1344e-09 | 0.066806 | 1.1337e-09 | 0.063625 | 1.0797e-09
[120 empty] | 7.3.5.15 Identification and remediation of “at-risk species”WLDFRVegetation ContactBranch (Not overhanging, within 4ft) | WLDFR | HFTD - Distribution - Tier 3 - 5QU CoRE ¦ 5QU LoRE | Red Flag Warning - Large Fires | Vegetation Contact | Branch (Not overhanging, within 4ft) | 2050 | 1.697e-08 | 97.3625 | 1.6522e-06 | 2050 | Mitigation | 0.9 | 30 | 0 | esc | 0 | 0 | 0.066847 | 1.1344e-09 | 0.066806 | 1.1337e-09 | 0.063625 | 1.0797e-09
[120 empty] | 7.3.5.15 Identification and remediation of “at-risk species”WLDFRVegetation ContactBranch (Not overhanging, within 4ft) | WLDFR | HFTD - Distribution - Tier 3 - 5QU CoRE ¦ 5QU LoRE | Red Flag Warning - Large Fires | Vegetation Contact | Branch (Not overhanging, within 4ft) | 2051 | 1.697e-08 | 97.3625 | 1.6522e-06 | 2051 | Mitigation | 0.9 | 30 | 0 | esc | 0 | 0 | 0 | 0 | 0.066806 | 1.1337e-09 | 0.063625 | 1.0797e-09
[120 empty] | 7.3.5.15 Identification and remediation of “at-risk species”WLDFRVegetation ContactBranch (Not overhanging, within 4ft) | WLDFR | HFTD - Distribution - Tier 3 - 5QU CoRE ¦ 5QU LoRE | Red Flag Warning - Large Fires | Vegetation Contact | Branch (Not overhanging, within 4ft) | 2052 | 1.697e-08 | 97.3625 | 1.6522e-06 | 2052 | Mitigation | 0.9 | 30 | 0 | esc | 0 | 0 | 0 | 0 | 0 | 0 | 0.063625 | 1.0797e-09
[120 empty] | 7.3.5.15 Identification and remediation of “at-risk species”WLDFRVegetation ContactBranch (OverHanging) | WLDFR | HFTD - Distribution - Tier 3 - 5QU CoRE ¦ 5QU LoRE | Red Flag Warning - Large Fires | Vegetation Contact | Branch (OverHanging) | 2022 | 1.0638e-06 | 97.3625 | 0.00010358 | 2022 | Mitigation | 0.9 | 30 | 0 | esc | 0.063307 | 6.7348e-08 | 0.066847 | 7.1114e-08 | 0.066806 | 7.1071e-08 | 0 | 0
[120 empty] | 7.3.5.15 Identification and remediation of “at-risk species”WLDFRVegetation ContactBranch (OverHanging) | WLDFR | HFTD - Distribution - Tier 3 - 5QU CoRE ¦ 5QU LoRE | Red Flag Warning - Large Fires | Vegetation Contact | Branch (OverHanging) | 2023 | 1.0638e-06 | 97.3625 | 0.00010358 | 2023 | Mitigation | 0.9 | 30 | 0 | esc | 0.063307 | 6.7348e-08 | 0.066847 | 7.1114e-08 | 0.066806 | 7.1071e-08 | 0.063625 | 6.7686e-08
[120 empty] | 7.3.5.15 Identification and remediation of “at-risk species”WLDFRVegetation ContactBranch (OverHanging) | WLDFR | HFTD - Distribution - Tier 3 - 5QU CoRE ¦ 5QU LoRE | Red Flag Warning - Large Fires | Vegetation Contact | Branch (OverHanging) | 2024 | 1.0638e-06 | 97.3625 | 0.00010358 | 2024 | Mitigation | 0.9 | 30 | 0 | esc | 0.063307 | 6.7348e-08 | 0.066847 | 7.1114e-08 | 0.066806 | 7.1071e-08 | 0.063625 | 6.7686e-08
[120 empty] | 7.3.5.15 Identification and remediation of “at-risk species”WLDFRVegetation ContactBranch (OverHanging) | WLDFR | HFTD - Distribution - Tier 3 - 5QU CoRE ¦ 5QU LoRE | Red Flag Warning - Large Fires | Vegetation Contact | Branch (OverHanging) | 2025 | 1.0638e-06 | 97.3625 | 0.00010358 | 2025 | Mitigation | 0.9 | 30 | 0 | esc | 0.063307 | 6.7348e-08 | 0.066847 | 7.1114e-08 | 0.066806 | 7.1071e-08 | 0.063625 | 6.7686e-08
[120 empty] | 7.3.5.15 Identification and remediation of “at-risk species”WLDFRVegetation ContactBranch (OverHanging) | WLDFR | HFTD - Distribution - Tier 3 - 5QU CoRE ¦ 5QU LoRE | Red Flag Warning - Large Fires | Vegetation Contact | Branch (OverHanging) | 2026 | 1.0638e-06 | 97.3625 | 0.00010358 | 2026 | Mitigation | 0.9 | 30 | 0 | esc | 0.063307 | 6.7348e-08 | 0.066847 | 7.1114e-08 | 0.066806 | 7.1071e-08 | 0.063625 | 6.7686e-08
[120 empty] | 7.3.5.15 Identification and remediation of “at-risk species”WLDFRVegetation ContactBranch (OverHanging) | WLDFR | HFTD - Distribution - Tier 3 - 5QU CoRE ¦ 5QU LoRE | Red Flag Warning - Large Fires | Vegetation Contact | Branch (OverHanging) | 2027 | 1.0638e-06 | 97.3625 | 0.00010358 | 2027 | Mitigation | 0.9 | 30 | 0 | esc | 0.063307 | 6.7348e-08 | 0.066847 | 7.1114e-08 | 0.066806 | 7.1071e-08 | 0.063625 | 6.7686e-08
[120 empty] | 7.3.5.15 Identification and remediation of “at-risk species”WLDFRVegetation ContactBranch (OverHanging) | WLDFR | HFTD - Distribution - Tier 3 - 5QU CoRE ¦ 5QU LoRE | Red Flag Warning - Large Fires | Vegetation Contact | Branch (OverHanging) | 2028 | 1.0638e-06 | 97.3625 | 0.00010358 | 2028 | Mitigation | 0.9 | 30 | 0 | esc | 0.063307 | 6.7348e-08 | 0.066847 | 7.1114e-08 | 0.066806 | 7.1071e-08 | 0.063625 | 6.7686e-08
[120 empty] | 7.3.5.15 Identification and remediation of “at-risk species”WLDFRVegetation ContactBranch (OverHanging) | WLDFR | HFTD - Distribution - Tier 3 - 5QU CoRE ¦ 5QU LoRE | Red Flag Warning - Large Fires | Vegetation Contact | Branch (OverHanging) | 2029 | 1.0638e-06 | 97.3625 | 0.00010358 | 2029 | Mitigation | 0.9 | 30 | 0 | esc | 0.063307 | 6.7348e-08 | 0.066847 | 7.1114e-08 | 0.066806 | 7.1071e-08 | 0.063625 | 6.7686e-08
[120 empty] | 7.3.5.15 Identification and remediation of “at-risk species”WLDFRVegetation ContactBranch (OverHanging) | WLDFR | HFTD - Distribution - Tier 3 - 5QU CoRE ¦ 5QU LoRE | Red Flag Warning - Large Fires | Vegetation Contact | Branch (OverHanging) | 2030 | 1.0638e-06 | 97.3625 | 0.00010358 | 2030 | Mitigation | 0.9 | 30 | 0 | esc | 0.063307 | 6.7348e-08 | 0.066847 | 7.1114e-08 | 0.066806 | 7.1071e-08 | 0.063625 | 6.7686e-08
[120 empty] | 7.3.5.15 Identification and remediation of “at-risk species”WLDFRVegetation ContactBranch (OverHanging) | WLDFR | HFTD - Distribution - Tier 3 - 5QU CoRE ¦ 5QU LoRE | Red Flag Warning - Large Fires | Vegetation Contact | Branch (OverHanging) | 2031 | 1.0638e-06 | 97.3625 | 0.00010358 | 2031 | Mitigation | 0.9 | 30 | 0 | esc | 0.063307 | 6.7348e-08 | 0.066847 | 7.1114e-08 | 0.066806 | 7.1071e-08 | 0.063625 | 6.7686e-08
[120 empty] | 7.3.5.15 Identification and remediation of “at-risk species”WLDFRVegetation ContactBranch (OverHanging) | WLDFR | HFTD - Distribution - Tier 3 - 5QU CoRE ¦ 5QU LoRE | Red Flag Warning - Large Fires | Vegetation Contact | Branch (OverHanging) | 2032 | 1.0638e-06 | 97.3625 | 0.00010358 | 2032 | Mitigation | 0.9 | 30 | 0 | esc | 0.063307 | 6.7348e-08 | 0.066847 | 7.1114e-08 | 0.066806 | 7.1071e-08 | 0.063625 | 6.7686e-08
[120 empty] | 7.3.5.15 Identification and remediation of “at-risk species”WLDFRVegetation ContactBranch (OverHanging) | WLDFR | HFTD - Distribution - Tier 3 - 5QU CoRE ¦ 5QU LoRE | Red Flag Warning - Large Fires | Vegetation Contact | Branch (OverHanging) | 2033 | 1.0638e-06 | 97.3625 | 0.00010358 | 2033 | Mitigation | 0.9 | 30 | 0 | esc | 0.063307 | 6.7348e-08 | 0.066847 | 7.1114e-08 | 0.066806 | 7.1071e-08 | 0.063625 | 6.7686e-08
[120 empty] | 7.3.5.15 Identification and remediation of “at-risk species”WLDFRVegetation ContactBranch (OverHanging) | WLDFR | HFTD - Distribution - Tier 3 - 5QU CoRE ¦ 5QU LoRE | Red Flag Warning - Large Fires | Vegetation Contact | Branch (OverHanging) | 2034 | 1.0638e-06 | 97.3625 | 0.00010358 | 2034 | Mitigation | 0.9 | 30 | 0 | esc | 0.063307 | 6.7348e-08 | 0.066847 | 7.1114e-08 | 0.066806 | 7.1071e-08 | 0.063625 | 6.7686e-08
[120 empty] | 7.3.5.15 Identification and remediation of “at-risk species”WLDFRVegetation ContactBranch (OverHanging) | WLDFR | HFTD - Distribution - Tier 3 - 5QU CoRE ¦ 5QU LoRE | Red Flag Warning - Large Fires | Vegetation Contact | Branch (OverHanging) | 2035 | 1.0638e-06 | 97.3625 | 0.00010358 | 2035 | Mitigation | 0.9 | 30 | 0 | esc | 0.063307 | 6.7348e-08 | 0.066847 | 7.1114e-08 | 0.066806 | 7.1071e-08 | 0.063625 | 6.7686e-08
[120 empty] | 7.3.5.15 Identification and remediation of “at-risk species”WLDFRVegetation ContactBranch (OverHanging) | WLDFR | HFTD - Distribution - Tier 3 - 5QU CoRE ¦ 5QU LoRE | Red Flag Warning - Large Fires | Vegetation Contact | Branch (OverHanging) | 2036 | 1.0638e-06 | 97.3625 | 0.00010358 | 2036 | Mitigation | 0.9 | 30 | 0 | esc | 0.063307 | 6.7348e-08 | 0.066847 | 7.1114e-08 | 0.066806 | 7.1071e-08 | 0.063625 | 6.7686e-08
[120 empty] | 7.3.5.15 Identification and remediation of “at-risk species”WLDFRVegetation ContactBranch (OverHanging) | WLDFR | HFTD - Distribution - Tier 3 - 5QU CoRE ¦ 5QU LoRE | Red Flag Warning - Large Fires | Vegetation Contact | Branch (OverHanging) | 2037 | 1.0638e-06 | 97.3625 | 0.00010358 | 2037 | Mitigation | 0.9 | 30 | 0 | esc | 0.063307 | 6.7348e-08 | 0.066847 | 7.1114e-08 | 0.066806 | 7.1071e-08 | 0.063625 | 6.7686e-08
[120 empty] | 7.3.5.15 Identification and remediation of “at-risk species”WLDFRVegetation ContactBranch (OverHanging) | WLDFR | HFTD - Distribution - Tier 3 - 5QU CoRE ¦ 5QU LoRE | Red Flag Warning - Large Fires | Vegetation Contact | Branch (OverHanging) | 2038 | 1.0638e-06 | 97.3625 | 0.00010358 | 2038 | Mitigation | 0.9 | 30 | 0 | esc | 0.063307 | 6.7348e-08 | 0.066847 | 7.1114e-08 | 0.066806 | 7.1071e-08 | 0.063625 | 6.7686e-08
[120 empty] | 7.3.5.15 Identification and remediation of “at-risk species”WLDFRVegetation ContactBranch (OverHanging) | WLDFR | HFTD - Distribution - Tier 3 - 5QU CoRE ¦ 5QU LoRE | Red Flag Warning - Large Fires | Vegetation Contact | Branch (OverHanging) | 2039 | 1.0638e-06 | 97.3625 | 0.00010358 | 2039 | Mitigation | 0.9 | 30 | 0 | esc | 0.063307 | 6.7348e-08 | 0.066847 | 7.1114e-08 | 0.066806 | 7.1071e-08 | 0.063625 | 6.7686e-08
[120 empty] | 7.3.5.15 Identification and remediation of “at-risk species”WLDFRVegetation ContactBranch (OverHanging) | WLDFR | HFTD - Distribution - Tier 3 - 5QU CoRE ¦ 5QU LoRE | Red Flag Warning - Large Fires | Vegetation Contact | Branch (OverHanging) | 2040 | 1.0638e-06 | 97.3625 | 0.00010358 | 2040 | Mitigation | 0.9 | 30 | 0 | esc | 0.063307 | 6.7348e-08 | 0.066847 | 7.1114e-08 | 0.066806 | 7.1071e-08 | 0.063625 | 6.7686e-08
[120 empty] | 7.3.5.15 Identification and remediation of “at-risk species”WLDFRVegetation ContactBranch (OverHanging) | WLDFR | HFTD - Distribution - Tier 3 - 5QU CoRE ¦ 5QU LoRE | Red Flag Warning - Large Fires | Vegetation Contact | Branch (OverHanging) | 2041 | 1.0638e-06 | 97.3625 | 0.00010358 | 2041 | Mitigation | 0.9 | 30 | 0 | esc | 0.063307 | 6.7348e-08 | 0.066847 | 7.1114e-08 | 0.066806 | 7.1071e-08 | 0.063625 | 6.7686e-08
[120 empty] | 7.3.5.15 Identification and remediation of “at-risk species”WLDFRVegetation ContactBranch (OverHanging) | WLDFR | HFTD - Distribution - Tier 3 - 5QU CoRE ¦ 5QU LoRE | Red Flag Warning - Large Fires | Vegetation Contact | Branch (OverHanging) | 2042 | 1.0638e-06 | 97.3625 | 0.00010358 | 2042 | Mitigation | 0.9 | 30 | 0 | esc | 0.063307 | 6.7348e-08 | 0.066847 | 7.1114e-08 | 0.066806 | 7.1071e-08 | 0.063625 | 6.7686e-08
[120 empty] | 7.3.5.15 Identification and remediation of “at-risk species”WLDFRVegetation ContactBranch (OverHanging) | WLDFR | HFTD - Distribution - Tier 3 - 5QU CoRE ¦ 5QU LoRE | Red Flag Warning - Large Fires | Vegetation Contact | Branch (OverHanging) | 2043 | 1.0638e-06 | 97.3625 | 0.00010358 | 2043 | Mitigation | 0.9 | 30 | 0 | esc | 0.063307 | 6.7348e-08 | 0.066847 | 7.1114e-08 | 0.066806 | 7.1071e-08 | 0.063625 | 6.7686e-08
[120 empty] | 7.3.5.15 Identification and remediation of “at-risk species”WLDFRVegetation ContactBranch (OverHanging) | WLDFR | HFTD - Distribution - Tier 3 - 5QU CoRE ¦ 5QU LoRE | Red Flag Warning - Large Fires | Vegetation Contact | Branch (OverHanging) | 2044 | 1.0638e-06 | 97.3625 | 0.00010358 | 2044 | Mitigation | 0.9 | 30 | 0 | esc | 0.063307 | 6.7348e-08 | 0.066847 | 7.1114e-08 | 0.066806 | 7.1071e-08 | 0.063625 | 6.7686e-08
[120 empty] | 7.3.5.15 Identification and remediation of “at-risk species”WLDFRVegetation ContactBranch (OverHanging) | WLDFR | HFTD - Distribution - Tier 3 - 5QU CoRE ¦ 5QU LoRE | Red Flag Warning - Large Fires | Vegetation Contact | Branch (OverHanging) | 2045 | 1.0638e-06 | 97.3625 | 0.00010358 | 2045 | Mitigation | 0.9 | 30 | 0 | esc | 0.063307 | 6.7348e-08 | 0.066847 | 7.1114e-08 | 0.066806 | 7.1071e-08 | 0.063625 | 6.7686e-08
[120 empty] | 7.3.5.15 Identification and remediation of “at-risk species”WLDFRVegetation ContactBranch (OverHanging) | WLDFR | HFTD - Distribution - Tier 3 - 5QU CoRE ¦ 5QU LoRE | Red Flag Warning - Large Fires | Vegetation Contact | Branch (OverHanging) | 2046 | 1.0638e-06 | 97.3625 | 0.00010358 | 2046 | Mitigation | 0.9 | 30 | 0 | esc | 0.063307 | 6.7348e-08 | 0.066847 | 7.1114e-08 | 0.066806 | 7.1071e-08 | 0.063625 | 6.7686e-08
[120 empty] | 7.3.5.15 Identification and remediation of “at-risk species”WLDFRVegetation ContactBranch (OverHanging) | WLDFR | HFTD - Distribution - Tier 3 - 5QU CoRE ¦ 5QU LoRE | Red Flag Warning - Large Fires | Vegetation Contact | Branch (OverHanging) | 2047 | 1.0638e-06 | 97.3625 | 0.00010358 | 2047 | Mitigation | 0.9 | 30 | 0 | esc | 0.063307 | 6.7348e-08 | 0.066847 | 7.1114e-08 | 0.066806 | 7.1071e-08 | 0.063625 | 6.7686e-08
[120 empty] | 7.3.5.15 Identification and remediation of “at-risk species”WLDFRVegetation ContactBranch (OverHanging) | WLDFR | HFTD - Distribution - Tier 3 - 5QU CoRE ¦ 5QU LoRE | Red Flag Warning - Large Fires | Vegetation Contact | Branch (OverHanging) | 2048 | 1.0638e-06 | 97.3625 | 0.00010358 | 2048 | Mitigation | 0.9 | 30 | 0 | esc | 0.063307 | 6.7348e-08 | 0.066847 | 7.1114e-08 | 0.066806 | 7.1071e-08 | 0.063625 | 6.7686e-08
[120 empty] | 7.3.5.15 Identification and remediation of “at-risk species”WLDFRVegetation ContactBranch (OverHanging) | WLDFR | HFTD - Distribution - Tier 3 - 5QU CoRE ¦ 5QU LoRE | Red Flag Warning - Large Fires | Vegetation Contact | Branch (OverHanging) | 2049 | 1.0638e-06 | 97.3625 | 0.00010358 | 2049 | Mitigation | 0.9 | 30 | 0 | esc | 0.063307 | 6.7348e-08 | 0.066847 | 7.1114e-08 | 0.066806 | 7.1071e-08 | 0.063625 | 6.7686e-08
[120 empty] | 7.3.5.15 Identification and remediation of “at-risk species”WLDFRVegetation ContactBranch (OverHanging) | WLDFR | HFTD - Distribution - Tier 3 - 5QU CoRE ¦ 5QU LoRE | Red Flag Warning - Large Fires | Vegetation Contact | Branch (OverHanging) | 2050 | 1.0638e-06 | 97.3625 | 0.00010358 | 2050 | Mitigation | 0.9 | 30 | 0 | esc | 0 | 0 | 0.066847 | 7.1114e-08 | 0.066806 | 7.1071e-08 | 0.063625 | 6.7686e-08
[120 empty] | 7.3.5.15 Identification and remediation of “at-risk species”WLDFRVegetation ContactBranch (OverHanging) | WLDFR | HFTD - Distribution - Tier 3 - 5QU CoRE ¦ 5QU LoRE | Red Flag Warning - Large Fires | Vegetation Contact | Branch (OverHanging) | 2051 | 1.0638e-06 | 97.3625 | 0.00010358 | 2051 | Mitigation | 0.9 | 30 | 0 | esc | 0 | 0 | 0 | 0 | 0.066806 | 7.1071e-08 | 0.063625 | 6.7686e-08
[120 empty] | 7.3.5.15 Identification and remediation of “at-risk species”WLDFRVegetation ContactBranch (OverHanging) | WLDFR | HFTD - Distribution - Tier 3 - 5QU CoRE ¦ 5QU LoRE | Red Flag Warning - Large Fires | Vegetation Contact | Branch (OverHanging) | 2052 | 1.0638e-06 | 97.3625 | 0.00010358 | 2052 | Mitigation | 0.9 | 30 | 0 | esc | 0 | 0 | 0 | 0 | 0 | 0 | 0.063625 | 6.7686e-08
[120 empty] | 7.3.5.15 Identification and remediation of “at-risk species”WLDFRVegetation ContactFell into (Moderate-Severe defect) | WLDFR | HFTD - Distribution - Tier 3 - 5QU CoRE ¦ 5QU LoRE | Red Flag Warning - Large Fires | Vegetation Contact | Fell into (Moderate-Severe defect) | 2022 | 2.8342e-07 | 97.3625 | 2.7594e-05 | 2022 | Mitigation | 0.95 | 1 | 0 | esc | 0 | 0 | 0 | 0 | 0.070518 | 1.9986e-08 | 0 | 0
[120 empty] | 7.3.5.15 Identification and remediation of “at-risk species”WLDFRVegetation ContactFell into (Moderate-Severe defect) | WLDFR | HFTD - Distribution - Tier 3 - 5QU CoRE ¦ 5QU LoRE | Red Flag Warning - Large Fires | Vegetation Contact | Fell into (Moderate-Severe defect) | 2023 | 2.8342e-07 | 97.3625 | 2.7594e-05 | 2023 | Mitigation | 0.95 | 1 | 0 | esc | 0 | 0 | 0 | 0 | 0 | 0 | 0.06716 | 1.9034e-08
[120 empty] | 7.3.5.15 Identification and remediation of “at-risk species”WLDFRVegetation ContactFell into (slight defect) | WLDFR | HFTD - Distribution - Tier 3 - 5QU CoRE ¦ 5QU LoRE | Red Flag Warning - Large Fires | Vegetation Contact | Fell into (slight defect) | 2022 | 3.1522e-07 | 97.3625 | 3.069e-05 | 2022 | Mitigation | 0.5 | 1 | 0 | esc | 0 | 0 | 0 | 0 | 0.037115 | 1.1699e-08 | 0 | 0
[120 empty] | 7.3.5.15 Identification and remediation of “at-risk species”WLDFRVegetation ContactFell into (slight defect) | WLDFR | HFTD - Distribution - Tier 3 - 5QU CoRE ¦ 5QU LoRE | Red Flag Warning - Large Fires | Vegetation Contact | Fell into (slight defect) | 2023 | 3.1522e-07 | 97.3625 | 3.069e-05 | 2023 | Mitigation | 0.5 | 1 | 0 | esc | 0 | 0 | 0 | 0 | 0 | 0 | 0.035347 | 1.1142e-08
[120 empty] | 7.3.5.15 Identification and remediation of “at-risk species”WLDFRVegetation ContactGrow Into | WLDFR | HFTD - Distribution - Tier 3 - 5QU CoRE ¦ 5QU LoRE | Red Flag Warning - Large Fires | Vegetation Contact | Grow Into | 2022 | 3.2392e-08 | 97.3625 | 3.1537e-06 | 2022 | Mitigation | 0.5 | 1 | 0 | esc | 0 | 0 | 0 | 0 | 0.037115 | 1.2022e-09 | 0 | 0
[120 empty] | 7.3.5.15 Identification and remediation of “at-risk species”WLDFRVegetation ContactGrow Into | WLDFR | HFTD - Distribution - Tier 3 - 5QU CoRE ¦ 5QU LoRE | Red Flag Warning - Large Fires | Vegetation Contact | Grow Into | 2023 | 3.2392e-08 | 97.3625 | 3.1537e-06 | 2023 | Mitigation | 0.5 | 1 | 0 | esc | 0 | 0 | 0 | 0 | 0 | 0 | 0.035347 | 1.145e-09
[120 empty] | 7.3.5.15 Identification and remediation of “at-risk species”WLDFRVegetation ContactBranch (Not overhanging, 4-12ft) | WLDFR | HFTD - Distribution - Tier 3 - 5QU CoRE ¦ 5QU LoRE | Red Flag Warning - Small Fires | Vegetation Contact | Branch (Not overhanging, 4-12ft) | 2022 | 2.3906e-06 | 97.3625 | 0.00023275 | 2022 | Mitigation | 0.5 | 30 | 0 | esc | 0.035171 | 8.4078e-08 | 0.037137 | 8.8778e-08 | 0.037115 | 8.8725e-08 | 0 | 0
[120 empty] | 7.3.5.15 Identification and remediation of “at-risk species”WLDFRVegetation ContactBranch (Not overhanging, 4-12ft) | WLDFR | HFTD - Distribution - Tier 3 - 5QU CoRE ¦ 5QU LoRE | Red Flag Warning - Small Fires | Vegetation Contact | Branch (Not overhanging, 4-12ft) | 2023 | 2.3906e-06 | 97.3625 | 0.00023275 | 2023 | Mitigation | 0.5 | 30 | 0 | esc | 0.035171 | 8.4078e-08 | 0.037137 | 8.8778e-08 | 0.037115 | 8.8725e-08 | 0.035347 | 8.45e-08
[120 empty] | 7.3.5.15 Identification and remediation of “at-risk species”WLDFRVegetation ContactBranch (Not overhanging, 4-12ft) | WLDFR | HFTD - Distribution - Tier 3 - 5QU CoRE ¦ 5QU LoRE | Red Flag Warning - Small Fires | Vegetation Contact | Branch (Not overhanging, 4-12ft) | 2024 | 2.3906e-06 | 97.3625 | 0.00023275 | 2024 | Mitigation | 0.5 | 30 | 0 | esc | 0.035171 | 8.4078e-08 | 0.037137 | 8.8778e-08 | 0.037115 | 8.8725e-08 | 0.035347 | 8.45e-08
[120 empty] | 7.3.5.15 Identification and remediation of “at-risk species”WLDFRVegetation ContactBranch (Not overhanging, 4-12ft) | WLDFR | HFTD - Distribution - Tier 3 - 5QU CoRE ¦ 5QU LoRE | Red Flag Warning - Small Fires | Vegetation Contact | Branch (Not overhanging, 4-12ft) | 2025 | 2.3906e-06 | 97.3625 | 0.00023275 | 2025 | Mitigation | 0.5 | 30 | 0 | esc | 0.035171 | 8.4078e-08 | 0.037137 | 8.8778e-08 | 0.037115 | 8.8725e-08 | 0.035347 | 8.45e-08
[120 empty] | 7.3.5.15 Identification and remediation of “at-risk species”WLDFRVegetation ContactBranch (Not overhanging, 4-12ft) | WLDFR | HFTD - Distribution - Tier 3 - 5QU CoRE ¦ 5QU LoRE | Red Flag Warning - Small Fires | Vegetation Contact | Branch (Not overhanging, 4-12ft) | 2026 | 2.3906e-06 | 97.3625 | 0.00023275 | 2026 | Mitigation | 0.5 | 30 | 0 | esc | 0.035171 | 8.4078e-08 | 0.037137 | 8.8778e-08 | 0.037115 | 8.8725e-08 | 0.035347 | 8.45e-08
[120 empty] | 7.3.5.15 Identification and remediation of “at-risk species”WLDFRVegetation ContactBranch (Not overhanging, 4-12ft) | WLDFR | HFTD - Distribution - Tier 3 - 5QU CoRE ¦ 5QU LoRE | Red Flag Warning - Small Fires | Vegetation Contact | Branch (Not overhanging, 4-12ft) | 2027 | 2.3906e-06 | 97.3625 | 0.00023275 | 2027 | Mitigation | 0.5 | 30 | 0 | esc | 0.035171 | 8.4078e-08 | 0.037137 | 8.8778e-08 | 0.037115 | 8.8725e-08 | 0.035347 | 8.45e-08
[120 empty] | 7.3.5.15 Identification and remediation of “at-risk species”WLDFRVegetation ContactBranch (Not overhanging, 4-12ft) | WLDFR | HFTD - Distribution - Tier 3 - 5QU CoRE ¦ 5QU LoRE | Red Flag Warning - Small Fires | Vegetation Contact | Branch (Not overhanging, 4-12ft) | 2028 | 2.3906e-06 | 97.3625 | 0.00023275 | 2028 | Mitigation | 0.5 | 30 | 0 | esc | 0.035171 | 8.4078e-08 | 0.037137 | 8.8778e-08 | 0.037115 | 8.8725e-08 | 0.035347 | 8.45e-08
[120 empty] | 7.3.5.15 Identification and remediation of “at-risk species”WLDFRVegetation ContactBranch (Not overhanging, 4-12ft) | WLDFR | HFTD - Distribution - Tier 3 - 5QU CoRE ¦ 5QU LoRE | Red Flag Warning - Small Fires | Vegetation Contact | Branch (Not overhanging, 4-12ft) | 2029 | 2.3906e-06 | 97.3625 | 0.00023275 | 2029 | Mitigation | 0.5 | 30 | 0 | esc | 0.035171 | 8.4078e-08 | 0.037137 | 8.8778e-08 | 0.037115 | 8.8725e-08 | 0.035347 | 8.45e-08
[120 empty] | 7.3.5.15 Identification and remediation of “at-risk species”WLDFRVegetation ContactBranch (Not overhanging, 4-12ft) | WLDFR | HFTD - Distribution - Tier 3 - 5QU CoRE ¦ 5QU LoRE | Red Flag Warning - Small Fires | Vegetation Contact | Branch (Not overhanging, 4-12ft) | 2030 | 2.3906e-06 | 97.3625 | 0.00023275 | 2030 | Mitigation | 0.5 | 30 | 0 | esc | 0.035171 | 8.4078e-08 | 0.037137 | 8.8778e-08 | 0.037115 | 8.8725e-08 | 0.035347 | 8.45e-08
[120 empty] | 7.3.5.15 Identification and remediation of “at-risk species”WLDFRVegetation ContactBranch (Not overhanging, 4-12ft) | WLDFR | HFTD - Distribution - Tier 3 - 5QU CoRE ¦ 5QU LoRE | Red Flag Warning - Small Fires | Vegetation Contact | Branch (Not overhanging, 4-12ft) | 2031 | 2.3906e-06 | 97.3625 | 0.00023275 | 2031 | Mitigation | 0.5 | 30 | 0 | esc | 0.035171 | 8.4078e-08 | 0.037137 | 8.8778e-08 | 0.037115 | 8.8725e-08 | 0.035347 | 8.45e-08
[120 empty] | 7.3.5.15 Identification and remediation of “at-risk species”WLDFRVegetation ContactBranch (Not overhanging, 4-12ft) | WLDFR | HFTD - Distribution - Tier 3 - 5QU CoRE ¦ 5QU LoRE | Red Flag Warning - Small Fires | Vegetation Contact | Branch (Not overhanging, 4-12ft) | 2032 | 2.3906e-06 | 97.3625 | 0.00023275 | 2032 | Mitigation | 0.5 | 30 | 0 | esc | 0.035171 | 8.4078e-08 | 0.037137 | 8.8778e-08 | 0.037115 | 8.8725e-08 | 0.035347 | 8.45e-08
[120 empty] | 7.3.5.15 Identification and remediation of “at-risk species”WLDFRVegetation ContactBranch (Not overhanging, 4-12ft) | WLDFR | HFTD - Distribution - Tier 3 - 5QU CoRE ¦ 5QU LoRE | Red Flag Warning - Small Fires | Vegetation Contact | Branch (Not overhanging, 4-12ft) | 2033 | 2.3906e-06 | 97.3625 | 0.00023275 | 2033 | Mitigation | 0.5 | 30 | 0 | esc | 0.035171 | 8.4078e-08 | 0.037137 | 8.8778e-08 | 0.037115 | 8.8725e-08 | 0.035347 | 8.45e-08
[120 empty] | 7.3.5.15 Identification and remediation of “at-risk species”WLDFRVegetation ContactBranch (Not overhanging, 4-12ft) | WLDFR | HFTD - Distribution - Tier 3 - 5QU CoRE ¦ 5QU LoRE | Red Flag Warning - Small Fires | Vegetation Contact | Branch (Not overhanging, 4-12ft) | 2034 | 2.3906e-06 | 97.3625 | 0.00023275 | 2034 | Mitigation | 0.5 | 30 | 0 | esc | 0.035171 | 8.4078e-08 | 0.037137 | 8.8778e-08 | 0.037115 | 8.8725e-08 | 0.035347 | 8.45e-08
[120 empty] | 7.3.5.15 Identification and remediation of “at-risk species”WLDFRVegetation ContactBranch (Not overhanging, 4-12ft) | WLDFR | HFTD - Distribution - Tier 3 - 5QU CoRE ¦ 5QU LoRE | Red Flag Warning - Small Fires | Vegetation Contact | Branch (Not overhanging, 4-12ft) | 2035 | 2.3906e-06 | 97.3625 | 0.00023275 | 2035 | Mitigation | 0.5 | 30 | 0 | esc | 0.035171 | 8.4078e-08 | 0.037137 | 8.8778e-08 | 0.037115 | 8.8725e-08 | 0.035347 | 8.45e-08
[120 empty] | 7.3.5.15 Identification and remediation of “at-risk species”WLDFRVegetation ContactBranch (Not overhanging, 4-12ft) | WLDFR | HFTD - Distribution - Tier 3 - 5QU CoRE ¦ 5QU LoRE | Red Flag Warning - Small Fires | Vegetation Contact | Branch (Not overhanging, 4-12ft) | 2036 | 2.3906e-06 | 97.3625 | 0.00023275 | 2036 | Mitigation | 0.5 | 30 | 0 | esc | 0.035171 | 8.4078e-08 | 0.037137 | 8.8778e-08 | 0.037115 | 8.8725e-08 | 0.035347 | 8.45e-08
[120 empty] | 7.3.5.15 Identification and remediation of “at-risk species”WLDFRVegetation ContactBranch (Not overhanging, 4-12ft) | WLDFR | HFTD - Distribution - Tier 3 - 5QU CoRE ¦ 5QU LoRE | Red Flag Warning - Small Fires | Vegetation Contact | Branch (Not overhanging, 4-12ft) | 2037 | 2.3906e-06 | 97.3625 | 0.00023275 | 2037 | Mitigation | 0.5 | 30 | 0 | esc | 0.035171 | 8.4078e-08 | 0.037137 | 8.8778e-08 | 0.037115 | 8.8725e-08 | 0.035347 | 8.45e-08
[120 empty] | 7.3.5.15 Identification and remediation of “at-risk species”WLDFRVegetation ContactBranch (Not overhanging, 4-12ft) | WLDFR | HFTD - Distribution - Tier 3 - 5QU CoRE ¦ 5QU LoRE | Red Flag Warning - Small Fires | Vegetation Contact | Branch (Not overhanging, 4-12ft) | 2038 | 2.3906e-06 | 97.3625 | 0.00023275 | 2038 | Mitigation | 0.5 | 30 | 0 | esc | 0.035171 | 8.4078e-08 | 0.037137 | 8.8778e-08 | 0.037115 | 8.8725e-08 | 0.035347 | 8.45e-08
[120 empty] | 7.3.5.15 Identification and remediation of “at-risk species”WLDFRVegetation ContactBranch (Not overhanging, 4-12ft) | WLDFR | HFTD - Distribution - Tier 3 - 5QU CoRE ¦ 5QU LoRE | Red Flag Warning - Small Fires | Vegetation Contact | Branch (Not overhanging, 4-12ft) | 2039 | 2.3906e-06 | 97.3625 | 0.00023275 | 2039 | Mitigation | 0.5 | 30 | 0 | esc | 0.035171 | 8.4078e-08 | 0.037137 | 8.8778e-08 | 0.037115 | 8.8725e-08 | 0.035347 | 8.45e-08
[120 empty] | 7.3.5.15 Identification and remediation of “at-risk species”WLDFRVegetation ContactBranch (Not overhanging, 4-12ft) | WLDFR | HFTD - Distribution - Tier 3 - 5QU CoRE ¦ 5QU LoRE | Red Flag Warning - Small Fires | Vegetation Contact | Branch (Not overhanging, 4-12ft) | 2040 | 2.3906e-06 | 97.3625 | 0.00023275 | 2040 | Mitigation | 0.5 | 30 | 0 | esc | 0.035171 | 8.4078e-08 | 0.037137 | 8.8778e-08 | 0.037115 | 8.8725e-08 | 0.035347 | 8.45e-08
[120 empty] | 7.3.5.15 Identification and remediation of “at-risk species”WLDFRVegetation ContactBranch (Not overhanging, 4-12ft) | WLDFR | HFTD - Distribution - Tier 3 - 5QU CoRE ¦ 5QU LoRE | Red Flag Warning - Small Fires | Vegetation Contact | Branch (Not overhanging, 4-12ft) | 2041 | 2.3906e-06 | 97.3625 | 0.00023275 | 2041 | Mitigation | 0.5 | 30 | 0 | esc | 0.035171 | 8.4078e-08 | 0.037137 | 8.8778e-08 | 0.037115 | 8.8725e-08 | 0.035347 | 8.45e-08
[120 empty] | 7.3.5.15 Identification and remediation of “at-risk species”WLDFRVegetation ContactBranch (Not overhanging, 4-12ft) | WLDFR | HFTD - Distribution - Tier 3 - 5QU CoRE ¦ 5QU LoRE | Red Flag Warning - Small Fires | Vegetation Contact | Branch (Not overhanging, 4-12ft) | 2042 | 2.3906e-06 | 97.3625 | 0.00023275 | 2042 | Mitigation | 0.5 | 30 | 0 | esc | 0.035171 | 8.4078e-08 | 0.037137 | 8.8778e-08 | 0.037115 | 8.8725e-08 | 0.035347 | 8.45e-08
[120 empty] | 7.3.5.15 Identification and remediation of “at-risk species”WLDFRVegetation ContactBranch (Not overhanging, 4-12ft) | WLDFR | HFTD - Distribution - Tier 3 - 5QU CoRE ¦ 5QU LoRE | Red Flag Warning - Small Fires | Vegetation Contact | Branch (Not overhanging, 4-12ft) | 2043 | 2.3906e-06 | 97.3625 | 0.00023275 | 2043 | Mitigation | 0.5 | 30 | 0 | esc | 0.035171 | 8.4078e-08 | 0.037137 | 8.8778e-08 | 0.037115 | 8.8725e-08 | 0.035347 | 8.45e-08
[120 empty] | 7.3.5.15 Identification and remediation of “at-risk species”WLDFRVegetation ContactBranch (Not overhanging, 4-12ft) | WLDFR | HFTD - Distribution - Tier 3 - 5QU CoRE ¦ 5QU LoRE | Red Flag Warning - Small Fires | Vegetation Contact | Branch (Not overhanging, 4-12ft) | 2044 | 2.3906e-06 | 97.3625 | 0.00023275 | 2044 | Mitigation | 0.5 | 30 | 0 | esc | 0.035171 | 8.4078e-08 | 0.037137 | 8.8778e-08 | 0.037115 | 8.8725e-08 | 0.035347 | 8.45e-08
[120 empty] | 7.3.5.15 Identification and remediation of “at-risk species”WLDFRVegetation ContactBranch (Not overhanging, 4-12ft) | WLDFR | HFTD - Distribution - Tier 3 - 5QU CoRE ¦ 5QU LoRE | Red Flag Warning - Small Fires | Vegetation Contact | Branch (Not overhanging, 4-12ft) | 2045 | 2.3906e-06 | 97.3625 | 0.00023275 | 2045 | Mitigation | 0.5 | 30 | 0 | esc | 0.035171 | 8.4078e-08 | 0.037137 | 8.8778e-08 | 0.037115 | 8.8725e-08 | 0.035347 | 8.45e-08
[120 empty] | 7.3.5.15 Identification and remediation of “at-risk species”WLDFRVegetation ContactBranch (Not overhanging, 4-12ft) | WLDFR | HFTD - Distribution - Tier 3 - 5QU CoRE ¦ 5QU LoRE | Red Flag Warning - Small Fires | Vegetation Contact | Branch (Not overhanging, 4-12ft) | 2046 | 2.3906e-06 | 97.3625 | 0.00023275 | 2046 | Mitigation | 0.5 | 30 | 0 | esc | 0.035171 | 8.4078e-08 | 0.037137 | 8.8778e-08 | 0.037115 | 8.8725e-08 | 0.035347 | 8.45e-08
[120 empty] | 7.3.5.15 Identification and remediation of “at-risk species”WLDFRVegetation ContactBranch (Not overhanging, 4-12ft) | WLDFR | HFTD - Distribution - Tier 3 - 5QU CoRE ¦ 5QU LoRE | Red Flag Warning - Small Fires | Vegetation Contact | Branch (Not overhanging, 4-12ft) | 2047 | 2.3906e-06 | 97.3625 | 0.00023275 | 2047 | Mitigation | 0.5 | 30 | 0 | esc | 0.035171 | 8.4078e-08 | 0.037137 | 8.8778e-08 | 0.037115 | 8.8725e-08 | 0.035347 | 8.45e-08
[120 empty] | 7.3.5.15 Identification and remediation of “at-risk species”WLDFRVegetation ContactBranch (Not overhanging, 4-12ft) | WLDFR | HFTD - Distribution - Tier 3 - 5QU CoRE ¦ 5QU LoRE | Red Flag Warning - Small Fires | Vegetation Contact | Branch (Not overhanging, 4-12ft) | 2048 | 2.3906e-06 | 97.3625 | 0.00023275 | 2048 | Mitigation | 0.5 | 30 | 0 | esc | 0.035171 | 8.4078e-08 | 0.037137 | 8.8778e-08 | 0.037115 | 8.8725e-08 | 0.035347 | 8.45e-08
[120 empty] | 7.3.5.15 Identification and remediation of “at-risk species”WLDFRVegetation ContactBranch (Not overhanging, 4-12ft) | WLDFR | HFTD - Distribution - Tier 3 - 5QU CoRE ¦ 5QU LoRE | Red Flag Warning - Small Fires | Vegetation Contact | Branch (Not overhanging, 4-12ft) | 2049 | 2.3906e-06 | 97.3625 | 0.00023275 | 2049 | Mitigation | 0.5 | 30 | 0 | esc | 0.035171 | 8.4078e-08 | 0.037137 | 8.8778e-08 | 0.037115 | 8.8725e-08 | 0.035347 | 8.45e-08
[120 empty] | 7.3.5.15 Identification and remediation of “at-risk species”WLDFRVegetation ContactBranch (Not overhanging, 4-12ft) | WLDFR | HFTD - Distribution - Tier 3 - 5QU CoRE ¦ 5QU LoRE | Red Flag Warning - Small Fires | Vegetation Contact | Branch (Not overhanging, 4-12ft) | 2050 | 2.3906e-06 | 97.3625 | 0.00023275 | 2050 | Mitigation | 0.5 | 30 | 0 | esc | 0 | 0 | 0.037137 | 8.8778e-08 | 0.037115 | 8.8725e-08 | 0.035347 | 8.45e-08
[120 empty] | 7.3.5.15 Identification and remediation of “at-risk species”WLDFRVegetation ContactBranch (Not overhanging, 4-12ft) | WLDFR | HFTD - Distribution - Tier 3 - 5QU CoRE ¦ 5QU LoRE | Red Flag Warning - Small Fires | Vegetation Contact | Branch (Not overhanging, 4-12ft) | 2051 | 2.3906e-06 | 97.3625 | 0.00023275 | 2051 | Mitigation | 0.5 | 30 | 0 | esc | 0 | 0 | 0 | 0 | 0.037115 | 8.8725e-08 | 0.035347 | 8.45e-08
[120 empty] | 7.3.5.15 Identification and remediation of “at-risk species”WLDFRVegetation ContactBranch (Not overhanging, 4-12ft) | WLDFR | HFTD - Distribution - Tier 3 - 5QU CoRE ¦ 5QU LoRE | Red Flag Warning - Small Fires | Vegetation Contact | Branch (Not overhanging, 4-12ft) | 2052 | 2.3906e-06 | 97.3625 | 0.00023275 | 2052 | Mitigation | 0.5 | 30 | 0 | esc | 0 | 0 | 0 | 0 | 0 | 0 | 0.035347 | 8.45e-08
[120 empty] | 7.3.5.15 Identification and remediation of “at-risk species”WLDFRVegetation ContactBranch (Not overhanging, within 4ft) | WLDFR | HFTD - Distribution - Tier 3 - 5QU CoRE ¦ 5QU LoRE | Red Flag Warning - Small Fires | Vegetation Contact | Branch (Not overhanging, within 4ft) | 2022 | 6.5622e-07 | 97.3625 | 6.3892e-05 | 2022 | Mitigation | 0.9 | 30 | 0 | esc | 0.063307 | 4.1544e-08 | 0.066847 | 4.3866e-08 | 0.066806 | 4.384e-08 | 0 | 0
[120 empty] | 7.3.5.15 Identification and remediation of “at-risk species”WLDFRVegetation ContactBranch (Not overhanging, within 4ft) | WLDFR | HFTD - Distribution - Tier 3 - 5QU CoRE ¦ 5QU LoRE | Red Flag Warning - Small Fires | Vegetation Contact | Branch (Not overhanging, within 4ft) | 2023 | 6.5622e-07 | 97.3625 | 6.3892e-05 | 2023 | Mitigation | 0.9 | 30 | 0 | esc | 0.063307 | 4.1544e-08 | 0.066847 | 4.3866e-08 | 0.066806 | 4.384e-08 | 0.063625 | 4.1752e-08
[120 empty] | 7.3.5.15 Identification and remediation of “at-risk species”WLDFRVegetation ContactBranch (Not overhanging, within 4ft) | WLDFR | HFTD - Distribution - Tier 3 - 5QU CoRE ¦ 5QU LoRE | Red Flag Warning - Small Fires | Vegetation Contact | Branch (Not overhanging, within 4ft) | 2024 | 6.5622e-07 | 97.3625 | 6.3892e-05 | 2024 | Mitigation | 0.9 | 30 | 0 | esc | 0.063307 | 4.1544e-08 | 0.066847 | 4.3866e-08 | 0.066806 | 4.384e-08 | 0.063625 | 4.1752e-08
[120 empty] | 7.3.5.15 Identification and remediation of “at-risk species”WLDFRVegetation ContactBranch (Not overhanging, within 4ft) | WLDFR | HFTD - Distribution - Tier 3 - 5QU CoRE ¦ 5QU LoRE | Red Flag Warning - Small Fires | Vegetation Contact | Branch (Not overhanging, within 4ft) | 2025 | 6.5622e-07 | 97.3625 | 6.3892e-05 | 2025 | Mitigation | 0.9 | 30 | 0 | esc | 0.063307 | 4.1544e-08 | 0.066847 | 4.3866e-08 | 0.066806 | 4.384e-08 | 0.063625 | 4.1752e-08
[120 empty] | 7.3.5.15 Identification and remediation of “at-risk species”WLDFRVegetation ContactBranch (Not overhanging, within 4ft) | WLDFR | HFTD - Distribution - Tier 3 - 5QU CoRE ¦ 5QU LoRE | Red Flag Warning - Small Fires | Vegetation Contact | Branch (Not overhanging, within 4ft) | 2026 | 6.5622e-07 | 97.3625 | 6.3892e-05 | 2026 | Mitigation | 0.9 | 30 | 0 | esc | 0.063307 | 4.1544e-08 | 0.066847 | 4.3866e-08 | 0.066806 | 4.384e-08 | 0.063625 | 4.1752e-08
[120 empty] | 7.3.5.15 Identification and remediation of “at-risk species”WLDFRVegetation ContactBranch (Not overhanging, within 4ft) | WLDFR | HFTD - Distribution - Tier 3 - 5QU CoRE ¦ 5QU LoRE | Red Flag Warning - Small Fires | Vegetation Contact | Branch (Not overhanging, within 4ft) | 2027 | 6.5622e-07 | 97.3625 | 6.3892e-05 | 2027 | Mitigation | 0.9 | 30 | 0 | esc | 0.063307 | 4.1544e-08 | 0.066847 | 4.3866e-08 | 0.066806 | 4.384e-08 | 0.063625 | 4.1752e-08
[120 empty] | 7.3.5.15 Identification and remediation of “at-risk species”WLDFRVegetation ContactBranch (Not overhanging, within 4ft) | WLDFR | HFTD - Distribution - Tier 3 - 5QU CoRE ¦ 5QU LoRE | Red Flag Warning - Small Fires | Vegetation Contact | Branch (Not overhanging, within 4ft) | 2028 | 6.5622e-07 | 97.3625 | 6.3892e-05 | 2028 | Mitigation | 0.9 | 30 | 0 | esc | 0.063307 | 4.1544e-08 | 0.066847 | 4.3866e-08 | 0.066806 | 4.384e-08 | 0.063625 | 4.1752e-08
[120 empty] | 7.3.5.15 Identification and remediation of “at-risk species”WLDFRVegetation ContactBranch (Not overhanging, within 4ft) | WLDFR | HFTD - Distribution - Tier 3 - 5QU CoRE ¦ 5QU LoRE | Red Flag Warning - Small Fires | Vegetation Contact | Branch (Not overhanging, within 4ft) | 2029 | 6.5622e-07 | 97.3625 | 6.3892e-05 | 2029 | Mitigation | 0.9 | 30 | 0 | esc | 0.063307 | 4.1544e-08 | 0.066847 | 4.3866e-08 | 0.066806 | 4.384e-08 | 0.063625 | 4.1752e-08
[120 empty] | 7.3.5.15 Identification and remediation of “at-risk species”WLDFRVegetation ContactBranch (Not overhanging, within 4ft) | WLDFR | HFTD - Distribution - Tier 3 - 5QU CoRE ¦ 5QU LoRE | Red Flag Warning - Small Fires | Vegetation Contact | Branch (Not overhanging, within 4ft) | 2030 | 6.5622e-07 | 97.3625 | 6.3892e-05 | 2030 | Mitigation | 0.9 | 30 | 0 | esc | 0.063307 | 4.1544e-08 | 0.066847 | 4.3866e-08 | 0.066806 | 4.384e-08 | 0.063625 | 4.1752e-08
[120 empty] | 7.3.5.15 Identification and remediation of “at-risk species”WLDFRVegetation ContactBranch (Not overhanging, within 4ft) | WLDFR | HFTD - Distribution - Tier 3 - 5QU CoRE ¦ 5QU LoRE | Red Flag Warning - Small Fires | Vegetation Contact | Branch (Not overhanging, within 4ft) | 2031 | 6.5622e-07 | 97.3625 | 6.3892e-05 | 2031 | Mitigation | 0.9 | 30 | 0 | esc | 0.063307 | 4.1544e-08 | 0.066847 | 4.3866e-08 | 0.066806 | 4.384e-08 | 0.063625 | 4.1752e-08
[120 empty] | 7.3.5.15 Identification and remediation of “at-risk species”WLDFRVegetation ContactBranch (Not overhanging, within 4ft) | WLDFR | HFTD - Distribution - Tier 3 - 5QU CoRE ¦ 5QU LoRE | Red Flag Warning - Small Fires | Vegetation Contact | Branch (Not overhanging, within 4ft) | 2032 | 6.5622e-07 | 97.3625 | 6.3892e-05 | 2032 | Mitigation | 0.9 | 30 | 0 | esc | 0.063307 | 4.1544e-08 | 0.066847 | 4.3866e-08 | 0.066806 | 4.384e-08 | 0.063625 | 4.1752e-08
[120 empty] | 7.3.5.15 Identification and remediation of “at-risk species”WLDFRVegetation ContactBranch (Not overhanging, within 4ft) | WLDFR | HFTD - Distribution - Tier 3 - 5QU CoRE ¦ 5QU LoRE | Red Flag Warning - Small Fires | Vegetation Contact | Branch (Not overhanging, within 4ft) | 2033 | 6.5622e-07 | 97.3625 | 6.3892e-05 | 2033 | Mitigation | 0.9 | 30 | 0 | esc | 0.063307 | 4.1544e-08 | 0.066847 | 4.3866e-08 | 0.066806 | 4.384e-08 | 0.063625 | 4.1752e-08
[120 empty] | 7.3.5.15 Identification and remediation of “at-risk species”WLDFRVegetation ContactBranch (Not overhanging, within 4ft) | WLDFR | HFTD - Distribution - Tier 3 - 5QU CoRE ¦ 5QU LoRE | Red Flag Warning - Small Fires | Vegetation Contact | Branch (Not overhanging, within 4ft) | 2034 | 6.5622e-07 | 97.3625 | 6.3892e-05 | 2034 | Mitigation | 0.9 | 30 | 0 | esc | 0.063307 | 4.1544e-08 | 0.066847 | 4.3866e-08 | 0.066806 | 4.384e-08 | 0.063625 | 4.1752e-08
[120 empty] | 7.3.5.15 Identification and remediation of “at-risk species”WLDFRVegetation ContactBranch (Not overhanging, within 4ft) | WLDFR | HFTD - Distribution - Tier 3 - 5QU CoRE ¦ 5QU LoRE | Red Flag Warning - Small Fires | Vegetation Contact | Branch (Not overhanging, within 4ft) | 2035 | 6.5622e-07 | 97.3625 | 6.3892e-05 | 2035 | Mitigation | 0.9 | 30 | 0 | esc | 0.063307 | 4.1544e-08 | 0.066847 | 4.3866e-08 | 0.066806 | 4.384e-08 | 0.063625 | 4.1752e-08
[120 empty] | 7.3.5.15 Identification and remediation of “at-risk species”WLDFRVegetation ContactBranch (Not overhanging, within 4ft) | WLDFR | HFTD - Distribution - Tier 3 - 5QU CoRE ¦ 5QU LoRE | Red Flag Warning - Small Fires | Vegetation Contact | Branch (Not overhanging, within 4ft) | 2036 | 6.5622e-07 | 97.3625 | 6.3892e-05 | 2036 | Mitigation | 0.9 | 30 | 0 | esc | 0.063307 | 4.1544e-08 | 0.066847 | 4.3866e-08 | 0.066806 | 4.384e-08 | 0.063625 | 4.1752e-08
[120 empty] | 7.3.5.15 Identification and remediation of “at-risk species”WLDFRVegetation ContactBranch (Not overhanging, within 4ft) | WLDFR | HFTD - Distribution - Tier 3 - 5QU CoRE ¦ 5QU LoRE | Red Flag Warning - Small Fires | Vegetation Contact | Branch (Not overhanging, within 4ft) | 2037 | 6.5622e-07 | 97.3625 | 6.3892e-05 | 2037 | Mitigation | 0.9 | 30 | 0 | esc | 0.063307 | 4.1544e-08 | 0.066847 | 4.3866e-08 | 0.066806 | 4.384e-08 | 0.063625 | 4.1752e-08
[120 empty] | 7.3.5.15 Identification and remediation of “at-risk species”WLDFRVegetation ContactBranch (Not overhanging, within 4ft) | WLDFR | HFTD - Distribution - Tier 3 - 5QU CoRE ¦ 5QU LoRE | Red Flag Warning - Small Fires | Vegetation Contact | Branch (Not overhanging, within 4ft) | 2038 | 6.5622e-07 | 97.3625 | 6.3892e-05 | 2038 | Mitigation | 0.9 | 30 | 0 | esc | 0.063307 | 4.1544e-08 | 0.066847 | 4.3866e-08 | 0.066806 | 4.384e-08 | 0.063625 | 4.1752e-08
[120 empty] | 7.3.5.15 Identification and remediation of “at-risk species”WLDFRVegetation ContactBranch (Not overhanging, within 4ft) | WLDFR | HFTD - Distribution - Tier 3 - 5QU CoRE ¦ 5QU LoRE | Red Flag Warning - Small Fires | Vegetation Contact | Branch (Not overhanging, within 4ft) | 2039 | 6.5622e-07 | 97.3625 | 6.3892e-05 | 2039 | Mitigation | 0.9 | 30 | 0 | esc | 0.063307 | 4.1544e-08 | 0.066847 | 4.3866e-08 | 0.066806 | 4.384e-08 | 0.063625 | 4.1752e-08
[120 empty] | 7.3.5.15 Identification and remediation of “at-risk species”WLDFRVegetation ContactBranch (Not overhanging, within 4ft) | WLDFR | HFTD - Distribution - Tier 3 - 5QU CoRE ¦ 5QU LoRE | Red Flag Warning - Small Fires | Vegetation Contact | Branch (Not overhanging, within 4ft) | 2040 | 6.5622e-07 | 97.3625 | 6.3892e-05 | 2040 | Mitigation | 0.9 | 30 | 0 | esc | 0.063307 | 4.1544e-08 | 0.066847 | 4.3866e-08 | 0.066806 | 4.384e-08 | 0.063625 | 4.1752e-08
[120 empty] | 7.3.5.15 Identification and remediation of “at-risk species”WLDFRVegetation ContactBranch (Not overhanging, within 4ft) | WLDFR | HFTD - Distribution - Tier 3 - 5QU CoRE ¦ 5QU LoRE | Red Flag Warning - Small Fires | Vegetation Contact | Branch (Not overhanging, within 4ft) | 2041 | 6.5622e-07 | 97.3625 | 6.3892e-05 | 2041 | Mitigation | 0.9 | 30 | 0 | esc | 0.063307 | 4.1544e-08 | 0.066847 | 4.3866e-08 | 0.066806 | 4.384e-08 | 0.063625 | 4.1752e-08
[120 empty] | 7.3.5.15 Identification and remediation of “at-risk species”WLDFRVegetation ContactBranch (Not overhanging, within 4ft) | WLDFR | HFTD - Distribution - Tier 3 - 5QU CoRE ¦ 5QU LoRE | Red Flag Warning - Small Fires | Vegetation Contact | Branch (Not overhanging, within 4ft) | 2042 | 6.5622e-07 | 97.3625 | 6.3892e-05 | 2042 | Mitigation | 0.9 | 30 | 0 | esc | 0.063307 | 4.1544e-08 | 0.066847 | 4.3866e-08 | 0.066806 | 4.384e-08 | 0.063625 | 4.1752e-08
[120 empty] | 7.3.5.15 Identification and remediation of “at-risk species”WLDFRVegetation ContactBranch (Not overhanging, within 4ft) | WLDFR | HFTD - Distribution - Tier 3 - 5QU CoRE ¦ 5QU LoRE | Red Flag Warning - Small Fires | Vegetation Contact | Branch (Not overhanging, within 4ft) | 2043 | 6.5622e-07 | 97.3625 | 6.3892e-05 | 2043 | Mitigation | 0.9 | 30 | 0 | esc | 0.063307 | 4.1544e-08 | 0.066847 | 4.3866e-08 | 0.066806 | 4.384e-08 | 0.063625 | 4.1752e-08
[120 empty] | 7.3.5.15 Identification and remediation of “at-risk species”WLDFRVegetation ContactBranch (Not overhanging, within 4ft) | WLDFR | HFTD - Distribution - Tier 3 - 5QU CoRE ¦ 5QU LoRE | Red Flag Warning - Small Fires | Vegetation Contact | Branch (Not overhanging, within 4ft) | 2044 | 6.5622e-07 | 97.3625 | 6.3892e-05 | 2044 | Mitigation | 0.9 | 30 | 0 | esc | 0.063307 | 4.1544e-08 | 0.066847 | 4.3866e-08 | 0.066806 | 4.384e-08 | 0.063625 | 4.1752e-08
[120 empty] | 7.3.5.15 Identification and remediation of “at-risk species”WLDFRVegetation ContactBranch (Not overhanging, within 4ft) | WLDFR | HFTD - Distribution - Tier 3 - 5QU CoRE ¦ 5QU LoRE | Red Flag Warning - Small Fires | Vegetation Contact | Branch (Not overhanging, within 4ft) | 2045 | 6.5622e-07 | 97.3625 | 6.3892e-05 | 2045 | Mitigation | 0.9 | 30 | 0 | esc | 0.063307 | 4.1544e-08 | 0.066847 | 4.3866e-08 | 0.066806 | 4.384e-08 | 0.063625 | 4.1752e-08
[120 empty] | 7.3.5.15 Identification and remediation of “at-risk species”WLDFRVegetation ContactBranch (Not overhanging, within 4ft) | WLDFR | HFTD - Distribution - Tier 3 - 5QU CoRE ¦ 5QU LoRE | Red Flag Warning - Small Fires | Vegetation Contact | Branch (Not overhanging, within 4ft) | 2046 | 6.5622e-07 | 97.3625 | 6.3892e-05 | 2046 | Mitigation | 0.9 | 30 | 0 | esc | 0.063307 | 4.1544e-08 | 0.066847 | 4.3866e-08 | 0.066806 | 4.384e-08 | 0.063625 | 4.1752e-08
[120 empty] | 7.3.5.15 Identification and remediation of “at-risk species”WLDFRVegetation ContactBranch (Not overhanging, within 4ft) | WLDFR | HFTD - Distribution - Tier 3 - 5QU CoRE ¦ 5QU LoRE | Red Flag Warning - Small Fires | Vegetation Contact | Branch (Not overhanging, within 4ft) | 2047 | 6.5622e-07 | 97.3625 | 6.3892e-05 | 2047 | Mitigation | 0.9 | 30 | 0 | esc | 0.063307 | 4.1544e-08 | 0.066847 | 4.3866e-08 | 0.066806 | 4.384e-08 | 0.063625 | 4.1752e-08
[120 empty] | 7.3.5.15 Identification and remediation of “at-risk species”WLDFRVegetation ContactBranch (Not overhanging, within 4ft) | WLDFR | HFTD - Distribution - Tier 3 - 5QU CoRE ¦ 5QU LoRE | Red Flag Warning - Small Fires | Vegetation Contact | Branch (Not overhanging, within 4ft) | 2048 | 6.5622e-07 | 97.3625 | 6.3892e-05 | 2048 | Mitigation | 0.9 | 30 | 0 | esc | 0.063307 | 4.1544e-08 | 0.066847 | 4.3866e-08 | 0.066806 | 4.384e-08 | 0.063625 | 4.1752e-08
[120 empty] | 7.3.5.15 Identification and remediation of “at-risk species”WLDFRVegetation ContactBranch (Not overhanging, within 4ft) | WLDFR | HFTD - Distribution - Tier 3 - 5QU CoRE ¦ 5QU LoRE | Red Flag Warning - Small Fires | Vegetation Contact | Branch (Not overhanging, within 4ft) | 2049 | 6.5622e-07 | 97.3625 | 6.3892e-05 | 2049 | Mitigation | 0.9 | 30 | 0 | esc | 0.063307 | 4.1544e-08 | 0.066847 | 4.3866e-08 | 0.066806 | 4.384e-08 | 0.063625 | 4.1752e-08
[120 empty] | 7.3.5.15 Identification and remediation of “at-risk species”WLDFRVegetation ContactBranch (Not overhanging, within 4ft) | WLDFR | HFTD - Distribution - Tier 3 - 5QU CoRE ¦ 5QU LoRE | Red Flag Warning - Small Fires | Vegetation Contact | Branch (Not overhanging, within 4ft) | 2050 | 6.5622e-07 | 97.3625 | 6.3892e-05 | 2050 | Mitigation | 0.9 | 30 | 0 | esc | 0 | 0 | 0.066847 | 4.3866e-08 | 0.066806 | 4.384e-08 | 0.063625 | 4.1752e-08
[120 empty] | 7.3.5.15 Identification and remediation of “at-risk species”WLDFRVegetation ContactBranch (Not overhanging, within 4ft) | WLDFR | HFTD - Distribution - Tier 3 - 5QU CoRE ¦ 5QU LoRE | Red Flag Warning - Small Fires | Vegetation Contact | Branch (Not overhanging, within 4ft) | 2051 | 6.5622e-07 | 97.3625 | 6.3892e-05 | 2051 | Mitigation | 0.9 | 30 | 0 | esc | 0 | 0 | 0 | 0 | 0.066806 | 4.384e-08 | 0.063625 | 4.1752e-08
[120 empty] | 7.3.5.15 Identification and remediation of “at-risk species”WLDFRVegetation ContactBranch (Not overhanging, within 4ft) | WLDFR | HFTD - Distribution - Tier 3 - 5QU CoRE ¦ 5QU LoRE | Red Flag Warning - Small Fires | Vegetation Contact | Branch (Not overhanging, within 4ft) | 2052 | 6.5622e-07 | 97.3625 | 6.3892e-05 | 2052 | Mitigation | 0.9 | 30 | 0 | esc | 0 | 0 | 0 | 0 | 0 | 0 | 0.063625 | 4.1752e-08
[120 empty] | 7.3.5.15 Identification and remediation of “at-risk species”WLDFRVegetation ContactBranch (OverHanging) | WLDFR | HFTD - Distribution - Tier 3 - 5QU CoRE ¦ 5QU LoRE | Red Flag Warning - Small Fires | Vegetation Contact | Branch (OverHanging) | 2022 | 4.127e-05 | 97.3625 | 0.0040181 | 2022 | Mitigation | 0.9 | 30 | 0 | esc | 0.063307 | 2.6127e-06 | 0.066847 | 2.7587e-06 | 0.066806 | 2.7571e-06 | 0 | 0
[120 empty] | 7.3.5.15 Identification and remediation of “at-risk species”WLDFRVegetation ContactBranch (OverHanging) | WLDFR | HFTD - Distribution - Tier 3 - 5QU CoRE ¦ 5QU LoRE | Red Flag Warning - Small Fires | Vegetation Contact | Branch (OverHanging) | 2023 | 4.127e-05 | 97.3625 | 0.0040181 | 2023 | Mitigation | 0.9 | 30 | 0 | esc | 0.063307 | 2.6127e-06 | 0.066847 | 2.7587e-06 | 0.066806 | 2.7571e-06 | 0.063625 | 2.6258e-06
[120 empty] | 7.3.5.15 Identification and remediation of “at-risk species”WLDFRVegetation ContactBranch (OverHanging) | WLDFR | HFTD - Distribution - Tier 3 - 5QU CoRE ¦ 5QU LoRE | Red Flag Warning - Small Fires | Vegetation Contact | Branch (OverHanging) | 2024 | 4.127e-05 | 97.3625 | 0.0040181 | 2024 | Mitigation | 0.9 | 30 | 0 | esc | 0.063307 | 2.6127e-06 | 0.066847 | 2.7587e-06 | 0.066806 | 2.7571e-06 | 0.063625 | 2.6258e-06
[120 empty] | 7.3.5.15 Identification and remediation of “at-risk species”WLDFRVegetation ContactBranch (OverHanging) | WLDFR | HFTD - Distribution - Tier 3 - 5QU CoRE ¦ 5QU LoRE | Red Flag Warning - Small Fires | Vegetation Contact | Branch (OverHanging) | 2025 | 4.127e-05 | 97.3625 | 0.0040181 | 2025 | Mitigation | 0.9 | 30 | 0 | esc | 0.063307 | 2.6127e-06 | 0.066847 | 2.7587e-06 | 0.066806 | 2.7571e-06 | 0.063625 | 2.6258e-06
[120 empty] | 7.3.5.15 Identification and remediation of “at-risk species”WLDFRVegetation ContactBranch (OverHanging) | WLDFR | HFTD - Distribution - Tier 3 - 5QU CoRE ¦ 5QU LoRE | Red Flag Warning - Small Fires | Vegetation Contact | Branch (OverHanging) | 2026 | 4.127e-05 | 97.3625 | 0.0040181 | 2026 | Mitigation | 0.9 | 30 | 0 | esc | 0.063307 | 2.6127e-06 | 0.066847 | 2.7587e-06 | 0.066806 | 2.7571e-06 | 0.063625 | 2.6258e-06
[120 empty] | 7.3.5.15 Identification and remediation of “at-risk species”WLDFRVegetation ContactBranch (OverHanging) | WLDFR | HFTD - Distribution - Tier 3 - 5QU CoRE ¦ 5QU LoRE | Red Flag Warning - Small Fires | Vegetation Contact | Branch (OverHanging) | 2027 | 4.127e-05 | 97.3625 | 0.0040181 | 2027 | Mitigation | 0.9 | 30 | 0 | esc | 0.063307 | 2.6127e-06 | 0.066847 | 2.7587e-06 | 0.066806 | 2.7571e-06 | 0.063625 | 2.6258e-06
[120 empty] | 7.3.5.15 Identification and remediation of “at-risk species”WLDFRVegetation ContactBranch (OverHanging) | WLDFR | HFTD - Distribution - Tier 3 - 5QU CoRE ¦ 5QU LoRE | Red Flag Warning - Small Fires | Vegetation Contact | Branch (OverHanging) | 2028 | 4.127e-05 | 97.3625 | 0.0040181 | 2028 | Mitigation | 0.9 | 30 | 0 | esc | 0.063307 | 2.6127e-06 | 0.066847 | 2.7587e-06 | 0.066806 | 2.7571e-06 | 0.063625 | 2.6258e-06
[120 empty] | 7.3.5.15 Identification and remediation of “at-risk species”WLDFRVegetation ContactBranch (OverHanging) | WLDFR | HFTD - Distribution - Tier 3 - 5QU CoRE ¦ 5QU LoRE | Red Flag Warning - Small Fires | Vegetation Contact | Branch (OverHanging) | 2029 | 4.127e-05 | 97.3625 | 0.0040181 | 2029 | Mitigation | 0.9 | 30 | 0 | esc | 0.063307 | 2.6127e-06 | 0.066847 | 2.7587e-06 | 0.066806 | 2.7571e-06 | 0.063625 | 2.6258e-06
[120 empty] | 7.3.5.15 Identification and remediation of “at-risk species”WLDFRVegetation ContactBranch (OverHanging) | WLDFR | HFTD - Distribution - Tier 3 - 5QU CoRE ¦ 5QU LoRE | Red Flag Warning - Small Fires | Vegetation Contact | Branch (OverHanging) | 2030 | 4.127e-05 | 97.3625 | 0.0040181 | 2030 | Mitigation | 0.9 | 30 | 0 | esc | 0.063307 | 2.6127e-06 | 0.066847 | 2.7587e-06 | 0.066806 | 2.7571e-06 | 0.063625 | 2.6258e-06
[120 empty] | 7.3.5.15 Identification and remediation of “at-risk species”WLDFRVegetation ContactBranch (OverHanging) | WLDFR | HFTD - Distribution - Tier 3 - 5QU CoRE ¦ 5QU LoRE | Red Flag Warning - Small Fires | Vegetation Contact | Branch (OverHanging) | 2031 | 4.127e-05 | 97.3625 | 0.0040181 | 2031 | Mitigation | 0.9 | 30 | 0 | esc | 0.063307 | 2.6127e-06 | 0.066847 | 2.7587e-06 | 0.066806 | 2.7571e-06 | 0.063625 | 2.6258e-06
[120 empty] | 7.3.5.15 Identification and remediation of “at-risk species”WLDFRVegetation ContactBranch (OverHanging) | WLDFR | HFTD - Distribution - Tier 3 - 5QU CoRE ¦ 5QU LoRE | Red Flag Warning - Small Fires | Vegetation Contact | Branch (OverHanging) | 2032 | 4.127e-05 | 97.3625 | 0.0040181 | 2032 | Mitigation | 0.9 | 30 | 0 | esc | 0.063307 | 2.6127e-06 | 0.066847 | 2.7587e-06 | 0.066806 | 2.7571e-06 | 0.063625 | 2.6258e-06
[120 empty] | 7.3.5.15 Identification and remediation of “at-risk species”WLDFRVegetation ContactBranch (OverHanging) | WLDFR | HFTD - Distribution - Tier 3 - 5QU CoRE ¦ 5QU LoRE | Red Flag Warning - Small Fires | Vegetation Contact | Branch (OverHanging) | 2033 | 4.127e-05 | 97.3625 | 0.0040181 | 2033 | Mitigation | 0.9 | 30 | 0 | esc | 0.063307 | 2.6127e-06 | 0.066847 | 2.7587e-06 | 0.066806 | 2.7571e-06 | 0.063625 | 2.6258e-06
[120 empty] | 7.3.5.15 Identification and remediation of “at-risk species”WLDFRVegetation ContactBranch (OverHanging) | WLDFR | HFTD - Distribution - Tier 3 - 5QU CoRE ¦ 5QU LoRE | Red Flag Warning - Small Fires | Vegetation Contact | Branch (OverHanging) | 2034 | 4.127e-05 | 97.3625 | 0.0040181 | 2034 | Mitigation | 0.9 | 30 | 0 | esc | 0.063307 | 2.6127e-06 | 0.066847 | 2.7587e-06 | 0.066806 | 2.7571e-06 | 0.063625 | 2.6258e-06
[120 empty] | 7.3.5.15 Identification and remediation of “at-risk species”WLDFRVegetation ContactBranch (OverHanging) | WLDFR | HFTD - Distribution - Tier 3 - 5QU CoRE ¦ 5QU LoRE | Red Flag Warning - Small Fires | Vegetation Contact | Branch (OverHanging) | 2035 | 4.127e-05 | 97.3625 | 0.0040181 | 2035 | Mitigation | 0.9 | 30 | 0 | esc | 0.063307 | 2.6127e-06 | 0.066847 | 2.7587e-06 | 0.066806 | 2.7571e-06 | 0.063625 | 2.6258e-06
[120 empty] | 7.3.5.15 Identification and remediation of “at-risk species”WLDFRVegetation ContactBranch (OverHanging) | WLDFR | HFTD - Distribution - Tier 3 - 5QU CoRE ¦ 5QU LoRE | Red Flag Warning - Small Fires | Vegetation Contact | Branch (OverHanging) | 2036 | 4.127e-05 | 97.3625 | 0.0040181 | 2036 | Mitigation | 0.9 | 30 | 0 | esc | 0.063307 | 2.6127e-06 | 0.066847 | 2.7587e-06 | 0.066806 | 2.7571e-06 | 0.063625 | 2.6258e-06
[120 empty] | 7.3.5.15 Identification and remediation of “at-risk species”WLDFRVegetation ContactBranch (OverHanging) | WLDFR | HFTD - Distribution - Tier 3 - 5QU CoRE ¦ 5QU LoRE | Red Flag Warning - Small Fires | Vegetation Contact | Branch (OverHanging) | 2037 | 4.127e-05 | 97.3625 | 0.0040181 | 2037 | Mitigation | 0.9 | 30 | 0 | esc | 0.063307 | 2.6127e-06 | 0.066847 | 2.7587e-06 | 0.066806 | 2.7571e-06 | 0.063625 | 2.6258e-06
[120 empty] | 7.3.5.15 Identification and remediation of “at-risk species”WLDFRVegetation ContactBranch (OverHanging) | WLDFR | HFTD - Distribution - Tier 3 - 5QU CoRE ¦ 5QU LoRE | Red Flag Warning - Small Fires | Vegetation Contact | Branch (OverHanging) | 2038 | 4.127e-05 | 97.3625 | 0.0040181 | 2038 | Mitigation | 0.9 | 30 | 0 | esc | 0.063307 | 2.6127e-06 | 0.066847 | 2.7587e-06 | 0.066806 | 2.7571e-06 | 0.063625 | 2.6258e-06
[120 empty] | 7.3.5.15 Identification and remediation of “at-risk species”WLDFRVegetation ContactBranch (OverHanging) | WLDFR | HFTD - Distribution - Tier 3 - 5QU CoRE ¦ 5QU LoRE | Red Flag Warning - Small Fires | Vegetation Contact | Branch (OverHanging) | 2039 | 4.127e-05 | 97.3625 | 0.0040181 | 2039 | Mitigation | 0.9 | 30 | 0 | esc | 0.063307 | 2.6127e-06 | 0.066847 | 2.7587e-06 | 0.066806 | 2.7571e-06 | 0.063625 | 2.6258e-06
[120 empty] | 7.3.5.15 Identification and remediation of “at-risk species”WLDFRVegetation ContactBranch (OverHanging) | WLDFR | HFTD - Distribution - Tier 3 - 5QU CoRE ¦ 5QU LoRE | Red Flag Warning - Small Fires | Vegetation Contact | Branch (OverHanging) | 2040 | 4.127e-05 | 97.3625 | 0.0040181 | 2040 | Mitigation | 0.9 | 30 | 0 | esc | 0.063307 | 2.6127e-06 | 0.066847 | 2.7587e-06 | 0.066806 | 2.7571e-06 | 0.063625 | 2.6258e-06
[120 empty] | 7.3.5.15 Identification and remediation of “at-risk species”WLDFRVegetation ContactBranch (OverHanging) | WLDFR | HFTD - Distribution - Tier 3 - 5QU CoRE ¦ 5QU LoRE | Red Flag Warning - Small Fires | Vegetation Contact | Branch (OverHanging) | 2041 | 4.127e-05 | 97.3625 | 0.0040181 | 2041 | Mitigation | 0.9 | 30 | 0 | esc | 0.063307 | 2.6127e-06 | 0.066847 | 2.7587e-06 | 0.066806 | 2.7571e-06 | 0.063625 | 2.6258e-06
[120 empty] | 7.3.5.15 Identification and remediation of “at-risk species”WLDFRVegetation ContactBranch (OverHanging) | WLDFR | HFTD - Distribution - Tier 3 - 5QU CoRE ¦ 5QU LoRE | Red Flag Warning - Small Fires | Vegetation Contact | Branch (OverHanging) | 2042 | 4.127e-05 | 97.3625 | 0.0040181 | 2042 | Mitigation | 0.9 | 30 | 0 | esc | 0.063307 | 2.6127e-06 | 0.066847 | 2.7587e-06 | 0.066806 | 2.7571e-06 | 0.063625 | 2.6258e-06
[120 empty] | 7.3.5.15 Identification and remediation of “at-risk species”WLDFRVegetation ContactBranch (OverHanging) | WLDFR | HFTD - Distribution - Tier 3 - 5QU CoRE ¦ 5QU LoRE | Red Flag Warning - Small Fires | Vegetation Contact | Branch (OverHanging) | 2043 | 4.127e-05 | 97.3625 | 0.0040181 | 2043 | Mitigation | 0.9 | 30 | 0 | esc | 0.063307 | 2.6127e-06 | 0.066847 | 2.7587e-06 | 0.066806 | 2.7571e-06 | 0.063625 | 2.6258e-06
[120 empty] | 7.3.5.15 Identification and remediation of “at-risk species”WLDFRVegetation ContactBranch (OverHanging) | WLDFR | HFTD - Distribution - Tier 3 - 5QU CoRE ¦ 5QU LoRE | Red Flag Warning - Small Fires | Vegetation Contact | Branch (OverHanging) | 2044 | 4.127e-05 | 97.3625 | 0.0040181 | 2044 | Mitigation | 0.9 | 30 | 0 | esc | 0.063307 | 2.6127e-06 | 0.066847 | 2.7587e-06 | 0.066806 | 2.7571e-06 | 0.063625 | 2.6258e-06
[120 empty] | 7.3.5.15 Identification and remediation of “at-risk species”WLDFRVegetation ContactBranch (OverHanging) | WLDFR | HFTD - Distribution - Tier 3 - 5QU CoRE ¦ 5QU LoRE | Red Flag Warning - Small Fires | Vegetation Contact | Branch (OverHanging) | 2045 | 4.127e-05 | 97.3625 | 0.0040181 | 2045 | Mitigation | 0.9 | 30 | 0 | esc | 0.063307 | 2.6127e-06 | 0.066847 | 2.7587e-06 | 0.066806 | 2.7571e-06 | 0.063625 | 2.6258e-06
[120 empty] | 7.3.5.15 Identification and remediation of “at-risk species”WLDFRVegetation ContactBranch (OverHanging) | WLDFR | HFTD - Distribution - Tier 3 - 5QU CoRE ¦ 5QU LoRE | Red Flag Warning - Small Fires | Vegetation Contact | Branch (OverHanging) | 2046 | 4.127e-05 | 97.3625 | 0.0040181 | 2046 | Mitigation | 0.9 | 30 | 0 | esc | 0.063307 | 2.6127e-06 | 0.066847 | 2.7587e-06 | 0.066806 | 2.7571e-06 | 0.063625 | 2.6258e-06
[120 empty] | 7.3.5.15 Identification and remediation of “at-risk species”WLDFRVegetation ContactBranch (OverHanging) | WLDFR | HFTD - Distribution - Tier 3 - 5QU CoRE ¦ 5QU LoRE | Red Flag Warning - Small Fires | Vegetation Contact | Branch (OverHanging) | 2047 | 4.127e-05 | 97.3625 | 0.0040181 | 2047 | Mitigation | 0.9 | 30 | 0 | esc | 0.063307 | 2.6127e-06 | 0.066847 | 2.7587e-06 | 0.066806 | 2.7571e-06 | 0.063625 | 2.6258e-06
[120 empty] | 7.3.5.15 Identification and remediation of “at-risk species”WLDFRVegetation ContactBranch (OverHanging) | WLDFR | HFTD - Distribution - Tier 3 - 5QU CoRE ¦ 5QU LoRE | Red Flag Warning - Small Fires | Vegetation Contact | Branch (OverHanging) | 2048 | 4.127e-05 | 97.3625 | 0.0040181 | 2048 | Mitigation | 0.9 | 30 | 0 | esc | 0.063307 | 2.6127e-06 | 0.066847 | 2.7587e-06 | 0.066806 | 2.7571e-06 | 0.063625 | 2.6258e-06
[120 empty] | 7.3.5.15 Identification and remediation of “at-risk species”WLDFRVegetation ContactBranch (OverHanging) | WLDFR | HFTD - Distribution - Tier 3 - 5QU CoRE ¦ 5QU LoRE | Red Flag Warning - Small Fires | Vegetation Contact | Branch (OverHanging) | 2049 | 4.127e-05 | 97.3625 | 0.0040181 | 2049 | Mitigation | 0.9 | 30 | 0 | esc | 0.063307 | 2.6127e-06 | 0.066847 | 2.7587e-06 | 0.066806 | 2.7571e-06 | 0.063625 | 2.6258e-06
[120 empty] | 7.3.5.15 Identification and remediation of “at-risk species”WLDFRVegetation ContactBranch (OverHanging) | WLDFR | HFTD - Distribution - Tier 3 - 5QU CoRE ¦ 5QU LoRE | Red Flag Warning - Small Fires | Vegetation Contact | Branch (OverHanging) | 2050 | 4.127e-05 | 97.3625 | 0.0040181 | 2050 | Mitigation | 0.9 | 30 | 0 | esc | 0 | 0 | 0.066847 | 2.7587e-06 | 0.066806 | 2.7571e-06 | 0.063625 | 2.6258e-06
[120 empty] | 7.3.5.15 Identification and remediation of “at-risk species”WLDFRVegetation ContactBranch (OverHanging) | WLDFR | HFTD - Distribution - Tier 3 - 5QU CoRE ¦ 5QU LoRE | Red Flag Warning - Small Fires | Vegetation Contact | Branch (OverHanging) | 2051 | 4.127e-05 | 97.3625 | 0.0040181 | 2051 | Mitigation | 0.9 | 30 | 0 | esc | 0 | 0 | 0 | 0 | 0.066806 | 2.7571e-06 | 0.063625 | 2.6258e-06
[120 empty] | 7.3.5.15 Identification and remediation of “at-risk species”WLDFRVegetation ContactBranch (OverHanging) | WLDFR | HFTD - Distribution - Tier 3 - 5QU CoRE ¦ 5QU LoRE | Red Flag Warning - Small Fires | Vegetation Contact | Branch (OverHanging) | 2052 | 4.127e-05 | 97.3625 | 0.0040181 | 2052 | Mitigation | 0.9 | 30 | 0 | esc | 0 | 0 | 0 | 0 | 0 | 0 | 0.063625 | 2.6258e-06
[120 empty] | 7.3.5.15 Identification and remediation of “at-risk species”WLDFRVegetation ContactFell into (Moderate-Severe defect) | WLDFR | HFTD - Distribution - Tier 3 - 5QU CoRE ¦ 5QU LoRE | Red Flag Warning - Small Fires | Vegetation Contact | Fell into (Moderate-Severe defect) | 2022 | 1.0995e-05 | 97.3625 | 0.0010705 | 2022 | Mitigation | 0.95 | 1 | 0 | esc | 0 | 0 | 0 | 0 | 0.070518 | 7.7533e-07 | 0 | 0
[120 empty] | 7.3.5.15 Identification and remediation of “at-risk species”WLDFRVegetation ContactFell into (Moderate-Severe defect) | WLDFR | HFTD - Distribution - Tier 3 - 5QU CoRE ¦ 5QU LoRE | Red Flag Warning - Small Fires | Vegetation Contact | Fell into (Moderate-Severe defect) | 2023 | 1.0995e-05 | 97.3625 | 0.0010705 | 2023 | Mitigation | 0.95 | 1 | 0 | esc | 0 | 0 | 0 | 0 | 0 | 0 | 0.06716 | 7.3841e-07
[120 empty] | 7.3.5.15 Identification and remediation of “at-risk species”WLDFRVegetation ContactFell into (slight defect) | WLDFR | HFTD - Distribution - Tier 3 - 5QU CoRE ¦ 5QU LoRE | Red Flag Warning - Small Fires | Vegetation Contact | Fell into (slight defect) | 2022 | 1.2231e-05 | 97.3625 | 0.0011908 | 2022 | Mitigation | 0.5 | 1 | 0 | esc | 0 | 0 | 0 | 0 | 0.037115 | 4.5395e-07 | 0 | 0
[120 empty] | 7.3.5.15 Identification and remediation of “at-risk species”WLDFRVegetation ContactFell into (slight defect) | WLDFR | HFTD - Distribution - Tier 3 - 5QU CoRE ¦ 5QU LoRE | Red Flag Warning - Small Fires | Vegetation Contact | Fell into (slight defect) | 2023 | 1.2231e-05 | 97.3625 | 0.0011908 | 2023 | Mitigation | 0.5 | 1 | 0 | esc | 0 | 0 | 0 | 0 | 0 | 0 | 0.035347 | 4.3233e-07
[120 empty] | 7.3.5.15 Identification and remediation of “at-risk species”WLDFRVegetation ContactGrow Into | WLDFR | HFTD - Distribution - Tier 3 - 5QU CoRE ¦ 5QU LoRE | Red Flag Warning - Small Fires | Vegetation Contact | Grow Into | 2022 | 1.2553e-06 | 97.3625 | 0.00012222 | 2022 | Mitigation | 0.5 | 1 | 0 | esc | 0 | 0 | 0 | 0 | 0.037115 | 4.659e-08 | 0 | 0
[120 empty] | 7.3.5.15 Identification and remediation of “at-risk species”WLDFRVegetation ContactGrow Into | WLDFR | HFTD - Distribution - Tier 3 - 5QU CoRE ¦ 5QU LoRE | Red Flag Warning - Small Fires | Vegetation Contact | Grow Into | 2023 | 1.2553e-06 | 97.3625 | 0.00012222 | 2023 | Mitigation | 0.5 | 1 | 0 | esc | 0 | 0 | 0 | 0 | 0 | 0 | 0.035347 | 4.4371e-08
[120 empty] | 7.3.5.15 Identification and remediation of “at-risk species”WLDFRCC - Seismic ScenarioSeismic Scenario | WLDFR | HFTD - Distribution - Tier 3 - 5QU CoRE ¦ 5QU LoRE | Seismic - Non-Red Flag Warning - Catastrophic Fires | CC - Seismic Scenario | Seismic Scenario | 2022 | 5.1761e-10 | 97.3625 | 5.0396e-08 | 2022 | Mitigation | 0.082056 | 1 | 0 | esc | 0 | 0 | 0 | 0 | 0.0060909 | 3.1527e-12 | 0 | 0
[120 empty] | 7.3.5.15 Identification and remediation of “at-risk species”WLDFRCC - Seismic ScenarioSeismic Scenario | WLDFR | HFTD - Distribution - Tier 3 - 5QU CoRE ¦ 5QU LoRE | Seismic - Non-Red Flag Warning - Catastrophic Fires | CC - Seismic Scenario | Seismic Scenario | 2023 | 5.1761e-10 | 97.3625 | 5.0396e-08 | 2023 | Mitigation | 0.082056 | 1 | 0 | esc | 0 | 0 | 0 | 0 | 0 | 0 | 0.0058009 | 3.0026e-12
[120 empty] | 7.3.5.15 Identification and remediation of “at-risk species”WLDFRCC - Seismic ScenarioSeismic Scenario | WLDFR | HFTD - Distribution - Tier 3 - 5QU CoRE ¦ 5QU LoRE | Seismic - Red Flag Warning - Catastrophic Fires | CC - Seismic Scenario | Seismic Scenario | 2022 | 2.2319e-08 | 97.3625 | 2.1731e-06 | 2022 | Mitigation | 0.082056 | 1 | 0 | esc | 0 | 0 | 0 | 0 | 0.0060909 | 1.3595e-10 | 0 | 0
[120 empty] | 7.3.5.15 Identification and remediation of “at-risk species”WLDFRCC - Seismic ScenarioSeismic Scenario | WLDFR | HFTD - Distribution - Tier 3 - 5QU CoRE ¦ 5QU LoRE | Seismic - Red Flag Warning - Catastrophic Fires | CC - Seismic Scenario | Seismic Scenario | 2023 | 2.2319e-08 | 97.3625 | 2.1731e-06 | 2023 | Mitigation | 0.082056 | 1 | 0 | esc | 0 | 0 | 0 | 0 | 0 | 0 | 0.0058009 | 1.2947e-10
[120 empty] | 7.3.5.15 Identification and remediation of “at-risk species”WLDFRCC - Seismic ScenarioSeismic Scenario | WLDFR | HFTD - Distribution - Zone 1 - 1QU CoRE ¦ 5QU LoRE | Seismic - Non-Red Flag Warning - Catastrophic Fires | CC - Seismic Scenario | Seismic Scenario | 2022 | 2.4674e-09 | 0.18783 | 4.6346e-10 | 2022 | Mitigation | 0.082056 | 1 | 0 | esc | 0 | 0 | 0 | 0 | 0.0060909 | 1.5029e-11 | 0 | 0
[120 empty] | 7.3.5.15 Identification and remediation of “at-risk species”WLDFRCC - Seismic ScenarioSeismic Scenario | WLDFR | HFTD - Distribution - Zone 1 - 1QU CoRE ¦ 5QU LoRE | Seismic - Non-Red Flag Warning - Catastrophic Fires | CC - Seismic Scenario | Seismic Scenario | 2023 | 2.4674e-09 | 0.18783 | 4.6346e-10 | 2023 | Mitigation | 0.082056 | 1 | 0 | esc | 0 | 0 | 0 | 0 | 0 | 0 | 0.0058009 | 1.4313e-11
[120 empty] | 7.3.5.15 Identification and remediation of “at-risk species”WLDFRCC - Seismic ScenarioSeismic Scenario | WLDFR | HFTD - Distribution - Zone 1 - 1QU CoRE ¦ 5QU LoRE | Seismic - Red Flag Warning - Catastrophic Fires | CC - Seismic Scenario | Seismic Scenario | 2022 | 1.0639e-07 | 0.18783 | 1.9984e-08 | 2022 | Mitigation | 0.082056 | 1 | 0 | esc | 0 | 0 | 0 | 0 | 0.0060909 | 6.4804e-10 | 0 | 0
[120 empty] | 7.3.5.15 Identification and remediation of “at-risk species”WLDFRCC - Seismic ScenarioSeismic Scenario | WLDFR | HFTD - Distribution - Zone 1 - 1QU CoRE ¦ 5QU LoRE | Seismic - Red Flag Warning - Catastrophic Fires | CC - Seismic Scenario | Seismic Scenario | 2023 | 1.0639e-07 | 0.18783 | 1.9984e-08 | 2023 | Mitigation | 0.082056 | 1 | 0 | esc | 0 | 0 | 0 | 0 | 0 | 0 | 0.0058009 | 6.1718e-10
[120 empty] | 7.3.5.15 Identification and remediation of “at-risk species”WLDFRCC - Seismic ScenarioSeismic Scenario | WLDFR | HFTD - Distribution - Zone 1 - 5QU CoRE ¦ 1QU LoRE | Seismic - Non-Red Flag Warning - Catastrophic Fires | CC - Seismic Scenario | Seismic Scenario | 2022 | 5.5601e-11 | 10.0154 | 5.5686e-10 | 2022 | Mitigation | 0.082056 | 1 | 0 | esc | 0 | 0 | 0 | 0 | 0.0060909 | 3.3866e-13 | 0 | 0
[120 empty] | 7.3.5.15 Identification and remediation of “at-risk species”WLDFRCC - Seismic ScenarioSeismic Scenario | WLDFR | HFTD - Distribution - Zone 1 - 5QU CoRE ¦ 1QU LoRE | Seismic - Non-Red Flag Warning - Catastrophic Fires | CC - Seismic Scenario | Seismic Scenario | 2023 | 5.5601e-11 | 10.0154 | 5.5686e-10 | 2023 | Mitigation | 0.082056 | 1 | 0 | esc | 0 | 0 | 0 | 0 | 0 | 0 | 0.0058009 | 3.2253e-13
[120 empty] | 7.3.5.15 Identification and remediation of “at-risk species”WLDFRCC - Seismic ScenarioSeismic Scenario | WLDFR | HFTD - Distribution - Zone 1 - 5QU CoRE ¦ 1QU LoRE | Seismic - Red Flag Warning - Catastrophic Fires | CC - Seismic Scenario | Seismic Scenario | 2022 | 2.3975e-09 | 10.0154 | 2.4012e-08 | 2022 | Mitigation | 0.082056 | 1 | 0 | esc | 0 | 0 | 0 | 0 | 0.0060909 | 1.4603e-11 | 0 | 0
[120 empty] | 7.3.5.15 Identification and remediation of “at-risk species”WLDFRCC - Seismic ScenarioSeismic Scenario | WLDFR | HFTD - Distribution - Zone 1 - 5QU CoRE ¦ 1QU LoRE | Seismic - Red Flag Warning - Catastrophic Fires | CC - Seismic Scenario | Seismic Scenario | 2023 | 2.3975e-09 | 10.0154 | 2.4012e-08 | 2023 | Mitigation | 0.082056 | 1 | 0 | esc | 0 | 0 | 0 | 0 | 0 | 0 | 0.0058009 | 1.3908e-11
[120 empty] | 7.3.5.15 Identification and remediation of “at-risk species”WLDFRCC - Seismic ScenarioSeismic Scenario | WLDFR | HFTD - Distribution - Zone 1 - 5QU CoRE ¦ 4QU LoRE | Seismic - Non-Red Flag Warning - Catastrophic Fires | CC - Seismic Scenario | Seismic Scenario | 2022 | 5.1903e-10 | 0.27822 | 1.444e-10 | 2022 | Mitigation | 0.082056 | 1 | 0 | esc | 0 | 0 | 0 | 0 | 0.0060909 | 3.1614e-12 | 0 | 0
[120 empty] | 7.3.5.15 Identification and remediation of “at-risk species”WLDFRCC - Seismic ScenarioSeismic Scenario | WLDFR | HFTD - Distribution - Zone 1 - 5QU CoRE ¦ 4QU LoRE | Seismic - Non-Red Flag Warning - Catastrophic Fires | CC - Seismic Scenario | Seismic Scenario | 2023 | 5.1903e-10 | 0.27822 | 1.444e-10 | 2023 | Mitigation | 0.082056 | 1 | 0 | esc | 0 | 0 | 0 | 0 | 0 | 0 | 0.0058009 | 3.0108e-12
[120 empty] | 7.3.5.15 Identification and remediation of “at-risk species”WLDFRCC - Seismic ScenarioSeismic Scenario | WLDFR | HFTD - Distribution - Zone 1 - 5QU CoRE ¦ 4QU LoRE | Seismic - Red Flag Warning - Catastrophic Fires | CC - Seismic Scenario | Seismic Scenario | 2022 | 2.238e-08 | 0.27822 | 6.2266e-09 | 2022 | Mitigation | 0.082056 | 1 | 0 | esc | 0 | 0 | 0 | 0 | 0.0060909 | 1.3632e-10 | 0 | 0
[120 empty] | 7.3.5.15 Identification and remediation of “at-risk species”WLDFRCC - Seismic ScenarioSeismic Scenario | WLDFR | HFTD - Distribution - Zone 1 - 5QU CoRE ¦ 4QU LoRE | Seismic - Red Flag Warning - Catastrophic Fires | CC - Seismic Scenario | Seismic Scenario | 2023 | 2.238e-08 | 0.27822 | 6.2266e-09 | 2023 | Mitigation | 0.082056 | 1 | 0 | esc | 0 | 0 | 0 | 0 | 0 | 0 | 0.0058009 | 1.2983e-10
[120 empty] | 7.3.5.15 Identification and remediation of “at-risk species”WLDFRVegetation ContactBranch (Not overhanging, 4-12ft) | WLDFR | HFTD - Distribution - Tier 3 - 1QU CoRE ¦ 3QU LoRE | Red Flag Warning - Large Fires | Vegetation Contact | Branch (Not overhanging, 4-12ft) | 2021 | 9.3303e-07 | 39.0328 | 3.6419e-05 | 2021 | Mitigation | 0.5 | 30 | 0 | esc | 0.036879 | 3.4409e-08 | 0.038941 | 3.6333e-08 | 0 | 0 | 0 | 0
[120 empty] | 7.3.5.15 Identification and remediation of “at-risk species”WLDFRVegetation ContactBranch (Not overhanging, within 4ft) | WLDFR | HFTD - Distribution - Tier 3 - 1QU CoRE ¦ 3QU LoRE | Red Flag Warning - Large Fires | Vegetation Contact | Branch (Not overhanging, within 4ft) | 2021 | 1.8443e-07 | 39.0328 | 7.1987e-06 | 2021 | Mitigation | 0.9 | 30 | 0 | esc | 0.066382 | 1.2243e-08 | 0.070094 | 1.2927e-08 | 0 | 0 | 0 | 0
[120 empty] | 7.3.5.15 Identification and remediation of “at-risk species”WLDFRVegetation ContactBranch (OverHanging) | WLDFR | HFTD - Distribution - Tier 3 - 1QU CoRE ¦ 3QU LoRE | Red Flag Warning - Large Fires | Vegetation Contact | Branch (OverHanging) | 2021 | 1.0865e-05 | 39.0328 | 0.00042408 | 2021 | Mitigation | 0.9 | 30 | 0 | esc | 0.066382 | 7.2122e-07 | 0.070094 | 7.6154e-07 | 0 | 0 | 0 | 0
[120 empty] | 7.3.5.15 Identification and remediation of “at-risk species”WLDFRVegetation ContactFell into (Moderate-Severe defect) | WLDFR | HFTD - Distribution - Tier 3 - 1QU CoRE ¦ 3QU LoRE | Red Flag Warning - Large Fires | Vegetation Contact | Fell into (Moderate-Severe defect) | 2021 | 4.9826e-06 | 39.0328 | 0.00019449 | 2021 | Mitigation | 0.95 | 1 | 0 | esc | 0 | 0 | 0.073988 | 3.6865e-07 | 0 | 0 | 0 | 0
[120 empty] | 7.3.5.15 Identification and remediation of “at-risk species”WLDFRVegetation ContactFell into (slight defect) | WLDFR | HFTD - Distribution - Tier 3 - 1QU CoRE ¦ 3QU LoRE | Red Flag Warning - Large Fires | Vegetation Contact | Fell into (slight defect) | 2021 | 5.5187e-06 | 39.0328 | 0.00021541 | 2021 | Mitigation | 0.5 | 1 | 0 | esc | 0 | 0 | 0.038941 | 2.149e-07 | 0 | 0 | 0 | 0
[120 empty] | 7.3.5.15 Identification and remediation of “at-risk species”WLDFRVegetation ContactGrow Into | WLDFR | HFTD - Distribution - Tier 3 - 1QU CoRE ¦ 3QU LoRE | Red Flag Warning - Large Fires | Vegetation Contact | Grow Into | 2021 | 5.8127e-07 | 39.0328 | 2.2689e-05 | 2021 | Mitigation | 0.5 | 1 | 0 | esc | 0 | 0 | 0.038941 | 2.2635e-08 | 0 | 0 | 0 | 0
[120 empty] | 7.3.5.15 Identification and remediation of “at-risk species”WLDFRVegetation ContactBranch (Not overhanging, 4-12ft) | WLDFR | HFTD - Distribution - Tier 3 - 1QU CoRE ¦ 3QU LoRE | Red Flag Warning - Small Fires | Vegetation Contact | Branch (Not overhanging, 4-12ft) | 2021 | 5.8983e-06 | 39.0328 | 0.00023023 | 2021 | Mitigation | 0.5 | 30 | 0 | esc | 0.036879 | 2.1752e-07 | 0.038941 | 2.2969e-07 | 0 | 0 | 0 | 0
[120 empty] | 7.3.5.15 Identification and remediation of “at-risk species”WLDFRVegetation ContactBranch (Not overhanging, within 4ft) | WLDFR | HFTD - Distribution - Tier 3 - 1QU CoRE ¦ 3QU LoRE | Red Flag Warning - Small Fires | Vegetation Contact | Branch (Not overhanging, within 4ft) | 2021 | 1.1662e-06 | 39.0328 | 4.5519e-05 | 2021 | Mitigation | 0.9 | 30 | 0 | esc | 0.066382 | 7.7413e-08 | 0.070094 | 8.1742e-08 | 0 | 0 | 0 | 0
[120 empty] | 7.3.5.15 Identification and remediation of “at-risk species”WLDFRVegetation ContactBranch (OverHanging) | WLDFR | HFTD - Distribution - Tier 3 - 1QU CoRE ¦ 3QU LoRE | Red Flag Warning - Small Fires | Vegetation Contact | Branch (OverHanging) | 2021 | 6.8701e-05 | 39.0328 | 0.0026816 | 2021 | Mitigation | 0.9 | 30 | 0 | esc | 0.066382 | 4.5605e-06 | 0.070094 | 4.8155e-06 | 0 | 0 | 0 | 0
[120 empty] | 7.3.5.15 Identification and remediation of “at-risk species”WLDFRVegetation ContactFell into (Moderate-Severe defect) | WLDFR | HFTD - Distribution - Tier 3 - 1QU CoRE ¦ 3QU LoRE | Red Flag Warning - Small Fires | Vegetation Contact | Fell into (Moderate-Severe defect) | 2021 | 3.1492e-05 | 39.0328 | 0.0012292 | 2021 | Mitigation | 0.95 | 1 | 0 | esc | 0 | 0 | 0.073988 | 2.33e-06 | 0 | 0 | 0 | 0
[120 empty] | 7.3.5.15 Identification and remediation of “at-risk species”WLDFRVegetation ContactFell into (slight defect) | WLDFR | HFTD - Distribution - Tier 3 - 1QU CoRE ¦ 3QU LoRE | Red Flag Warning - Small Fires | Vegetation Contact | Fell into (slight defect) | 2021 | 3.4881e-05 | 39.0328 | 0.0013615 | 2021 | Mitigation | 0.5 | 1 | 0 | esc | 0 | 0 | 0.038941 | 1.3583e-06 | 0 | 0 | 0 | 0
[120 empty] | 7.3.5.15 Identification and remediation of “at-risk species”WLDFRVegetation ContactGrow Into | WLDFR | HFTD - Distribution - Tier 3 - 1QU CoRE ¦ 3QU LoRE | Red Flag Warning - Small Fires | Vegetation Contact | Grow Into | 2021 | 3.6739e-06 | 39.0328 | 0.0001434 | 2021 | Mitigation | 0.5 | 1 | 0 | esc | 0 | 0 | 0.038941 | 1.4306e-07 | 0 | 0 | 0 | 0
[120 empty] | 7.3.5.15 Identification and remediation of “at-risk species”WLDFRCC - Seismic ScenarioSeismic Scenario | WLDFR | HFTD - Distribution - Tier 3 - 1QU CoRE ¦ 3QU LoRE | Seismic - Non-Red Flag Warning - Catastrophic Fires | CC - Seismic Scenario | Seismic Scenario | 2021 | 1.9732e-10 | 39.0328 | 7.702e-09 | 2021 | Mitigation | 0.082056 | 1 | 0 | esc | 0 | 0 | 0.0063906 | 1.261e-12 | 0 | 0 | 0 | 0
[120 empty] | 7.3.5.15 Identification and remediation of “at-risk species”WLDFRCC - Seismic ScenarioSeismic Scenario | WLDFR | HFTD - Distribution - Tier 3 - 1QU CoRE ¦ 3QU LoRE | Seismic - Red Flag Warning - Catastrophic Fires | CC - Seismic Scenario | Seismic Scenario | 2021 | 8.5084e-09 | 39.0328 | 3.3211e-07 | 2021 | Mitigation | 0.082056 | 1 | 0 | esc | 0 | 0 | 0.0063906 | 5.4374e-11 | 0 | 0 | 0 | 0
[120 empty] | 7.3.5.15 Identification and remediation of “at-risk species”WLDFRVegetation ContactBranch (Not overhanging, 4-12ft) | WLDFR | HFTD - Distribution - Tier 3 - 1QU CoRE ¦ 4QU LoRE | Non-Red Flag Warning - Catastrophic Fires | Vegetation Contact | Branch (Not overhanging, 4-12ft) | 2021 | 5.3468e-09 | 119.909 | 6.4113e-07 | 2021 | Mitigation | 0.5 | 30 | 0 | esc | 0.036879 | 1.9718e-10 | 0.038941 | 2.0821e-10 | 0 | 0 | 0 | 0
[120 empty] | 7.3.5.15 Identification and remediation of “at-risk species”WLDFRVegetation ContactBranch (Not overhanging, within 4ft) | WLDFR | HFTD - Distribution - Tier 3 - 1QU CoRE ¦ 4QU LoRE | Non-Red Flag Warning - Catastrophic Fires | Vegetation Contact | Branch (Not overhanging, within 4ft) | 2021 | 2.0431e-09 | 119.909 | 2.4498e-07 | 2021 | Mitigation | 0.9 | 30 | 0 | esc | 0.066382 | 1.3562e-10 | 0.070094 | 1.4321e-10 | 0 | 0 | 0 | 0
[120 empty] | 7.3.5.15 Identification and remediation of “at-risk species”WLDFRVegetation ContactBranch (OverHanging) | WLDFR | HFTD - Distribution - Tier 3 - 1QU CoRE ¦ 4QU LoRE | Non-Red Flag Warning - Catastrophic Fires | Vegetation Contact | Branch (OverHanging) | 2021 | 9.0931e-08 | 119.909 | 1.0903e-05 | 2021 | Mitigation | 0.9 | 30 | 0 | esc | 0.066382 | 6.0362e-09 | 0.070094 | 6.3737e-09 | 0 | 0 | 0 | 0
[120 empty] | 7.3.5.15 Identification and remediation of “at-risk species”WLDFRVegetation ContactFell into (Moderate-Severe defect) | WLDFR | HFTD - Distribution - Tier 3 - 1QU CoRE ¦ 4QU LoRE | Non-Red Flag Warning - Catastrophic Fires | Vegetation Contact | Fell into (Moderate-Severe defect) | 2021 | 5.4998e-08 | 119.909 | 6.5948e-06 | 2021 | Mitigation | 0.95 | 1 | 0 | esc | 0 | 0 | 0.073988 | 4.0692e-09 | 0 | 0 | 0 | 0
[120 empty] | 7.3.5.15 Identification and remediation of “at-risk species”WLDFRVegetation ContactFell into (slight defect) | WLDFR | HFTD - Distribution - Tier 3 - 1QU CoRE ¦ 4QU LoRE | Non-Red Flag Warning - Catastrophic Fires | Vegetation Contact | Fell into (slight defect) | 2021 | 7.0924e-08 | 119.909 | 8.5044e-06 | 2021 | Mitigation | 0.5 | 1 | 0 | esc | 0 | 0 | 0.038941 | 2.7618e-09 | 0 | 0 | 0 | 0
[120 empty] | 7.3.5.15 Identification and remediation of “at-risk species”WLDFRVegetation ContactGrow Into | WLDFR | HFTD - Distribution - Tier 3 - 1QU CoRE ¦ 4QU LoRE | Non-Red Flag Warning - Catastrophic Fires | Vegetation Contact | Grow Into | 2021 | 6.1388e-09 | 119.909 | 7.361e-07 | 2021 | Mitigation | 0.5 | 1 | 0 | esc | 0 | 0 | 0.038941 | 2.3905e-10 | 0 | 0 | 0 | 0
[120 empty] | 7.3.5.15 Identification and remediation of “at-risk species”WLDFRVegetation ContactBranch (Not overhanging, 4-12ft) | WLDFR | HFTD - Distribution - Tier 3 - 1QU CoRE ¦ 4QU LoRE | Non-Red Flag Warning - Destructive Fires | Vegetation Contact | Branch (Not overhanging, 4-12ft) | 2021 | 1.2592e-08 | 119.909 | 1.5099e-06 | 2021 | Mitigation | 0.5 | 30 | 0 | esc | 0.036879 | 4.6439e-10 | 0.038941 | 4.9035e-10 | 0 | 0 | 0 | 0
[120 empty] | 7.3.5.15 Identification and remediation of “at-risk species”WLDFRVegetation ContactBranch (Not overhanging, within 4ft) | WLDFR | HFTD - Distribution - Tier 3 - 1QU CoRE ¦ 4QU LoRE | Non-Red Flag Warning - Destructive Fires | Vegetation Contact | Branch (Not overhanging, within 4ft) | 2021 | 4.7944e-09 | 119.909 | 5.7489e-07 | 2021 | Mitigation | 0.9 | 30 | 0 | esc | 0.066382 | 3.1826e-10 | 0.070094 | 3.3606e-10 | 0 | 0 | 0 | 0
[120 empty] | 7.3.5.15 Identification and remediation of “at-risk species”WLDFRVegetation ContactBranch (OverHanging) | WLDFR | HFTD - Distribution - Tier 3 - 1QU CoRE ¦ 4QU LoRE | Non-Red Flag Warning - Destructive Fires | Vegetation Contact | Branch (OverHanging) | 2021 | 2.1338e-07 | 119.909 | 2.5586e-05 | 2021 | Mitigation | 0.9 | 30 | 0 | esc | 0.066382 | 1.4165e-08 | 0.070094 | 1.4957e-08 | 0 | 0 | 0 | 0
[120 empty] | 7.3.5.15 Identification and remediation of “at-risk species”WLDFRVegetation ContactFell into (Moderate-Severe defect) | WLDFR | HFTD - Distribution - Tier 3 - 1QU CoRE ¦ 4QU LoRE | Non-Red Flag Warning - Destructive Fires | Vegetation Contact | Fell into (Moderate-Severe defect) | 2021 | 1.2992e-07 | 119.909 | 1.5579e-05 | 2021 | Mitigation | 0.95 | 1 | 0 | esc | 0 | 0 | 0.073988 | 9.6127e-09 | 0 | 0 | 0 | 0
[120 empty] | 7.3.5.15 Identification and remediation of “at-risk species”WLDFRVegetation ContactFell into (slight defect) | WLDFR | HFTD - Distribution - Tier 3 - 1QU CoRE ¦ 4QU LoRE | Non-Red Flag Warning - Destructive Fires | Vegetation Contact | Fell into (slight defect) | 2021 | 1.6754e-07 | 119.909 | 2.009e-05 | 2021 | Mitigation | 0.5 | 1 | 0 | esc | 0 | 0 | 0.038941 | 6.5243e-09 | 0 | 0 | 0 | 0
[120 empty] | 7.3.5.15 Identification and remediation of “at-risk species”WLDFRVegetation ContactGrow Into | WLDFR | HFTD - Distribution - Tier 3 - 1QU CoRE ¦ 4QU LoRE | Non-Red Flag Warning - Destructive Fires | Vegetation Contact | Grow Into | 2021 | 1.4502e-08 | 119.909 | 1.7389e-06 | 2021 | Mitigation | 0.5 | 1 | 0 | esc | 0 | 0 | 0.038941 | 5.6472e-10 | 0 | 0 | 0 | 0
[120 empty] | 7.3.5.15 Identification and remediation of “at-risk species”WLDFRVegetation ContactBranch (Not overhanging, 4-12ft) | WLDFR | HFTD - Distribution - Tier 3 - 1QU CoRE ¦ 4QU LoRE | Non-Red Flag Warning - Large Fires | Vegetation Contact | Branch (Not overhanging, 4-12ft) | 2021 | 8.7758e-08 | 119.909 | 1.0523e-05 | 2021 | Mitigation | 0.5 | 30 | 0 | esc | 0.036879 | 3.2364e-09 | 0.038941 | 3.4174e-09 | 0 | 0 | 0 | 0
[120 empty] | 7.3.5.15 Identification and remediation of “at-risk species”WLDFRVegetation ContactBranch (Not overhanging, within 4ft) | WLDFR | HFTD - Distribution - Tier 3 - 1QU CoRE ¦ 4QU LoRE | Non-Red Flag Warning - Large Fires | Vegetation Contact | Branch (Not overhanging, within 4ft) | 2021 | 3.3323e-08 | 119.909 | 3.9957e-06 | 2021 | Mitigation | 0.9 | 30 | 0 | esc | 0.066382 | 2.2121e-09 | 0.070094 | 2.3357e-09 | 0 | 0 | 0 | 0
[120 empty] | 7.3.5.15 Identification and remediation of “at-risk species”WLDFRVegetation ContactBranch (OverHanging) | WLDFR | HFTD - Distribution - Tier 3 - 1QU CoRE ¦ 4QU LoRE | Non-Red Flag Warning - Large Fires | Vegetation Contact | Branch (OverHanging) | 2021 | 1.4827e-06 | 119.909 | 0.00017778 | 2021 | Mitigation | 0.9 | 30 | 0 | esc | 0.066382 | 9.8422e-08 | 0.070094 | 1.0392e-07 | 0 | 0 | 0 | 0
[120 empty] | 7.3.5.15 Identification and remediation of “at-risk species”WLDFRVegetation ContactFell into (Moderate-Severe defect) | WLDFR | HFTD - Distribution - Tier 3 - 1QU CoRE ¦ 4QU LoRE | Non-Red Flag Warning - Large Fires | Vegetation Contact | Fell into (Moderate-Severe defect) | 2021 | 9.0704e-07 | 119.909 | 0.00010876 | 2021 | Mitigation | 0.95 | 1 | 0 | esc | 0 | 0 | 0.073988 | 6.711e-08 | 0 | 0 | 0 | 0
[120 empty] | 7.3.5.15 Identification and remediation of “at-risk species”WLDFRVegetation ContactFell into (slight defect) | WLDFR | HFTD - Distribution - Tier 3 - 1QU CoRE ¦ 4QU LoRE | Non-Red Flag Warning - Large Fires | Vegetation Contact | Fell into (slight defect) | 2021 | 1.1697e-06 | 119.909 | 0.00014025 | 2021 | Mitigation | 0.5 | 1 | 0 | esc | 0 | 0 | 0.038941 | 4.5548e-08 | 0 | 0 | 0 | 0
[120 empty] | 7.3.5.15 Identification and remediation of “at-risk species”WLDFRVegetation ContactGrow Into | WLDFR | HFTD - Distribution - Tier 3 - 1QU CoRE ¦ 4QU LoRE | Non-Red Flag Warning - Large Fires | Vegetation Contact | Grow Into | 2021 | 1.0125e-07 | 119.909 | 1.2141e-05 | 2021 | Mitigation | 0.5 | 1 | 0 | esc | 0 | 0 | 0.038941 | 3.9428e-09 | 0 | 0 | 0 | 0
[120 empty] | 7.3.5.15 Identification and remediation of “at-risk species”WLDFRVegetation ContactBranch (Not overhanging, 4-12ft) | WLDFR | HFTD - Distribution - Tier 3 - 1QU CoRE ¦ 4QU LoRE | Non-Red Flag Warning - Small Fires | Vegetation Contact | Branch (Not overhanging, 4-12ft) | 2021 | 1.0189e-05 | 119.909 | 0.0012218 | 2021 | Mitigation | 0.5 | 30 | 0 | esc | 0.036879 | 3.7578e-07 | 0.038941 | 3.9679e-07 | 0 | 0 | 0 | 0
[120 empty] | 7.3.5.15 Identification and remediation of “at-risk species”WLDFRVegetation ContactBranch (Not overhanging, within 4ft) | WLDFR | HFTD - Distribution - Tier 3 - 1QU CoRE ¦ 4QU LoRE | Non-Red Flag Warning - Small Fires | Vegetation Contact | Branch (Not overhanging, within 4ft) | 2021 | 3.9918e-06 | 119.909 | 0.00047865 | 2021 | Mitigation | 0.9 | 30 | 0 | esc | 0.066382 | 2.6498e-07 | 0.070094 | 2.798e-07 | 0 | 0 | 0 | 0
[120 empty] | 7.3.5.15 Identification and remediation of “at-risk species”WLDFRVegetation ContactBranch (OverHanging) | WLDFR | HFTD - Distribution - Tier 3 - 1QU CoRE ¦ 4QU LoRE | Non-Red Flag Warning - Small Fires | Vegetation Contact | Branch (OverHanging) | 2021 | 0.00017769 | 119.909 | 0.021306 | 2021 | Mitigation | 0.9 | 30 | 0 | esc | 0.066382 | 1.1795e-05 | 0.070094 | 1.2455e-05 | 0 | 0 | 0 | 0
[120 empty] | 7.3.5.15 Identification and remediation of “at-risk species”WLDFRVegetation ContactFell into (Moderate-Severe defect) | WLDFR | HFTD - Distribution - Tier 3 - 1QU CoRE ¦ 4QU LoRE | Non-Red Flag Warning - Small Fires | Vegetation Contact | Fell into (Moderate-Severe defect) | 2021 | 0.00010256 | 119.909 | 0.012298 | 2021 | Mitigation | 0.95 | 1 | 0 | esc | 0 | 0 | 0.073988 | 7.5885e-06 | 0 | 0 | 0 | 0
[120 empty] | 7.3.5.15 Identification and remediation of “at-risk species”WLDFRVegetation ContactFell into (slight defect) | WLDFR | HFTD - Distribution - Tier 3 - 1QU CoRE ¦ 4QU LoRE | Non-Red Flag Warning - Small Fires | Vegetation Contact | Fell into (slight defect) | 2021 | 0.00013227 | 119.909 | 0.01586 | 2021 | Mitigation | 0.5 | 1 | 0 | esc | 0 | 0 | 0.038941 | 5.1505e-06 | 0 | 0 | 0 | 0
[120 empty] | 7.3.5.15 Identification and remediation of “at-risk species”WLDFRVegetation ContactGrow Into | WLDFR | HFTD - Distribution - Tier 3 - 1QU CoRE ¦ 4QU LoRE | Non-Red Flag Warning - Small Fires | Vegetation Contact | Grow Into | 2021 | 1.1448e-05 | 119.909 | 0.0013727 | 2021 | Mitigation | 0.5 | 1 | 0 | esc | 0 | 0 | 0.038941 | 4.4578e-07 | 0 | 0 | 0 | 0
[120 empty] | 7.3.5.15 Identification and remediation of “at-risk species”WLDFRVegetation ContactBranch (Not overhanging, 4-12ft) | WLDFR | HFTD - Distribution - Tier 3 - 1QU CoRE ¦ 4QU LoRE | Red Flag Warning - Catastrophic Fires | Vegetation Contact | Branch (Not overhanging, 4-12ft) | 2021 | 8.7428e-07 | 119.909 | 0.00010483 | 2021 | Mitigation | 0.5 | 30 | 0 | esc | 0.036879 | 3.2242e-08 | 0.038941 | 3.4045e-08 | 0 | 0 | 0 | 0
[120 empty] | 7.3.5.15 Identification and remediation of “at-risk species”WLDFRVegetation ContactBranch (Not overhanging, within 4ft) | WLDFR | HFTD - Distribution - Tier 3 - 1QU CoRE ¦ 4QU LoRE | Red Flag Warning - Catastrophic Fires | Vegetation Contact | Branch (Not overhanging, within 4ft) | 2021 | 1.9093e-07 | 119.909 | 2.2894e-05 | 2021 | Mitigation | 0.9 | 30 | 0 | esc | 0.066382 | 1.2674e-08 | 0.070094 | 1.3383e-08 | 0 | 0 | 0 | 0
[120 empty] | 7.3.5.15 Identification and remediation of “at-risk species”WLDFRVegetation ContactBranch (OverHanging) | WLDFR | HFTD - Distribution - Tier 3 - 1QU CoRE ¦ 4QU LoRE | Red Flag Warning - Catastrophic Fires | Vegetation Contact | Branch (OverHanging) | 2021 | 1.1258e-05 | 119.909 | 0.0013499 | 2021 | Mitigation | 0.9 | 30 | 0 | esc | 0.066382 | 7.4731e-07 | 0.070094 | 7.8909e-07 | 0 | 0 | 0 | 0
[120 empty] | 7.3.5.15 Identification and remediation of “at-risk species”WLDFRVegetation ContactFell into (Moderate-Severe defect) | WLDFR | HFTD - Distribution - Tier 3 - 1QU CoRE ¦ 4QU LoRE | Red Flag Warning - Catastrophic Fires | Vegetation Contact | Fell into (Moderate-Severe defect) | 2021 | 4.3227e-06 | 119.909 | 0.00051833 | 2021 | Mitigation | 0.95 | 1 | 0 | esc | 0 | 0 | 0.073988 | 3.1982e-07 | 0 | 0 | 0 | 0
[120 empty] | 7.3.5.15 Identification and remediation of “at-risk species”WLDFRVegetation ContactFell into (slight defect) | WLDFR | HFTD - Distribution - Tier 3 - 1QU CoRE ¦ 4QU LoRE | Red Flag Warning - Catastrophic Fires | Vegetation Contact | Fell into (slight defect) | 2021 | 4.788e-06 | 119.909 | 0.00057412 | 2021 | Mitigation | 0.5 | 1 | 0 | esc | 0 | 0 | 0.038941 | 1.8645e-07 | 0 | 0 | 0 | 0
[120 empty] | 7.3.5.15 Identification and remediation of “at-risk species”WLDFRVegetation ContactGrow Into | WLDFR | HFTD - Distribution - Tier 3 - 1QU CoRE ¦ 4QU LoRE | Red Flag Warning - Catastrophic Fires | Vegetation Contact | Grow Into | 2021 | 5.0415e-07 | 119.909 | 6.0452e-05 | 2021 | Mitigation | 0.5 | 1 | 0 | esc | 0 | 0 | 0.038941 | 1.9632e-08 | 0 | 0 | 0 | 0
[120 empty] | 7.3.5.15 Identification and remediation of “at-risk species”WLDFRVegetation ContactBranch (Not overhanging, 4-12ft) | WLDFR | HFTD - Distribution - Tier 3 - 1QU CoRE ¦ 4QU LoRE | Red Flag Warning - Destructive Fires | Vegetation Contact | Branch (Not overhanging, 4-12ft) | 2021 | 1.0354e-07 | 119.909 | 1.2415e-05 | 2021 | Mitigation | 0.5 | 30 | 0 | esc | 0.036879 | 3.8184e-09 | 0.038941 | 4.0319e-09 | 0 | 0 | 0 | 0
[120 empty] | 7.3.5.15 Identification and remediation of “at-risk species”WLDFRVegetation ContactBranch (Not overhanging, within 4ft) | WLDFR | HFTD - Distribution - Tier 3 - 1QU CoRE ¦ 4QU LoRE | Red Flag Warning - Destructive Fires | Vegetation Contact | Branch (Not overhanging, within 4ft) | 2021 | 2.253e-08 | 119.909 | 2.7016e-06 | 2021 | Mitigation | 0.9 | 30 | 0 | esc | 0.066382 | 1.4956e-09 | 0.070094 | 1.5792e-09 | 0 | 0 | 0 | 0
[120 empty] | 7.3.5.15 Identification and remediation of “at-risk species”WLDFRVegetation ContactBranch (OverHanging) | WLDFR | HFTD - Distribution - Tier 3 - 1QU CoRE ¦ 4QU LoRE | Red Flag Warning - Destructive Fires | Vegetation Contact | Branch (OverHanging) | 2021 | 1.3284e-06 | 119.909 | 0.00015929 | 2021 | Mitigation | 0.9 | 30 | 0 | esc | 0.066382 | 8.8184e-08 | 0.070094 | 9.3115e-08 | 0 | 0 | 0 | 0
[120 empty] | 7.3.5.15 Identification and remediation of “at-risk species”WLDFRVegetation ContactFell into (Moderate-Severe defect) | WLDFR | HFTD - Distribution - Tier 3 - 1QU CoRE ¦ 4QU LoRE | Red Flag Warning - Destructive Fires | Vegetation Contact | Fell into (Moderate-Severe defect) | 2021 | 5.1349e-07 | 119.909 | 6.1572e-05 | 2021 | Mitigation | 0.95 | 1 | 0 | esc | 0 | 0 | 0.073988 | 3.7992e-08 | 0 | 0 | 0 | 0
[120 empty] | 7.3.5.15 Identification and remediation of “at-risk species”WLDFRVegetation ContactFell into (slight defect) | WLDFR | HFTD - Distribution - Tier 3 - 1QU CoRE ¦ 4QU LoRE | Red Flag Warning - Destructive Fires | Vegetation Contact | Fell into (slight defect) | 2021 | 5.6877e-07 | 119.909 | 6.82e-05 | 2021 | Mitigation | 0.5 | 1 | 0 | esc | 0 | 0 | 0.038941 | 2.2148e-08 | 0 | 0 | 0 | 0
[120 empty] | 7.3.5.15 Identification and remediation of “at-risk species”WLDFRVegetation ContactGrow Into | WLDFR | HFTD - Distribution - Tier 3 - 1QU CoRE ¦ 4QU LoRE | Red Flag Warning - Destructive Fires | Vegetation Contact | Grow Into | 2021 | 5.9889e-08 | 119.909 | 7.1812e-06 | 2021 | Mitigation | 0.5 | 1 | 0 | esc | 0 | 0 | 0.038941 | 2.3321e-09 | 0 | 0 | 0 | 0
[120 empty] | 7.3.5.15 Identification and remediation of “at-risk species”WLDFRVegetation ContactBranch (Not overhanging, 4-12ft) | WLDFR | HFTD - Distribution - Tier 3 - 1QU CoRE ¦ 4QU LoRE | Red Flag Warning - Large Fires | Vegetation Contact | Branch (Not overhanging, 4-12ft) | 2021 | 3.945e-07 | 119.909 | 4.7305e-05 | 2021 | Mitigation | 0.5 | 30 | 0 | esc | 0.036879 | 1.4549e-08 | 0.038941 | 1.5362e-08 | 0 | 0 | 0 | 0
[120 empty] | 7.3.5.15 Identification and remediation of “at-risk species”WLDFRVegetation ContactBranch (Not overhanging, within 4ft) | WLDFR | HFTD - Distribution - Tier 3 - 1QU CoRE ¦ 4QU LoRE | Red Flag Warning - Large Fires | Vegetation Contact | Branch (Not overhanging, within 4ft) | 2021 | 8.5613e-08 | 119.909 | 1.0266e-05 | 2021 | Mitigation | 0.9 | 30 | 0 | esc | 0.066382 | 5.6832e-09 | 0.070094 | 6.0009e-09 | 0 | 0 | 0 | 0
[120 empty] | 7.3.5.15 Identification and remediation of “at-risk species”WLDFRVegetation ContactBranch (OverHanging) | WLDFR | HFTD - Distribution - Tier 3 - 1QU CoRE ¦ 4QU LoRE | Red Flag Warning - Large Fires | Vegetation Contact | Branch (OverHanging) | 2021 | 5.0465e-06 | 119.909 | 0.00060512 | 2021 | Mitigation | 0.9 | 30 | 0 | esc | 0.066382 | 3.35e-07 | 0.070094 | 3.5373e-07 | 0 | 0 | 0 | 0
[120 empty] | 7.3.5.15 Identification and remediation of “at-risk species”WLDFRVegetation ContactFell into (Moderate-Severe defect) | WLDFR | HFTD - Distribution - Tier 3 - 1QU CoRE ¦ 4QU LoRE | Red Flag Warning - Large Fires | Vegetation Contact | Fell into (Moderate-Severe defect) | 2021 | 1.9599e-06 | 119.909 | 0.00023501 | 2021 | Mitigation | 0.95 | 1 | 0 | esc | 0 | 0 | 0.073988 | 1.4501e-07 | 0 | 0 | 0 | 0
[120 empty] | 7.3.5.15 Identification and remediation of “at-risk species”WLDFRVegetation ContactFell into (slight defect) | WLDFR | HFTD - Distribution - Tier 3 - 1QU CoRE ¦ 4QU LoRE | Red Flag Warning - Large Fires | Vegetation Contact | Fell into (slight defect) | 2021 | 2.1709e-06 | 119.909 | 0.00026031 | 2021 | Mitigation | 0.5 | 1 | 0 | esc | 0 | 0 | 0.038941 | 8.4536e-08 | 0 | 0 | 0 | 0
[120 empty] | 7.3.5.15 Identification and remediation of “at-risk species”WLDFRVegetation ContactGrow Into | WLDFR | HFTD - Distribution - Tier 3 - 1QU CoRE ¦ 4QU LoRE | Red Flag Warning - Large Fires | Vegetation Contact | Grow Into | 2021 | 2.2861e-07 | 119.909 | 2.7412e-05 | 2021 | Mitigation | 0.5 | 1 | 0 | esc | 0 | 0 | 0.038941 | 8.9021e-09 | 0 | 0 | 0 | 0
[120 empty] | 7.3.5.15 Identification and remediation of “at-risk species”WLDFRVegetation ContactBranch (Not overhanging, 4-12ft) | WLDFR | HFTD - Distribution - Tier 3 - 1QU CoRE ¦ 4QU LoRE | Red Flag Warning - Small Fires | Vegetation Contact | Branch (Not overhanging, 4-12ft) | 2021 | 4.1441e-06 | 119.909 | 0.00049692 | 2021 | Mitigation | 0.5 | 30 | 0 | esc | 0.036879 | 1.5283e-07 | 0.038941 | 1.6138e-07 | 0 | 0 | 0 | 0
[120 empty] | 7.3.5.15 Identification and remediation of “at-risk species”WLDFRVegetation ContactBranch (Not overhanging, within 4ft) | WLDFR | HFTD - Distribution - Tier 3 - 1QU CoRE ¦ 4QU LoRE | Red Flag Warning - Small Fires | Vegetation Contact | Branch (Not overhanging, within 4ft) | 2021 | 9.2785e-07 | 119.909 | 0.00011126 | 2021 | Mitigation | 0.9 | 30 | 0 | esc | 0.066382 | 6.1593e-08 | 0.070094 | 6.5037e-08 | 0 | 0 | 0 | 0
[120 empty] | 7.3.5.15 Identification and remediation of “at-risk species”WLDFRVegetation ContactBranch (OverHanging) | WLDFR | HFTD - Distribution - Tier 3 - 1QU CoRE ¦ 4QU LoRE | Red Flag Warning - Small Fires | Vegetation Contact | Branch (OverHanging) | 2021 | 5.4717e-05 | 119.909 | 0.0065611 | 2021 | Mitigation | 0.9 | 30 | 0 | esc | 0.066382 | 3.6323e-06 | 0.070094 | 3.8353e-06 | 0 | 0 | 0 | 0
[120 empty] | 7.3.5.15 Identification and remediation of “at-risk species”WLDFRVegetation ContactFell into (Moderate-Severe defect) | WLDFR | HFTD - Distribution - Tier 3 - 1QU CoRE ¦ 4QU LoRE | Red Flag Warning - Small Fires | Vegetation Contact | Fell into (Moderate-Severe defect) | 2021 | 2.0051e-05 | 119.909 | 0.0024043 | 2021 | Mitigation | 0.95 | 1 | 0 | esc | 0 | 0 | 0.073988 | 1.4835e-06 | 0 | 0 | 0 | 0
[120 empty] | 7.3.5.15 Identification and remediation of “at-risk species”WLDFRVegetation ContactFell into (slight defect) | WLDFR | HFTD - Distribution - Tier 3 - 1QU CoRE ¦ 4QU LoRE | Red Flag Warning - Small Fires | Vegetation Contact | Fell into (slight defect) | 2021 | 2.2209e-05 | 119.909 | 0.0026631 | 2021 | Mitigation | 0.5 | 1 | 0 | esc | 0 | 0 | 0.038941 | 8.6485e-07 | 0 | 0 | 0 | 0
[120 empty] | 7.3.5.15 Identification and remediation of “at-risk species”WLDFRVegetation ContactGrow Into | WLDFR | HFTD - Distribution - Tier 3 - 1QU CoRE ¦ 4QU LoRE | Red Flag Warning - Small Fires | Vegetation Contact | Grow Into | 2021 | 2.3384e-06 | 119.909 | 0.00028039 | 2021 | Mitigation | 0.5 | 1 | 0 | esc | 0 | 0 | 0.038941 | 9.1059e-08 | 0 | 0 | 0 | 0
[120 empty] | 7.3.5.15 Identification and remediation of “at-risk species”WLDFRCC - Seismic ScenarioSeismic Scenario | WLDFR | HFTD - Distribution - Tier 3 - 1QU CoRE ¦ 4QU LoRE | Seismic - Non-Red Flag Warning - Catastrophic Fires | CC - Seismic Scenario | Seismic Scenario | 2021 | 3.1859e-10 | 119.909 | 3.8202e-08 | 2021 | Mitigation | 0.082056 | 1 | 0 | esc | 0 | 0 | 0.0063906 | 2.036e-12 | 0 | 0 | 0 | 0
[120 empty] | 7.3.5.15 Identification and remediation of “at-risk species”WLDFRCC - Seismic ScenarioSeismic Scenario | WLDFR | HFTD - Distribution - Tier 3 - 1QU CoRE ¦ 4QU LoRE | Seismic - Red Flag Warning - Catastrophic Fires | CC - Seismic Scenario | Seismic Scenario | 2021 | 1.3738e-08 | 119.909 | 1.6473e-06 | 2021 | Mitigation | 0.082056 | 1 | 0 | esc | 0 | 0 | 0.0063906 | 8.7792e-11 | 0 | 0 | 0 | 0
[120 empty] | 7.3.5.15 Identification and remediation of “at-risk species”WLDFRVegetation ContactBranch (Not overhanging, 4-12ft) | WLDFR | HFTD - Distribution - Tier 3 - 1QU CoRE ¦ 5QU LoRE | Non-Red Flag Warning - Catastrophic Fires | Vegetation Contact | Branch (Not overhanging, 4-12ft) | 2021 | 6.1714e-09 | 57.0212 | 3.519e-07 | 2021 | Mitigation | 0.5 | 30 | 0 | esc | 0.036879 | 2.2759e-10 | 0.038941 | 2.4032e-10 | 0 | 0 | 0 | 0
[120 empty] | 7.3.5.15 Identification and remediation of “at-risk species”WLDFRVegetation ContactBranch (Not overhanging, within 4ft) | WLDFR | HFTD - Distribution - Tier 3 - 1QU CoRE ¦ 5QU LoRE | Non-Red Flag Warning - Catastrophic Fires | Vegetation Contact | Branch (Not overhanging, within 4ft) | 2021 | 2.3871e-09 | 57.0212 | 1.3612e-07 | 2021 | Mitigation | 0.9 | 30 | 0 | esc | 0.066382 | 1.5846e-10 | 0.070094 | 1.6732e-10 | 0 | 0 | 0 | 0
[120 empty] | 7.3.5.15 Identification and remediation of “at-risk species”WLDFRVegetation ContactBranch (OverHanging) | WLDFR | HFTD - Distribution - Tier 3 - 1QU CoRE ¦ 5QU LoRE | Non-Red Flag Warning - Catastrophic Fires | Vegetation Contact | Branch (OverHanging) | 2021 | 1.0615e-07 | 57.0212 | 6.0527e-06 | 2021 | Mitigation | 0.9 | 30 | 0 | esc | 0.066382 | 7.0464e-09 | 0.070094 | 7.4403e-09 | 0 | 0 | 0 | 0
[120 empty] | 7.3.5.15 Identification and remediation of “at-risk species”WLDFRVegetation ContactFell into (Moderate-Severe defect) | WLDFR | HFTD - Distribution - Tier 3 - 1QU CoRE ¦ 5QU LoRE | Non-Red Flag Warning - Catastrophic Fires | Vegetation Contact | Fell into (Moderate-Severe defect) | 2021 | 6.2694e-08 | 57.0212 | 3.5749e-06 | 2021 | Mitigation | 0.95 | 1 | 0 | esc | 0 | 0 | 0.073988 | 4.6386e-09 | 0 | 0 | 0 | 0
[120 empty] | 7.3.5.15 Identification and remediation of “at-risk species”WLDFRVegetation ContactFell into (slight defect) | WLDFR | HFTD - Distribution - Tier 3 - 1QU CoRE ¦ 5QU LoRE | Non-Red Flag Warning - Catastrophic Fires | Vegetation Contact | Fell into (slight defect) | 2021 | 8.0844e-08 | 57.0212 | 4.6098e-06 | 2021 | Mitigation | 0.5 | 1 | 0 | esc | 0 | 0 | 0.038941 | 3.1481e-09 | 0 | 0 | 0 | 0
[120 empty] | 7.3.5.15 Identification and remediation of “at-risk species”WLDFRVegetation ContactGrow Into | WLDFR | HFTD - Distribution - Tier 3 - 1QU CoRE ¦ 5QU LoRE | Non-Red Flag Warning - Catastrophic Fires | Vegetation Contact | Grow Into | 2021 | 6.9996e-09 | 57.0212 | 3.9913e-07 | 2021 | Mitigation | 0.5 | 1 | 0 | esc | 0 | 0 | 0.038941 | 2.7257e-10 | 0 | 0 | 0 | 0
[120 empty] | 7.3.5.15 Identification and remediation of “at-risk species”WLDFRVegetation ContactBranch (Not overhanging, 4-12ft) | WLDFR | HFTD - Distribution - Tier 3 - 1QU CoRE ¦ 5QU LoRE | Non-Red Flag Warning - Destructive Fires | Vegetation Contact | Branch (Not overhanging, 4-12ft) | 2021 | 1.4204e-08 | 57.0212 | 8.0993e-07 | 2021 | Mitigation | 0.5 | 30 | 0 | esc | 0.036879 | 5.2383e-10 | 0.038941 | 5.5312e-10 | 0 | 0 | 0 | 0
[120 empty] | 7.3.5.15 Identification and remediation of “at-risk species”WLDFRVegetation ContactBranch (Not overhanging, within 4ft) | WLDFR | HFTD - Distribution - Tier 3 - 1QU CoRE ¦ 5QU LoRE | Non-Red Flag Warning - Destructive Fires | Vegetation Contact | Branch (Not overhanging, within 4ft) | 2021 | 5.5131e-09 | 57.0212 | 3.1436e-07 | 2021 | Mitigation | 0.9 | 30 | 0 | esc | 0.066382 | 3.6597e-10 | 0.070094 | 3.8643e-10 | 0 | 0 | 0 | 0
[120 empty] | 7.3.5.15 Identification and remediation of “at-risk species”WLDFRVegetation ContactBranch (OverHanging) | WLDFR | HFTD - Distribution - Tier 3 - 1QU CoRE ¦ 5QU LoRE | Non-Red Flag Warning - Destructive Fires | Vegetation Contact | Branch (OverHanging) | 2021 | 2.4515e-07 | 57.0212 | 1.3979e-05 | 2021 | Mitigation | 0.9 | 30 | 0 | esc | 0.066382 | 1.6274e-08 | 0.070094 | 1.7184e-08 | 0 | 0 | 0 | 0
[120 empty] | 7.3.5.15 Identification and remediation of “at-risk species”WLDFRVegetation ContactFell into (Moderate-Severe defect) | WLDFR | HFTD - Distribution - Tier 3 - 1QU CoRE ¦ 5QU LoRE | Non-Red Flag Warning - Destructive Fires | Vegetation Contact | Fell into (Moderate-Severe defect) | 2021 | 1.4386e-07 | 57.0212 | 8.2029e-06 | 2021 | Mitigation | 0.95 | 1 | 0 | esc | 0 | 0 | 0.073988 | 1.0644e-08 | 0 | 0 | 0 | 0
[120 empty] | 7.3.5.15 Identification and remediation of “at-risk species”WLDFRVegetation ContactFell into (slight defect) | WLDFR | HFTD - Distribution - Tier 3 - 1QU CoRE ¦ 5QU LoRE | Non-Red Flag Warning - Destructive Fires | Vegetation Contact | Fell into (slight defect) | 2021 | 1.855e-07 | 57.0212 | 1.0578e-05 | 2021 | Mitigation | 0.5 | 1 | 0 | esc | 0 | 0 | 0.038941 | 7.2237e-09 | 0 | 0 | 0 | 0
[120 empty] | 7.3.5.15 Identification and remediation of “at-risk species”WLDFRVegetation ContactGrow Into | WLDFR | HFTD - Distribution - Tier 3 - 1QU CoRE ¦ 5QU LoRE | Non-Red Flag Warning - Destructive Fires | Vegetation Contact | Grow Into | 2021 | 1.6061e-08 | 57.0212 | 9.1583e-07 | 2021 | Mitigation | 0.5 | 1 | 0 | esc | 0 | 0 | 0.038941 | 6.2544e-10 | 0 | 0 | 0 | 0
[120 empty] | 7.3.5.15 Identification and remediation of “at-risk species”WLDFRVegetation ContactBranch (Not overhanging, 4-12ft) | WLDFR | HFTD - Distribution - Tier 3 - 1QU CoRE ¦ 5QU LoRE | Non-Red Flag Warning - Large Fires | Vegetation Contact | Branch (Not overhanging, 4-12ft) | 2021 | 7.9543e-08 | 57.0212 | 4.5356e-06 | 2021 | Mitigation | 0.5 | 30 | 0 | esc | 0.036879 | 2.9335e-09 | 0.038941 | 3.0975e-09 | 0 | 0 | 0 | 0
[120 empty] | 7.3.5.15 Identification and remediation of “at-risk species”WLDFRVegetation ContactBranch (Not overhanging, within 4ft) | WLDFR | HFTD - Distribution - Tier 3 - 1QU CoRE ¦ 5QU LoRE | Non-Red Flag Warning - Large Fires | Vegetation Contact | Branch (Not overhanging, within 4ft) | 2021 | 3.076e-08 | 57.0212 | 1.754e-06 | 2021 | Mitigation | 0.9 | 30 | 0 | esc | 0.066382 | 2.0419e-09 | 0.070094 | 2.1561e-09 | 0 | 0 | 0 | 0
[120 empty] | 7.3.5.15 Identification and remediation of “at-risk species”WLDFRVegetation ContactBranch (OverHanging) | WLDFR | HFTD - Distribution - Tier 3 - 1QU CoRE ¦ 5QU LoRE | Non-Red Flag Warning - Large Fires | Vegetation Contact | Branch (OverHanging) | 2021 | 1.3678e-06 | 57.0212 | 7.7993e-05 | 2021 | Mitigation | 0.9 | 30 | 0 | esc | 0.066382 | 9.0797e-08 | 0.070094 | 9.5874e-08 | 0 | 0 | 0 | 0
[120 empty] | 7.3.5.15 Identification and remediation of “at-risk species”WLDFRVegetation ContactFell into (Moderate-Severe defect) | WLDFR | HFTD - Distribution - Tier 3 - 1QU CoRE ¦ 5QU LoRE | Non-Red Flag Warning - Large Fires | Vegetation Contact | Fell into (Moderate-Severe defect) | 2021 | 8.0825e-07 | 57.0212 | 4.6087e-05 | 2021 | Mitigation | 0.95 | 1 | 0 | esc | 0 | 0 | 0.073988 | 5.98e-08 | 0 | 0 | 0 | 0
[120 empty] | 7.3.5.15 Identification and remediation of “at-risk species”WLDFRVegetation ContactFell into (slight defect) | WLDFR | HFTD - Distribution - Tier 3 - 1QU CoRE ¦ 5QU LoRE | Non-Red Flag Warning - Large Fires | Vegetation Contact | Fell into (slight defect) | 2021 | 1.0422e-06 | 57.0212 | 5.943e-05 | 2021 | Mitigation | 0.5 | 1 | 0 | esc | 0 | 0 | 0.038941 | 4.0586e-08 | 0 | 0 | 0 | 0
[120 empty] | 7.3.5.15 Identification and remediation of “at-risk species”WLDFRVegetation ContactGrow Into | WLDFR | HFTD - Distribution - Tier 3 - 1QU CoRE ¦ 5QU LoRE | Non-Red Flag Warning - Large Fires | Vegetation Contact | Grow Into | 2021 | 9.0238e-08 | 57.0212 | 5.1455e-06 | 2021 | Mitigation | 0.5 | 1 | 0 | esc | 0 | 0 | 0.038941 | 3.514e-09 | 0 | 0 | 0 | 0
[120 empty] | 7.3.5.15 Identification and remediation of “at-risk species”WLDFRVegetation ContactBranch (Not overhanging, 4-12ft) | WLDFR | HFTD - Distribution - Tier 3 - 1QU CoRE ¦ 5QU LoRE | Non-Red Flag Warning - Small Fires | Vegetation Contact | Branch (Not overhanging, 4-12ft) | 2021 | 1.004e-05 | 57.0212 | 0.00057251 | 2021 | Mitigation | 0.5 | 30 | 0 | esc | 0.036879 | 3.7027e-07 | 0.038941 | 3.9097e-07 | 0 | 0 | 0 | 0
[120 empty] | 7.3.5.15 Identification and remediation of “at-risk species”WLDFRVegetation ContactBranch (Not overhanging, within 4ft) | WLDFR | HFTD - Distribution - Tier 3 - 1QU CoRE ¦ 5QU LoRE | Non-Red Flag Warning - Small Fires | Vegetation Contact | Branch (Not overhanging, within 4ft) | 2021 | 4.1802e-06 | 57.0212 | 0.00023836 | 2021 | Mitigation | 0.9 | 30 | 0 | esc | 0.066382 | 2.7749e-07 | 0.070094 | 2.9301e-07 | 0 | 0 | 0 | 0
[120 empty] | 7.3.5.15 Identification and remediation of “at-risk species”WLDFRVegetation ContactBranch (OverHanging) | WLDFR | HFTD - Distribution - Tier 3 - 1QU CoRE ¦ 5QU LoRE | Non-Red Flag Warning - Small Fires | Vegetation Contact | Branch (OverHanging) | 2021 | 0.00018588 | 57.0212 | 0.010599 | 2021 | Mitigation | 0.9 | 30 | 0 | esc | 0.066382 | 1.2339e-05 | 0.070094 | 1.3029e-05 | 0 | 0 | 0 | 0
[120 empty] | 7.3.5.15 Identification and remediation of “at-risk species”WLDFRVegetation ContactFell into (Moderate-Severe defect) | WLDFR | HFTD - Distribution - Tier 3 - 1QU CoRE ¦ 5QU LoRE | Non-Red Flag Warning - Small Fires | Vegetation Contact | Fell into (Moderate-Severe defect) | 2021 | 9.5109e-05 | 57.0212 | 0.0054232 | 2021 | Mitigation | 0.95 | 1 | 0 | esc | 0 | 0 | 0.073988 | 7.0369e-06 | 0 | 0 | 0 | 0
[120 empty] | 7.3.5.15 Identification and remediation of “at-risk species”WLDFRVegetation ContactFell into (slight defect) | WLDFR | HFTD - Distribution - Tier 3 - 1QU CoRE ¦ 5QU LoRE | Non-Red Flag Warning - Small Fires | Vegetation Contact | Fell into (slight defect) | 2021 | 0.00012264 | 57.0212 | 0.0069933 | 2021 | Mitigation | 0.5 | 1 | 0 | esc | 0 | 0 | 0.038941 | 4.7758e-06 | 0 | 0 | 0 | 0
[120 empty] | 7.3.5.15 Identification and remediation of “at-risk species”WLDFRVegetation ContactGrow Into | WLDFR | HFTD - Distribution - Tier 3 - 1QU CoRE ¦ 5QU LoRE | Non-Red Flag Warning - Small Fires | Vegetation Contact | Grow Into | 2021 | 1.0619e-05 | 57.0212 | 0.00060549 | 2021 | Mitigation | 0.5 | 1 | 0 | esc | 0 | 0 | 0.038941 | 4.135e-07 | 0 | 0 | 0 | 0
[120 empty] | 7.3.5.15 Identification and remediation of “at-risk species”WLDFRVegetation ContactBranch (Not overhanging, 4-12ft) | WLDFR | HFTD - Distribution - Tier 3 - 1QU CoRE ¦ 5QU LoRE | Red Flag Warning - Catastrophic Fires | Vegetation Contact | Branch (Not overhanging, 4-12ft) | 2021 | 1.0091e-06 | 57.0212 | 5.754e-05 | 2021 | Mitigation | 0.5 | 30 | 0 | esc | 0.036879 | 3.7215e-08 | 0.038941 | 3.9295e-08 | 0 | 0 | 0 | 0
[120 empty] | 7.3.5.15 Identification and remediation of “at-risk species”WLDFRVegetation ContactBranch (Not overhanging, within 4ft) | WLDFR | HFTD - Distribution - Tier 3 - 1QU CoRE ¦ 5QU LoRE | Red Flag Warning - Catastrophic Fires | Vegetation Contact | Branch (Not overhanging, within 4ft) | 2021 | 2.2308e-07 | 57.0212 | 1.272e-05 | 2021 | Mitigation | 0.9 | 30 | 0 | esc | 0.066382 | 1.4808e-08 | 0.070094 | 1.5636e-08 | 0 | 0 | 0 | 0
[120 empty] | 7.3.5.15 Identification and remediation of “at-risk species”WLDFRVegetation ContactBranch (OverHanging) | WLDFR | HFTD - Distribution - Tier 3 - 1QU CoRE ¦ 5QU LoRE | Red Flag Warning - Catastrophic Fires | Vegetation Contact | Branch (OverHanging) | 2021 | 1.3142e-05 | 57.0212 | 0.00074936 | 2021 | Mitigation | 0.9 | 30 | 0 | esc | 0.066382 | 8.7238e-07 | 0.070094 | 9.2115e-07 | 0 | 0 | 0 | 0
[120 empty] | 7.3.5.15 Identification and remediation of “at-risk species”WLDFRVegetation ContactFell into (Moderate-Severe defect) | WLDFR | HFTD - Distribution - Tier 3 - 1QU CoRE ¦ 5QU LoRE | Red Flag Warning - Catastrophic Fires | Vegetation Contact | Fell into (Moderate-Severe defect) | 2021 | 4.9275e-06 | 57.0212 | 0.00028097 | 2021 | Mitigation | 0.95 | 1 | 0 | esc | 0 | 0 | 0.073988 | 3.6458e-07 | 0 | 0 | 0 | 0
[120 empty] | 7.3.5.15 Identification and remediation of “at-risk species”WLDFRVegetation ContactFell into (slight defect) | WLDFR | HFTD - Distribution - Tier 3 - 1QU CoRE ¦ 5QU LoRE | Red Flag Warning - Catastrophic Fires | Vegetation Contact | Fell into (slight defect) | 2021 | 5.4577e-06 | 57.0212 | 0.0003112 | 2021 | Mitigation | 0.5 | 1 | 0 | esc | 0 | 0 | 0.038941 | 2.1253e-07 | 0 | 0 | 0 | 0
[120 empty] | 7.3.5.15 Identification and remediation of “at-risk species”WLDFRVegetation ContactGrow Into | WLDFR | HFTD - Distribution - Tier 3 - 1QU CoRE ¦ 5QU LoRE | Red Flag Warning - Catastrophic Fires | Vegetation Contact | Grow Into | 2021 | 5.7484e-07 | 57.0212 | 3.2778e-05 | 2021 | Mitigation | 0.5 | 1 | 0 | esc | 0 | 0 | 0.038941 | 2.2385e-08 | 0 | 0 | 0 | 0
[120 empty] | 7.3.5.15 Identification and remediation of “at-risk species”WLDFRVegetation ContactBranch (Not overhanging, 4-12ft) | WLDFR | HFTD - Distribution - Tier 3 - 1QU CoRE ¦ 5QU LoRE | Red Flag Warning - Destructive Fires | Vegetation Contact | Branch (Not overhanging, 4-12ft) | 2021 | 1.1679e-07 | 57.0212 | 6.6596e-06 | 2021 | Mitigation | 0.5 | 30 | 0 | esc | 0.036879 | 4.3071e-09 | 0.038941 | 4.548e-09 | 0 | 0 | 0 | 0
[120 empty] | 7.3.5.15 Identification and remediation of “at-risk species”WLDFRVegetation ContactBranch (Not overhanging, within 4ft) | WLDFR | HFTD - Distribution - Tier 3 - 1QU CoRE ¦ 5QU LoRE | Red Flag Warning - Destructive Fires | Vegetation Contact | Branch (Not overhanging, within 4ft) | 2021 | 2.5907e-08 | 57.0212 | 1.4773e-06 | 2021 | Mitigation | 0.9 | 30 | 0 | esc | 0.066382 | 1.7198e-09 | 0.070094 | 1.8159e-09 | 0 | 0 | 0 | 0
[120 empty] | 7.3.5.15 Identification and remediation of “at-risk species”WLDFRVegetation ContactBranch (OverHanging) | WLDFR | HFTD - Distribution - Tier 3 - 1QU CoRE ¦ 5QU LoRE | Red Flag Warning - Destructive Fires | Vegetation Contact | Branch (OverHanging) | 2021 | 1.5262e-06 | 57.0212 | 8.7027e-05 | 2021 | Mitigation | 0.9 | 30 | 0 | esc | 0.066382 | 1.0131e-07 | 0.070094 | 1.0698e-07 | 0 | 0 | 0 | 0
[120 empty] | 7.3.5.15 Identification and remediation of “at-risk species”WLDFRVegetation ContactFell into (Moderate-Severe defect) | WLDFR | HFTD - Distribution - Tier 3 - 1QU CoRE ¦ 5QU LoRE | Red Flag Warning - Destructive Fires | Vegetation Contact | Fell into (Moderate-Severe defect) | 2021 | 5.6857e-07 | 57.0212 | 3.242e-05 | 2021 | Mitigation | 0.95 | 1 | 0 | esc | 0 | 0 | 0.073988 | 4.2067e-08 | 0 | 0 | 0 | 0
[120 empty] | 7.3.5.15 Identification and remediation of “at-risk species”WLDFRVegetation ContactFell into (slight defect) | WLDFR | HFTD - Distribution - Tier 3 - 1QU CoRE ¦ 5QU LoRE | Red Flag Warning - Destructive Fires | Vegetation Contact | Fell into (slight defect) | 2021 | 6.2974e-07 | 57.0212 | 3.5908e-05 | 2021 | Mitigation | 0.5 | 1 | 0 | esc | 0 | 0 | 0.038941 | 2.4523e-08 | 0 | 0 | 0 | 0
[120 empty] | 7.3.5.15 Identification and remediation of “at-risk species”WLDFRVegetation ContactGrow Into | WLDFR | HFTD - Distribution - Tier 3 - 1QU CoRE ¦ 5QU LoRE | Red Flag Warning - Destructive Fires | Vegetation Contact | Grow Into | 2021 | 6.6328e-08 | 57.0212 | 3.7821e-06 | 2021 | Mitigation | 0.5 | 1 | 0 | esc | 0 | 0 | 0.038941 | 2.5829e-09 | 0 | 0 | 0 | 0
[120 empty] | 7.3.5.15 Identification and remediation of “at-risk species”WLDFRVegetation ContactBranch (Not overhanging, 4-12ft) | WLDFR | HFTD - Distribution - Tier 3 - 1QU CoRE ¦ 5QU LoRE | Red Flag Warning - Large Fires | Vegetation Contact | Branch (Not overhanging, 4-12ft) | 2021 | 3.5758e-07 | 57.0212 | 2.0389e-05 | 2021 | Mitigation | 0.5 | 30 | 0 | esc | 0.036879 | 1.3187e-08 | 0.038941 | 1.3924e-08 | 0 | 0 | 0 | 0
[120 empty] | 7.3.5.15 Identification and remediation of “at-risk species”WLDFRVegetation ContactBranch (Not overhanging, within 4ft) | WLDFR | HFTD - Distribution - Tier 3 - 1QU CoRE ¦ 5QU LoRE | Red Flag Warning - Large Fires | Vegetation Contact | Branch (Not overhanging, within 4ft) | 2021 | 7.9027e-08 | 57.0212 | 4.5062e-06 | 2021 | Mitigation | 0.9 | 30 | 0 | esc | 0.066382 | 5.246e-09 | 0.070094 | 5.5393e-09 | 0 | 0 | 0 | 0
[120 empty] | 7.3.5.15 Identification and remediation of “at-risk species”WLDFRVegetation ContactBranch (OverHanging) | WLDFR | HFTD - Distribution - Tier 3 - 1QU CoRE ¦ 5QU LoRE | Red Flag Warning - Large Fires | Vegetation Contact | Branch (OverHanging) | 2021 | 4.6556e-06 | 57.0212 | 0.00026547 | 2021 | Mitigation | 0.9 | 30 | 0 | esc | 0.066382 | 3.0905e-07 | 0.070094 | 3.2633e-07 | 0 | 0 | 0 | 0
[120 empty] | 7.3.5.15 Identification and remediation of “at-risk species”WLDFRVegetation ContactFell into (Moderate-Severe defect) | WLDFR | HFTD - Distribution - Tier 3 - 1QU CoRE ¦ 5QU LoRE | Red Flag Warning - Large Fires | Vegetation Contact | Fell into (Moderate-Severe defect) | 2021 | 1.7465e-06 | 57.0212 | 9.9585e-05 | 2021 | Mitigation | 0.95 | 1 | 0 | esc | 0 | 0 | 0.073988 | 1.2922e-07 | 0 | 0 | 0 | 0
[120 empty] | 7.3.5.15 Identification and remediation of “at-risk species”WLDFRVegetation ContactFell into (slight defect) | WLDFR | HFTD - Distribution - Tier 3 - 1QU CoRE ¦ 5QU LoRE | Red Flag Warning - Large Fires | Vegetation Contact | Fell into (slight defect) | 2021 | 1.9344e-06 | 57.0212 | 0.0001103 | 2021 | Mitigation | 0.5 | 1 | 0 | esc | 0 | 0 | 0.038941 | 7.5326e-08 | 0 | 0 | 0 | 0
[120 empty] | 7.3.5.15 Identification and remediation of “at-risk species”WLDFRVegetation ContactGrow Into | WLDFR | HFTD - Distribution - Tier 3 - 1QU CoRE ¦ 5QU LoRE | Red Flag Warning - Large Fires | Vegetation Contact | Grow Into | 2021 | 2.0374e-07 | 57.0212 | 1.1618e-05 | 2021 | Mitigation | 0.5 | 1 | 0 | esc | 0 | 0 | 0.038941 | 7.9338e-09 | 0 | 0 | 0 | 0
[120 empty] | 7.3.5.15 Identification and remediation of “at-risk species”WLDFRVegetation ContactBranch (Not overhanging, 4-12ft) | WLDFR | HFTD - Distribution - Tier 3 - 1QU CoRE ¦ 5QU LoRE | Red Flag Warning - Small Fires | Vegetation Contact | Branch (Not overhanging, 4-12ft) | 2021 | 4.0835e-06 | 57.0212 | 0.00023284 | 2021 | Mitigation | 0.5 | 30 | 0 | esc | 0.036879 | 1.5059e-07 | 0.038941 | 1.5901e-07 | 0 | 0 | 0 | 0
[120 empty] | 7.3.5.15 Identification and remediation of “at-risk species”WLDFRVegetation ContactBranch (Not overhanging, within 4ft) | WLDFR | HFTD - Distribution - Tier 3 - 1QU CoRE ¦ 5QU LoRE | Red Flag Warning - Small Fires | Vegetation Contact | Branch (Not overhanging, within 4ft) | 2021 | 9.7165e-07 | 57.0212 | 5.5405e-05 | 2021 | Mitigation | 0.9 | 30 | 0 | esc | 0.066382 | 6.45e-08 | 0.070094 | 6.8106e-08 | 0 | 0 | 0 | 0
[120 empty] | 7.3.5.15 Identification and remediation of “at-risk species”WLDFRVegetation ContactBranch (OverHanging) | WLDFR | HFTD - Distribution - Tier 3 - 1QU CoRE ¦ 5QU LoRE | Red Flag Warning - Small Fires | Vegetation Contact | Branch (OverHanging) | 2021 | 5.7241e-05 | 57.0212 | 0.0032639 | 2021 | Mitigation | 0.9 | 30 | 0 | esc | 0.066382 | 3.7998e-06 | 0.070094 | 4.0122e-06 | 0 | 0 | 0 | 0
[120 empty] | 7.3.5.15 Identification and remediation of “at-risk species”WLDFRVegetation ContactFell into (Moderate-Severe defect) | WLDFR | HFTD - Distribution - Tier 3 - 1QU CoRE ¦ 5QU LoRE | Red Flag Warning - Small Fires | Vegetation Contact | Fell into (Moderate-Severe defect) | 2021 | 1.8593e-05 | 57.0212 | 0.0010602 | 2021 | Mitigation | 0.95 | 1 | 0 | esc | 0 | 0 | 0.073988 | 1.3757e-06 | 0 | 0 | 0 | 0
[120 empty] | 7.3.5.15 Identification and remediation of “at-risk species”WLDFRVegetation ContactFell into (slight defect) | WLDFR | HFTD - Distribution - Tier 3 - 1QU CoRE ¦ 5QU LoRE | Red Flag Warning - Small Fires | Vegetation Contact | Fell into (slight defect) | 2021 | 2.0594e-05 | 57.0212 | 0.0011743 | 2021 | Mitigation | 0.5 | 1 | 0 | esc | 0 | 0 | 0.038941 | 8.0194e-07 | 0 | 0 | 0 | 0
[120 empty] | 7.3.5.15 Identification and remediation of “at-risk species”WLDFRVegetation ContactGrow Into | WLDFR | HFTD - Distribution - Tier 3 - 1QU CoRE ¦ 5QU LoRE | Red Flag Warning - Small Fires | Vegetation Contact | Grow Into | 2021 | 2.1691e-06 | 57.0212 | 0.00012368 | 2021 | Mitigation | 0.5 | 1 | 0 | esc | 0 | 0 | 0.038941 | 8.4466e-08 | 0 | 0 | 0 | 0
[120 empty] | 7.3.5.15 Identification and remediation of “at-risk species”WLDFRCC - Seismic ScenarioSeismic Scenario | WLDFR | HFTD - Distribution - Tier 3 - 1QU CoRE ¦ 5QU LoRE | Seismic - Non-Red Flag Warning - Catastrophic Fires | CC - Seismic Scenario | Seismic Scenario | 2021 | 8.0359e-10 | 57.0212 | 4.5822e-08 | 2021 | Mitigation | 0.082056 | 1 | 0 | esc | 0 | 0 | 0.0063906 | 5.1354e-12 | 0 | 0 | 0 | 0
[120 empty] | 7.3.5.15 Identification and remediation of “at-risk species”WLDFRCC - Seismic ScenarioSeismic Scenario | WLDFR | HFTD - Distribution - Tier 3 - 1QU CoRE ¦ 5QU LoRE | Seismic - Red Flag Warning - Catastrophic Fires | CC - Seismic Scenario | Seismic Scenario | 2021 | 3.465e-08 | 57.0212 | 1.9758e-06 | 2021 | Mitigation | 0.082056 | 1 | 0 | esc | 0 | 0 | 0.0063906 | 2.2144e-10 | 0 | 0 | 0 | 0
[120 empty] | 7.3.5.15 Identification and remediation of “at-risk species”WLDFRVegetation ContactBranch (Not overhanging, 4-12ft) | WLDFR | HFTD - Distribution - Tier 3 - 2QU CoRE ¦ 1QU LoRE | Non-Red Flag Warning - Catastrophic Fires | Vegetation Contact | Branch (Not overhanging, 4-12ft) | 2021 | 6.7184e-09 | 226.4749 | 1.5215e-06 | 2021 | Mitigation | 0.5 | 30 | 0 | esc | 0.036879 | 2.4777e-10 | 0.038941 | 2.6162e-10 | 0 | 0 | 0 | 0
[120 empty] | 7.3.5.15 Identification and remediation of “at-risk species”WLDFRVegetation ContactBranch (Not overhanging, within 4ft) | WLDFR | HFTD - Distribution - Tier 3 - 2QU CoRE ¦ 1QU LoRE | Non-Red Flag Warning - Catastrophic Fires | Vegetation Contact | Branch (Not overhanging, within 4ft) | 2021 | 2.7396e-09 | 226.4749 | 6.2044e-07 | 2021 | Mitigation | 0.9 | 30 | 0 | esc | 0.066382 | 1.8186e-10 | 0.070094 | 1.9203e-10 | 0 | 0 | 0 | 0
[120 empty] | 7.3.5.15 Identification and remediation of “at-risk species”WLDFRVegetation ContactBranch (OverHanging) | WLDFR | HFTD - Distribution - Tier 3 - 2QU CoRE ¦ 1QU LoRE | Non-Red Flag Warning - Catastrophic Fires | Vegetation Contact | Branch (OverHanging) | 2021 | 1.2188e-07 | 226.4749 | 2.7602e-05 | 2021 | Mitigation | 0.9 | 30 | 0 | esc | 0.066382 | 8.0904e-09 | 0.070094 | 8.5427e-09 | 0 | 0 | 0 | 0
[120 empty] | 7.3.5.15 Identification and remediation of “at-risk species”WLDFRVegetation ContactFell into (Moderate-Severe defect) | WLDFR | HFTD - Distribution - Tier 3 - 2QU CoRE ¦ 1QU LoRE | Non-Red Flag Warning - Catastrophic Fires | Vegetation Contact | Fell into (Moderate-Severe defect) | 2021 | 6.5067e-08 | 226.4749 | 1.4736e-05 | 2021 | Mitigation | 0.95 | 1 | 0 | esc | 0 | 0 | 0.073988 | 4.8142e-09 | 0 | 0 | 0 | 0
[120 empty] | 7.3.5.15 Identification and remediation of “at-risk species”WLDFRVegetation ContactFell into (slight defect) | WLDFR | HFTD - Distribution - Tier 3 - 2QU CoRE ¦ 1QU LoRE | Non-Red Flag Warning - Catastrophic Fires | Vegetation Contact | Fell into (slight defect) | 2021 | 8.3908e-08 | 226.4749 | 1.9003e-05 | 2021 | Mitigation | 0.5 | 1 | 0 | esc | 0 | 0 | 0.038941 | 3.2674e-09 | 0 | 0 | 0 | 0
[120 empty] | 7.3.5.15 Identification and remediation of “at-risk species”WLDFRVegetation ContactGrow Into | WLDFR | HFTD - Distribution - Tier 3 - 2QU CoRE ¦ 1QU LoRE | Non-Red Flag Warning - Catastrophic Fires | Vegetation Contact | Grow Into | 2021 | 7.2631e-09 | 226.4749 | 1.6449e-06 | 2021 | Mitigation | 0.5 | 1 | 0 | esc | 0 | 0 | 0.038941 | 2.8283e-10 | 0 | 0 | 0 | 0
[120 empty] | 7.3.5.15 Identification and remediation of “at-risk species”WLDFRVegetation ContactBranch (Not overhanging, 4-12ft) | WLDFR | HFTD - Distribution - Tier 3 - 2QU CoRE ¦ 1QU LoRE | Non-Red Flag Warning - Destructive Fires | Vegetation Contact | Branch (Not overhanging, 4-12ft) | 2021 | 1.6143e-08 | 226.4749 | 3.6561e-06 | 2021 | Mitigation | 0.5 | 30 | 0 | esc | 0.036879 | 5.9535e-10 | 0.038941 | 6.2864e-10 | 0 | 0 | 0 | 0
[120 empty] | 7.3.5.15 Identification and remediation of “at-risk species”WLDFRVegetation ContactBranch (Not overhanging, within 4ft) | WLDFR | HFTD - Distribution - Tier 3 - 2QU CoRE ¦ 1QU LoRE | Non-Red Flag Warning - Destructive Fires | Vegetation Contact | Branch (Not overhanging, within 4ft) | 2021 | 6.5879e-09 | 226.4749 | 1.492e-06 | 2021 | Mitigation | 0.9 | 30 | 0 | esc | 0.066382 | 4.3732e-10 | 0.070094 | 4.6177e-10 | 0 | 0 | 0 | 0
[120 empty] | 7.3.5.15 Identification and remediation of “at-risk species”WLDFRVegetation ContactBranch (OverHanging) | WLDFR | HFTD - Distribution - Tier 3 - 2QU CoRE ¦ 1QU LoRE | Non-Red Flag Warning - Destructive Fires | Vegetation Contact | Branch (OverHanging) | 2021 | 2.9308e-07 | 226.4749 | 6.6375e-05 | 2021 | Mitigation | 0.9 | 30 | 0 | esc | 0.066382 | 1.9455e-08 | 0.070094 | 2.0543e-08 | 0 | 0 | 0 | 0
[120 empty] | 7.3.5.15 Identification and remediation of “at-risk species”WLDFRVegetation ContactFell into (Moderate-Severe defect) | WLDFR | HFTD - Distribution - Tier 3 - 2QU CoRE ¦ 1QU LoRE | Non-Red Flag Warning - Destructive Fires | Vegetation Contact | Fell into (Moderate-Severe defect) | 2021 | 1.5623e-07 | 226.4749 | 3.5383e-05 | 2021 | Mitigation | 0.95 | 1 | 0 | esc | 0 | 0 | 0.073988 | 1.1559e-08 | 0 | 0 | 0 | 0
[120 empty] | 7.3.5.15 Identification and remediation of “at-risk species”WLDFRVegetation ContactFell into (slight defect) | WLDFR | HFTD - Distribution - Tier 3 - 2QU CoRE ¦ 1QU LoRE | Non-Red Flag Warning - Destructive Fires | Vegetation Contact | Fell into (slight defect) | 2021 | 2.0147e-07 | 226.4749 | 4.5628e-05 | 2021 | Mitigation | 0.5 | 1 | 0 | esc | 0 | 0 | 0.038941 | 7.8454e-09 | 0 | 0 | 0 | 0
[120 empty] | 7.3.5.15 Identification and remediation of “at-risk species”WLDFRVegetation ContactGrow Into | WLDFR | HFTD - Distribution - Tier 3 - 2QU CoRE ¦ 1QU LoRE | Non-Red Flag Warning - Destructive Fires | Vegetation Contact | Grow Into | 2021 | 1.7439e-08 | 226.4749 | 3.9495e-06 | 2021 | Mitigation | 0.5 | 1 | 0 | esc | 0 | 0 | 0.038941 | 6.791e-10 | 0 | 0 | 0 | 0
[120 empty] | 7.3.5.15 Identification and remediation of “at-risk species”WLDFRVegetation ContactBranch (Not overhanging, 4-12ft) | WLDFR | HFTD - Distribution - Tier 3 - 2QU CoRE ¦ 1QU LoRE | Non-Red Flag Warning - Large Fires | Vegetation Contact | Branch (Not overhanging, 4-12ft) | 2021 | 1.6516e-07 | 226.4749 | 3.7404e-05 | 2021 | Mitigation | 0.5 | 30 | 0 | esc | 0.036879 | 6.0908e-09 | 0.038941 | 6.4313e-09 | 0 | 0 | 0 | 0
[120 empty] | 7.3.5.15 Identification and remediation of “at-risk species”WLDFRVegetation ContactBranch (Not overhanging, within 4ft) | WLDFR | HFTD - Distribution - Tier 3 - 2QU CoRE ¦ 1QU LoRE | Non-Red Flag Warning - Large Fires | Vegetation Contact | Branch (Not overhanging, within 4ft) | 2021 | 6.9436e-08 | 226.4749 | 1.5726e-05 | 2021 | Mitigation | 0.9 | 30 | 0 | esc | 0.066382 | 4.6093e-09 | 0.070094 | 4.867e-09 | 0 | 0 | 0 | 0
[120 empty] | 7.3.5.15 Identification and remediation of “at-risk species”WLDFRVegetation ContactBranch (OverHanging) | WLDFR | HFTD - Distribution - Tier 3 - 2QU CoRE ¦ 1QU LoRE | Non-Red Flag Warning - Large Fires | Vegetation Contact | Branch (OverHanging) | 2021 | 3.0887e-06 | 226.4749 | 0.00069951 | 2021 | Mitigation | 0.9 | 30 | 0 | esc | 0.066382 | 2.0503e-07 | 0.070094 | 2.165e-07 | 0 | 0 | 0 | 0
[120 empty] | 7.3.5.15 Identification and remediation of “at-risk species”WLDFRVegetation ContactFell into (Moderate-Severe defect) | WLDFR | HFTD - Distribution - Tier 3 - 2QU CoRE ¦ 1QU LoRE | Non-Red Flag Warning - Large Fires | Vegetation Contact | Fell into (Moderate-Severe defect) | 2021 | 1.5505e-06 | 226.4749 | 0.00035116 | 2021 | Mitigation | 0.95 | 1 | 0 | esc | 0 | 0 | 0.073988 | 1.1472e-07 | 0 | 0 | 0 | 0
[120 empty] | 7.3.5.15 Identification and remediation of “at-risk species”WLDFRVegetation ContactFell into (slight defect) | WLDFR | HFTD - Distribution - Tier 3 - 2QU CoRE ¦ 1QU LoRE | Non-Red Flag Warning - Large Fires | Vegetation Contact | Fell into (slight defect) | 2021 | 1.9995e-06 | 226.4749 | 0.00045283 | 2021 | Mitigation | 0.5 | 1 | 0 | esc | 0 | 0 | 0.038941 | 7.7862e-08 | 0 | 0 | 0 | 0
[120 empty] | 7.3.5.15 Identification and remediation of “at-risk species”WLDFRVegetation ContactGrow Into | WLDFR | HFTD - Distribution - Tier 3 - 2QU CoRE ¦ 1QU LoRE | Non-Red Flag Warning - Large Fires | Vegetation Contact | Grow Into | 2021 | 1.7308e-07 | 226.4749 | 3.9199e-05 | 2021 | Mitigation | 0.5 | 1 | 0 | esc | 0 | 0 | 0.038941 | 6.74e-09 | 0 | 0 | 0 | 0
[120 empty] | 7.3.5.15 Identification and remediation of “at-risk species”WLDFRVegetation ContactBranch (Not overhanging, 4-12ft) | WLDFR | HFTD - Distribution - Tier 3 - 2QU CoRE ¦ 1QU LoRE | Non-Red Flag Warning - Small Fires | Vegetation Contact | Branch (Not overhanging, 4-12ft) | 2021 | 2.8164e-05 | 226.4749 | 0.0063784 | 2021 | Mitigation | 0.5 | 30 | 0 | esc | 0.036879 | 1.0386e-06 | 0.038941 | 1.0967e-06 | 0 | 0 | 0 | 0
[120 empty] | 7.3.5.15 Identification and remediation of “at-risk species”WLDFRVegetation ContactBranch (Not overhanging, within 4ft) | WLDFR | HFTD - Distribution - Tier 3 - 2QU CoRE ¦ 1QU LoRE | Non-Red Flag Warning - Small Fires | Vegetation Contact | Branch (Not overhanging, within 4ft) | 2021 | 1.1671e-05 | 226.4749 | 0.0026431 | 2021 | Mitigation | 0.9 | 30 | 0 | esc | 0.066382 | 7.7473e-07 | 0.070094 | 8.1804e-07 | 0 | 0 | 0 | 0
[120 empty] | 7.3.5.15 Identification and remediation of “at-risk species”WLDFRVegetation ContactBranch (OverHanging) | WLDFR | HFTD - Distribution - Tier 3 - 2QU CoRE ¦ 1QU LoRE | Non-Red Flag Warning - Small Fires | Vegetation Contact | Branch (OverHanging) | 2021 | 0.0005192 | 226.4749 | 0.11759 | 2021 | Mitigation | 0.9 | 30 | 0 | esc | 0.066382 | 3.4466e-05 | 0.070094 | 3.6393e-05 | 0 | 0 | 0 | 0
[120 empty] | 7.3.5.15 Identification and remediation of “at-risk species”WLDFRVegetation ContactFell into (Moderate-Severe defect) | WLDFR | HFTD - Distribution - Tier 3 - 2QU CoRE ¦ 1QU LoRE | Non-Red Flag Warning - Small Fires | Vegetation Contact | Fell into (Moderate-Severe defect) | 2021 | 0.00026846 | 226.4749 | 0.060798 | 2021 | Mitigation | 0.95 | 1 | 0 | esc | 0 | 0 | 0.073988 | 1.9862e-05 | 0 | 0 | 0 | 0
[120 empty] | 7.3.5.15 Identification and remediation of “at-risk species”WLDFRVegetation ContactFell into (slight defect) | WLDFR | HFTD - Distribution - Tier 3 - 2QU CoRE ¦ 1QU LoRE | Non-Red Flag Warning - Small Fires | Vegetation Contact | Fell into (slight defect) | 2021 | 0.00034619 | 226.4749 | 0.078403 | 2021 | Mitigation | 0.5 | 1 | 0 | esc | 0 | 0 | 0.038941 | 1.3481e-05 | 0 | 0 | 0 | 0
[120 empty] | 7.3.5.15 Identification and remediation of “at-risk species”WLDFRVegetation ContactGrow Into | WLDFR | HFTD - Distribution - Tier 3 - 2QU CoRE ¦ 1QU LoRE | Non-Red Flag Warning - Small Fires | Vegetation Contact | Grow Into | 2021 | 2.9966e-05 | 226.4749 | 0.0067865 | 2021 | Mitigation | 0.5 | 1 | 0 | esc | 0 | 0 | 0.038941 | 1.1669e-06 | 0 | 0 | 0 | 0
[120 empty] | 7.3.5.15 Identification and remediation of “at-risk species”WLDFRVegetation ContactBranch (Not overhanging, 4-12ft) | WLDFR | HFTD - Distribution - Tier 3 - 2QU CoRE ¦ 1QU LoRE | Red Flag Warning - Catastrophic Fires | Vegetation Contact | Branch (Not overhanging, 4-12ft) | 2021 | 1.0985e-06 | 226.4749 | 0.00024879 | 2021 | Mitigation | 0.5 | 30 | 0 | esc | 0.036879 | 4.0513e-08 | 0.038941 | 4.2778e-08 | 0 | 0 | 0 | 0
[120 empty] | 7.3.5.15 Identification and remediation of “at-risk species”WLDFRVegetation ContactBranch (Not overhanging, within 4ft) | WLDFR | HFTD - Distribution - Tier 3 - 2QU CoRE ¦ 1QU LoRE | Red Flag Warning - Catastrophic Fires | Vegetation Contact | Branch (Not overhanging, within 4ft) | 2021 | 2.5601e-07 | 226.4749 | 5.7981e-05 | 2021 | Mitigation | 0.9 | 30 | 0 | esc | 0.066382 | 1.6995e-08 | 0.070094 | 1.7945e-08 | 0 | 0 | 0 | 0
[120 empty] | 7.3.5.15 Identification and remediation of “at-risk species”WLDFRVegetation ContactBranch (OverHanging) | WLDFR | HFTD - Distribution - Tier 3 - 2QU CoRE ¦ 1QU LoRE | Red Flag Warning - Catastrophic Fires | Vegetation Contact | Branch (OverHanging) | 2021 | 1.5089e-05 | 226.4749 | 0.0034173 | 2021 | Mitigation | 0.9 | 30 | 0 | esc | 0.066382 | 1.0016e-06 | 0.070094 | 1.0576e-06 | 0 | 0 | 0 | 0
[120 empty] | 7.3.5.15 Identification and remediation of “at-risk species”WLDFRVegetation ContactFell into (Moderate-Severe defect) | WLDFR | HFTD - Distribution - Tier 3 - 2QU CoRE ¦ 1QU LoRE | Red Flag Warning - Catastrophic Fires | Vegetation Contact | Fell into (Moderate-Severe defect) | 2021 | 5.1141e-06 | 226.4749 | 0.0011582 | 2021 | Mitigation | 0.95 | 1 | 0 | esc | 0 | 0 | 0.073988 | 3.7838e-07 | 0 | 0 | 0 | 0
[120 empty] | 7.3.5.15 Identification and remediation of “at-risk species”WLDFRVegetation ContactFell into (slight defect) | WLDFR | HFTD - Distribution - Tier 3 - 2QU CoRE ¦ 1QU LoRE | Red Flag Warning - Catastrophic Fires | Vegetation Contact | Fell into (slight defect) | 2021 | 5.6645e-06 | 226.4749 | 0.0012829 | 2021 | Mitigation | 0.5 | 1 | 0 | esc | 0 | 0 | 0.038941 | 2.2058e-07 | 0 | 0 | 0 | 0
[120 empty] | 7.3.5.15 Identification and remediation of “at-risk species”WLDFRVegetation ContactGrow Into | WLDFR | HFTD - Distribution - Tier 3 - 2QU CoRE ¦ 1QU LoRE | Red Flag Warning - Catastrophic Fires | Vegetation Contact | Grow Into | 2021 | 5.9648e-07 | 226.4749 | 0.00013509 | 2021 | Mitigation | 0.5 | 1 | 0 | esc | 0 | 0 | 0.038941 | 2.3227e-08 | 0 | 0 | 0 | 0
[120 empty] | 7.3.5.15 Identification and remediation of “at-risk species”WLDFRVegetation ContactBranch (Not overhanging, 4-12ft) | WLDFR | HFTD - Distribution - Tier 3 - 2QU CoRE ¦ 1QU LoRE | Red Flag Warning - Destructive Fires | Vegetation Contact | Branch (Not overhanging, 4-12ft) | 2021 | 1.3274e-07 | 226.4749 | 3.0062e-05 | 2021 | Mitigation | 0.5 | 30 | 0 | esc | 0.036879 | 4.8953e-09 | 0.038941 | 5.169e-09 | 0 | 0 | 0 | 0
[120 empty] | 7.3.5.15 Identification and remediation of “at-risk species”WLDFRVegetation ContactBranch (Not overhanging, within 4ft) | WLDFR | HFTD - Distribution - Tier 3 - 2QU CoRE ¦ 1QU LoRE | Red Flag Warning - Destructive Fires | Vegetation Contact | Branch (Not overhanging, within 4ft) | 2021 | 3.0958e-08 | 226.4749 | 7.0113e-06 | 2021 | Mitigation | 0.9 | 30 | 0 | esc | 0.066382 | 2.0551e-09 | 0.070094 | 2.17e-09 | 0 | 0 | 0 | 0
[120 empty] | 7.3.5.15 Identification and remediation of “at-risk species”WLDFRVegetation ContactBranch (OverHanging) | WLDFR | HFTD - Distribution - Tier 3 - 2QU CoRE ¦ 1QU LoRE | Red Flag Warning - Destructive Fires | Vegetation Contact | Branch (OverHanging) | 2021 | 1.8246e-06 | 226.4749 | 0.00041323 | 2021 | Mitigation | 0.9 | 30 | 0 | esc | 0.066382 | 1.2112e-07 | 0.070094 | 1.2789e-07 | 0 | 0 | 0 | 0
[120 empty] | 7.3.5.15 Identification and remediation of “at-risk species”WLDFRVegetation ContactFell into (Moderate-Severe defect) | WLDFR | HFTD - Distribution - Tier 3 - 2QU CoRE ¦ 1QU LoRE | Red Flag Warning - Destructive Fires | Vegetation Contact | Fell into (Moderate-Severe defect) | 2021 | 6.1747e-07 | 226.4749 | 0.00013984 | 2021 | Mitigation | 0.95 | 1 | 0 | esc | 0 | 0 | 0.073988 | 4.5685e-08 | 0 | 0 | 0 | 0
[120 empty] | 7.3.5.15 Identification and remediation of “at-risk species”WLDFRVegetation ContactFell into (slight defect) | WLDFR | HFTD - Distribution - Tier 3 - 2QU CoRE ¦ 1QU LoRE | Red Flag Warning - Destructive Fires | Vegetation Contact | Fell into (slight defect) | 2021 | 6.8394e-07 | 226.4749 | 0.00015489 | 2021 | Mitigation | 0.5 | 1 | 0 | esc | 0 | 0 | 0.038941 | 2.6633e-08 | 0 | 0 | 0 | 0
[120 empty] | 7.3.5.15 Identification and remediation of “at-risk species”WLDFRVegetation ContactGrow Into | WLDFR | HFTD - Distribution - Tier 3 - 2QU CoRE ¦ 1QU LoRE | Red Flag Warning - Destructive Fires | Vegetation Contact | Grow Into | 2021 | 7.2019e-08 | 226.4749 | 1.631e-05 | 2021 | Mitigation | 0.5 | 1 | 0 | esc | 0 | 0 | 0.038941 | 2.8045e-09 | 0 | 0 | 0 | 0
[120 empty] | 7.3.5.15 Identification and remediation of “at-risk species”WLDFRVegetation ContactBranch (Not overhanging, 4-12ft) | WLDFR | HFTD - Distribution - Tier 3 - 2QU CoRE ¦ 1QU LoRE | Red Flag Warning - Large Fires | Vegetation Contact | Branch (Not overhanging, 4-12ft) | 2021 | 7.4244e-07 | 226.4749 | 0.00016814 | 2021 | Mitigation | 0.5 | 30 | 0 | esc | 0.036879 | 2.738e-08 | 0.038941 | 2.8911e-08 | 0 | 0 | 0 | 0
[120 empty] | 7.3.5.15 Identification and remediation of “at-risk species”WLDFRVegetation ContactBranch (Not overhanging, within 4ft) | WLDFR | HFTD - Distribution - Tier 3 - 2QU CoRE ¦ 1QU LoRE | Red Flag Warning - Large Fires | Vegetation Contact | Branch (Not overhanging, within 4ft) | 2021 | 1.7839e-07 | 226.4749 | 4.0402e-05 | 2021 | Mitigation | 0.9 | 30 | 0 | esc | 0.066382 | 1.1842e-08 | 0.070094 | 1.2504e-08 | 0 | 0 | 0 | 0
[120 empty] | 7.3.5.15 Identification and remediation of “at-risk species”WLDFRVegetation ContactBranch (OverHanging) | WLDFR | HFTD - Distribution - Tier 3 - 2QU CoRE ¦ 1QU LoRE | Red Flag Warning - Large Fires | Vegetation Contact | Branch (OverHanging) | 2021 | 1.0513e-05 | 226.4749 | 0.0023809 | 2021 | Mitigation | 0.9 | 30 | 0 | esc | 0.066382 | 6.9788e-07 | 0.070094 | 7.3689e-07 | 0 | 0 | 0 | 0
[120 empty] | 7.3.5.15 Identification and remediation of “at-risk species”WLDFRVegetation ContactFell into (Moderate-Severe defect) | WLDFR | HFTD - Distribution - Tier 3 - 2QU CoRE ¦ 1QU LoRE | Red Flag Warning - Large Fires | Vegetation Contact | Fell into (Moderate-Severe defect) | 2021 | 3.3504e-06 | 226.4749 | 0.00075878 | 2021 | Mitigation | 0.95 | 1 | 0 | esc | 0 | 0 | 0.073988 | 2.4789e-07 | 0 | 0 | 0 | 0
[120 empty] | 7.3.5.15 Identification and remediation of “at-risk species”WLDFRVegetation ContactFell into (slight defect) | WLDFR | HFTD - Distribution - Tier 3 - 2QU CoRE ¦ 1QU LoRE | Red Flag Warning - Large Fires | Vegetation Contact | Fell into (slight defect) | 2021 | 3.711e-06 | 226.4749 | 0.00084045 | 2021 | Mitigation | 0.5 | 1 | 0 | esc | 0 | 0 | 0.038941 | 1.4451e-07 | 0 | 0 | 0 | 0
[120 empty] | 7.3.5.15 Identification and remediation of “at-risk species”WLDFRVegetation ContactGrow Into | WLDFR | HFTD - Distribution - Tier 3 - 2QU CoRE ¦ 1QU LoRE | Red Flag Warning - Large Fires | Vegetation Contact | Grow Into | 2021 | 3.9079e-07 | 226.4749 | 8.8504e-05 | 2021 | Mitigation | 0.5 | 1 | 0 | esc | 0 | 0 | 0.038941 | 1.5218e-08 | 0 | 0 | 0 | 0
[120 empty] | 7.3.5.15 Identification and remediation of “at-risk species”WLDFRVegetation ContactBranch (Not overhanging, 4-12ft) | WLDFR | HFTD - Distribution - Tier 3 - 2QU CoRE ¦ 1QU LoRE | Red Flag Warning - Small Fires | Vegetation Contact | Branch (Not overhanging, 4-12ft) | 2021 | 1.1454e-05 | 226.4749 | 0.0025942 | 2021 | Mitigation | 0.5 | 30 | 0 | esc | 0.036879 | 4.2243e-07 | 0.038941 | 4.4605e-07 | 0 | 0 | 0 | 0
[120 empty] | 7.3.5.15 Identification and remediation of “at-risk species”WLDFRVegetation ContactBranch (Not overhanging, within 4ft) | WLDFR | HFTD - Distribution - Tier 3 - 2QU CoRE ¦ 1QU LoRE | Red Flag Warning - Small Fires | Vegetation Contact | Branch (Not overhanging, within 4ft) | 2021 | 2.7127e-06 | 226.4749 | 0.00061437 | 2021 | Mitigation | 0.9 | 30 | 0 | esc | 0.066382 | 1.8008e-07 | 0.070094 | 1.9015e-07 | 0 | 0 | 0 | 0
[120 empty] | 7.3.5.15 Identification and remediation of “at-risk species”WLDFRVegetation ContactBranch (OverHanging) | WLDFR | HFTD - Distribution - Tier 3 - 2QU CoRE ¦ 1QU LoRE | Red Flag Warning - Small Fires | Vegetation Contact | Branch (OverHanging) | 2021 | 0.00015989 | 226.4749 | 0.03621 | 2021 | Mitigation | 0.9 | 30 | 0 | esc | 0.066382 | 1.0614e-05 | 0.070094 | 1.1207e-05 | 0 | 0 | 0 | 0
[120 empty] | 7.3.5.15 Identification and remediation of “at-risk species”WLDFRVegetation ContactFell into (Moderate-Severe defect) | WLDFR | HFTD - Distribution - Tier 3 - 2QU CoRE ¦ 1QU LoRE | Red Flag Warning - Small Fires | Vegetation Contact | Fell into (Moderate-Severe defect) | 2021 | 5.2482e-05 | 226.4749 | 0.011886 | 2021 | Mitigation | 0.95 | 1 | 0 | esc | 0 | 0 | 0.073988 | 3.883e-06 | 0 | 0 | 0 | 0
[120 empty] | 7.3.5.15 Identification and remediation of “at-risk species”WLDFRVegetation ContactFell into (slight defect) | WLDFR | HFTD - Distribution - Tier 3 - 2QU CoRE ¦ 1QU LoRE | Red Flag Warning - Small Fires | Vegetation Contact | Fell into (slight defect) | 2021 | 5.8131e-05 | 226.4749 | 0.013165 | 2021 | Mitigation | 0.5 | 1 | 0 | esc | 0 | 0 | 0.038941 | 2.2637e-06 | 0 | 0 | 0 | 0
[120 empty] | 7.3.5.15 Identification and remediation of “at-risk species”WLDFRVegetation ContactGrow Into | WLDFR | HFTD - Distribution - Tier 3 - 2QU CoRE ¦ 1QU LoRE | Red Flag Warning - Small Fires | Vegetation Contact | Grow Into | 2021 | 6.1211e-06 | 226.4749 | 0.0013863 | 2021 | Mitigation | 0.5 | 1 | 0 | esc | 0 | 0 | 0.038941 | 2.3836e-07 | 0 | 0 | 0 | 0
[120 empty] | 7.3.5.15 Identification and remediation of “at-risk species”WLDFRCC - Seismic ScenarioSeismic Scenario | WLDFR | HFTD - Distribution - Tier 3 - 2QU CoRE ¦ 1QU LoRE | Seismic - Non-Red Flag Warning - Catastrophic Fires | CC - Seismic Scenario | Seismic Scenario | 2021 | 2.1331e-10 | 226.4749 | 4.831e-08 | 2021 | Mitigation | 0.082056 | 1 | 0 | esc | 0 | 0 | 0.0063906 | 1.3632e-12 | 0 | 0 | 0 | 0
[120 empty] | 7.3.5.15 Identification and remediation of “at-risk species”WLDFRCC - Seismic ScenarioSeismic Scenario | WLDFR | HFTD - Distribution - Tier 3 - 2QU CoRE ¦ 1QU LoRE | Seismic - Red Flag Warning - Catastrophic Fires | CC - Seismic Scenario | Seismic Scenario | 2021 | 9.198e-09 | 226.4749 | 2.0831e-06 | 2021 | Mitigation | 0.082056 | 1 | 0 | esc | 0 | 0 | 0.0063906 | 5.8781e-11 | 0 | 0 | 0 | 0
[120 empty] | 7.3.5.15 Identification and remediation of “at-risk species”WLDFRVegetation ContactBranch (Not overhanging, 4-12ft) | WLDFR | HFTD - Distribution - Tier 3 - 2QU CoRE ¦ 2QU LoRE | Non-Red Flag Warning - Catastrophic Fires | Vegetation Contact | Branch (Not overhanging, 4-12ft) | 2021 | 4.9844e-09 | 311.9586 | 1.5549e-06 | 2021 | Mitigation | 0.5 | 30 | 0 | esc | 0.036879 | 1.8382e-10 | 0.038941 | 1.941e-10 | 0 | 0 | 0 | 0
[120 empty] | 7.3.5.15 Identification and remediation of “at-risk species”WLDFRVegetation ContactBranch (Not overhanging, within 4ft) | WLDFR | HFTD - Distribution - Tier 3 - 2QU CoRE ¦ 2QU LoRE | Non-Red Flag Warning - Catastrophic Fires | Vegetation Contact | Branch (Not overhanging, within 4ft) | 2021 | 2.0266e-09 | 311.9586 | 6.3222e-07 | 2021 | Mitigation | 0.9 | 30 | 0 | esc | 0.066382 | 1.3453e-10 | 0.070094 | 1.4205e-10 | 0 | 0 | 0 | 0
[120 empty] | 7.3.5.15 Identification and remediation of “at-risk species”WLDFRVegetation ContactBranch (OverHanging) | WLDFR | HFTD - Distribution - Tier 3 - 2QU CoRE ¦ 2QU LoRE | Non-Red Flag Warning - Catastrophic Fires | Vegetation Contact | Branch (OverHanging) | 2021 | 9.0232e-08 | 311.9586 | 2.8149e-05 | 2021 | Mitigation | 0.9 | 30 | 0 | esc | 0.066382 | 5.9898e-09 | 0.070094 | 6.3247e-09 | 0 | 0 | 0 | 0
[120 empty] | 7.3.5.15 Identification and remediation of “at-risk species”WLDFRVegetation ContactFell into (Moderate-Severe defect) | WLDFR | HFTD - Distribution - Tier 3 - 2QU CoRE ¦ 2QU LoRE | Non-Red Flag Warning - Catastrophic Fires | Vegetation Contact | Fell into (Moderate-Severe defect) | 2021 | 4.8519e-08 | 311.9586 | 1.5136e-05 | 2021 | Mitigation | 0.95 | 1 | 0 | esc | 0 | 0 | 0.073988 | 3.5898e-09 | 0 | 0 | 0 | 0
[120 empty] | 7.3.5.15 Identification and remediation of “at-risk species”WLDFRVegetation ContactFell into (slight defect) | WLDFR | HFTD - Distribution - Tier 3 - 2QU CoRE ¦ 2QU LoRE | Non-Red Flag Warning - Catastrophic Fires | Vegetation Contact | Fell into (slight defect) | 2021 | 6.2572e-08 | 311.9586 | 1.952e-05 | 2021 | Mitigation | 0.5 | 1 | 0 | esc | 0 | 0 | 0.038941 | 2.4366e-09 | 0 | 0 | 0 | 0
[120 empty] | 7.3.5.15 Identification and remediation of “at-risk species”WLDFRVegetation ContactGrow Into | WLDFR | HFTD - Distribution - Tier 3 - 2QU CoRE ¦ 2QU LoRE | Non-Red Flag Warning - Catastrophic Fires | Vegetation Contact | Grow Into | 2021 | 5.414e-09 | 311.9586 | 1.689e-06 | 2021 | Mitigation | 0.5 | 1 | 0 | esc | 0 | 0 | 0.038941 | 2.1083e-10 | 0 | 0 | 0 | 0
[120 empty] | 7.3.5.15 Identification and remediation of “at-risk species”WLDFRVegetation ContactBranch (Not overhanging, 4-12ft) | WLDFR | HFTD - Distribution - Tier 3 - 2QU CoRE ¦ 2QU LoRE | Non-Red Flag Warning - Destructive Fires | Vegetation Contact | Branch (Not overhanging, 4-12ft) | 2021 | 1.1837e-08 | 311.9586 | 3.6928e-06 | 2021 | Mitigation | 0.5 | 30 | 0 | esc | 0.036879 | 4.3655e-10 | 0.038941 | 4.6096e-10 | 0 | 0 | 0 | 0
[120 empty] | 7.3.5.15 Identification and remediation of “at-risk species”WLDFRVegetation ContactBranch (Not overhanging, within 4ft) | WLDFR | HFTD - Distribution - Tier 3 - 2QU CoRE ¦ 2QU LoRE | Non-Red Flag Warning - Destructive Fires | Vegetation Contact | Branch (Not overhanging, within 4ft) | 2021 | 4.813e-09 | 311.9586 | 1.5015e-06 | 2021 | Mitigation | 0.9 | 30 | 0 | esc | 0.066382 | 3.195e-10 | 0.070094 | 3.3736e-10 | 0 | 0 | 0 | 0
[120 empty] | 7.3.5.15 Identification and remediation of “at-risk species”WLDFRVegetation ContactBranch (OverHanging) | WLDFR | HFTD - Distribution - Tier 3 - 2QU CoRE ¦ 2QU LoRE | Non-Red Flag Warning - Destructive Fires | Vegetation Contact | Branch (OverHanging) | 2021 | 2.143e-07 | 311.9586 | 6.6852e-05 | 2021 | Mitigation | 0.9 | 30 | 0 | esc | 0.066382 | 1.4226e-08 | 0.070094 | 1.5021e-08 | 0 | 0 | 0 | 0
[120 empty] | 7.3.5.15 Identification and remediation of “at-risk species”WLDFRVegetation ContactFell into (Moderate-Severe defect) | WLDFR | HFTD - Distribution - Tier 3 - 2QU CoRE ¦ 2QU LoRE | Non-Red Flag Warning - Destructive Fires | Vegetation Contact | Fell into (Moderate-Severe defect) | 2021 | 1.1524e-07 | 311.9586 | 3.5951e-05 | 2021 | Mitigation | 0.95 | 1 | 0 | esc | 0 | 0 | 0.073988 | 8.5265e-09 | 0 | 0 | 0 | 0
[120 empty] | 7.3.5.15 Identification and remediation of “at-risk species”WLDFRVegetation ContactFell into (slight defect) | WLDFR | HFTD - Distribution - Tier 3 - 2QU CoRE ¦ 2QU LoRE | Non-Red Flag Warning - Destructive Fires | Vegetation Contact | Fell into (slight defect) | 2021 | 1.4862e-07 | 311.9586 | 4.6364e-05 | 2021 | Mitigation | 0.5 | 1 | 0 | esc | 0 | 0 | 0.038941 | 5.7874e-09 | 0 | 0 | 0 | 0
[120 empty] | 7.3.5.15 Identification and remediation of “at-risk species”WLDFRVegetation ContactGrow Into | WLDFR | HFTD - Distribution - Tier 3 - 2QU CoRE ¦ 2QU LoRE | Non-Red Flag Warning - Destructive Fires | Vegetation Contact | Grow Into | 2021 | 1.2859e-08 | 311.9586 | 4.0115e-06 | 2021 | Mitigation | 0.5 | 1 | 0 | esc | 0 | 0 | 0.038941 | 5.0075e-10 | 0 | 0 | 0 | 0
[120 empty] | 7.3.5.15 Identification and remediation of “at-risk species”WLDFRVegetation ContactBranch (Not overhanging, 4-12ft) | WLDFR | HFTD - Distribution - Tier 3 - 2QU CoRE ¦ 2QU LoRE | Non-Red Flag Warning - Large Fires | Vegetation Contact | Branch (Not overhanging, 4-12ft) | 2021 | 9.8542e-08 | 311.9586 | 3.0741e-05 | 2021 | Mitigation | 0.5 | 30 | 0 | esc | 0.036879 | 3.6341e-09 | 0.038941 | 3.8373e-09 | 0 | 0 | 0 | 0
[120 empty] | 7.3.5.15 Identification and remediation of “at-risk species”WLDFRVegetation ContactBranch (Not overhanging, within 4ft) | WLDFR | HFTD - Distribution - Tier 3 - 2QU CoRE ¦ 2QU LoRE | Non-Red Flag Warning - Large Fires | Vegetation Contact | Branch (Not overhanging, within 4ft) | 2021 | 3.9529e-08 | 311.9586 | 1.2331e-05 | 2021 | Mitigation | 0.9 | 30 | 0 | esc | 0.066382 | 2.624e-09 | 0.070094 | 2.7707e-09 | 0 | 0 | 0 | 0
[120 empty] | 7.3.5.15 Identification and remediation of “at-risk species”WLDFRVegetation ContactBranch (OverHanging) | WLDFR | HFTD - Distribution - Tier 3 - 2QU CoRE ¦ 2QU LoRE | Non-Red Flag Warning - Large Fires | Vegetation Contact | Branch (OverHanging) | 2021 | 1.7604e-06 | 311.9586 | 0.00054919 | 2021 | Mitigation | 0.9 | 30 | 0 | esc | 0.066382 | 1.1686e-07 | 0.070094 | 1.234e-07 | 0 | 0 | 0 | 0
[120 empty] | 7.3.5.15 Identification and remediation of “at-risk species”WLDFRVegetation ContactFell into (Moderate-Severe defect) | WLDFR | HFTD - Distribution - Tier 3 - 2QU CoRE ¦ 2QU LoRE | Non-Red Flag Warning - Large Fires | Vegetation Contact | Fell into (Moderate-Severe defect) | 2021 | 9.7209e-07 | 311.9586 | 0.00030325 | 2021 | Mitigation | 0.95 | 1 | 0 | esc | 0 | 0 | 0.073988 | 7.1923e-08 | 0 | 0 | 0 | 0
[120 empty] | 7.3.5.15 Identification and remediation of “at-risk species”WLDFRVegetation ContactFell into (slight defect) | WLDFR | HFTD - Distribution - Tier 3 - 2QU CoRE ¦ 2QU LoRE | Non-Red Flag Warning - Large Fires | Vegetation Contact | Fell into (slight defect) | 2021 | 1.2537e-06 | 311.9586 | 0.00039109 | 2021 | Mitigation | 0.5 | 1 | 0 | esc | 0 | 0 | 0.038941 | 4.8819e-08 | 0 | 0 | 0 | 0
[120 empty] | 7.3.5.15 Identification and remediation of “at-risk species”WLDFRVegetation ContactGrow Into | WLDFR | HFTD - Distribution - Tier 3 - 2QU CoRE ¦ 2QU LoRE | Non-Red Flag Warning - Large Fires | Vegetation Contact | Grow Into | 2021 | 1.0847e-07 | 311.9586 | 3.3838e-05 | 2021 | Mitigation | 0.5 | 1 | 0 | esc | 0 | 0 | 0.038941 | 4.2239e-09 | 0 | 0 | 0 | 0
[120 empty] | 7.3.5.15 Identification and remediation of “at-risk species”WLDFRVegetation ContactBranch (Not overhanging, 4-12ft) | WLDFR | HFTD - Distribution - Tier 3 - 2QU CoRE ¦ 2QU LoRE | Non-Red Flag Warning - Small Fires | Vegetation Contact | Branch (Not overhanging, 4-12ft) | 2021 | 2.1114e-05 | 311.9586 | 0.0065867 | 2021 | Mitigation | 0.5 | 30 | 0 | esc | 0.036879 | 7.7867e-07 | 0.038941 | 8.222e-07 | 0 | 0 | 0 | 0
[120 empty] | 7.3.5.15 Identification and remediation of “at-risk species”WLDFRVegetation ContactBranch (Not overhanging, within 4ft) | WLDFR | HFTD - Distribution - Tier 3 - 2QU CoRE ¦ 2QU LoRE | Non-Red Flag Warning - Small Fires | Vegetation Contact | Branch (Not overhanging, within 4ft) | 2021 | 8.5981e-06 | 311.9586 | 0.0026823 | 2021 | Mitigation | 0.9 | 30 | 0 | esc | 0.066382 | 5.7076e-07 | 0.070094 | 6.0267e-07 | 0 | 0 | 0 | 0
[120 empty] | 7.3.5.15 Identification and remediation of “at-risk species”WLDFRVegetation ContactBranch (OverHanging) | WLDFR | HFTD - Distribution - Tier 3 - 2QU CoRE ¦ 2QU LoRE | Non-Red Flag Warning - Small Fires | Vegetation Contact | Branch (OverHanging) | 2021 | 0.00038289 | 311.9586 | 0.11945 | 2021 | Mitigation | 0.9 | 30 | 0 | esc | 0.066382 | 2.5417e-05 | 0.070094 | 2.6838e-05 | 0 | 0 | 0 | 0
[120 empty] | 7.3.5.15 Identification and remediation of “at-risk species”WLDFRVegetation ContactFell into (Moderate-Severe defect) | WLDFR | HFTD - Distribution - Tier 3 - 2QU CoRE ¦ 2QU LoRE | Non-Red Flag Warning - Small Fires | Vegetation Contact | Fell into (Moderate-Severe defect) | 2021 | 0.00020538 | 311.9586 | 0.064071 | 2021 | Mitigation | 0.95 | 1 | 0 | esc | 0 | 0 | 0.073988 | 1.5196e-05 | 0 | 0 | 0 | 0
[120 empty] | 7.3.5.15 Identification and remediation of “at-risk species”WLDFRVegetation ContactFell into (slight defect) | WLDFR | HFTD - Distribution - Tier 3 - 2QU CoRE ¦ 2QU LoRE | Non-Red Flag Warning - Small Fires | Vegetation Contact | Fell into (slight defect) | 2021 | 0.00026488 | 311.9586 | 0.082631 | 2021 | Mitigation | 0.5 | 1 | 0 | esc | 0 | 0 | 0.038941 | 1.0315e-05 | 0 | 0 | 0 | 0
[120 empty] | 7.3.5.15 Identification and remediation of “at-risk species”WLDFRVegetation ContactGrow Into | WLDFR | HFTD - Distribution - Tier 3 - 2QU CoRE ¦ 2QU LoRE | Non-Red Flag Warning - Small Fires | Vegetation Contact | Grow Into | 2021 | 2.2915e-05 | 311.9586 | 0.0071485 | 2021 | Mitigation | 0.5 | 1 | 0 | esc | 0 | 0 | 0.038941 | 8.9233e-07 | 0 | 0 | 0 | 0
[120 empty] | 7.3.5.15 Identification and remediation of “at-risk species”WLDFRVegetation ContactBranch (Not overhanging, 4-12ft) | WLDFR | HFTD - Distribution - Tier 3 - 2QU CoRE ¦ 2QU LoRE | Red Flag Warning - Catastrophic Fires | Vegetation Contact | Branch (Not overhanging, 4-12ft) | 2021 | 8.1502e-07 | 311.9586 | 0.00025425 | 2021 | Mitigation | 0.5 | 30 | 0 | esc | 0.036879 | 3.0057e-08 | 0.038941 | 3.1738e-08 | 0 | 0 | 0 | 0
[120 empty] | 7.3.5.15 Identification and remediation of “at-risk species”WLDFRVegetation ContactBranch (Not overhanging, within 4ft) | WLDFR | HFTD - Distribution - Tier 3 - 2QU CoRE ¦ 2QU LoRE | Red Flag Warning - Catastrophic Fires | Vegetation Contact | Branch (Not overhanging, within 4ft) | 2021 | 1.8939e-07 | 311.9586 | 5.9081e-05 | 2021 | Mitigation | 0.9 | 30 | 0 | esc | 0.066382 | 1.2572e-08 | 0.070094 | 1.3275e-08 | 0 | 0 | 0 | 0
[120 empty] | 7.3.5.15 Identification and remediation of “at-risk species”WLDFRVegetation ContactBranch (OverHanging) | WLDFR | HFTD - Distribution - Tier 3 - 2QU CoRE ¦ 2QU LoRE | Red Flag Warning - Catastrophic Fires | Vegetation Contact | Branch (OverHanging) | 2021 | 1.1171e-05 | 311.9586 | 0.003485 | 2021 | Mitigation | 0.9 | 30 | 0 | esc | 0.066382 | 7.4157e-07 | 0.070094 | 7.8303e-07 | 0 | 0 | 0 | 0
[120 empty] | 7.3.5.15 Identification and remediation of “at-risk species”WLDFRVegetation ContactFell into (Moderate-Severe defect) | WLDFR | HFTD - Distribution - Tier 3 - 2QU CoRE ¦ 2QU LoRE | Red Flag Warning - Catastrophic Fires | Vegetation Contact | Fell into (Moderate-Severe defect) | 2021 | 3.8134e-06 | 311.9586 | 0.0011896 | 2021 | Mitigation | 0.95 | 1 | 0 | esc | 0 | 0 | 0.073988 | 2.8214e-07 | 0 | 0 | 0 | 0
[120 empty] | 7.3.5.15 Identification and remediation of “at-risk species”WLDFRVegetation ContactFell into (slight defect) | WLDFR | HFTD - Distribution - Tier 3 - 2QU CoRE ¦ 2QU LoRE | Red Flag Warning - Catastrophic Fires | Vegetation Contact | Fell into (slight defect) | 2021 | 4.2241e-06 | 311.9586 | 0.0013178 | 2021 | Mitigation | 0.5 | 1 | 0 | esc | 0 | 0 | 0.038941 | 1.6449e-07 | 0 | 0 | 0 | 0
[120 empty] | 7.3.5.15 Identification and remediation of “at-risk species”WLDFRVegetation ContactGrow Into | WLDFR | HFTD - Distribution - Tier 3 - 2QU CoRE ¦ 2QU LoRE | Red Flag Warning - Catastrophic Fires | Vegetation Contact | Grow Into | 2021 | 4.4463e-07 | 311.9586 | 0.0001387 | 2021 | Mitigation | 0.5 | 1 | 0 | esc | 0 | 0 | 0.038941 | 1.7314e-08 | 0 | 0 | 0 | 0
[120 empty] | 7.3.5.15 Identification and remediation of “at-risk species”WLDFRVegetation ContactBranch (Not overhanging, 4-12ft) | WLDFR | HFTD - Distribution - Tier 3 - 2QU CoRE ¦ 2QU LoRE | Red Flag Warning - Destructive Fires | Vegetation Contact | Branch (Not overhanging, 4-12ft) | 2021 | 9.7333e-08 | 311.9586 | 3.0364e-05 | 2021 | Mitigation | 0.5 | 30 | 0 | esc | 0.036879 | 3.5895e-09 | 0.038941 | 3.7902e-09 | 0 | 0 | 0 | 0
[120 empty] | 7.3.5.15 Identification and remediation of “at-risk species”WLDFRVegetation ContactBranch (Not overhanging, within 4ft) | WLDFR | HFTD - Distribution - Tier 3 - 2QU CoRE ¦ 2QU LoRE | Red Flag Warning - Destructive Fires | Vegetation Contact | Branch (Not overhanging, within 4ft) | 2021 | 2.2617e-08 | 311.9586 | 7.0557e-06 | 2021 | Mitigation | 0.9 | 30 | 0 | esc | 0.066382 | 1.5014e-09 | 0.070094 | 1.5853e-09 | 0 | 0 | 0 | 0
[120 empty] | 7.3.5.15 Identification and remediation of “at-risk species”WLDFRVegetation ContactBranch (OverHanging) | WLDFR | HFTD - Distribution - Tier 3 - 2QU CoRE ¦ 2QU LoRE | Red Flag Warning - Destructive Fires | Vegetation Contact | Branch (OverHanging) | 2021 | 1.3342e-06 | 311.9586 | 0.0004162 | 2021 | Mitigation | 0.9 | 30 | 0 | esc | 0.066382 | 8.8564e-08 | 0.070094 | 9.3516e-08 | 0 | 0 | 0 | 0
[120 empty] | 7.3.5.15 Identification and remediation of “at-risk species”WLDFRVegetation ContactFell into (Moderate-Severe defect) | WLDFR | HFTD - Distribution - Tier 3 - 2QU CoRE ¦ 2QU LoRE | Red Flag Warning - Destructive Fires | Vegetation Contact | Fell into (Moderate-Severe defect) | 2021 | 4.5547e-07 | 311.9586 | 0.00014209 | 2021 | Mitigation | 0.95 | 1 | 0 | esc | 0 | 0 | 0.073988 | 3.3699e-08 | 0 | 0 | 0 | 0
[120 empty] | 7.3.5.15 Identification and remediation of “at-risk species”WLDFRVegetation ContactFell into (slight defect) | WLDFR | HFTD - Distribution - Tier 3 - 2QU CoRE ¦ 2QU LoRE | Red Flag Warning - Destructive Fires | Vegetation Contact | Fell into (slight defect) | 2021 | 5.0453e-07 | 311.9586 | 0.00015739 | 2021 | Mitigation | 0.5 | 1 | 0 | esc | 0 | 0 | 0.038941 | 1.9647e-08 | 0 | 0 | 0 | 0
[120 empty] | 7.3.5.15 Identification and remediation of “at-risk species”WLDFRVegetation ContactGrow Into | WLDFR | HFTD - Distribution - Tier 3 - 2QU CoRE ¦ 2QU LoRE | Red Flag Warning - Destructive Fires | Vegetation Contact | Grow Into | 2021 | 5.3105e-08 | 311.9586 | 1.6566e-05 | 2021 | Mitigation | 0.5 | 1 | 0 | esc | 0 | 0 | 0.038941 | 2.0679e-09 | 0 | 0 | 0 | 0
[120 empty] | 7.3.5.15 Identification and remediation of “at-risk species”WLDFRVegetation ContactBranch (Not overhanging, 4-12ft) | WLDFR | HFTD - Distribution - Tier 3 - 2QU CoRE ¦ 2QU LoRE | Red Flag Warning - Large Fires | Vegetation Contact | Branch (Not overhanging, 4-12ft) | 2021 | 4.4299e-07 | 311.9586 | 0.00013819 | 2021 | Mitigation | 0.5 | 30 | 0 | esc | 0.036879 | 1.6337e-08 | 0.038941 | 1.725e-08 | 0 | 0 | 0 | 0
[120 empty] | 7.3.5.15 Identification and remediation of “at-risk species”WLDFRVegetation ContactBranch (Not overhanging, within 4ft) | WLDFR | HFTD - Distribution - Tier 3 - 2QU CoRE ¦ 2QU LoRE | Red Flag Warning - Large Fires | Vegetation Contact | Branch (Not overhanging, within 4ft) | 2021 | 1.0156e-07 | 311.9586 | 3.1681e-05 | 2021 | Mitigation | 0.9 | 30 | 0 | esc | 0.066382 | 6.7416e-09 | 0.070094 | 7.1185e-09 | 0 | 0 | 0 | 0
[120 empty] | 7.3.5.15 Identification and remediation of “at-risk species”WLDFRVegetation ContactBranch (OverHanging) | WLDFR | HFTD - Distribution - Tier 3 - 2QU CoRE ¦ 2QU LoRE | Red Flag Warning - Large Fires | Vegetation Contact | Branch (OverHanging) | 2021 | 5.992e-06 | 311.9586 | 0.0018693 | 2021 | Mitigation | 0.9 | 30 | 0 | esc | 0.066382 | 3.9776e-07 | 0.070094 | 4.2e-07 | 0 | 0 | 0 | 0
[120 empty] | 7.3.5.15 Identification and remediation of “at-risk species”WLDFRVegetation ContactFell into (Moderate-Severe defect) | WLDFR | HFTD - Distribution - Tier 3 - 2QU CoRE ¦ 2QU LoRE | Red Flag Warning - Large Fires | Vegetation Contact | Fell into (Moderate-Severe defect) | 2021 | 2.1005e-06 | 311.9586 | 0.00065527 | 2021 | Mitigation | 0.95 | 1 | 0 | esc | 0 | 0 | 0.073988 | 1.5541e-07 | 0 | 0 | 0 | 0
[120 empty] | 7.3.5.15 Identification and remediation of “at-risk species”WLDFRVegetation ContactFell into (slight defect) | WLDFR | HFTD - Distribution - Tier 3 - 2QU CoRE ¦ 2QU LoRE | Red Flag Warning - Large Fires | Vegetation Contact | Fell into (slight defect) | 2021 | 2.3268e-06 | 311.9586 | 0.00072586 | 2021 | Mitigation | 0.5 | 1 | 0 | esc | 0 | 0 | 0.038941 | 9.0607e-08 | 0 | 0 | 0 | 0
[120 empty] | 7.3.5.15 Identification and remediation of “at-risk species”WLDFRVegetation ContactGrow Into | WLDFR | HFTD - Distribution - Tier 3 - 2QU CoRE ¦ 2QU LoRE | Red Flag Warning - Large Fires | Vegetation Contact | Grow Into | 2021 | 2.449e-07 | 311.9586 | 7.6399e-05 | 2021 | Mitigation | 0.5 | 1 | 0 | esc | 0 | 0 | 0.038941 | 9.5366e-09 | 0 | 0 | 0 | 0
[120 empty] | 7.3.5.15 Identification and remediation of “at-risk species”WLDFRVegetation ContactBranch (Not overhanging, 4-12ft) | WLDFR | HFTD - Distribution - Tier 3 - 2QU CoRE ¦ 2QU LoRE | Red Flag Warning - Small Fires | Vegetation Contact | Branch (Not overhanging, 4-12ft) | 2021 | 8.5873e-06 | 311.9586 | 0.0026789 | 2021 | Mitigation | 0.5 | 30 | 0 | esc | 0.036879 | 3.1669e-07 | 0.038941 | 3.344e-07 | 0 | 0 | 0 | 0
[120 empty] | 7.3.5.15 Identification and remediation of “at-risk species”WLDFRVegetation ContactBranch (Not overhanging, within 4ft) | WLDFR | HFTD - Distribution - Tier 3 - 2QU CoRE ¦ 2QU LoRE | Red Flag Warning - Small Fires | Vegetation Contact | Branch (Not overhanging, within 4ft) | 2021 | 1.9986e-06 | 311.9586 | 0.00062347 | 2021 | Mitigation | 0.9 | 30 | 0 | esc | 0.066382 | 1.3267e-07 | 0.070094 | 1.4009e-07 | 0 | 0 | 0 | 0
[120 empty] | 7.3.5.15 Identification and remediation of “at-risk species”WLDFRVegetation ContactBranch (OverHanging) | WLDFR | HFTD - Distribution - Tier 3 - 2QU CoRE ¦ 2QU LoRE | Red Flag Warning - Small Fires | Vegetation Contact | Branch (OverHanging) | 2021 | 0.00011791 | 311.9586 | 0.036782 | 2021 | Mitigation | 0.9 | 30 | 0 | esc | 0.066382 | 7.827e-06 | 0.070094 | 8.2646e-06 | 0 | 0 | 0 | 0
[120 empty] | 7.3.5.15 Identification and remediation of “at-risk species”WLDFRVegetation ContactFell into (Moderate-Severe defect) | WLDFR | HFTD - Distribution - Tier 3 - 2QU CoRE ¦ 2QU LoRE | Red Flag Warning - Small Fires | Vegetation Contact | Fell into (Moderate-Severe defect) | 2021 | 4.0151e-05 | 311.9586 | 0.012526 | 2021 | Mitigation | 0.95 | 1 | 0 | esc | 0 | 0 | 0.073988 | 2.9707e-06 | 0 | 0 | 0 | 0
[120 empty] | 7.3.5.15 Identification and remediation of “at-risk species”WLDFRVegetation ContactFell into (slight defect) | WLDFR | HFTD - Distribution - Tier 3 - 2QU CoRE ¦ 2QU LoRE | Red Flag Warning - Small Fires | Vegetation Contact | Fell into (slight defect) | 2021 | 4.4477e-05 | 311.9586 | 0.013875 | 2021 | Mitigation | 0.5 | 1 | 0 | esc | 0 | 0 | 0.038941 | 1.732e-06 | 0 | 0 | 0 | 0
[120 empty] | 7.3.5.15 Identification and remediation of “at-risk species”WLDFRVegetation ContactGrow Into | WLDFR | HFTD - Distribution - Tier 3 - 2QU CoRE ¦ 2QU LoRE | Red Flag Warning - Small Fires | Vegetation Contact | Grow Into | 2021 | 4.6808e-06 | 311.9586 | 0.0014602 | 2021 | Mitigation | 0.5 | 1 | 0 | esc | 0 | 0 | 0.038941 | 1.8228e-07 | 0 | 0 | 0 | 0
[120 empty] | 7.3.5.15 Identification and remediation of “at-risk species”WLDFRCC - Seismic ScenarioSeismic Scenario | WLDFR | HFTD - Distribution - Tier 3 - 2QU CoRE ¦ 2QU LoRE | Seismic - Non-Red Flag Warning - Catastrophic Fires | CC - Seismic Scenario | Seismic Scenario | 2021 | 1.4014e-10 | 311.9586 | 4.3718e-08 | 2021 | Mitigation | 0.082056 | 1 | 0 | esc | 0 | 0 | 0.0063906 | 8.9559e-13 | 0 | 0 | 0 | 0
[120 empty] | 7.3.5.15 Identification and remediation of “at-risk species”WLDFRCC - Seismic ScenarioSeismic Scenario | WLDFR | HFTD - Distribution - Tier 3 - 2QU CoRE ¦ 2QU LoRE | Seismic - Red Flag Warning - Catastrophic Fires | CC - Seismic Scenario | Seismic Scenario | 2021 | 6.0428e-09 | 311.9586 | 1.8851e-06 | 2021 | Mitigation | 0.082056 | 1 | 0 | esc | 0 | 0 | 0.0063906 | 3.8617e-11 | 0 | 0 | 0 | 0
[120 empty] | 7.3.5.15 Identification and remediation of “at-risk species”WLDFRVegetation ContactBranch (Not overhanging, 4-12ft) | WLDFR | HFTD - Distribution - Tier 3 - 2QU CoRE ¦ 3QU LoRE | Non-Red Flag Warning - Catastrophic Fires | Vegetation Contact | Branch (Not overhanging, 4-12ft) | 2021 | 3.4436e-09 | 224.2508 | 7.7222e-07 | 2021 | Mitigation | 0.5 | 30 | 0 | esc | 0.036879 | 1.2699e-10 | 0.038941 | 1.341e-10 | 0 | 0 | 0 | 0
[120 empty] | 7.3.5.15 Identification and remediation of “at-risk species”WLDFRVegetation ContactBranch (Not overhanging, within 4ft) | WLDFR | HFTD - Distribution - Tier 3 - 2QU CoRE ¦ 3QU LoRE | Non-Red Flag Warning - Catastrophic Fires | Vegetation Contact | Branch (Not overhanging, within 4ft) | 2021 | 1.0687e-09 | 224.2508 | 2.3965e-07 | 2021 | Mitigation | 0.9 | 30 | 0 | esc | 0.066382 | 7.094e-11 | 0.070094 | 7.4906e-11 | 0 | 0 | 0 | 0
[120 empty] | 7.3.5.15 Identification and remediation of “at-risk species”WLDFRVegetation ContactBranch (OverHanging) | WLDFR | HFTD - Distribution - Tier 3 - 2QU CoRE ¦ 3QU LoRE | Non-Red Flag Warning - Catastrophic Fires | Vegetation Contact | Branch (OverHanging) | 2021 | 4.7528e-08 | 224.2508 | 1.0658e-05 | 2021 | Mitigation | 0.9 | 30 | 0 | esc | 0.066382 | 3.155e-09 | 0.070094 | 3.3314e-09 | 0 | 0 | 0 | 0
[120 empty] | 7.3.5.15 Identification and remediation of “at-risk species”WLDFRVegetation ContactFell into (Moderate-Severe defect) | WLDFR | HFTD - Distribution - Tier 3 - 2QU CoRE ¦ 3QU LoRE | Non-Red Flag Warning - Catastrophic Fires | Vegetation Contact | Fell into (Moderate-Severe defect) | 2021 | 4.1138e-08 | 224.2508 | 9.2253e-06 | 2021 | Mitigation | 0.95 | 1 | 0 | esc | 0 | 0 | 0.073988 | 3.0437e-09 | 0 | 0 | 0 | 0
[120 empty] | 7.3.5.15 Identification and remediation of “at-risk species”WLDFRVegetation ContactFell into (slight defect) | WLDFR | HFTD - Distribution - Tier 3 - 2QU CoRE ¦ 3QU LoRE | Non-Red Flag Warning - Catastrophic Fires | Vegetation Contact | Fell into (slight defect) | 2021 | 5.305e-08 | 224.2508 | 1.1896e-05 | 2021 | Mitigation | 0.5 | 1 | 0 | esc | 0 | 0 | 0.038941 | 2.0658e-09 | 0 | 0 | 0 | 0
[120 empty] | 7.3.5.15 Identification and remediation of “at-risk species”WLDFRVegetation ContactGrow Into | WLDFR | HFTD - Distribution - Tier 3 - 2QU CoRE ¦ 3QU LoRE | Non-Red Flag Warning - Catastrophic Fires | Vegetation Contact | Grow Into | 2021 | 4.5922e-09 | 224.2508 | 1.0298e-06 | 2021 | Mitigation | 0.5 | 1 | 0 | esc | 0 | 0 | 0.038941 | 1.7882e-10 | 0 | 0 | 0 | 0
[120 empty] | 7.3.5.15 Identification and remediation of “at-risk species”WLDFRVegetation ContactBranch (Not overhanging, 4-12ft) | WLDFR | HFTD - Distribution - Tier 3 - 2QU CoRE ¦ 3QU LoRE | Non-Red Flag Warning - Destructive Fires | Vegetation Contact | Branch (Not overhanging, 4-12ft) | 2021 | 8.333e-09 | 224.2508 | 1.8687e-06 | 2021 | Mitigation | 0.5 | 30 | 0 | esc | 0.036879 | 3.0731e-10 | 0.038941 | 3.245e-10 | 0 | 0 | 0 | 0
[120 empty] | 7.3.5.15 Identification and remediation of “at-risk species”WLDFRVegetation ContactBranch (Not overhanging, within 4ft) | WLDFR | HFTD - Distribution - Tier 3 - 2QU CoRE ¦ 3QU LoRE | Non-Red Flag Warning - Destructive Fires | Vegetation Contact | Branch (Not overhanging, within 4ft) | 2021 | 2.5723e-09 | 224.2508 | 5.7684e-07 | 2021 | Mitigation | 0.9 | 30 | 0 | esc | 0.066382 | 1.7075e-10 | 0.070094 | 1.803e-10 | 0 | 0 | 0 | 0
[120 empty] | 7.3.5.15 Identification and remediation of “at-risk species”WLDFRVegetation ContactBranch (OverHanging) | WLDFR | HFTD - Distribution - Tier 3 - 2QU CoRE ¦ 3QU LoRE | Non-Red Flag Warning - Destructive Fires | Vegetation Contact | Branch (OverHanging) | 2021 | 1.144e-07 | 224.2508 | 2.5655e-05 | 2021 | Mitigation | 0.9 | 30 | 0 | esc | 0.066382 | 7.5942e-09 | 0.070094 | 8.0188e-09 | 0 | 0 | 0 | 0
[120 empty] | 7.3.5.15 Identification and remediation of “at-risk species”WLDFRVegetation ContactFell into (Moderate-Severe defect) | WLDFR | HFTD - Distribution - Tier 3 - 2QU CoRE ¦ 3QU LoRE | Non-Red Flag Warning - Destructive Fires | Vegetation Contact | Fell into (Moderate-Severe defect) | 2021 | 9.9869e-08 | 224.2508 | 2.2396e-05 | 2021 | Mitigation | 0.95 | 1 | 0 | esc | 0 | 0 | 0.073988 | 7.3891e-09 | 0 | 0 | 0 | 0
[120 empty] | 7.3.5.15 Identification and remediation of “at-risk species”WLDFRVegetation ContactFell into (slight defect) | WLDFR | HFTD - Distribution - Tier 3 - 2QU CoRE ¦ 3QU LoRE | Non-Red Flag Warning - Destructive Fires | Vegetation Contact | Fell into (slight defect) | 2021 | 1.2879e-07 | 224.2508 | 2.888e-05 | 2021 | Mitigation | 0.5 | 1 | 0 | esc | 0 | 0 | 0.038941 | 5.0151e-09 | 0 | 0 | 0 | 0
[120 empty] | 7.3.5.15 Identification and remediation of “at-risk species”WLDFRVegetation ContactGrow Into | WLDFR | HFTD - Distribution - Tier 3 - 2QU CoRE ¦ 3QU LoRE | Non-Red Flag Warning - Destructive Fires | Vegetation Contact | Grow Into | 2021 | 1.1148e-08 | 224.2508 | 2.5e-06 | 2021 | Mitigation | 0.5 | 1 | 0 | esc | 0 | 0 | 0.038941 | 4.3412e-10 | 0 | 0 | 0 | 0
[120 empty] | 7.3.5.15 Identification and remediation of “at-risk species”WLDFRVegetation ContactBranch (Not overhanging, 4-12ft) | WLDFR | HFTD - Distribution - Tier 3 - 2QU CoRE ¦ 3QU LoRE | Non-Red Flag Warning - Large Fires | Vegetation Contact | Branch (Not overhanging, 4-12ft) | 2021 | 9.2944e-08 | 224.2508 | 2.0843e-05 | 2021 | Mitigation | 0.5 | 30 | 0 | esc | 0.036879 | 3.4277e-09 | 0.038941 | 3.6193e-09 | 0 | 0 | 0 | 0
[120 empty] | 7.3.5.15 Identification and remediation of “at-risk species”WLDFRVegetation ContactBranch (Not overhanging, within 4ft) | WLDFR | HFTD - Distribution - Tier 3 - 2QU CoRE ¦ 3QU LoRE | Non-Red Flag Warning - Large Fires | Vegetation Contact | Branch (Not overhanging, within 4ft) | 2021 | 2.7486e-08 | 224.2508 | 6.1638e-06 | 2021 | Mitigation | 0.9 | 30 | 0 | esc | 0.066382 | 1.8246e-09 | 0.070094 | 1.9266e-09 | 0 | 0 | 0 | 0
[120 empty] | 7.3.5.15 Identification and remediation of “at-risk species”WLDFRVegetation ContactBranch (OverHanging) | WLDFR | HFTD - Distribution - Tier 3 - 2QU CoRE ¦ 3QU LoRE | Non-Red Flag Warning - Large Fires | Vegetation Contact | Branch (OverHanging) | 2021 | 1.2226e-06 | 224.2508 | 0.00027417 | 2021 | Mitigation | 0.9 | 30 | 0 | esc | 0.066382 | 8.116e-08 | 0.070094 | 8.5698e-08 | 0 | 0 | 0 | 0
[120 empty] | 7.3.5.15 Identification and remediation of “at-risk species”WLDFRVegetation ContactFell into (Moderate-Severe defect) | WLDFR | HFTD - Distribution - Tier 3 - 2QU CoRE ¦ 3QU LoRE | Non-Red Flag Warning - Large Fires | Vegetation Contact | Fell into (Moderate-Severe defect) | 2021 | 1.1427e-06 | 224.2508 | 0.00025624 | 2021 | Mitigation | 0.95 | 1 | 0 | esc | 0 | 0 | 0.073988 | 8.4544e-08 | 0 | 0 | 0 | 0
[120 empty] | 7.3.5.15 Identification and remediation of “at-risk species”WLDFRVegetation ContactFell into (slight defect) | WLDFR | HFTD - Distribution - Tier 3 - 2QU CoRE ¦ 3QU LoRE | Non-Red Flag Warning - Large Fires | Vegetation Contact | Fell into (slight defect) | 2021 | 1.4736e-06 | 224.2508 | 0.00033045 | 2021 | Mitigation | 0.5 | 1 | 0 | esc | 0 | 0 | 0.038941 | 5.7382e-08 | 0 | 0 | 0 | 0
[120 empty] | 7.3.5.15 Identification and remediation of “at-risk species”WLDFRVegetation ContactGrow Into | WLDFR | HFTD - Distribution - Tier 3 - 2QU CoRE ¦ 3QU LoRE | Non-Red Flag Warning - Large Fires | Vegetation Contact | Grow Into | 2021 | 1.2754e-07 | 224.2508 | 2.86e-05 | 2021 | Mitigation | 0.5 | 1 | 0 | esc | 0 | 0 | 0.038941 | 4.9664e-09 | 0 | 0 | 0 | 0
[120 empty] | 7.3.5.15 Identification and remediation of “at-risk species”WLDFRVegetation ContactBranch (Not overhanging, 4-12ft) | WLDFR | HFTD - Distribution - Tier 3 - 2QU CoRE ¦ 3QU LoRE | Non-Red Flag Warning - Small Fires | Vegetation Contact | Branch (Not overhanging, 4-12ft) | 2021 | 1.2956e-05 | 224.2508 | 0.0029054 | 2021 | Mitigation | 0.5 | 30 | 0 | esc | 0.036879 | 4.778e-07 | 0.038941 | 5.0451e-07 | 0 | 0 | 0 | 0
[120 empty] | 7.3.5.15 Identification and remediation of “at-risk species”WLDFRVegetation ContactBranch (Not overhanging, within 4ft) | WLDFR | HFTD - Distribution - Tier 3 - 2QU CoRE ¦ 3QU LoRE | Non-Red Flag Warning - Small Fires | Vegetation Contact | Branch (Not overhanging, within 4ft) | 2021 | 4.2009e-06 | 224.2508 | 0.00094204 | 2021 | Mitigation | 0.9 | 30 | 0 | esc | 0.066382 | 2.7886e-07 | 0.070094 | 2.9445e-07 | 0 | 0 | 0 | 0
[120 empty] | 7.3.5.15 Identification and remediation of “at-risk species”WLDFRVegetation ContactBranch (OverHanging) | WLDFR | HFTD - Distribution - Tier 3 - 2QU CoRE ¦ 3QU LoRE | Non-Red Flag Warning - Small Fires | Vegetation Contact | Branch (OverHanging) | 2021 | 0.00018683 | 224.2508 | 0.041898 | 2021 | Mitigation | 0.9 | 30 | 0 | esc | 0.066382 | 1.2402e-05 | 0.070094 | 1.3096e-05 | 0 | 0 | 0 | 0
[120 empty] | 7.3.5.15 Identification and remediation of “at-risk species”WLDFRVegetation ContactFell into (Moderate-Severe defect) | WLDFR | HFTD - Distribution - Tier 3 - 2QU CoRE ¦ 3QU LoRE | Non-Red Flag Warning - Small Fires | Vegetation Contact | Fell into (Moderate-Severe defect) | 2021 | 0.00015061 | 224.2508 | 0.033775 | 2021 | Mitigation | 0.95 | 1 | 0 | esc | 0 | 0 | 0.073988 | 1.1143e-05 | 0 | 0 | 0 | 0
[120 empty] | 7.3.5.15 Identification and remediation of “at-risk species”WLDFRVegetation ContactFell into (slight defect) | WLDFR | HFTD - Distribution - Tier 3 - 2QU CoRE ¦ 3QU LoRE | Non-Red Flag Warning - Small Fires | Vegetation Contact | Fell into (slight defect) | 2021 | 0.00019422 | 224.2508 | 0.043554 | 2021 | Mitigation | 0.5 | 1 | 0 | esc | 0 | 0 | 0.038941 | 7.5631e-06 | 0 | 0 | 0 | 0
[120 empty] | 7.3.5.15 Identification and remediation of “at-risk species”WLDFRVegetation ContactGrow Into | WLDFR | HFTD - Distribution - Tier 3 - 2QU CoRE ¦ 3QU LoRE | Non-Red Flag Warning - Small Fires | Vegetation Contact | Grow Into | 2021 | 1.6812e-05 | 224.2508 | 0.0037701 | 2021 | Mitigation | 0.5 | 1 | 0 | esc | 0 | 0 | 0.038941 | 6.5467e-07 | 0 | 0 | 0 | 0
[120 empty] | 7.3.5.15 Identification and remediation of “at-risk species”WLDFRVegetation ContactBranch (Not overhanging, 4-12ft) | WLDFR | HFTD - Distribution - Tier 3 - 2QU CoRE ¦ 3QU LoRE | Red Flag Warning - Catastrophic Fires | Vegetation Contact | Branch (Not overhanging, 4-12ft) | 2021 | 5.6307e-07 | 224.2508 | 0.00012627 | 2021 | Mitigation | 0.5 | 30 | 0 | esc | 0.036879 | 2.0765e-08 | 0.038941 | 2.1926e-08 | 0 | 0 | 0 | 0
[120 empty] | 7.3.5.15 Identification and remediation of “at-risk species”WLDFRVegetation ContactBranch (Not overhanging, within 4ft) | WLDFR | HFTD - Distribution - Tier 3 - 2QU CoRE ¦ 3QU LoRE | Red Flag Warning - Catastrophic Fires | Vegetation Contact | Branch (Not overhanging, within 4ft) | 2021 | 9.9866e-08 | 224.2508 | 2.2395e-05 | 2021 | Mitigation | 0.9 | 30 | 0 | esc | 0.066382 | 6.6293e-09 | 0.070094 | 7e-09 | 0 | 0 | 0 | 0
[120 empty] | 7.3.5.15 Identification and remediation of “at-risk species”WLDFRVegetation ContactBranch (OverHanging) | WLDFR | HFTD - Distribution - Tier 3 - 2QU CoRE ¦ 3QU LoRE | Red Flag Warning - Catastrophic Fires | Vegetation Contact | Branch (OverHanging) | 2021 | 5.8842e-06 | 224.2508 | 0.0013195 | 2021 | Mitigation | 0.9 | 30 | 0 | esc | 0.066382 | 3.9061e-07 | 0.070094 | 4.1245e-07 | 0 | 0 | 0 | 0
[120 empty] | 7.3.5.15 Identification and remediation of “at-risk species”WLDFRVegetation ContactFell into (Moderate-Severe defect) | WLDFR | HFTD - Distribution - Tier 3 - 2QU CoRE ¦ 3QU LoRE | Red Flag Warning - Catastrophic Fires | Vegetation Contact | Fell into (Moderate-Severe defect) | 2021 | 3.2333e-06 | 224.2508 | 0.00072508 | 2021 | Mitigation | 0.95 | 1 | 0 | esc | 0 | 0 | 0.073988 | 2.3923e-07 | 0 | 0 | 0 | 0
[120 empty] | 7.3.5.15 Identification and remediation of “at-risk species”WLDFRVegetation ContactFell into (slight defect) | WLDFR | HFTD - Distribution - Tier 3 - 2QU CoRE ¦ 3QU LoRE | Red Flag Warning - Catastrophic Fires | Vegetation Contact | Fell into (slight defect) | 2021 | 3.5813e-06 | 224.2508 | 0.00080312 | 2021 | Mitigation | 0.5 | 1 | 0 | esc | 0 | 0 | 0.038941 | 1.3946e-07 | 0 | 0 | 0 | 0
[120 empty] | 7.3.5.15 Identification and remediation of “at-risk species”WLDFRVegetation ContactGrow Into | WLDFR | HFTD - Distribution - Tier 3 - 2QU CoRE ¦ 3QU LoRE | Red Flag Warning - Catastrophic Fires | Vegetation Contact | Grow Into | 2021 | 3.7713e-07 | 224.2508 | 8.4572e-05 | 2021 | Mitigation | 0.5 | 1 | 0 | esc | 0 | 0 | 0.038941 | 1.4686e-08 | 0 | 0 | 0 | 0
[120 empty] | 7.3.5.15 Identification and remediation of “at-risk species”WLDFRVegetation ContactBranch (Not overhanging, 4-12ft) | WLDFR | HFTD - Distribution - Tier 3 - 2QU CoRE ¦ 3QU LoRE | Red Flag Warning - Destructive Fires | Vegetation Contact | Branch (Not overhanging, 4-12ft) | 2021 | 6.8518e-08 | 224.2508 | 1.5365e-05 | 2021 | Mitigation | 0.5 | 30 | 0 | esc | 0.036879 | 2.5269e-09 | 0.038941 | 2.6681e-09 | 0 | 0 | 0 | 0
[120 empty] | 7.3.5.15 Identification and remediation of “at-risk species”WLDFRVegetation ContactBranch (Not overhanging, within 4ft) | WLDFR | HFTD - Distribution - Tier 3 - 2QU CoRE ¦ 3QU LoRE | Red Flag Warning - Destructive Fires | Vegetation Contact | Branch (Not overhanging, within 4ft) | 2021 | 1.2088e-08 | 224.2508 | 2.7107e-06 | 2021 | Mitigation | 0.9 | 30 | 0 | esc | 0.066382 | 8.0241e-10 | 0.070094 | 8.4727e-10 | 0 | 0 | 0 | 0
[120 empty] | 7.3.5.15 Identification and remediation of “at-risk species”WLDFRVegetation ContactBranch (OverHanging) | WLDFR | HFTD - Distribution - Tier 3 - 2QU CoRE ¦ 3QU LoRE | Red Flag Warning - Destructive Fires | Vegetation Contact | Branch (OverHanging) | 2021 | 7.1222e-07 | 224.2508 | 0.00015972 | 2021 | Mitigation | 0.9 | 30 | 0 | esc | 0.066382 | 4.7279e-08 | 0.070094 | 4.9922e-08 | 0 | 0 | 0 | 0
[120 empty] | 7.3.5.15 Identification and remediation of “at-risk species”WLDFRVegetation ContactFell into (Moderate-Severe defect) | WLDFR | HFTD - Distribution - Tier 3 - 2QU CoRE ¦ 3QU LoRE | Red Flag Warning - Destructive Fires | Vegetation Contact | Fell into (Moderate-Severe defect) | 2021 | 3.9471e-07 | 224.2508 | 8.8515e-05 | 2021 | Mitigation | 0.95 | 1 | 0 | esc | 0 | 0 | 0.073988 | 2.9204e-08 | 0 | 0 | 0 | 0
[120 empty] | 7.3.5.15 Identification and remediation of “at-risk species”WLDFRVegetation ContactFell into (slight defect) | WLDFR | HFTD - Distribution - Tier 3 - 2QU CoRE ¦ 3QU LoRE | Red Flag Warning - Destructive Fires | Vegetation Contact | Fell into (slight defect) | 2021 | 4.372e-07 | 224.2508 | 9.8042e-05 | 2021 | Mitigation | 0.5 | 1 | 0 | esc | 0 | 0 | 0.038941 | 1.7025e-08 | 0 | 0 | 0 | 0
[120 empty] | 7.3.5.15 Identification and remediation of “at-risk species”WLDFRVegetation ContactGrow Into | WLDFR | HFTD - Distribution - Tier 3 - 2QU CoRE ¦ 3QU LoRE | Red Flag Warning - Destructive Fires | Vegetation Contact | Grow Into | 2021 | 4.6039e-08 | 224.2508 | 1.0324e-05 | 2021 | Mitigation | 0.5 | 1 | 0 | esc | 0 | 0 | 0.038941 | 1.7928e-09 | 0 | 0 | 0 | 0
[120 empty] | 7.3.5.15 Identification and remediation of “at-risk species”WLDFRVegetation ContactBranch (Not overhanging, 4-12ft) | WLDFR | HFTD - Distribution - Tier 3 - 2QU CoRE ¦ 3QU LoRE | Red Flag Warning - Large Fires | Vegetation Contact | Branch (Not overhanging, 4-12ft) | 2021 | 4.1782e-07 | 224.2508 | 9.3696e-05 | 2021 | Mitigation | 0.5 | 30 | 0 | esc | 0.036879 | 1.5409e-08 | 0.038941 | 1.627e-08 | 0 | 0 | 0 | 0
[120 empty] | 7.3.5.15 Identification and remediation of “at-risk species”WLDFRVegetation ContactBranch (Not overhanging, within 4ft) | WLDFR | HFTD - Distribution - Tier 3 - 2QU CoRE ¦ 3QU LoRE | Red Flag Warning - Large Fires | Vegetation Contact | Branch (Not overhanging, within 4ft) | 2021 | 7.0617e-08 | 224.2508 | 1.5836e-05 | 2021 | Mitigation | 0.9 | 30 | 0 | esc | 0.066382 | 4.6877e-09 | 0.070094 | 4.9498e-09 | 0 | 0 | 0 | 0
[120 empty] | 7.3.5.15 Identification and remediation of “at-risk species”WLDFRVegetation ContactBranch (OverHanging) | WLDFR | HFTD - Distribution - Tier 3 - 2QU CoRE ¦ 3QU LoRE | Red Flag Warning - Large Fires | Vegetation Contact | Branch (OverHanging) | 2021 | 4.1614e-06 | 224.2508 | 0.0009332 | 2021 | Mitigation | 0.9 | 30 | 0 | esc | 0.066382 | 2.7624e-07 | 0.070094 | 2.9169e-07 | 0 | 0 | 0 | 0
[120 empty] | 7.3.5.15 Identification and remediation of “at-risk species”WLDFRVegetation ContactFell into (Moderate-Severe defect) | WLDFR | HFTD - Distribution - Tier 3 - 2QU CoRE ¦ 3QU LoRE | Red Flag Warning - Large Fires | Vegetation Contact | Fell into (Moderate-Severe defect) | 2021 | 2.4691e-06 | 224.2508 | 0.00055369 | 2021 | Mitigation | 0.95 | 1 | 0 | esc | 0 | 0 | 0.073988 | 1.8268e-07 | 0 | 0 | 0 | 0
[120 empty] | 7.3.5.15 Identification and remediation of “at-risk species”WLDFRVegetation ContactFell into (slight defect) | WLDFR | HFTD - Distribution - Tier 3 - 2QU CoRE ¦ 3QU LoRE | Red Flag Warning - Large Fires | Vegetation Contact | Fell into (slight defect) | 2021 | 2.7349e-06 | 224.2508 | 0.0006133 | 2021 | Mitigation | 0.5 | 1 | 0 | esc | 0 | 0 | 0.038941 | 1.065e-07 | 0 | 0 | 0 | 0
[120 empty] | 7.3.5.15 Identification and remediation of “at-risk species”WLDFRVegetation ContactGrow Into | WLDFR | HFTD - Distribution - Tier 3 - 2QU CoRE ¦ 3QU LoRE | Red Flag Warning - Large Fires | Vegetation Contact | Grow Into | 2021 | 2.8795e-07 | 224.2508 | 6.4574e-05 | 2021 | Mitigation | 0.5 | 1 | 0 | esc | 0 | 0 | 0.038941 | 1.1213e-08 | 0 | 0 | 0 | 0
[120 empty] | 7.3.5.15 Identification and remediation of “at-risk species”WLDFRVegetation ContactBranch (Not overhanging, 4-12ft) | WLDFR | HFTD - Distribution - Tier 3 - 2QU CoRE ¦ 3QU LoRE | Red Flag Warning - Small Fires | Vegetation Contact | Branch (Not overhanging, 4-12ft) | 2021 | 5.2693e-06 | 224.2508 | 0.0011816 | 2021 | Mitigation | 0.5 | 30 | 0 | esc | 0.036879 | 1.9433e-07 | 0.038941 | 2.0519e-07 | 0 | 0 | 0 | 0
[120 empty] | 7.3.5.15 Identification and remediation of “at-risk species”WLDFRVegetation ContactBranch (Not overhanging, within 4ft) | WLDFR | HFTD - Distribution - Tier 3 - 2QU CoRE ¦ 3QU LoRE | Red Flag Warning - Small Fires | Vegetation Contact | Branch (Not overhanging, within 4ft) | 2021 | 9.7645e-07 | 224.2508 | 0.00021897 | 2021 | Mitigation | 0.9 | 30 | 0 | esc | 0.066382 | 6.4819e-08 | 0.070094 | 6.8443e-08 | 0 | 0 | 0 | 0
[120 empty] | 7.3.5.15 Identification and remediation of “at-risk species”WLDFRVegetation ContactBranch (OverHanging) | WLDFR | HFTD - Distribution - Tier 3 - 2QU CoRE ¦ 3QU LoRE | Red Flag Warning - Small Fires | Vegetation Contact | Branch (OverHanging) | 2021 | 5.7534e-05 | 224.2508 | 0.012902 | 2021 | Mitigation | 0.9 | 30 | 0 | esc | 0.066382 | 3.8192e-06 | 0.070094 | 4.0328e-06 | 0 | 0 | 0 | 0
[120 empty] | 7.3.5.15 Identification and remediation of “at-risk species”WLDFRVegetation ContactFell into (Moderate-Severe defect) | WLDFR | HFTD - Distribution - Tier 3 - 2QU CoRE ¦ 3QU LoRE | Red Flag Warning - Small Fires | Vegetation Contact | Fell into (Moderate-Severe defect) | 2021 | 2.9444e-05 | 224.2508 | 0.0066027 | 2021 | Mitigation | 0.95 | 1 | 0 | esc | 0 | 0 | 0.073988 | 2.1785e-06 | 0 | 0 | 0 | 0
[120 empty] | 7.3.5.15 Identification and remediation of “at-risk species”WLDFRVegetation ContactFell into (slight defect) | WLDFR | HFTD - Distribution - Tier 3 - 2QU CoRE ¦ 3QU LoRE | Red Flag Warning - Small Fires | Vegetation Contact | Fell into (slight defect) | 2021 | 3.2613e-05 | 224.2508 | 0.0073134 | 2021 | Mitigation | 0.5 | 1 | 0 | esc | 0 | 0 | 0.038941 | 1.27e-06 | 0 | 0 | 0 | 0
[120 empty] | 7.3.5.15 Identification and remediation of “at-risk species”WLDFRVegetation ContactGrow Into | WLDFR | HFTD - Distribution - Tier 3 - 2QU CoRE ¦ 3QU LoRE | Red Flag Warning - Small Fires | Vegetation Contact | Grow Into | 2021 | 3.4341e-06 | 224.2508 | 0.00077011 | 2021 | Mitigation | 0.5 | 1 | 0 | esc | 0 | 0 | 0.038941 | 1.3373e-07 | 0 | 0 | 0 | 0
[120 empty] | 7.3.5.15 Identification and remediation of “at-risk species”WLDFRCC - Seismic ScenarioSeismic Scenario | WLDFR | HFTD - Distribution - Tier 3 - 2QU CoRE ¦ 3QU LoRE | Seismic - Non-Red Flag Warning - Catastrophic Fires | CC - Seismic Scenario | Seismic Scenario | 2021 | 3.7803e-10 | 224.2508 | 8.4774e-08 | 2021 | Mitigation | 0.082056 | 1 | 0 | esc | 0 | 0 | 0.0063906 | 2.4159e-12 | 0 | 0 | 0 | 0
[120 empty] | 7.3.5.15 Identification and remediation of “at-risk species”WLDFRCC - Seismic ScenarioSeismic Scenario | WLDFR | HFTD - Distribution - Tier 3 - 2QU CoRE ¦ 3QU LoRE | Seismic - Red Flag Warning - Catastrophic Fires | CC - Seismic Scenario | Seismic Scenario | 2021 | 1.6301e-08 | 224.2508 | 3.6554e-06 | 2021 | Mitigation | 0.082056 | 1 | 0 | esc | 0 | 0 | 0.0063906 | 1.0417e-10 | 0 | 0 | 0 | 0
[120 empty] | 7.3.5.15 Identification and remediation of “at-risk species”WLDFRVegetation ContactBranch (Not overhanging, 4-12ft) | WLDFR | HFTD - Distribution - Tier 3 - 2QU CoRE ¦ 4QU LoRE | Non-Red Flag Warning - Catastrophic Fires | Vegetation Contact | Branch (Not overhanging, 4-12ft) | 2021 | 2.994e-09 | 69.0654 | 2.0678e-07 | 2021 | Mitigation | 0.5 | 30 | 0 | esc | 0.036879 | 1.1041e-10 | 0.038941 | 1.1659e-10 | 0 | 0 | 0 | 0
[120 empty] | 7.3.5.15 Identification and remediation of “at-risk species”WLDFRVegetation ContactBranch (Not overhanging, within 4ft) | WLDFR | HFTD - Distribution - Tier 3 - 2QU CoRE ¦ 4QU LoRE | Non-Red Flag Warning - Catastrophic Fires | Vegetation Contact | Branch (Not overhanging, within 4ft) | 2021 | 1.2248e-09 | 69.0654 | 8.4592e-08 | 2021 | Mitigation | 0.9 | 30 | 0 | esc | 0.066382 | 8.1305e-11 | 0.070094 | 8.5851e-11 | 0 | 0 | 0 | 0
[120 empty] | 7.3.5.15 Identification and remediation of “at-risk species”WLDFRVegetation ContactBranch (OverHanging) | WLDFR | HFTD - Distribution - Tier 3 - 2QU CoRE ¦ 4QU LoRE | Non-Red Flag Warning - Catastrophic Fires | Vegetation Contact | Branch (OverHanging) | 2021 | 5.4545e-08 | 69.0654 | 3.7672e-06 | 2021 | Mitigation | 0.9 | 30 | 0 | esc | 0.066382 | 3.6208e-09 | 0.070094 | 3.8233e-09 | 0 | 0 | 0 | 0
[120 empty] | 7.3.5.15 Identification and remediation of “at-risk species”WLDFRVegetation ContactFell into (Moderate-Severe defect) | WLDFR | HFTD - Distribution - Tier 3 - 2QU CoRE ¦ 4QU LoRE | Non-Red Flag Warning - Catastrophic Fires | Vegetation Contact | Fell into (Moderate-Severe defect) | 2021 | 2.8955e-08 | 69.0654 | 1.9998e-06 | 2021 | Mitigation | 0.95 | 1 | 0 | esc | 0 | 0 | 0.073988 | 2.1423e-09 | 0 | 0 | 0 | 0
[120 empty] | 7.3.5.15 Identification and remediation of “at-risk species”WLDFRVegetation ContactFell into (slight defect) | WLDFR | HFTD - Distribution - Tier 3 - 2QU CoRE ¦ 4QU LoRE | Non-Red Flag Warning - Catastrophic Fires | Vegetation Contact | Fell into (slight defect) | 2021 | 3.734e-08 | 69.0654 | 2.5789e-06 | 2021 | Mitigation | 0.5 | 1 | 0 | esc | 0 | 0 | 0.038941 | 1.4541e-09 | 0 | 0 | 0 | 0
[120 empty] | 7.3.5.15 Identification and remediation of “at-risk species”WLDFRVegetation ContactGrow Into | WLDFR | HFTD - Distribution - Tier 3 - 2QU CoRE ¦ 4QU LoRE | Non-Red Flag Warning - Catastrophic Fires | Vegetation Contact | Grow Into | 2021 | 3.2314e-09 | 69.0654 | 2.2318e-07 | 2021 | Mitigation | 0.5 | 1 | 0 | esc | 0 | 0 | 0.038941 | 1.2583e-10 | 0 | 0 | 0 | 0
[120 empty] | 7.3.5.15 Identification and remediation of “at-risk species”WLDFRVegetation ContactBranch (Not overhanging, 4-12ft) | WLDFR | HFTD - Distribution - Tier 3 - 2QU CoRE ¦ 4QU LoRE | Non-Red Flag Warning - Destructive Fires | Vegetation Contact | Branch (Not overhanging, 4-12ft) | 2021 | 7.2296e-09 | 69.0654 | 4.9931e-07 | 2021 | Mitigation | 0.5 | 30 | 0 | esc | 0.036879 | 2.6662e-10 | 0.038941 | 2.8153e-10 | 0 | 0 | 0 | 0
[120 empty] | 7.3.5.15 Identification and remediation of “at-risk species”WLDFRVegetation ContactBranch (Not overhanging, within 4ft) | WLDFR | HFTD - Distribution - Tier 3 - 2QU CoRE ¦ 4QU LoRE | Non-Red Flag Warning - Destructive Fires | Vegetation Contact | Branch (Not overhanging, within 4ft) | 2021 | 2.9583e-09 | 69.0654 | 2.0432e-07 | 2021 | Mitigation | 0.9 | 30 | 0 | esc | 0.066382 | 1.9638e-10 | 0.070094 | 2.0736e-10 | 0 | 0 | 0 | 0
[120 empty] | 7.3.5.15 Identification and remediation of “at-risk species”WLDFRVegetation ContactBranch (OverHanging) | WLDFR | HFTD - Distribution - Tier 3 - 2QU CoRE ¦ 4QU LoRE | Non-Red Flag Warning - Destructive Fires | Vegetation Contact | Branch (OverHanging) | 2021 | 1.3174e-07 | 69.0654 | 9.0989e-06 | 2021 | Mitigation | 0.9 | 30 | 0 | esc | 0.066382 | 8.7454e-09 | 0.070094 | 9.2343e-09 | 0 | 0 | 0 | 0
[120 empty] | 7.3.5.15 Identification and remediation of “at-risk species”WLDFRVegetation ContactFell into (Moderate-Severe defect) | WLDFR | HFTD - Distribution - Tier 3 - 2QU CoRE ¦ 4QU LoRE | Non-Red Flag Warning - Destructive Fires | Vegetation Contact | Fell into (Moderate-Severe defect) | 2021 | 6.9898e-08 | 69.0654 | 4.8275e-06 | 2021 | Mitigation | 0.95 | 1 | 0 | esc | 0 | 0 | 0.073988 | 5.1716e-09 | 0 | 0 | 0 | 0
[120 empty] | 7.3.5.15 Identification and remediation of “at-risk species”WLDFRVegetation ContactFell into (slight defect) | WLDFR | HFTD - Distribution - Tier 3 - 2QU CoRE ¦ 4QU LoRE | Non-Red Flag Warning - Destructive Fires | Vegetation Contact | Fell into (slight defect) | 2021 | 9.0141e-08 | 69.0654 | 6.2256e-06 | 2021 | Mitigation | 0.5 | 1 | 0 | esc | 0 | 0 | 0.038941 | 3.5102e-09 | 0 | 0 | 0 | 0
[120 empty] | 7.3.5.15 Identification and remediation of “at-risk species”WLDFRVegetation ContactGrow Into | WLDFR | HFTD - Distribution - Tier 3 - 2QU CoRE ¦ 4QU LoRE | Non-Red Flag Warning - Destructive Fires | Vegetation Contact | Grow Into | 2021 | 7.8008e-09 | 69.0654 | 5.3876e-07 | 2021 | Mitigation | 0.5 | 1 | 0 | esc | 0 | 0 | 0.038941 | 3.0377e-10 | 0 | 0 | 0 | 0
[120 empty] | 7.3.5.15 Identification and remediation of “at-risk species”WLDFRVegetation ContactBranch (Not overhanging, 4-12ft) | WLDFR | HFTD - Distribution - Tier 3 - 2QU CoRE ¦ 4QU LoRE | Non-Red Flag Warning - Large Fires | Vegetation Contact | Branch (Not overhanging, 4-12ft) | 2021 | 8.1088e-08 | 69.0654 | 5.6004e-06 | 2021 | Mitigation | 0.5 | 30 | 0 | esc | 0.036879 | 2.9904e-09 | 0.038941 | 3.1576e-09 | 0 | 0 | 0 | 0
[120 empty] | 7.3.5.15 Identification and remediation of “at-risk species”WLDFRVegetation ContactBranch (Not overhanging, within 4ft) | WLDFR | HFTD - Distribution - Tier 3 - 2QU CoRE ¦ 4QU LoRE | Non-Red Flag Warning - Large Fires | Vegetation Contact | Branch (Not overhanging, within 4ft) | 2021 | 3.3867e-08 | 69.0654 | 2.339e-06 | 2021 | Mitigation | 0.9 | 30 | 0 | esc | 0.066382 | 2.2482e-09 | 0.070094 | 2.3739e-09 | 0 | 0 | 0 | 0
[120 empty] | 7.3.5.15 Identification and remediation of “at-risk species”WLDFRVegetation ContactBranch (OverHanging) | WLDFR | HFTD - Distribution - Tier 3 - 2QU CoRE ¦ 4QU LoRE | Non-Red Flag Warning - Large Fires | Vegetation Contact | Branch (OverHanging) | 2021 | 1.5086e-06 | 69.0654 | 0.00010419 | 2021 | Mitigation | 0.9 | 30 | 0 | esc | 0.066382 | 1.0014e-07 | 0.070094 | 1.0574e-07 | 0 | 0 | 0 | 0
[120 empty] | 7.3.5.15 Identification and remediation of “at-risk species”WLDFRVegetation ContactFell into (Moderate-Severe defect) | WLDFR | HFTD - Distribution - Tier 3 - 2QU CoRE ¦ 4QU LoRE | Non-Red Flag Warning - Large Fires | Vegetation Contact | Fell into (Moderate-Severe defect) | 2021 | 7.6852e-07 | 69.0654 | 5.3078e-05 | 2021 | Mitigation | 0.95 | 1 | 0 | esc | 0 | 0 | 0.073988 | 5.6861e-08 | 0 | 0 | 0 | 0
[120 empty] | 7.3.5.15 Identification and remediation of “at-risk species”WLDFRVegetation ContactFell into (slight defect) | WLDFR | HFTD - Distribution - Tier 3 - 2QU CoRE ¦ 4QU LoRE | Non-Red Flag Warning - Large Fires | Vegetation Contact | Fell into (slight defect) | 2021 | 9.911e-07 | 69.0654 | 6.8451e-05 | 2021 | Mitigation | 0.5 | 1 | 0 | esc | 0 | 0 | 0.038941 | 3.8594e-08 | 0 | 0 | 0 | 0
[120 empty] | 7.3.5.15 Identification and remediation of “at-risk species”WLDFRVegetation ContactGrow Into | WLDFR | HFTD - Distribution - Tier 3 - 2QU CoRE ¦ 4QU LoRE | Non-Red Flag Warning - Large Fires | Vegetation Contact | Grow Into | 2021 | 8.576e-08 | 69.0654 | 5.9231e-06 | 2021 | Mitigation | 0.5 | 1 | 0 | esc | 0 | 0 | 0.038941 | 3.3396e-09 | 0 | 0 | 0 | 0
[120 empty] | 7.3.5.15 Identification and remediation of “at-risk species”WLDFRVegetation ContactBranch (Not overhanging, 4-12ft) | WLDFR | HFTD - Distribution - Tier 3 - 2QU CoRE ¦ 4QU LoRE | Non-Red Flag Warning - Small Fires | Vegetation Contact | Branch (Not overhanging, 4-12ft) | 2021 | 1.1438e-05 | 69.0654 | 0.00078995 | 2021 | Mitigation | 0.5 | 30 | 0 | esc | 0.036879 | 4.2181e-07 | 0.038941 | 4.4539e-07 | 0 | 0 | 0 | 0
[120 empty] | 7.3.5.15 Identification and remediation of “at-risk species”WLDFRVegetation ContactBranch (Not overhanging, within 4ft) | WLDFR | HFTD - Distribution - Tier 3 - 2QU CoRE ¦ 4QU LoRE | Non-Red Flag Warning - Small Fires | Vegetation Contact | Branch (Not overhanging, within 4ft) | 2021 | 4.7302e-06 | 69.0654 | 0.00032669 | 2021 | Mitigation | 0.9 | 30 | 0 | esc | 0.066382 | 3.14e-07 | 0.070094 | 3.3155e-07 | 0 | 0 | 0 | 0
[120 empty] | 7.3.5.15 Identification and remediation of “at-risk species”WLDFRVegetation ContactBranch (OverHanging) | WLDFR | HFTD - Distribution - Tier 3 - 2QU CoRE ¦ 4QU LoRE | Non-Red Flag Warning - Small Fires | Vegetation Contact | Branch (OverHanging) | 2021 | 0.00021059 | 69.0654 | 0.014545 | 2021 | Mitigation | 0.9 | 30 | 0 | esc | 0.066382 | 1.3979e-05 | 0.070094 | 1.4761e-05 | 0 | 0 | 0 | 0
[120 empty] | 7.3.5.15 Identification and remediation of “at-risk species”WLDFRVegetation ContactFell into (Moderate-Severe defect) | WLDFR | HFTD - Distribution - Tier 3 - 2QU CoRE ¦ 4QU LoRE | Non-Red Flag Warning - Small Fires | Vegetation Contact | Fell into (Moderate-Severe defect) | 2021 | 0.00010936 | 69.0654 | 0.0075532 | 2021 | Mitigation | 0.95 | 1 | 0 | esc | 0 | 0 | 0.073988 | 8.0915e-06 | 0 | 0 | 0 | 0
[120 empty] | 7.3.5.15 Identification and remediation of “at-risk species”WLDFRVegetation ContactFell into (slight defect) | WLDFR | HFTD - Distribution - Tier 3 - 2QU CoRE ¦ 4QU LoRE | Non-Red Flag Warning - Small Fires | Vegetation Contact | Fell into (slight defect) | 2021 | 0.00014103 | 69.0654 | 0.0097405 | 2021 | Mitigation | 0.5 | 1 | 0 | esc | 0 | 0 | 0.038941 | 5.492e-06 | 0 | 0 | 0 | 0
[120 empty] | 7.3.5.15 Identification and remediation of “at-risk species”WLDFRVegetation ContactGrow Into | WLDFR | HFTD - Distribution - Tier 3 - 2QU CoRE ¦ 4QU LoRE | Non-Red Flag Warning - Small Fires | Vegetation Contact | Grow Into | 2021 | 1.2206e-05 | 69.0654 | 0.00084301 | 2021 | Mitigation | 0.5 | 1 | 0 | esc | 0 | 0 | 0.038941 | 4.7531e-07 | 0 | 0 | 0 | 0
[120 empty] | 7.3.5.15 Identification and remediation of “at-risk species”WLDFRVegetation ContactBranch (Not overhanging, 4-12ft) | WLDFR | HFTD - Distribution - Tier 3 - 2QU CoRE ¦ 4QU LoRE | Red Flag Warning - Catastrophic Fires | Vegetation Contact | Branch (Not overhanging, 4-12ft) | 2021 | 4.8956e-07 | 69.0654 | 3.3811e-05 | 2021 | Mitigation | 0.5 | 30 | 0 | esc | 0.036879 | 1.8054e-08 | 0.038941 | 1.9064e-08 | 0 | 0 | 0 | 0
[120 empty] | 7.3.5.15 Identification and remediation of “at-risk species”WLDFRVegetation ContactBranch (Not overhanging, within 4ft) | WLDFR | HFTD - Distribution - Tier 3 - 2QU CoRE ¦ 4QU LoRE | Red Flag Warning - Catastrophic Fires | Vegetation Contact | Branch (Not overhanging, within 4ft) | 2021 | 1.1446e-07 | 69.0654 | 7.9051e-06 | 2021 | Mitigation | 0.9 | 30 | 0 | esc | 0.066382 | 7.598e-09 | 0.070094 | 8.0228e-09 | 0 | 0 | 0 | 0
[120 empty] | 7.3.5.15 Identification and remediation of “at-risk species”WLDFRVegetation ContactBranch (OverHanging) | WLDFR | HFTD - Distribution - Tier 3 - 2QU CoRE ¦ 4QU LoRE | Red Flag Warning - Catastrophic Fires | Vegetation Contact | Branch (OverHanging) | 2021 | 6.753e-06 | 69.0654 | 0.0004664 | 2021 | Mitigation | 0.9 | 30 | 0 | esc | 0.066382 | 4.4828e-07 | 0.070094 | 4.7334e-07 | 0 | 0 | 0 | 0
[120 empty] | 7.3.5.15 Identification and remediation of “at-risk species”WLDFRVegetation ContactFell into (Moderate-Severe defect) | WLDFR | HFTD - Distribution - Tier 3 - 2QU CoRE ¦ 4QU LoRE | Red Flag Warning - Catastrophic Fires | Vegetation Contact | Fell into (Moderate-Severe defect) | 2021 | 2.2757e-06 | 69.0654 | 0.00015717 | 2021 | Mitigation | 0.95 | 1 | 0 | esc | 0 | 0 | 0.073988 | 1.6838e-07 | 0 | 0 | 0 | 0
[120 empty] | 7.3.5.15 Identification and remediation of “at-risk species”WLDFRVegetation ContactFell into (slight defect) | WLDFR | HFTD - Distribution - Tier 3 - 2QU CoRE ¦ 4QU LoRE | Red Flag Warning - Catastrophic Fires | Vegetation Contact | Fell into (slight defect) | 2021 | 2.5208e-06 | 69.0654 | 0.0001741 | 2021 | Mitigation | 0.5 | 1 | 0 | esc | 0 | 0 | 0.038941 | 9.8162e-08 | 0 | 0 | 0 | 0
[120 empty] | 7.3.5.15 Identification and remediation of “at-risk species”WLDFRVegetation ContactGrow Into | WLDFR | HFTD - Distribution - Tier 3 - 2QU CoRE ¦ 4QU LoRE | Red Flag Warning - Catastrophic Fires | Vegetation Contact | Grow Into | 2021 | 2.6538e-07 | 69.0654 | 1.8328e-05 | 2021 | Mitigation | 0.5 | 1 | 0 | esc | 0 | 0 | 0.038941 | 1.0334e-08 | 0 | 0 | 0 | 0
[120 empty] | 7.3.5.15 Identification and remediation of “at-risk species”WLDFRVegetation ContactBranch (Not overhanging, 4-12ft) | WLDFR | HFTD - Distribution - Tier 3 - 2QU CoRE ¦ 4QU LoRE | Red Flag Warning - Destructive Fires | Vegetation Contact | Branch (Not overhanging, 4-12ft) | 2021 | 5.9445e-08 | 69.0654 | 4.1056e-06 | 2021 | Mitigation | 0.5 | 30 | 0 | esc | 0.036879 | 2.1923e-09 | 0.038941 | 2.3148e-09 | 0 | 0 | 0 | 0
[120 empty] | 7.3.5.15 Identification and remediation of “at-risk species”WLDFRVegetation ContactBranch (Not overhanging, within 4ft) | WLDFR | HFTD - Distribution - Tier 3 - 2QU CoRE ¦ 4QU LoRE | Red Flag Warning - Destructive Fires | Vegetation Contact | Branch (Not overhanging, within 4ft) | 2021 | 1.3902e-08 | 69.0654 | 9.6013e-07 | 2021 | Mitigation | 0.9 | 30 | 0 | esc | 0.066382 | 9.2283e-10 | 0.070094 | 9.7443e-10 | 0 | 0 | 0 | 0
[120 empty] | 7.3.5.15 Identification and remediation of “at-risk species”WLDFRVegetation ContactBranch (OverHanging) | WLDFR | HFTD - Distribution - Tier 3 - 2QU CoRE ¦ 4QU LoRE | Red Flag Warning - Destructive Fires | Vegetation Contact | Branch (OverHanging) | 2021 | 8.2019e-07 | 69.0654 | 5.6647e-05 | 2021 | Mitigation | 0.9 | 30 | 0 | esc | 0.066382 | 5.4446e-08 | 0.070094 | 5.749e-08 | 0 | 0 | 0 | 0
[120 empty] | 7.3.5.15 Identification and remediation of “at-risk species”WLDFRVegetation ContactFell into (Moderate-Severe defect) | WLDFR | HFTD - Distribution - Tier 3 - 2QU CoRE ¦ 4QU LoRE | Red Flag Warning - Destructive Fires | Vegetation Contact | Fell into (Moderate-Severe defect) | 2021 | 2.7626e-07 | 69.0654 | 1.908e-05 | 2021 | Mitigation | 0.95 | 1 | 0 | esc | 0 | 0 | 0.073988 | 2.044e-08 | 0 | 0 | 0 | 0
[120 empty] | 7.3.5.15 Identification and remediation of “at-risk species”WLDFRVegetation ContactFell into (slight defect) | WLDFR | HFTD - Distribution - Tier 3 - 2QU CoRE ¦ 4QU LoRE | Red Flag Warning - Destructive Fires | Vegetation Contact | Fell into (slight defect) | 2021 | 3.0601e-07 | 69.0654 | 2.1134e-05 | 2021 | Mitigation | 0.5 | 1 | 0 | esc | 0 | 0 | 0.038941 | 1.1916e-08 | 0 | 0 | 0 | 0
[120 empty] | 7.3.5.15 Identification and remediation of “at-risk species”WLDFRVegetation ContactGrow Into | WLDFR | HFTD - Distribution - Tier 3 - 2QU CoRE ¦ 4QU LoRE | Red Flag Warning - Destructive Fires | Vegetation Contact | Grow Into | 2021 | 3.2215e-08 | 69.0654 | 2.2249e-06 | 2021 | Mitigation | 0.5 | 1 | 0 | esc | 0 | 0 | 0.038941 | 1.2545e-09 | 0 | 0 | 0 | 0
[120 empty] | 7.3.5.15 Identification and remediation of “at-risk species”WLDFRVegetation ContactBranch (Not overhanging, 4-12ft) | WLDFR | HFTD - Distribution - Tier 3 - 2QU CoRE ¦ 4QU LoRE | Red Flag Warning - Large Fires | Vegetation Contact | Branch (Not overhanging, 4-12ft) | 2021 | 3.6452e-07 | 69.0654 | 2.5176e-05 | 2021 | Mitigation | 0.5 | 30 | 0 | esc | 0.036879 | 1.3443e-08 | 0.038941 | 1.4195e-08 | 0 | 0 | 0 | 0
[120 empty] | 7.3.5.15 Identification and remediation of “at-risk species”WLDFRVegetation ContactBranch (Not overhanging, within 4ft) | WLDFR | HFTD - Distribution - Tier 3 - 2QU CoRE ¦ 4QU LoRE | Red Flag Warning - Large Fires | Vegetation Contact | Branch (Not overhanging, within 4ft) | 2021 | 8.701e-08 | 69.0654 | 6.0094e-06 | 2021 | Mitigation | 0.9 | 30 | 0 | esc | 0.066382 | 5.7759e-09 | 0.070094 | 6.0989e-09 | 0 | 0 | 0 | 0
[120 empty] | 7.3.5.15 Identification and remediation of “at-risk species”WLDFRVegetation ContactBranch (OverHanging) | WLDFR | HFTD - Distribution - Tier 3 - 2QU CoRE ¦ 4QU LoRE | Red Flag Warning - Large Fires | Vegetation Contact | Branch (OverHanging) | 2021 | 5.1348e-06 | 69.0654 | 0.00035464 | 2021 | Mitigation | 0.9 | 30 | 0 | esc | 0.066382 | 3.4086e-07 | 0.070094 | 3.5992e-07 | 0 | 0 | 0 | 0
[120 empty] | 7.3.5.15 Identification and remediation of “at-risk species”WLDFRVegetation ContactFell into (Moderate-Severe defect) | WLDFR | HFTD - Distribution - Tier 3 - 2QU CoRE ¦ 4QU LoRE | Red Flag Warning - Large Fires | Vegetation Contact | Fell into (Moderate-Severe defect) | 2021 | 1.6606e-06 | 69.0654 | 0.00011469 | 2021 | Mitigation | 0.95 | 1 | 0 | esc | 0 | 0 | 0.073988 | 1.2287e-07 | 0 | 0 | 0 | 0
[120 empty] | 7.3.5.15 Identification and remediation of “at-risk species”WLDFRVegetation ContactFell into (slight defect) | WLDFR | HFTD - Distribution - Tier 3 - 2QU CoRE ¦ 4QU LoRE | Red Flag Warning - Large Fires | Vegetation Contact | Fell into (slight defect) | 2021 | 1.8395e-06 | 69.0654 | 0.00012704 | 2021 | Mitigation | 0.5 | 1 | 0 | esc | 0 | 0 | 0.038941 | 7.1631e-08 | 0 | 0 | 0 | 0
[120 empty] | 7.3.5.15 Identification and remediation of “at-risk species”WLDFRVegetation ContactGrow Into | WLDFR | HFTD - Distribution - Tier 3 - 2QU CoRE ¦ 4QU LoRE | Red Flag Warning - Large Fires | Vegetation Contact | Grow Into | 2021 | 1.9363e-07 | 69.0654 | 1.3373e-05 | 2021 | Mitigation | 0.5 | 1 | 0 | esc | 0 | 0 | 0.038941 | 7.5401e-09 | 0 | 0 | 0 | 0
[120 empty] | 7.3.5.15 Identification and remediation of “at-risk species”WLDFRVegetation ContactBranch (Not overhanging, 4-12ft) | WLDFR | HFTD - Distribution - Tier 3 - 2QU CoRE ¦ 4QU LoRE | Red Flag Warning - Small Fires | Vegetation Contact | Branch (Not overhanging, 4-12ft) | 2021 | 4.6518e-06 | 69.0654 | 0.00032128 | 2021 | Mitigation | 0.5 | 30 | 0 | esc | 0.036879 | 1.7155e-07 | 0.038941 | 1.8115e-07 | 0 | 0 | 0 | 0
[120 empty] | 7.3.5.15 Identification and remediation of “at-risk species”WLDFRVegetation ContactBranch (Not overhanging, within 4ft) | WLDFR | HFTD - Distribution - Tier 3 - 2QU CoRE ¦ 4QU LoRE | Red Flag Warning - Small Fires | Vegetation Contact | Branch (Not overhanging, within 4ft) | 2021 | 1.0995e-06 | 69.0654 | 7.5936e-05 | 2021 | Mitigation | 0.9 | 30 | 0 | esc | 0.066382 | 7.2986e-08 | 0.070094 | 7.7067e-08 | 0 | 0 | 0 | 0
[120 empty] | 7.3.5.15 Identification and remediation of “at-risk species”WLDFRVegetation ContactBranch (OverHanging) | WLDFR | HFTD - Distribution - Tier 3 - 2QU CoRE ¦ 4QU LoRE | Red Flag Warning - Small Fires | Vegetation Contact | Branch (OverHanging) | 2021 | 6.485e-05 | 69.0654 | 0.0044789 | 2021 | Mitigation | 0.9 | 30 | 0 | esc | 0.066382 | 4.3049e-06 | 0.070094 | 4.5456e-06 | 0 | 0 | 0 | 0
[120 empty] | 7.3.5.15 Identification and remediation of “at-risk species”WLDFRVegetation ContactFell into (Moderate-Severe defect) | WLDFR | HFTD - Distribution - Tier 3 - 2QU CoRE ¦ 4QU LoRE | Red Flag Warning - Small Fires | Vegetation Contact | Fell into (Moderate-Severe defect) | 2021 | 2.138e-05 | 69.0654 | 0.0014766 | 2021 | Mitigation | 0.95 | 1 | 0 | esc | 0 | 0 | 0.073988 | 1.5818e-06 | 0 | 0 | 0 | 0
[120 empty] | 7.3.5.15 Identification and remediation of “at-risk species”WLDFRVegetation ContactFell into (slight defect) | WLDFR | HFTD - Distribution - Tier 3 - 2QU CoRE ¦ 4QU LoRE | Red Flag Warning - Small Fires | Vegetation Contact | Fell into (slight defect) | 2021 | 2.3682e-05 | 69.0654 | 0.0016356 | 2021 | Mitigation | 0.5 | 1 | 0 | esc | 0 | 0 | 0.038941 | 9.2219e-07 | 0 | 0 | 0 | 0
[120 empty] | 7.3.5.15 Identification and remediation of “at-risk species”WLDFRVegetation ContactGrow Into | WLDFR | HFTD - Distribution - Tier 3 - 2QU CoRE ¦ 4QU LoRE | Red Flag Warning - Small Fires | Vegetation Contact | Grow Into | 2021 | 2.4933e-06 | 69.0654 | 0.0001722 | 2021 | Mitigation | 0.5 | 1 | 0 | esc | 0 | 0 | 0.038941 | 9.7092e-08 | 0 | 0 | 0 | 0
[120 empty] | 7.3.5.15 Identification and remediation of “at-risk species”WLDFRCC - Seismic ScenarioSeismic Scenario | WLDFR | HFTD - Distribution - Tier 3 - 2QU CoRE ¦ 4QU LoRE | Seismic - Non-Red Flag Warning - Catastrophic Fires | CC - Seismic Scenario | Seismic Scenario | 2021 | 3.9916e-10 | 69.0654 | 2.7568e-08 | 2021 | Mitigation | 0.082056 | 1 | 0 | esc | 0 | 0 | 0.0063906 | 2.5509e-12 | 0 | 0 | 0 | 0
[120 empty] | 7.3.5.15 Identification and remediation of “at-risk species”WLDFRCC - Seismic ScenarioSeismic Scenario | WLDFR | HFTD - Distribution - Tier 3 - 2QU CoRE ¦ 4QU LoRE | Seismic - Red Flag Warning - Catastrophic Fires | CC - Seismic Scenario | Seismic Scenario | 2021 | 1.7212e-08 | 69.0654 | 1.1887e-06 | 2021 | Mitigation | 0.082056 | 1 | 0 | esc | 0 | 0 | 0.0063906 | 1.0999e-10 | 0 | 0 | 0 | 0
[120 empty] | 7.3.5.15 Identification and remediation of “at-risk species”WLDFRVegetation ContactBranch (Not overhanging, 4-12ft) | WLDFR | HFTD - Distribution - Tier 3 - 2QU CoRE ¦ 5QU LoRE | Non-Red Flag Warning - Catastrophic Fires | Vegetation Contact | Branch (Not overhanging, 4-12ft) | 2021 | 2.3439e-09 | 33.5215 | 7.8571e-08 | 2021 | Mitigation | 0.5 | 30 | 0 | esc | 0.036879 | 8.6441e-11 | 0.038941 | 9.1274e-11 | 0 | 0 | 0 | 0
[120 empty] | 7.3.5.15 Identification and remediation of “at-risk species”WLDFRVegetation ContactBranch (Not overhanging, within 4ft) | WLDFR | HFTD - Distribution - Tier 3 - 2QU CoRE ¦ 5QU LoRE | Non-Red Flag Warning - Catastrophic Fires | Vegetation Contact | Branch (Not overhanging, within 4ft) | 2021 | 9.9895e-10 | 33.5215 | 3.3486e-08 | 2021 | Mitigation | 0.9 | 30 | 0 | esc | 0.066382 | 6.6313e-11 | 0.070094 | 7.002e-11 | 0 | 0 | 0 | 0
[120 empty] | 7.3.5.15 Identification and remediation of “at-risk species”WLDFRVegetation ContactBranch (OverHanging) | WLDFR | HFTD - Distribution - Tier 3 - 2QU CoRE ¦ 5QU LoRE | Non-Red Flag Warning - Catastrophic Fires | Vegetation Contact | Branch (OverHanging) | 2021 | 4.442e-08 | 33.5215 | 1.489e-06 | 2021 | Mitigation | 0.9 | 30 | 0 | esc | 0.066382 | 2.9487e-09 | 0.070094 | 3.1136e-09 | 0 | 0 | 0 | 0
[120 empty] | 7.3.5.15 Identification and remediation of “at-risk species”WLDFRVegetation ContactFell into (Moderate-Severe defect) | WLDFR | HFTD - Distribution - Tier 3 - 2QU CoRE ¦ 5QU LoRE | Non-Red Flag Warning - Catastrophic Fires | Vegetation Contact | Fell into (Moderate-Severe defect) | 2021 | 2.1667e-08 | 33.5215 | 7.2632e-07 | 2021 | Mitigation | 0.95 | 1 | 0 | esc | 0 | 0 | 0.073988 | 1.6031e-09 | 0 | 0 | 0 | 0
[120 empty] | 7.3.5.15 Identification and remediation of “at-risk species”WLDFRVegetation ContactFell into (slight defect) | WLDFR | HFTD - Distribution - Tier 3 - 2QU CoRE ¦ 5QU LoRE | Non-Red Flag Warning - Catastrophic Fires | Vegetation Contact | Fell into (slight defect) | 2021 | 2.794e-08 | 33.5215 | 9.366e-07 | 2021 | Mitigation | 0.5 | 1 | 0 | esc | 0 | 0 | 0.038941 | 1.088e-09 | 0 | 0 | 0 | 0
[120 empty] | 7.3.5.15 Identification and remediation of “at-risk species”WLDFRVegetation ContactGrow Into | WLDFR | HFTD - Distribution - Tier 3 - 2QU CoRE ¦ 5QU LoRE | Non-Red Flag Warning - Catastrophic Fires | Vegetation Contact | Grow Into | 2021 | 2.4191e-09 | 33.5215 | 8.1092e-08 | 2021 | Mitigation | 0.5 | 1 | 0 | esc | 0 | 0 | 0.038941 | 9.4202e-11 | 0 | 0 | 0 | 0
[120 empty] | 7.3.5.15 Identification and remediation of “at-risk species”WLDFRVegetation ContactBranch (Not overhanging, 4-12ft) | WLDFR | HFTD - Distribution - Tier 3 - 2QU CoRE ¦ 5QU LoRE | Non-Red Flag Warning - Destructive Fires | Vegetation Contact | Branch (Not overhanging, 4-12ft) | 2021 | 5.5607e-09 | 33.5215 | 1.864e-07 | 2021 | Mitigation | 0.5 | 30 | 0 | esc | 0.036879 | 2.0507e-10 | 0.038941 | 2.1654e-10 | 0 | 0 | 0 | 0
[120 empty] | 7.3.5.15 Identification and remediation of “at-risk species”WLDFRVegetation ContactBranch (Not overhanging, within 4ft) | WLDFR | HFTD - Distribution - Tier 3 - 2QU CoRE ¦ 5QU LoRE | Non-Red Flag Warning - Destructive Fires | Vegetation Contact | Branch (Not overhanging, within 4ft) | 2021 | 2.3707e-09 | 33.5215 | 7.947e-08 | 2021 | Mitigation | 0.9 | 30 | 0 | esc | 0.066382 | 1.5737e-10 | 0.070094 | 1.6617e-10 | 0 | 0 | 0 | 0
[120 empty] | 7.3.5.15 Identification and remediation of “at-risk species”WLDFRVegetation ContactBranch (OverHanging) | WLDFR | HFTD - Distribution - Tier 3 - 2QU CoRE ¦ 5QU LoRE | Non-Red Flag Warning - Destructive Fires | Vegetation Contact | Branch (OverHanging) | 2021 | 1.0542e-07 | 33.5215 | 3.5338e-06 | 2021 | Mitigation | 0.9 | 30 | 0 | esc | 0.066382 | 6.998e-09 | 0.070094 | 7.3892e-09 | 0 | 0 | 0 | 0
[120 empty] | 7.3.5.15 Identification and remediation of “at-risk species”WLDFRVegetation ContactFell into (Moderate-Severe defect) | WLDFR | HFTD - Distribution - Tier 3 - 2QU CoRE ¦ 5QU LoRE | Non-Red Flag Warning - Destructive Fires | Vegetation Contact | Fell into (Moderate-Severe defect) | 2021 | 5.1384e-08 | 33.5215 | 1.7225e-06 | 2021 | Mitigation | 0.95 | 1 | 0 | esc | 0 | 0 | 0.073988 | 3.8018e-09 | 0 | 0 | 0 | 0
[120 empty] | 7.3.5.15 Identification and remediation of “at-risk species”WLDFRVegetation ContactFell into (slight defect) | WLDFR | HFTD - Distribution - Tier 3 - 2QU CoRE ¦ 5QU LoRE | Non-Red Flag Warning - Destructive Fires | Vegetation Contact | Fell into (slight defect) | 2021 | 6.626e-08 | 33.5215 | 2.2211e-06 | 2021 | Mitigation | 0.5 | 1 | 0 | esc | 0 | 0 | 0.038941 | 2.5802e-09 | 0 | 0 | 0 | 0
[120 empty] | 7.3.5.15 Identification and remediation of “at-risk species”WLDFRVegetation ContactGrow Into | WLDFR | HFTD - Distribution - Tier 3 - 2QU CoRE ¦ 5QU LoRE | Non-Red Flag Warning - Destructive Fires | Vegetation Contact | Grow Into | 2021 | 5.7369e-09 | 33.5215 | 1.9231e-07 | 2021 | Mitigation | 0.5 | 1 | 0 | esc | 0 | 0 | 0.038941 | 2.234e-10 | 0 | 0 | 0 | 0
[120 empty] | 7.3.5.15 Identification and remediation of “at-risk species”WLDFRVegetation ContactBranch (Not overhanging, 4-12ft) | WLDFR | HFTD - Distribution - Tier 3 - 2QU CoRE ¦ 5QU LoRE | Non-Red Flag Warning - Large Fires | Vegetation Contact | Branch (Not overhanging, 4-12ft) | 2021 | 4.471e-08 | 33.5215 | 1.4987e-06 | 2021 | Mitigation | 0.5 | 30 | 0 | esc | 0.036879 | 1.6489e-09 | 0.038941 | 1.741e-09 | 0 | 0 | 0 | 0
[120 empty] | 7.3.5.15 Identification and remediation of “at-risk species”WLDFRVegetation ContactBranch (Not overhanging, within 4ft) | WLDFR | HFTD - Distribution - Tier 3 - 2QU CoRE ¦ 5QU LoRE | Non-Red Flag Warning - Large Fires | Vegetation Contact | Branch (Not overhanging, within 4ft) | 2021 | 1.935e-08 | 33.5215 | 6.4863e-07 | 2021 | Mitigation | 0.9 | 30 | 0 | esc | 0.066382 | 1.2845e-09 | 0.070094 | 1.3563e-09 | 0 | 0 | 0 | 0
[120 empty] | 7.3.5.15 Identification and remediation of “at-risk species”WLDFRVegetation ContactBranch (OverHanging) | WLDFR | HFTD - Distribution - Tier 3 - 2QU CoRE ¦ 5QU LoRE | Non-Red Flag Warning - Large Fires | Vegetation Contact | Branch (OverHanging) | 2021 | 8.6042e-07 | 33.5215 | 2.8842e-05 | 2021 | Mitigation | 0.9 | 30 | 0 | esc | 0.066382 | 5.7116e-08 | 0.070094 | 6.031e-08 | 0 | 0 | 0 | 0
[120 empty] | 7.3.5.15 Identification and remediation of “at-risk species”WLDFRVegetation ContactFell into (Moderate-Severe defect) | WLDFR | HFTD - Distribution - Tier 3 - 2QU CoRE ¦ 5QU LoRE | Non-Red Flag Warning - Large Fires | Vegetation Contact | Fell into (Moderate-Severe defect) | 2021 | 4.0647e-07 | 33.5215 | 1.3625e-05 | 2021 | Mitigation | 0.95 | 1 | 0 | esc | 0 | 0 | 0.073988 | 3.0073e-08 | 0 | 0 | 0 | 0
[120 empty] | 7.3.5.15 Identification and remediation of “at-risk species”WLDFRVegetation ContactFell into (slight defect) | WLDFR | HFTD - Distribution - Tier 3 - 2QU CoRE ¦ 5QU LoRE | Non-Red Flag Warning - Large Fires | Vegetation Contact | Fell into (slight defect) | 2021 | 5.2414e-07 | 33.5215 | 1.757e-05 | 2021 | Mitigation | 0.5 | 1 | 0 | esc | 0 | 0 | 0.038941 | 2.041e-08 | 0 | 0 | 0 | 0
[120 empty] | 7.3.5.15 Identification and remediation of “at-risk species”WLDFRVegetation ContactGrow Into | WLDFR | HFTD - Distribution - Tier 3 - 2QU CoRE ¦ 5QU LoRE | Non-Red Flag Warning - Large Fires | Vegetation Contact | Grow Into | 2021 | 4.5381e-08 | 33.5215 | 1.5212e-06 | 2021 | Mitigation | 0.5 | 1 | 0 | esc | 0 | 0 | 0.038941 | 1.7672e-09 | 0 | 0 | 0 | 0
[120 empty] | 7.3.5.15 Identification and remediation of “at-risk species”WLDFRVegetation ContactBranch (Not overhanging, 4-12ft) | WLDFR | HFTD - Distribution - Tier 3 - 2QU CoRE ¦ 5QU LoRE | Non-Red Flag Warning - Small Fires | Vegetation Contact | Branch (Not overhanging, 4-12ft) | 2021 | 6.499e-06 | 33.5215 | 0.00021786 | 2021 | Mitigation | 0.5 | 30 | 0 | esc | 0.036879 | 2.3968e-07 | 0.038941 | 2.5308e-07 | 0 | 0 | 0 | 0
[120 empty] | 7.3.5.15 Identification and remediation of “at-risk species”WLDFRVegetation ContactBranch (Not overhanging, within 4ft) | WLDFR | HFTD - Distribution - Tier 3 - 2QU CoRE ¦ 5QU LoRE | Non-Red Flag Warning - Small Fires | Vegetation Contact | Branch (Not overhanging, within 4ft) | 2021 | 2.8105e-06 | 33.5215 | 9.4212e-05 | 2021 | Mitigation | 0.9 | 30 | 0 | esc | 0.066382 | 1.8657e-07 | 0.070094 | 1.97e-07 | 0 | 0 | 0 | 0
[120 empty] | 7.3.5.15 Identification and remediation of “at-risk species”WLDFRVegetation ContactBranch (OverHanging) | WLDFR | HFTD - Distribution - Tier 3 - 2QU CoRE ¦ 5QU LoRE | Non-Red Flag Warning - Small Fires | Vegetation Contact | Branch (OverHanging) | 2021 | 0.00012497 | 33.5215 | 0.0041893 | 2021 | Mitigation | 0.9 | 30 | 0 | esc | 0.066382 | 8.296e-06 | 0.070094 | 8.7599e-06 | 0 | 0 | 0 | 0
[120 empty] | 7.3.5.15 Identification and remediation of “at-risk species”WLDFRVegetation ContactFell into (Moderate-Severe defect) | WLDFR | HFTD - Distribution - Tier 3 - 2QU CoRE ¦ 5QU LoRE | Non-Red Flag Warning - Small Fires | Vegetation Contact | Fell into (Moderate-Severe defect) | 2021 | 5.9133e-05 | 33.5215 | 0.0019822 | 2021 | Mitigation | 0.95 | 1 | 0 | esc | 0 | 0 | 0.073988 | 4.3751e-06 | 0 | 0 | 0 | 0
[120 empty] | 7.3.5.15 Identification and remediation of “at-risk species”WLDFRVegetation ContactFell into (slight defect) | WLDFR | HFTD - Distribution - Tier 3 - 2QU CoRE ¦ 5QU LoRE | Non-Red Flag Warning - Small Fires | Vegetation Contact | Fell into (slight defect) | 2021 | 7.6252e-05 | 33.5215 | 0.0025561 | 2021 | Mitigation | 0.5 | 1 | 0 | esc | 0 | 0 | 0.038941 | 2.9693e-06 | 0 | 0 | 0 | 0
[120 empty] | 7.3.5.15 Identification and remediation of “at-risk species”WLDFRVegetation ContactGrow Into | WLDFR | HFTD - Distribution - Tier 3 - 2QU CoRE ¦ 5QU LoRE | Non-Red Flag Warning - Small Fires | Vegetation Contact | Grow Into | 2021 | 6.602e-06 | 33.5215 | 0.00022131 | 2021 | Mitigation | 0.5 | 1 | 0 | esc | 0 | 0 | 0.038941 | 2.5709e-07 | 0 | 0 | 0 | 0
[120 empty] | 7.3.5.15 Identification and remediation of “at-risk species”WLDFRVegetation ContactBranch (Not overhanging, 4-12ft) | WLDFR | HFTD - Distribution - Tier 3 - 2QU CoRE ¦ 5QU LoRE | Red Flag Warning - Catastrophic Fires | Vegetation Contact | Branch (Not overhanging, 4-12ft) | 2021 | 3.8326e-07 | 33.5215 | 1.2848e-05 | 2021 | Mitigation | 0.5 | 30 | 0 | esc | 0.036879 | 1.4134e-08 | 0.038941 | 1.4925e-08 | 0 | 0 | 0 | 0
[120 empty] | 7.3.5.15 Identification and remediation of “at-risk species”WLDFRVegetation ContactBranch (Not overhanging, within 4ft) | WLDFR | HFTD - Distribution - Tier 3 - 2QU CoRE ¦ 5QU LoRE | Red Flag Warning - Catastrophic Fires | Vegetation Contact | Branch (Not overhanging, within 4ft) | 2021 | 9.3353e-08 | 33.5215 | 3.1293e-06 | 2021 | Mitigation | 0.9 | 30 | 0 | esc | 0.066382 | 6.1969e-09 | 0.070094 | 6.5434e-09 | 0 | 0 | 0 | 0
[120 empty] | 7.3.5.15 Identification and remediation of “at-risk species”WLDFRVegetation ContactBranch (OverHanging) | WLDFR | HFTD - Distribution - Tier 3 - 2QU CoRE ¦ 5QU LoRE | Red Flag Warning - Catastrophic Fires | Vegetation Contact | Branch (OverHanging) | 2021 | 5.4995e-06 | 33.5215 | 0.00018435 | 2021 | Mitigation | 0.9 | 30 | 0 | esc | 0.066382 | 3.6507e-07 | 0.070094 | 3.8548e-07 | 0 | 0 | 0 | 0
[120 empty] | 7.3.5.15 Identification and remediation of “at-risk species”WLDFRVegetation ContactFell into (Moderate-Severe defect) | WLDFR | HFTD - Distribution - Tier 3 - 2QU CoRE ¦ 5QU LoRE | Red Flag Warning - Catastrophic Fires | Vegetation Contact | Fell into (Moderate-Severe defect) | 2021 | 1.703e-06 | 33.5215 | 5.7087e-05 | 2021 | Mitigation | 0.95 | 1 | 0 | esc | 0 | 0 | 0.073988 | 1.26e-07 | 0 | 0 | 0 | 0
[120 empty] | 7.3.5.15 Identification and remediation of “at-risk species”WLDFRVegetation ContactFell into (slight defect) | WLDFR | HFTD - Distribution - Tier 3 - 2QU CoRE ¦ 5QU LoRE | Red Flag Warning - Catastrophic Fires | Vegetation Contact | Fell into (slight defect) | 2021 | 1.8862e-06 | 33.5215 | 6.3229e-05 | 2021 | Mitigation | 0.5 | 1 | 0 | esc | 0 | 0 | 0.038941 | 7.3451e-08 | 0 | 0 | 0 | 0
[120 empty] | 7.3.5.15 Identification and remediation of “at-risk species”WLDFRVegetation ContactGrow Into | WLDFR | HFTD - Distribution - Tier 3 - 2QU CoRE ¦ 5QU LoRE | Red Flag Warning - Catastrophic Fires | Vegetation Contact | Grow Into | 2021 | 1.9867e-07 | 33.5215 | 6.6597e-06 | 2021 | Mitigation | 0.5 | 1 | 0 | esc | 0 | 0 | 0.038941 | 7.7363e-09 | 0 | 0 | 0 | 0
[120 empty] | 7.3.5.15 Identification and remediation of “at-risk species”WLDFRVegetation ContactBranch (Not overhanging, 4-12ft) | WLDFR | HFTD - Distribution - Tier 3 - 2QU CoRE ¦ 5QU LoRE | Red Flag Warning - Destructive Fires | Vegetation Contact | Branch (Not overhanging, 4-12ft) | 2021 | 4.5722e-08 | 33.5215 | 1.5327e-06 | 2021 | Mitigation | 0.5 | 30 | 0 | esc | 0.036879 | 1.6862e-09 | 0.038941 | 1.7805e-09 | 0 | 0 | 0 | 0
[120 empty] | 7.3.5.15 Identification and remediation of “at-risk species”WLDFRVegetation ContactBranch (Not overhanging, within 4ft) | WLDFR | HFTD - Distribution - Tier 3 - 2QU CoRE ¦ 5QU LoRE | Red Flag Warning - Destructive Fires | Vegetation Contact | Branch (Not overhanging, within 4ft) | 2021 | 1.1141e-08 | 33.5215 | 3.7345e-07 | 2021 | Mitigation | 0.9 | 30 | 0 | esc | 0.066382 | 7.3954e-10 | 0.070094 | 7.8089e-10 | 0 | 0 | 0 | 0
[120 empty] | 7.3.5.15 Identification and remediation of “at-risk species”WLDFRVegetation ContactBranch (OverHanging) | WLDFR | HFTD - Distribution - Tier 3 - 2QU CoRE ¦ 5QU LoRE | Red Flag Warning - Destructive Fires | Vegetation Contact | Branch (OverHanging) | 2021 | 6.563e-07 | 33.5215 | 2.2e-05 | 2021 | Mitigation | 0.9 | 30 | 0 | esc | 0.066382 | 4.3567e-08 | 0.070094 | 4.6003e-08 | 0 | 0 | 0 | 0
[120 empty] | 7.3.5.15 Identification and remediation of “at-risk species”WLDFRVegetation ContactFell into (Moderate-Severe defect) | WLDFR | HFTD - Distribution - Tier 3 - 2QU CoRE ¦ 5QU LoRE | Red Flag Warning - Destructive Fires | Vegetation Contact | Fell into (Moderate-Severe defect) | 2021 | 2.0309e-07 | 33.5215 | 6.8077e-06 | 2021 | Mitigation | 0.95 | 1 | 0 | esc | 0 | 0 | 0.073988 | 1.5026e-08 | 0 | 0 | 0 | 0
[120 empty] | 7.3.5.15 Identification and remediation of “at-risk species”WLDFRVegetation ContactFell into (slight defect) | WLDFR | HFTD - Distribution - Tier 3 - 2QU CoRE ¦ 5QU LoRE | Red Flag Warning - Destructive Fires | Vegetation Contact | Fell into (slight defect) | 2021 | 2.2494e-07 | 33.5215 | 7.5402e-06 | 2021 | Mitigation | 0.5 | 1 | 0 | esc | 0 | 0 | 0.038941 | 8.7592e-09 | 0 | 0 | 0 | 0
[120 empty] | 7.3.5.15 Identification and remediation of “at-risk species”WLDFRVegetation ContactGrow Into | WLDFR | HFTD - Distribution - Tier 3 - 2QU CoRE ¦ 5QU LoRE | Red Flag Warning - Destructive Fires | Vegetation Contact | Grow Into | 2021 | 2.3692e-08 | 33.5215 | 7.9418e-07 | 2021 | Mitigation | 0.5 | 1 | 0 | esc | 0 | 0 | 0.038941 | 9.2258e-10 | 0 | 0 | 0 | 0
[120 empty] | 7.3.5.15 Identification and remediation of “at-risk species”WLDFRVegetation ContactBranch (Not overhanging, 4-12ft) | WLDFR | HFTD - Distribution - Tier 3 - 2QU CoRE ¦ 5QU LoRE | Red Flag Warning - Large Fires | Vegetation Contact | Branch (Not overhanging, 4-12ft) | 2021 | 2.0099e-07 | 33.5215 | 6.7374e-06 | 2021 | Mitigation | 0.5 | 30 | 0 | esc | 0.036879 | 7.4123e-09 | 0.038941 | 7.8267e-09 | 0 | 0 | 0 | 0
[120 empty] | 7.3.5.15 Identification and remediation of “at-risk species”WLDFRVegetation ContactBranch (Not overhanging, within 4ft) | WLDFR | HFTD - Distribution - Tier 3 - 2QU CoRE ¦ 5QU LoRE | Red Flag Warning - Large Fires | Vegetation Contact | Branch (Not overhanging, within 4ft) | 2021 | 4.9712e-08 | 33.5215 | 1.6664e-06 | 2021 | Mitigation | 0.9 | 30 | 0 | esc | 0.066382 | 3.3e-09 | 0.070094 | 3.4845e-09 | 0 | 0 | 0 | 0
[120 empty] | 7.3.5.15 Identification and remediation of “at-risk species”WLDFRVegetation ContactBranch (OverHanging) | WLDFR | HFTD - Distribution - Tier 3 - 2QU CoRE ¦ 5QU LoRE | Red Flag Warning - Large Fires | Vegetation Contact | Branch (OverHanging) | 2021 | 2.9286e-06 | 33.5215 | 9.8171e-05 | 2021 | Mitigation | 0.9 | 30 | 0 | esc | 0.066382 | 1.9441e-07 | 0.070094 | 2.0528e-07 | 0 | 0 | 0 | 0
[120 empty] | 7.3.5.15 Identification and remediation of “at-risk species”WLDFRVegetation ContactFell into (Moderate-Severe defect) | WLDFR | HFTD - Distribution - Tier 3 - 2QU CoRE ¦ 5QU LoRE | Red Flag Warning - Large Fires | Vegetation Contact | Fell into (Moderate-Severe defect) | 2021 | 8.7829e-07 | 33.5215 | 2.9442e-05 | 2021 | Mitigation | 0.95 | 1 | 0 | esc | 0 | 0 | 0.073988 | 6.4983e-08 | 0 | 0 | 0 | 0
[120 empty] | 7.3.5.15 Identification and remediation of “at-risk species”WLDFRVegetation ContactFell into (slight defect) | WLDFR | HFTD - Distribution - Tier 3 - 2QU CoRE ¦ 5QU LoRE | Red Flag Warning - Large Fires | Vegetation Contact | Fell into (slight defect) | 2021 | 9.7279e-07 | 33.5215 | 3.2609e-05 | 2021 | Mitigation | 0.5 | 1 | 0 | esc | 0 | 0 | 0.038941 | 3.7881e-08 | 0 | 0 | 0 | 0
[120 empty] | 7.3.5.15 Identification and remediation of “at-risk species”WLDFRVegetation ContactGrow Into | WLDFR | HFTD - Distribution - Tier 3 - 2QU CoRE ¦ 5QU LoRE | Red Flag Warning - Large Fires | Vegetation Contact | Grow Into | 2021 | 1.0246e-07 | 33.5215 | 3.4346e-06 | 2021 | Mitigation | 0.5 | 1 | 0 | esc | 0 | 0 | 0.038941 | 3.9899e-09 | 0 | 0 | 0 | 0
[120 empty] | 7.3.5.15 Identification and remediation of “at-risk species”WLDFRVegetation ContactBranch (Not overhanging, 4-12ft) | WLDFR | HFTD - Distribution - Tier 3 - 2QU CoRE ¦ 5QU LoRE | Red Flag Warning - Small Fires | Vegetation Contact | Branch (Not overhanging, 4-12ft) | 2021 | 2.6432e-06 | 33.5215 | 8.8604e-05 | 2021 | Mitigation | 0.5 | 30 | 0 | esc | 0.036879 | 9.7479e-08 | 0.038941 | 1.0293e-07 | 0 | 0 | 0 | 0
[120 empty] | 7.3.5.15 Identification and remediation of “at-risk species”WLDFRVegetation ContactBranch (Not overhanging, within 4ft) | WLDFR | HFTD - Distribution - Tier 3 - 2QU CoRE ¦ 5QU LoRE | Red Flag Warning - Small Fires | Vegetation Contact | Branch (Not overhanging, within 4ft) | 2021 | 6.5327e-07 | 33.5215 | 2.1899e-05 | 2021 | Mitigation | 0.9 | 30 | 0 | esc | 0.066382 | 4.3366e-08 | 0.070094 | 4.579e-08 | 0 | 0 | 0 | 0
[120 empty] | 7.3.5.15 Identification and remediation of “at-risk species”WLDFRVegetation ContactBranch (OverHanging) | WLDFR | HFTD - Distribution - Tier 3 - 2QU CoRE ¦ 5QU LoRE | Red Flag Warning - Small Fires | Vegetation Contact | Branch (OverHanging) | 2021 | 3.8485e-05 | 33.5215 | 0.0012901 | 2021 | Mitigation | 0.9 | 30 | 0 | esc | 0.066382 | 2.5547e-06 | 0.070094 | 2.6975e-06 | 0 | 0 | 0 | 0
[120 empty] | 7.3.5.15 Identification and remediation of “at-risk species”WLDFRVegetation ContactFell into (Moderate-Severe defect) | WLDFR | HFTD - Distribution - Tier 3 - 2QU CoRE ¦ 5QU LoRE | Red Flag Warning - Small Fires | Vegetation Contact | Fell into (Moderate-Severe defect) | 2021 | 1.156e-05 | 33.5215 | 0.00038751 | 2021 | Mitigation | 0.95 | 1 | 0 | esc | 0 | 0 | 0.073988 | 8.5531e-07 | 0 | 0 | 0 | 0
[120 empty] | 7.3.5.15 Identification and remediation of “at-risk species”WLDFRVegetation ContactFell into (slight defect) | WLDFR | HFTD - Distribution - Tier 3 - 2QU CoRE ¦ 5QU LoRE | Red Flag Warning - Small Fires | Vegetation Contact | Fell into (slight defect) | 2021 | 1.2804e-05 | 33.5215 | 0.00042921 | 2021 | Mitigation | 0.5 | 1 | 0 | esc | 0 | 0 | 0.038941 | 4.986e-07 | 0 | 0 | 0 | 0
[120 empty] | 7.3.5.15 Identification and remediation of “at-risk species”WLDFRVegetation ContactGrow Into | WLDFR | HFTD - Distribution - Tier 3 - 2QU CoRE ¦ 5QU LoRE | Red Flag Warning - Small Fires | Vegetation Contact | Grow Into | 2021 | 1.3486e-06 | 33.5215 | 4.5207e-05 | 2021 | Mitigation | 0.5 | 1 | 0 | esc | 0 | 0 | 0.038941 | 5.2516e-08 | 0 | 0 | 0 | 0
[120 empty] | 7.3.5.15 Identification and remediation of “at-risk species”WLDFRCC - Seismic ScenarioSeismic Scenario | WLDFR | HFTD - Distribution - Tier 3 - 2QU CoRE ¦ 5QU LoRE | Seismic - Non-Red Flag Warning - Catastrophic Fires | CC - Seismic Scenario | Seismic Scenario | 2021 | 3.2072e-10 | 33.5215 | 1.0751e-08 | 2021 | Mitigation | 0.082056 | 1 | 0 | esc | 0 | 0 | 0.0063906 | 2.0496e-12 | 0 | 0 | 0 | 0
[120 empty] | 7.3.5.15 Identification and remediation of “at-risk species”WLDFRCC - Seismic ScenarioSeismic Scenario | WLDFR | HFTD - Distribution - Tier 3 - 2QU CoRE ¦ 5QU LoRE | Seismic - Red Flag Warning - Catastrophic Fires | CC - Seismic Scenario | Seismic Scenario | 2021 | 1.3829e-08 | 33.5215 | 4.6357e-07 | 2021 | Mitigation | 0.082056 | 1 | 0 | esc | 0 | 0 | 0.0063906 | 8.8377e-11 | 0 | 0 | 0 | 0
[120 empty] | 7.3.5.15 Identification and remediation of “at-risk species”WLDFRVegetation ContactBranch (Not overhanging, 4-12ft) | WLDFR | HFTD - Distribution - Tier 3 - 3QU CoRE ¦ 1QU LoRE | Non-Red Flag Warning - Catastrophic Fires | Vegetation Contact | Branch (Not overhanging, 4-12ft) | 2021 | 3.3652e-09 | 449.4697 | 1.5126e-06 | 2021 | Mitigation | 0.5 | 30 | 0 | esc | 0.036879 | 1.2411e-10 | 0.038941 | 1.3104e-10 | 0 | 0 | 0 | 0
[120 empty] | 7.3.5.15 Identification and remediation of “at-risk species”WLDFRVegetation ContactBranch (Not overhanging, within 4ft) | WLDFR | HFTD - Distribution - Tier 3 - 3QU CoRE ¦ 1QU LoRE | Non-Red Flag Warning - Catastrophic Fires | Vegetation Contact | Branch (Not overhanging, within 4ft) | 2021 | 1.4822e-09 | 449.4697 | 6.6622e-07 | 2021 | Mitigation | 0.9 | 30 | 0 | esc | 0.066382 | 9.8394e-11 | 0.070094 | 1.039e-10 | 0 | 0 | 0 | 0
[120 empty] | 7.3.5.15 Identification and remediation of “at-risk species”WLDFRVegetation ContactBranch (OverHanging) | WLDFR | HFTD - Distribution - Tier 3 - 3QU CoRE ¦ 1QU LoRE | Non-Red Flag Warning - Catastrophic Fires | Vegetation Contact | Branch (OverHanging) | 2021 | 6.5936e-08 | 449.4697 | 2.9636e-05 | 2021 | Mitigation | 0.9 | 30 | 0 | esc | 0.066382 | 4.377e-09 | 0.070094 | 4.6217e-09 | 0 | 0 | 0 | 0
[120 empty] | 7.3.5.15 Identification and remediation of “at-risk species”WLDFRVegetation ContactFell into (Moderate-Severe defect) | WLDFR | HFTD - Distribution - Tier 3 - 3QU CoRE ¦ 1QU LoRE | Non-Red Flag Warning - Catastrophic Fires | Vegetation Contact | Fell into (Moderate-Severe defect) | 2021 | 3.0029e-08 | 449.4697 | 1.3497e-05 | 2021 | Mitigation | 0.95 | 1 | 0 | esc | 0 | 0 | 0.073988 | 2.2217e-09 | 0 | 0 | 0 | 0
[120 empty] | 7.3.5.15 Identification and remediation of “at-risk species”WLDFRVegetation ContactFell into (slight defect) | WLDFR | HFTD - Distribution - Tier 3 - 3QU CoRE ¦ 1QU LoRE | Non-Red Flag Warning - Catastrophic Fires | Vegetation Contact | Fell into (slight defect) | 2021 | 3.8723e-08 | 449.4697 | 1.7405e-05 | 2021 | Mitigation | 0.5 | 1 | 0 | esc | 0 | 0 | 0.038941 | 1.5079e-09 | 0 | 0 | 0 | 0
[120 empty] | 7.3.5.15 Identification and remediation of “at-risk species”WLDFRVegetation ContactGrow Into | WLDFR | HFTD - Distribution - Tier 3 - 3QU CoRE ¦ 1QU LoRE | Non-Red Flag Warning - Catastrophic Fires | Vegetation Contact | Grow Into | 2021 | 3.352e-09 | 449.4697 | 1.5066e-06 | 2021 | Mitigation | 0.5 | 1 | 0 | esc | 0 | 0 | 0.038941 | 1.3053e-10 | 0 | 0 | 0 | 0
[120 empty] | 7.3.5.15 Identification and remediation of “at-risk species”WLDFRVegetation ContactBranch (Not overhanging, 4-12ft) | WLDFR | HFTD - Distribution - Tier 3 - 3QU CoRE ¦ 1QU LoRE | Non-Red Flag Warning - Destructive Fires | Vegetation Contact | Branch (Not overhanging, 4-12ft) | 2021 | 8.4828e-09 | 449.4697 | 3.8128e-06 | 2021 | Mitigation | 0.5 | 30 | 0 | esc | 0.036879 | 3.1284e-10 | 0.038941 | 3.3033e-10 | 0 | 0 | 0 | 0
[120 empty] | 7.3.5.15 Identification and remediation of “at-risk species”WLDFRVegetation ContactBranch (Not overhanging, within 4ft) | WLDFR | HFTD - Distribution - Tier 3 - 3QU CoRE ¦ 1QU LoRE | Non-Red Flag Warning - Destructive Fires | Vegetation Contact | Branch (Not overhanging, within 4ft) | 2021 | 3.733e-09 | 449.4697 | 1.6778e-06 | 2021 | Mitigation | 0.9 | 30 | 0 | esc | 0.066382 | 2.478e-10 | 0.070094 | 2.6166e-10 | 0 | 0 | 0 | 0
[120 empty] | 7.3.5.15 Identification and remediation of “at-risk species”WLDFRVegetation ContactBranch (OverHanging) | WLDFR | HFTD - Distribution - Tier 3 - 3QU CoRE ¦ 1QU LoRE | Non-Red Flag Warning - Destructive Fires | Vegetation Contact | Branch (OverHanging) | 2021 | 1.6606e-07 | 449.4697 | 7.4639e-05 | 2021 | Mitigation | 0.9 | 30 | 0 | esc | 0.066382 | 1.1023e-08 | 0.070094 | 1.164e-08 | 0 | 0 | 0 | 0
[120 empty] | 7.3.5.15 Identification and remediation of “at-risk species”WLDFRVegetation ContactFell into (Moderate-Severe defect) | WLDFR | HFTD - Distribution - Tier 3 - 3QU CoRE ¦ 1QU LoRE | Non-Red Flag Warning - Destructive Fires | Vegetation Contact | Fell into (Moderate-Severe defect) | 2021 | 7.5774e-08 | 449.4697 | 3.4058e-05 | 2021 | Mitigation | 0.95 | 1 | 0 | esc | 0 | 0 | 0.073988 | 5.6063e-09 | 0 | 0 | 0 | 0
[120 empty] | 7.3.5.15 Identification and remediation of “at-risk species”WLDFRVegetation ContactFell into (slight defect) | WLDFR | HFTD - Distribution - Tier 3 - 3QU CoRE ¦ 1QU LoRE | Non-Red Flag Warning - Destructive Fires | Vegetation Contact | Fell into (slight defect) | 2021 | 9.7714e-08 | 449.4697 | 4.3919e-05 | 2021 | Mitigation | 0.5 | 1 | 0 | esc | 0 | 0 | 0.038941 | 3.8051e-09 | 0 | 0 | 0 | 0
[120 empty] | 7.3.5.15 Identification and remediation of “at-risk species”WLDFRVegetation ContactGrow Into | WLDFR | HFTD - Distribution - Tier 3 - 3QU CoRE ¦ 1QU LoRE | Non-Red Flag Warning - Destructive Fires | Vegetation Contact | Grow Into | 2021 | 8.4584e-09 | 449.4697 | 3.8018e-06 | 2021 | Mitigation | 0.5 | 1 | 0 | esc | 0 | 0 | 0.038941 | 3.2938e-10 | 0 | 0 | 0 | 0
[120 empty] | 7.3.5.15 Identification and remediation of “at-risk species”WLDFRVegetation ContactBranch (Not overhanging, 4-12ft) | WLDFR | HFTD - Distribution - Tier 3 - 3QU CoRE ¦ 1QU LoRE | Non-Red Flag Warning - Large Fires | Vegetation Contact | Branch (Not overhanging, 4-12ft) | 2021 | 1.0435e-07 | 449.4697 | 4.6903e-05 | 2021 | Mitigation | 0.5 | 30 | 0 | esc | 0.036879 | 3.8484e-09 | 0.038941 | 4.0635e-09 | 0 | 0 | 0 | 0
[120 empty] | 7.3.5.15 Identification and remediation of “at-risk species”WLDFRVegetation ContactBranch (Not overhanging, within 4ft) | WLDFR | HFTD - Distribution - Tier 3 - 3QU CoRE ¦ 1QU LoRE | Non-Red Flag Warning - Large Fires | Vegetation Contact | Branch (Not overhanging, within 4ft) | 2021 | 4.5524e-08 | 449.4697 | 2.0462e-05 | 2021 | Mitigation | 0.9 | 30 | 0 | esc | 0.066382 | 3.022e-09 | 0.070094 | 3.1909e-09 | 0 | 0 | 0 | 0
[120 empty] | 7.3.5.15 Identification and remediation of “at-risk species”WLDFRVegetation ContactBranch (OverHanging) | WLDFR | HFTD - Distribution - Tier 3 - 3QU CoRE ¦ 1QU LoRE | Non-Red Flag Warning - Large Fires | Vegetation Contact | Branch (OverHanging) | 2021 | 2.0249e-06 | 449.4697 | 0.00091012 | 2021 | Mitigation | 0.9 | 30 | 0 | esc | 0.066382 | 1.3442e-07 | 0.070094 | 1.4193e-07 | 0 | 0 | 0 | 0
[120 empty] | 7.3.5.15 Identification and remediation of “at-risk species”WLDFRVegetation ContactFell into (Moderate-Severe defect) | WLDFR | HFTD - Distribution - Tier 3 - 3QU CoRE ¦ 1QU LoRE | Non-Red Flag Warning - Large Fires | Vegetation Contact | Fell into (Moderate-Severe defect) | 2021 | 9.41e-07 | 449.4697 | 0.00042295 | 2021 | Mitigation | 0.95 | 1 | 0 | esc | 0 | 0 | 0.073988 | 6.9623e-08 | 0 | 0 | 0 | 0
[120 empty] | 7.3.5.15 Identification and remediation of “at-risk species”WLDFRVegetation ContactFell into (slight defect) | WLDFR | HFTD - Distribution - Tier 3 - 3QU CoRE ¦ 1QU LoRE | Non-Red Flag Warning - Large Fires | Vegetation Contact | Fell into (slight defect) | 2021 | 1.2135e-06 | 449.4697 | 0.00054541 | 2021 | Mitigation | 0.5 | 1 | 0 | esc | 0 | 0 | 0.038941 | 4.7253e-08 | 0 | 0 | 0 | 0
[120 empty] | 7.3.5.15 Identification and remediation of “at-risk species”WLDFRVegetation ContactGrow Into | WLDFR | HFTD - Distribution - Tier 3 - 3QU CoRE ¦ 1QU LoRE | Non-Red Flag Warning - Large Fires | Vegetation Contact | Grow Into | 2021 | 1.0505e-07 | 449.4697 | 4.7216e-05 | 2021 | Mitigation | 0.5 | 1 | 0 | esc | 0 | 0 | 0.038941 | 4.0907e-09 | 0 | 0 | 0 | 0
[120 empty] | 7.3.5.15 Identification and remediation of “at-risk species”WLDFRVegetation ContactBranch (Not overhanging, 4-12ft) | WLDFR | HFTD - Distribution - Tier 3 - 3QU CoRE ¦ 1QU LoRE | Non-Red Flag Warning - Small Fires | Vegetation Contact | Branch (Not overhanging, 4-12ft) | 2021 | 3.1452e-05 | 449.4697 | 0.014137 | 2021 | Mitigation | 0.5 | 30 | 0 | esc | 0.036879 | 1.1599e-06 | 0.038941 | 1.2248e-06 | 0 | 0 | 0 | 0
[120 empty] | 7.3.5.15 Identification and remediation of “at-risk species”WLDFRVegetation ContactBranch (Not overhanging, within 4ft) | WLDFR | HFTD - Distribution - Tier 3 - 3QU CoRE ¦ 1QU LoRE | Non-Red Flag Warning - Small Fires | Vegetation Contact | Branch (Not overhanging, within 4ft) | 2021 | 1.38e-05 | 449.4697 | 0.0062028 | 2021 | Mitigation | 0.9 | 30 | 0 | esc | 0.066382 | 9.1609e-07 | 0.070094 | 9.6731e-07 | 0 | 0 | 0 | 0
[120 empty] | 7.3.5.15 Identification and remediation of “at-risk species”WLDFRVegetation ContactBranch (OverHanging) | WLDFR | HFTD - Distribution - Tier 3 - 3QU CoRE ¦ 1QU LoRE | Non-Red Flag Warning - Small Fires | Vegetation Contact | Branch (OverHanging) | 2021 | 0.00061391 | 449.4697 | 0.27593 | 2021 | Mitigation | 0.9 | 30 | 0 | esc | 0.066382 | 4.0753e-05 | 0.070094 | 4.3031e-05 | 0 | 0 | 0 | 0
[120 empty] | 7.3.5.15 Identification and remediation of “at-risk species”WLDFRVegetation ContactFell into (Moderate-Severe defect) | WLDFR | HFTD - Distribution - Tier 3 - 3QU CoRE ¦ 1QU LoRE | Non-Red Flag Warning - Small Fires | Vegetation Contact | Fell into (Moderate-Severe defect) | 2021 | 0.00028191 | 449.4697 | 0.12671 | 2021 | Mitigation | 0.95 | 1 | 0 | esc | 0 | 0 | 0.073988 | 2.0858e-05 | 0 | 0 | 0 | 0
[120 empty] | 7.3.5.15 Identification and remediation of “at-risk species”WLDFRVegetation ContactFell into (slight defect) | WLDFR | HFTD - Distribution - Tier 3 - 3QU CoRE ¦ 1QU LoRE | Non-Red Flag Warning - Small Fires | Vegetation Contact | Fell into (slight defect) | 2021 | 0.00036353 | 449.4697 | 0.1634 | 2021 | Mitigation | 0.5 | 1 | 0 | esc | 0 | 0 | 0.038941 | 1.4156e-05 | 0 | 0 | 0 | 0
[120 empty] | 7.3.5.15 Identification and remediation of “at-risk species”WLDFRVegetation ContactGrow Into | WLDFR | HFTD - Distribution - Tier 3 - 3QU CoRE ¦ 1QU LoRE | Non-Red Flag Warning - Small Fires | Vegetation Contact | Grow Into | 2021 | 3.1468e-05 | 449.4697 | 0.014144 | 2021 | Mitigation | 0.5 | 1 | 0 | esc | 0 | 0 | 0.038941 | 1.2254e-06 | 0 | 0 | 0 | 0
[120 empty] | 7.3.5.15 Identification and remediation of “at-risk species”WLDFRVegetation ContactBranch (Not overhanging, 4-12ft) | WLDFR | HFTD - Distribution - Tier 3 - 3QU CoRE ¦ 1QU LoRE | Red Flag Warning - Catastrophic Fires | Vegetation Contact | Branch (Not overhanging, 4-12ft) | 2021 | 5.5026e-07 | 449.4697 | 0.00024733 | 2021 | Mitigation | 0.5 | 30 | 0 | esc | 0.036879 | 2.0293e-08 | 0.038941 | 2.1428e-08 | 0 | 0 | 0 | 0
[120 empty] | 7.3.5.15 Identification and remediation of “at-risk species”WLDFRVegetation ContactBranch (Not overhanging, within 4ft) | WLDFR | HFTD - Distribution - Tier 3 - 3QU CoRE ¦ 1QU LoRE | Red Flag Warning - Catastrophic Fires | Vegetation Contact | Branch (Not overhanging, within 4ft) | 2021 | 1.3852e-07 | 449.4697 | 6.2259e-05 | 2021 | Mitigation | 0.9 | 30 | 0 | esc | 0.066382 | 9.195e-09 | 0.070094 | 9.7091e-09 | 0 | 0 | 0 | 0
[120 empty] | 7.3.5.15 Identification and remediation of “at-risk species”WLDFRVegetation ContactBranch (OverHanging) | WLDFR | HFTD - Distribution - Tier 3 - 3QU CoRE ¦ 1QU LoRE | Red Flag Warning - Catastrophic Fires | Vegetation Contact | Branch (OverHanging) | 2021 | 8.1633e-06 | 449.4697 | 0.0036691 | 2021 | Mitigation | 0.9 | 30 | 0 | esc | 0.066382 | 5.419e-07 | 0.070094 | 5.7219e-07 | 0 | 0 | 0 | 0
[120 empty] | 7.3.5.15 Identification and remediation of “at-risk species”WLDFRVegetation ContactFell into (Moderate-Severe defect) | WLDFR | HFTD - Distribution - Tier 3 - 3QU CoRE ¦ 1QU LoRE | Red Flag Warning - Catastrophic Fires | Vegetation Contact | Fell into (Moderate-Severe defect) | 2021 | 2.3601e-06 | 449.4697 | 0.0010608 | 2021 | Mitigation | 0.95 | 1 | 0 | esc | 0 | 0 | 0.073988 | 1.7462e-07 | 0 | 0 | 0 | 0
[120 empty] | 7.3.5.15 Identification and remediation of “at-risk species”WLDFRVegetation ContactFell into (slight defect) | WLDFR | HFTD - Distribution - Tier 3 - 3QU CoRE ¦ 1QU LoRE | Red Flag Warning - Catastrophic Fires | Vegetation Contact | Fell into (slight defect) | 2021 | 2.6142e-06 | 449.4697 | 0.001175 | 2021 | Mitigation | 0.5 | 1 | 0 | esc | 0 | 0 | 0.038941 | 1.018e-07 | 0 | 0 | 0 | 0
[120 empty] | 7.3.5.15 Identification and remediation of “at-risk species”WLDFRVegetation ContactGrow Into | WLDFR | HFTD - Distribution - Tier 3 - 3QU CoRE ¦ 1QU LoRE | Red Flag Warning - Catastrophic Fires | Vegetation Contact | Grow Into | 2021 | 2.7528e-07 | 449.4697 | 0.00012373 | 2021 | Mitigation | 0.5 | 1 | 0 | esc | 0 | 0 | 0.038941 | 1.072e-08 | 0 | 0 | 0 | 0
[120 empty] | 7.3.5.15 Identification and remediation of “at-risk species”WLDFRVegetation ContactBranch (Not overhanging, 4-12ft) | WLDFR | HFTD - Distribution - Tier 3 - 3QU CoRE ¦ 1QU LoRE | Red Flag Warning - Destructive Fires | Vegetation Contact | Branch (Not overhanging, 4-12ft) | 2021 | 6.9749e-08 | 449.4697 | 3.135e-05 | 2021 | Mitigation | 0.5 | 30 | 0 | esc | 0.036879 | 2.5723e-09 | 0.038941 | 2.7161e-09 | 0 | 0 | 0 | 0
[120 empty] | 7.3.5.15 Identification and remediation of “at-risk species”WLDFRVegetation ContactBranch (Not overhanging, within 4ft) | WLDFR | HFTD - Distribution - Tier 3 - 3QU CoRE ¦ 1QU LoRE | Red Flag Warning - Destructive Fires | Vegetation Contact | Branch (Not overhanging, within 4ft) | 2021 | 1.7542e-08 | 449.4697 | 7.8846e-06 | 2021 | Mitigation | 0.9 | 30 | 0 | esc | 0.066382 | 1.1645e-09 | 0.070094 | 1.2296e-09 | 0 | 0 | 0 | 0
[120 empty] | 7.3.5.15 Identification and remediation of “at-risk species”WLDFRVegetation ContactBranch (OverHanging) | WLDFR | HFTD - Distribution - Tier 3 - 3QU CoRE ¦ 1QU LoRE | Red Flag Warning - Destructive Fires | Vegetation Contact | Branch (OverHanging) | 2021 | 1.0338e-06 | 449.4697 | 0.00046467 | 2021 | Mitigation | 0.9 | 30 | 0 | esc | 0.066382 | 6.8628e-08 | 0.070094 | 7.2465e-08 | 0 | 0 | 0 | 0
[120 empty] | 7.3.5.15 Identification and remediation of “at-risk species”WLDFRVegetation ContactFell into (Moderate-Severe defect) | WLDFR | HFTD - Distribution - Tier 3 - 3QU CoRE ¦ 1QU LoRE | Red Flag Warning - Destructive Fires | Vegetation Contact | Fell into (Moderate-Severe defect) | 2021 | 2.9948e-07 | 449.4697 | 0.00013461 | 2021 | Mitigation | 0.95 | 1 | 0 | esc | 0 | 0 | 0.073988 | 2.2158e-08 | 0 | 0 | 0 | 0
[120 empty] | 7.3.5.15 Identification and remediation of “at-risk species”WLDFRVegetation ContactFell into (slight defect) | WLDFR | HFTD - Distribution - Tier 3 - 3QU CoRE ¦ 1QU LoRE | Red Flag Warning - Destructive Fires | Vegetation Contact | Fell into (slight defect) | 2021 | 3.3171e-07 | 449.4697 | 0.0001491 | 2021 | Mitigation | 0.5 | 1 | 0 | esc | 0 | 0 | 0.038941 | 1.2917e-08 | 0 | 0 | 0 | 0
[120 empty] | 7.3.5.15 Identification and remediation of “at-risk species”WLDFRVegetation ContactGrow Into | WLDFR | HFTD - Distribution - Tier 3 - 3QU CoRE ¦ 1QU LoRE | Red Flag Warning - Destructive Fires | Vegetation Contact | Grow Into | 2021 | 3.4931e-08 | 449.4697 | 1.57e-05 | 2021 | Mitigation | 0.5 | 1 | 0 | esc | 0 | 0 | 0.038941 | 1.3602e-09 | 0 | 0 | 0 | 0
[120 empty] | 7.3.5.15 Identification and remediation of “at-risk species”WLDFRVegetation ContactBranch (Not overhanging, 4-12ft) | WLDFR | HFTD - Distribution - Tier 3 - 3QU CoRE ¦ 1QU LoRE | Red Flag Warning - Large Fires | Vegetation Contact | Branch (Not overhanging, 4-12ft) | 2021 | 4.691e-07 | 449.4697 | 0.00021084 | 2021 | Mitigation | 0.5 | 30 | 0 | esc | 0.036879 | 1.73e-08 | 0.038941 | 1.8267e-08 | 0 | 0 | 0 | 0
[120 empty] | 7.3.5.15 Identification and remediation of “at-risk species”WLDFRVegetation ContactBranch (Not overhanging, within 4ft) | WLDFR | HFTD - Distribution - Tier 3 - 3QU CoRE ¦ 1QU LoRE | Red Flag Warning - Large Fires | Vegetation Contact | Branch (Not overhanging, within 4ft) | 2021 | 1.1696e-07 | 449.4697 | 5.2569e-05 | 2021 | Mitigation | 0.9 | 30 | 0 | esc | 0.066382 | 7.764e-09 | 0.070094 | 8.1981e-09 | 0 | 0 | 0 | 0
[120 empty] | 7.3.5.15 Identification and remediation of “at-risk species”WLDFRVegetation ContactBranch (OverHanging) | WLDFR | HFTD - Distribution - Tier 3 - 3QU CoRE ¦ 1QU LoRE | Red Flag Warning - Large Fires | Vegetation Contact | Branch (OverHanging) | 2021 | 6.8921e-06 | 449.4697 | 0.0030978 | 2021 | Mitigation | 0.9 | 30 | 0 | esc | 0.066382 | 4.5751e-07 | 0.070094 | 4.8309e-07 | 0 | 0 | 0 | 0
[120 empty] | 7.3.5.15 Identification and remediation of “at-risk species”WLDFRVegetation ContactFell into (Moderate-Severe defect) | WLDFR | HFTD - Distribution - Tier 3 - 3QU CoRE ¦ 1QU LoRE | Red Flag Warning - Large Fires | Vegetation Contact | Fell into (Moderate-Severe defect) | 2021 | 2.0333e-06 | 449.4697 | 0.00091392 | 2021 | Mitigation | 0.95 | 1 | 0 | esc | 0 | 0 | 0.073988 | 1.5044e-07 | 0 | 0 | 0 | 0
[120 empty] | 7.3.5.15 Identification and remediation of “at-risk species”WLDFRVegetation ContactFell into (slight defect) | WLDFR | HFTD - Distribution - Tier 3 - 3QU CoRE ¦ 1QU LoRE | Red Flag Warning - Large Fires | Vegetation Contact | Fell into (slight defect) | 2021 | 2.2521e-06 | 449.4697 | 0.0010123 | 2021 | Mitigation | 0.5 | 1 | 0 | esc | 0 | 0 | 0.038941 | 8.7701e-08 | 0 | 0 | 0 | 0
[120 empty] | 7.3.5.15 Identification and remediation of “at-risk species”WLDFRVegetation ContactGrow Into | WLDFR | HFTD - Distribution - Tier 3 - 3QU CoRE ¦ 1QU LoRE | Red Flag Warning - Large Fires | Vegetation Contact | Grow Into | 2021 | 2.3718e-07 | 449.4697 | 0.0001066 | 2021 | Mitigation | 0.5 | 1 | 0 | esc | 0 | 0 | 0.038941 | 9.2359e-09 | 0 | 0 | 0 | 0
[120 empty] | 7.3.5.15 Identification and remediation of “at-risk species”WLDFRVegetation ContactBranch (Not overhanging, 4-12ft) | WLDFR | HFTD - Distribution - Tier 3 - 3QU CoRE ¦ 1QU LoRE | Red Flag Warning - Small Fires | Vegetation Contact | Branch (Not overhanging, 4-12ft) | 2021 | 1.2792e-05 | 449.4697 | 0.0057496 | 2021 | Mitigation | 0.5 | 30 | 0 | esc | 0.036879 | 4.7176e-07 | 0.038941 | 4.9813e-07 | 0 | 0 | 0 | 0
[120 empty] | 7.3.5.15 Identification and remediation of “at-risk species”WLDFRVegetation ContactBranch (Not overhanging, within 4ft) | WLDFR | HFTD - Distribution - Tier 3 - 3QU CoRE ¦ 1QU LoRE | Red Flag Warning - Small Fires | Vegetation Contact | Branch (Not overhanging, within 4ft) | 2021 | 3.2077e-06 | 449.4697 | 0.0014418 | 2021 | Mitigation | 0.9 | 30 | 0 | esc | 0.066382 | 2.1294e-07 | 0.070094 | 2.2484e-07 | 0 | 0 | 0 | 0
[120 empty] | 7.3.5.15 Identification and remediation of “at-risk species”WLDFRVegetation ContactBranch (OverHanging) | WLDFR | HFTD - Distribution - Tier 3 - 3QU CoRE ¦ 1QU LoRE | Red Flag Warning - Small Fires | Vegetation Contact | Branch (OverHanging) | 2021 | 0.00018905 | 449.4697 | 0.084972 | 2021 | Mitigation | 0.9 | 30 | 0 | esc | 0.066382 | 1.2549e-05 | 0.070094 | 1.3251e-05 | 0 | 0 | 0 | 0
[120 empty] | 7.3.5.15 Identification and remediation of “at-risk species”WLDFRVegetation ContactFell into (Moderate-Severe defect) | WLDFR | HFTD - Distribution - Tier 3 - 3QU CoRE ¦ 1QU LoRE | Red Flag Warning - Small Fires | Vegetation Contact | Fell into (Moderate-Severe defect) | 2021 | 5.5111e-05 | 449.4697 | 0.024771 | 2021 | Mitigation | 0.95 | 1 | 0 | esc | 0 | 0 | 0.073988 | 4.0775e-06 | 0 | 0 | 0 | 0
[120 empty] | 7.3.5.15 Identification and remediation of “at-risk species”WLDFRVegetation ContactFell into (slight defect) | WLDFR | HFTD - Distribution - Tier 3 - 3QU CoRE ¦ 1QU LoRE | Red Flag Warning - Small Fires | Vegetation Contact | Fell into (slight defect) | 2021 | 6.1043e-05 | 449.4697 | 0.027437 | 2021 | Mitigation | 0.5 | 1 | 0 | esc | 0 | 0 | 0.038941 | 2.3771e-06 | 0 | 0 | 0 | 0
[120 empty] | 7.3.5.15 Identification and remediation of “at-risk species”WLDFRVegetation ContactGrow Into | WLDFR | HFTD - Distribution - Tier 3 - 3QU CoRE ¦ 1QU LoRE | Red Flag Warning - Small Fires | Vegetation Contact | Grow Into | 2021 | 6.4281e-06 | 449.4697 | 0.0028892 | 2021 | Mitigation | 0.5 | 1 | 0 | esc | 0 | 0 | 0.038941 | 2.5031e-07 | 0 | 0 | 0 | 0
[120 empty] | 7.3.5.15 Identification and remediation of “at-risk species”WLDFRCC - Seismic ScenarioSeismic Scenario | WLDFR | HFTD - Distribution - Tier 3 - 3QU CoRE ¦ 1QU LoRE | Seismic - Non-Red Flag Warning - Catastrophic Fires | CC - Seismic Scenario | Seismic Scenario | 2021 | 2.1215e-10 | 449.4697 | 9.5355e-08 | 2021 | Mitigation | 0.082056 | 1 | 0 | esc | 0 | 0 | 0.0063906 | 1.3558e-12 | 0 | 0 | 0 | 0
[120 empty] | 7.3.5.15 Identification and remediation of “at-risk species”WLDFRCC - Seismic ScenarioSeismic Scenario | WLDFR | HFTD - Distribution - Tier 3 - 3QU CoRE ¦ 1QU LoRE | Seismic - Red Flag Warning - Catastrophic Fires | CC - Seismic Scenario | Seismic Scenario | 2021 | 9.1478e-09 | 449.4697 | 4.1117e-06 | 2021 | Mitigation | 0.082056 | 1 | 0 | esc | 0 | 0 | 0.0063906 | 5.846e-11 | 0 | 0 | 0 | 0
[120 empty] | 7.3.5.15 Identification and remediation of “at-risk species”WLDFRVegetation ContactBranch (Not overhanging, 4-12ft) | WLDFR | HFTD - Distribution - Tier 3 - 3QU CoRE ¦ 2QU LoRE | Non-Red Flag Warning - Catastrophic Fires | Vegetation Contact | Branch (Not overhanging, 4-12ft) | 2021 | 2.3454e-09 | 574.4306 | 1.3473e-06 | 2021 | Mitigation | 0.5 | 30 | 0 | esc | 0.036879 | 8.6498e-11 | 0.038941 | 9.1334e-11 | 0 | 0 | 0 | 0
[120 empty] | 7.3.5.15 Identification and remediation of “at-risk species”WLDFRVegetation ContactBranch (Not overhanging, within 4ft) | WLDFR | HFTD - Distribution - Tier 3 - 3QU CoRE ¦ 2QU LoRE | Non-Red Flag Warning - Catastrophic Fires | Vegetation Contact | Branch (Not overhanging, within 4ft) | 2021 | 1.0286e-09 | 574.4306 | 5.9087e-07 | 2021 | Mitigation | 0.9 | 30 | 0 | esc | 0.066382 | 6.8282e-11 | 0.070094 | 7.21e-11 | 0 | 0 | 0 | 0
[120 empty] | 7.3.5.15 Identification and remediation of “at-risk species”WLDFRVegetation ContactBranch (OverHanging) | WLDFR | HFTD - Distribution - Tier 3 - 3QU CoRE ¦ 2QU LoRE | Non-Red Flag Warning - Catastrophic Fires | Vegetation Contact | Branch (OverHanging) | 2021 | 4.5921e-08 | 574.4306 | 2.6378e-05 | 2021 | Mitigation | 0.9 | 30 | 0 | esc | 0.066382 | 3.0483e-09 | 0.070094 | 3.2188e-09 | 0 | 0 | 0 | 0
[120 empty] | 7.3.5.15 Identification and remediation of “at-risk species”WLDFRVegetation ContactFell into (Moderate-Severe defect) | WLDFR | HFTD - Distribution - Tier 3 - 3QU CoRE ¦ 2QU LoRE | Non-Red Flag Warning - Catastrophic Fires | Vegetation Contact | Fell into (Moderate-Severe defect) | 2021 | 2.1317e-08 | 574.4306 | 1.2245e-05 | 2021 | Mitigation | 0.95 | 1 | 0 | esc | 0 | 0 | 0.073988 | 1.5772e-09 | 0 | 0 | 0 | 0
[120 empty] | 7.3.5.15 Identification and remediation of “at-risk species”WLDFRVegetation ContactFell into (slight defect) | WLDFR | HFTD - Distribution - Tier 3 - 3QU CoRE ¦ 2QU LoRE | Non-Red Flag Warning - Catastrophic Fires | Vegetation Contact | Fell into (slight defect) | 2021 | 2.7501e-08 | 574.4306 | 1.5798e-05 | 2021 | Mitigation | 0.5 | 1 | 0 | esc | 0 | 0 | 0.038941 | 1.0709e-09 | 0 | 0 | 0 | 0
[120 empty] | 7.3.5.15 Identification and remediation of “at-risk species”WLDFRVegetation ContactGrow Into | WLDFR | HFTD - Distribution - Tier 3 - 3QU CoRE ¦ 2QU LoRE | Non-Red Flag Warning - Catastrophic Fires | Vegetation Contact | Grow Into | 2021 | 2.3746e-09 | 574.4306 | 1.364e-06 | 2021 | Mitigation | 0.5 | 1 | 0 | esc | 0 | 0 | 0.038941 | 9.2468e-11 | 0 | 0 | 0 | 0
[120 empty] | 7.3.5.15 Identification and remediation of “at-risk species”WLDFRVegetation ContactBranch (Not overhanging, 4-12ft) | WLDFR | HFTD - Distribution - Tier 3 - 3QU CoRE ¦ 2QU LoRE | Non-Red Flag Warning - Destructive Fires | Vegetation Contact | Branch (Not overhanging, 4-12ft) | 2021 | 5.8273e-09 | 574.4306 | 3.3474e-06 | 2021 | Mitigation | 0.5 | 30 | 0 | esc | 0.036879 | 2.149e-10 | 0.038941 | 2.2692e-10 | 0 | 0 | 0 | 0
[120 empty] | 7.3.5.15 Identification and remediation of “at-risk species”WLDFRVegetation ContactBranch (Not overhanging, within 4ft) | WLDFR | HFTD - Distribution - Tier 3 - 3QU CoRE ¦ 2QU LoRE | Non-Red Flag Warning - Destructive Fires | Vegetation Contact | Branch (Not overhanging, within 4ft) | 2021 | 2.5555e-09 | 574.4306 | 1.4679e-06 | 2021 | Mitigation | 0.9 | 30 | 0 | esc | 0.066382 | 1.6964e-10 | 0.070094 | 1.7912e-10 | 0 | 0 | 0 | 0
[120 empty] | 7.3.5.15 Identification and remediation of “at-risk species”WLDFRVegetation ContactBranch (OverHanging) | WLDFR | HFTD - Distribution - Tier 3 - 3QU CoRE ¦ 2QU LoRE | Non-Red Flag Warning - Destructive Fires | Vegetation Contact | Branch (OverHanging) | 2021 | 1.1409e-07 | 574.4306 | 6.5534e-05 | 2021 | Mitigation | 0.9 | 30 | 0 | esc | 0.066382 | 7.5732e-09 | 0.070094 | 7.9967e-09 | 0 | 0 | 0 | 0
[120 empty] | 7.3.5.15 Identification and remediation of “at-risk species”WLDFRVegetation ContactFell into (Moderate-Severe defect) | WLDFR | HFTD - Distribution - Tier 3 - 3QU CoRE ¦ 2QU LoRE | Non-Red Flag Warning - Destructive Fires | Vegetation Contact | Fell into (Moderate-Severe defect) | 2021 | 5.2965e-08 | 574.4306 | 3.0425e-05 | 2021 | Mitigation | 0.95 | 1 | 0 | esc | 0 | 0 | 0.073988 | 3.9187e-09 | 0 | 0 | 0 | 0
[120 empty] | 7.3.5.15 Identification and remediation of “at-risk species”WLDFRVegetation ContactFell into (slight defect) | WLDFR | HFTD - Distribution - Tier 3 - 3QU CoRE ¦ 2QU LoRE | Non-Red Flag Warning - Destructive Fires | Vegetation Contact | Fell into (slight defect) | 2021 | 6.833e-08 | 574.4306 | 3.9251e-05 | 2021 | Mitigation | 0.5 | 1 | 0 | esc | 0 | 0 | 0.038941 | 2.6608e-09 | 0 | 0 | 0 | 0
[120 empty] | 7.3.5.15 Identification and remediation of “at-risk species”WLDFRVegetation ContactGrow Into | WLDFR | HFTD - Distribution - Tier 3 - 3QU CoRE ¦ 2QU LoRE | Non-Red Flag Warning - Destructive Fires | Vegetation Contact | Grow Into | 2021 | 5.8999e-09 | 574.4306 | 3.3891e-06 | 2021 | Mitigation | 0.5 | 1 | 0 | esc | 0 | 0 | 0.038941 | 2.2975e-10 | 0 | 0 | 0 | 0
[120 empty] | 7.3.5.15 Identification and remediation of “at-risk species”WLDFRVegetation ContactBranch (Not overhanging, 4-12ft) | WLDFR | HFTD - Distribution - Tier 3 - 3QU CoRE ¦ 2QU LoRE | Non-Red Flag Warning - Large Fires | Vegetation Contact | Branch (Not overhanging, 4-12ft) | 2021 | 6.8551e-08 | 574.4306 | 3.9378e-05 | 2021 | Mitigation | 0.5 | 30 | 0 | esc | 0.036879 | 2.5281e-09 | 0.038941 | 2.6694e-09 | 0 | 0 | 0 | 0
[120 empty] | 7.3.5.15 Identification and remediation of “at-risk species”WLDFRVegetation ContactBranch (Not overhanging, within 4ft) | WLDFR | HFTD - Distribution - Tier 3 - 3QU CoRE ¦ 2QU LoRE | Non-Red Flag Warning - Large Fires | Vegetation Contact | Branch (Not overhanging, within 4ft) | 2021 | 3.0172e-08 | 574.4306 | 1.7332e-05 | 2021 | Mitigation | 0.9 | 30 | 0 | esc | 0.066382 | 2.0029e-09 | 0.070094 | 2.1148e-09 | 0 | 0 | 0 | 0
[120 empty] | 7.3.5.15 Identification and remediation of “at-risk species”WLDFRVegetation ContactBranch (OverHanging) | WLDFR | HFTD - Distribution - Tier 3 - 3QU CoRE ¦ 2QU LoRE | Non-Red Flag Warning - Large Fires | Vegetation Contact | Branch (OverHanging) | 2021 | 1.3458e-06 | 574.4306 | 0.00077305 | 2021 | Mitigation | 0.9 | 30 | 0 | esc | 0.066382 | 8.9335e-08 | 0.070094 | 9.4329e-08 | 0 | 0 | 0 | 0
[120 empty] | 7.3.5.15 Identification and remediation of “at-risk species”WLDFRVegetation ContactFell into (Moderate-Severe defect) | WLDFR | HFTD - Distribution - Tier 3 - 3QU CoRE ¦ 2QU LoRE | Non-Red Flag Warning - Large Fires | Vegetation Contact | Fell into (Moderate-Severe defect) | 2021 | 6.1861e-07 | 574.4306 | 0.00035535 | 2021 | Mitigation | 0.95 | 1 | 0 | esc | 0 | 0 | 0.073988 | 4.5769e-08 | 0 | 0 | 0 | 0
[120 empty] | 7.3.5.15 Identification and remediation of “at-risk species”WLDFRVegetation ContactFell into (slight defect) | WLDFR | HFTD - Distribution - Tier 3 - 3QU CoRE ¦ 2QU LoRE | Non-Red Flag Warning - Large Fires | Vegetation Contact | Fell into (slight defect) | 2021 | 7.9799e-07 | 574.4306 | 0.00045839 | 2021 | Mitigation | 0.5 | 1 | 0 | esc | 0 | 0 | 0.038941 | 3.1074e-08 | 0 | 0 | 0 | 0
[120 empty] | 7.3.5.15 Identification and remediation of “at-risk species”WLDFRVegetation ContactGrow Into | WLDFR | HFTD - Distribution - Tier 3 - 3QU CoRE ¦ 2QU LoRE | Non-Red Flag Warning - Large Fires | Vegetation Contact | Grow Into | 2021 | 6.894e-08 | 574.4306 | 3.9601e-05 | 2021 | Mitigation | 0.5 | 1 | 0 | esc | 0 | 0 | 0.038941 | 2.6846e-09 | 0 | 0 | 0 | 0
[120 empty] | 7.3.5.15 Identification and remediation of “at-risk species”WLDFRVegetation ContactBranch (Not overhanging, 4-12ft) | WLDFR | HFTD - Distribution - Tier 3 - 3QU CoRE ¦ 2QU LoRE | Non-Red Flag Warning - Small Fires | Vegetation Contact | Branch (Not overhanging, 4-12ft) | 2021 | 2.3207e-05 | 574.4306 | 0.013331 | 2021 | Mitigation | 0.5 | 30 | 0 | esc | 0.036879 | 8.5583e-07 | 0.038941 | 9.0368e-07 | 0 | 0 | 0 | 0
[120 empty] | 7.3.5.15 Identification and remediation of “at-risk species”WLDFRVegetation ContactBranch (Not overhanging, within 4ft) | WLDFR | HFTD - Distribution - Tier 3 - 3QU CoRE ¦ 2QU LoRE | Non-Red Flag Warning - Small Fires | Vegetation Contact | Branch (Not overhanging, within 4ft) | 2021 | 1.0162e-05 | 574.4306 | 0.0058374 | 2021 | Mitigation | 0.9 | 30 | 0 | esc | 0.066382 | 6.7458e-07 | 0.070094 | 7.1229e-07 | 0 | 0 | 0 | 0
[120 empty] | 7.3.5.15 Identification and remediation of “at-risk species”WLDFRVegetation ContactBranch (OverHanging) | WLDFR | HFTD - Distribution - Tier 3 - 3QU CoRE ¦ 2QU LoRE | Non-Red Flag Warning - Small Fires | Vegetation Contact | Branch (OverHanging) | 2021 | 0.00045354 | 574.4306 | 0.26053 | 2021 | Mitigation | 0.9 | 30 | 0 | esc | 0.066382 | 3.0107e-05 | 0.070094 | 3.179e-05 | 0 | 0 | 0 | 0
[120 empty] | 7.3.5.15 Identification and remediation of “at-risk species”WLDFRVegetation ContactFell into (Moderate-Severe defect) | WLDFR | HFTD - Distribution - Tier 3 - 3QU CoRE ¦ 2QU LoRE | Non-Red Flag Warning - Small Fires | Vegetation Contact | Fell into (Moderate-Severe defect) | 2021 | 0.00021104 | 574.4306 | 0.12123 | 2021 | Mitigation | 0.95 | 1 | 0 | esc | 0 | 0 | 0.073988 | 1.5614e-05 | 0 | 0 | 0 | 0
[120 empty] | 7.3.5.15 Identification and remediation of “at-risk species”WLDFRVegetation ContactFell into (slight defect) | WLDFR | HFTD - Distribution - Tier 3 - 3QU CoRE ¦ 2QU LoRE | Non-Red Flag Warning - Small Fires | Vegetation Contact | Fell into (slight defect) | 2021 | 0.00027225 | 574.4306 | 0.15639 | 2021 | Mitigation | 0.5 | 1 | 0 | esc | 0 | 0 | 0.038941 | 1.0602e-05 | 0 | 0 | 0 | 0
[120 empty] | 7.3.5.15 Identification and remediation of “at-risk species”WLDFRVegetation ContactGrow Into | WLDFR | HFTD - Distribution - Tier 3 - 3QU CoRE ¦ 2QU LoRE | Non-Red Flag Warning - Small Fires | Vegetation Contact | Grow Into | 2021 | 2.3512e-05 | 574.4306 | 0.013506 | 2021 | Mitigation | 0.5 | 1 | 0 | esc | 0 | 0 | 0.038941 | 9.1559e-07 | 0 | 0 | 0 | 0
[120 empty] | 7.3.5.15 Identification and remediation of “at-risk species”WLDFRVegetation ContactBranch (Not overhanging, 4-12ft) | WLDFR | HFTD - Distribution - Tier 3 - 3QU CoRE ¦ 2QU LoRE | Red Flag Warning - Catastrophic Fires | Vegetation Contact | Branch (Not overhanging, 4-12ft) | 2021 | 3.8351e-07 | 574.4306 | 0.0002203 | 2021 | Mitigation | 0.5 | 30 | 0 | esc | 0.036879 | 1.4144e-08 | 0.038941 | 1.4934e-08 | 0 | 0 | 0 | 0
[120 empty] | 7.3.5.15 Identification and remediation of “at-risk species”WLDFRVegetation ContactBranch (Not overhanging, within 4ft) | WLDFR | HFTD - Distribution - Tier 3 - 3QU CoRE ¦ 2QU LoRE | Red Flag Warning - Catastrophic Fires | Vegetation Contact | Branch (Not overhanging, within 4ft) | 2021 | 9.6125e-08 | 574.4306 | 5.5217e-05 | 2021 | Mitigation | 0.9 | 30 | 0 | esc | 0.066382 | 6.381e-09 | 0.070094 | 6.7378e-09 | 0 | 0 | 0 | 0
[120 empty] | 7.3.5.15 Identification and remediation of “at-risk species”WLDFRVegetation ContactBranch (OverHanging) | WLDFR | HFTD - Distribution - Tier 3 - 3QU CoRE ¦ 2QU LoRE | Red Flag Warning - Catastrophic Fires | Vegetation Contact | Branch (OverHanging) | 2021 | 5.6853e-06 | 574.4306 | 0.0032658 | 2021 | Mitigation | 0.9 | 30 | 0 | esc | 0.066382 | 3.774e-07 | 0.070094 | 3.985e-07 | 0 | 0 | 0 | 0
[120 empty] | 7.3.5.15 Identification and remediation of “at-risk species”WLDFRVegetation ContactFell into (Moderate-Severe defect) | WLDFR | HFTD - Distribution - Tier 3 - 3QU CoRE ¦ 2QU LoRE | Red Flag Warning - Catastrophic Fires | Vegetation Contact | Fell into (Moderate-Severe defect) | 2021 | 1.6755e-06 | 574.4306 | 0.00096244 | 2021 | Mitigation | 0.95 | 1 | 0 | esc | 0 | 0 | 0.073988 | 1.2396e-07 | 0 | 0 | 0 | 0
[120 empty] | 7.3.5.15 Identification and remediation of “at-risk species”WLDFRVegetation ContactFell into (slight defect) | WLDFR | HFTD - Distribution - Tier 3 - 3QU CoRE ¦ 2QU LoRE | Red Flag Warning - Catastrophic Fires | Vegetation Contact | Fell into (slight defect) | 2021 | 1.8566e-06 | 574.4306 | 0.0010665 | 2021 | Mitigation | 0.5 | 1 | 0 | esc | 0 | 0 | 0.038941 | 7.2297e-08 | 0 | 0 | 0 | 0
[120 empty] | 7.3.5.15 Identification and remediation of “at-risk species”WLDFRVegetation ContactGrow Into | WLDFR | HFTD - Distribution - Tier 3 - 3QU CoRE ¦ 2QU LoRE | Red Flag Warning - Catastrophic Fires | Vegetation Contact | Grow Into | 2021 | 1.9501e-07 | 574.4306 | 0.00011202 | 2021 | Mitigation | 0.5 | 1 | 0 | esc | 0 | 0 | 0.038941 | 7.5939e-09 | 0 | 0 | 0 | 0
[120 empty] | 7.3.5.15 Identification and remediation of “at-risk species”WLDFRVegetation ContactBranch (Not overhanging, 4-12ft) | WLDFR | HFTD - Distribution - Tier 3 - 3QU CoRE ¦ 2QU LoRE | Red Flag Warning - Destructive Fires | Vegetation Contact | Branch (Not overhanging, 4-12ft) | 2021 | 4.7914e-08 | 574.4306 | 2.7524e-05 | 2021 | Mitigation | 0.5 | 30 | 0 | esc | 0.036879 | 1.767e-09 | 0.038941 | 1.8658e-09 | 0 | 0 | 0 | 0
[120 empty] | 7.3.5.15 Identification and remediation of “at-risk species”WLDFRVegetation ContactBranch (Not overhanging, within 4ft) | WLDFR | HFTD - Distribution - Tier 3 - 3QU CoRE ¦ 2QU LoRE | Red Flag Warning - Destructive Fires | Vegetation Contact | Branch (Not overhanging, within 4ft) | 2021 | 1.2009e-08 | 574.4306 | 6.8982e-06 | 2021 | Mitigation | 0.9 | 30 | 0 | esc | 0.066382 | 7.9717e-10 | 0.070094 | 8.4174e-10 | 0 | 0 | 0 | 0
[120 empty] | 7.3.5.15 Identification and remediation of “at-risk species”WLDFRVegetation ContactBranch (OverHanging) | WLDFR | HFTD - Distribution - Tier 3 - 3QU CoRE ¦ 2QU LoRE | Red Flag Warning - Destructive Fires | Vegetation Contact | Branch (OverHanging) | 2021 | 7.1026e-07 | 574.4306 | 0.00040799 | 2021 | Mitigation | 0.9 | 30 | 0 | esc | 0.066382 | 4.7148e-08 | 0.070094 | 4.9785e-08 | 0 | 0 | 0 | 0
[120 empty] | 7.3.5.15 Identification and remediation of “at-risk species”WLDFRVegetation ContactFell into (Moderate-Severe defect) | WLDFR | HFTD - Distribution - Tier 3 - 3QU CoRE ¦ 2QU LoRE | Red Flag Warning - Destructive Fires | Vegetation Contact | Fell into (Moderate-Severe defect) | 2021 | 2.0933e-07 | 574.4306 | 0.00012025 | 2021 | Mitigation | 0.95 | 1 | 0 | esc | 0 | 0 | 0.073988 | 1.5488e-08 | 0 | 0 | 0 | 0
[120 empty] | 7.3.5.15 Identification and remediation of “at-risk species”WLDFRVegetation ContactFell into (slight defect) | WLDFR | HFTD - Distribution - Tier 3 - 3QU CoRE ¦ 2QU LoRE | Red Flag Warning - Destructive Fires | Vegetation Contact | Fell into (slight defect) | 2021 | 2.3196e-07 | 574.4306 | 0.00013325 | 2021 | Mitigation | 0.5 | 1 | 0 | esc | 0 | 0 | 0.038941 | 9.0328e-09 | 0 | 0 | 0 | 0
[120 empty] | 7.3.5.15 Identification and remediation of “at-risk species”WLDFRVegetation ContactGrow Into | WLDFR | HFTD - Distribution - Tier 3 - 3QU CoRE ¦ 2QU LoRE | Red Flag Warning - Destructive Fires | Vegetation Contact | Grow Into | 2021 | 2.4365e-08 | 574.4306 | 1.3996e-05 | 2021 | Mitigation | 0.5 | 1 | 0 | esc | 0 | 0 | 0.038941 | 9.4879e-10 | 0 | 0 | 0 | 0
[120 empty] | 7.3.5.15 Identification and remediation of “at-risk species”WLDFRVegetation ContactBranch (Not overhanging, 4-12ft) | WLDFR | HFTD - Distribution - Tier 3 - 3QU CoRE ¦ 2QU LoRE | Red Flag Warning - Large Fires | Vegetation Contact | Branch (Not overhanging, 4-12ft) | 2021 | 3.0816e-07 | 574.4306 | 0.00017702 | 2021 | Mitigation | 0.5 | 30 | 0 | esc | 0.036879 | 1.1365e-08 | 0.038941 | 1.2e-08 | 0 | 0 | 0 | 0
[120 empty] | 7.3.5.15 Identification and remediation of “at-risk species”WLDFRVegetation ContactBranch (Not overhanging, within 4ft) | WLDFR | HFTD - Distribution - Tier 3 - 3QU CoRE ¦ 2QU LoRE | Red Flag Warning - Large Fires | Vegetation Contact | Branch (Not overhanging, within 4ft) | 2021 | 7.7516e-08 | 574.4306 | 4.4528e-05 | 2021 | Mitigation | 0.9 | 30 | 0 | esc | 0.066382 | 5.1457e-09 | 0.070094 | 5.4334e-09 | 0 | 0 | 0 | 0
[120 empty] | 7.3.5.15 Identification and remediation of “at-risk species”WLDFRVegetation ContactBranch (OverHanging) | WLDFR | HFTD - Distribution - Tier 3 - 3QU CoRE ¦ 2QU LoRE | Red Flag Warning - Large Fires | Vegetation Contact | Branch (OverHanging) | 2021 | 4.5806e-06 | 574.4306 | 0.0026312 | 2021 | Mitigation | 0.9 | 30 | 0 | esc | 0.066382 | 3.0407e-07 | 0.070094 | 3.2107e-07 | 0 | 0 | 0 | 0
[120 empty] | 7.3.5.15 Identification and remediation of “at-risk species”WLDFRVegetation ContactFell into (Moderate-Severe defect) | WLDFR | HFTD - Distribution - Tier 3 - 3QU CoRE ¦ 2QU LoRE | Red Flag Warning - Large Fires | Vegetation Contact | Fell into (Moderate-Severe defect) | 2021 | 1.3367e-06 | 574.4306 | 0.00076783 | 2021 | Mitigation | 0.95 | 1 | 0 | esc | 0 | 0 | 0.073988 | 9.8898e-08 | 0 | 0 | 0 | 0
[120 empty] | 7.3.5.15 Identification and remediation of “at-risk species”WLDFRVegetation ContactFell into (slight defect) | WLDFR | HFTD - Distribution - Tier 3 - 3QU CoRE ¦ 2QU LoRE | Red Flag Warning - Large Fires | Vegetation Contact | Fell into (slight defect) | 2021 | 1.481e-06 | 574.4306 | 0.00085076 | 2021 | Mitigation | 0.5 | 1 | 0 | esc | 0 | 0 | 0.038941 | 5.7673e-08 | 0 | 0 | 0 | 0
[120 empty] | 7.3.5.15 Identification and remediation of “at-risk species”WLDFRVegetation ContactGrow Into | WLDFR | HFTD - Distribution - Tier 3 - 3QU CoRE ¦ 2QU LoRE | Red Flag Warning - Large Fires | Vegetation Contact | Grow Into | 2021 | 1.5565e-07 | 574.4306 | 8.9412e-05 | 2021 | Mitigation | 0.5 | 1 | 0 | esc | 0 | 0 | 0.038941 | 6.0613e-09 | 0 | 0 | 0 | 0
[120 empty] | 7.3.5.15 Identification and remediation of “at-risk species”WLDFRVegetation ContactBranch (Not overhanging, 4-12ft) | WLDFR | HFTD - Distribution - Tier 3 - 3QU CoRE ¦ 2QU LoRE | Red Flag Warning - Small Fires | Vegetation Contact | Branch (Not overhanging, 4-12ft) | 2021 | 9.4384e-06 | 574.4306 | 0.0054217 | 2021 | Mitigation | 0.5 | 30 | 0 | esc | 0.036879 | 3.4808e-07 | 0.038941 | 3.6754e-07 | 0 | 0 | 0 | 0
[120 empty] | 7.3.5.15 Identification and remediation of “at-risk species”WLDFRVegetation ContactBranch (Not overhanging, within 4ft) | WLDFR | HFTD - Distribution - Tier 3 - 3QU CoRE ¦ 2QU LoRE | Red Flag Warning - Small Fires | Vegetation Contact | Branch (Not overhanging, within 4ft) | 2021 | 2.3621e-06 | 574.4306 | 0.0013568 | 2021 | Mitigation | 0.9 | 30 | 0 | esc | 0.066382 | 1.568e-07 | 0.070094 | 1.6557e-07 | 0 | 0 | 0 | 0
[120 empty] | 7.3.5.15 Identification and remediation of “at-risk species”WLDFRVegetation ContactBranch (OverHanging) | WLDFR | HFTD - Distribution - Tier 3 - 3QU CoRE ¦ 2QU LoRE | Red Flag Warning - Small Fires | Vegetation Contact | Branch (OverHanging) | 2021 | 0.00013966 | 574.4306 | 0.080228 | 2021 | Mitigation | 0.9 | 30 | 0 | esc | 0.066382 | 9.2712e-06 | 0.070094 | 9.7896e-06 | 0 | 0 | 0 | 0
[120 empty] | 7.3.5.15 Identification and remediation of “at-risk species”WLDFRVegetation ContactFell into (Moderate-Severe defect) | WLDFR | HFTD - Distribution - Tier 3 - 3QU CoRE ¦ 2QU LoRE | Red Flag Warning - Small Fires | Vegetation Contact | Fell into (Moderate-Severe defect) | 2021 | 4.1257e-05 | 574.4306 | 0.023699 | 2021 | Mitigation | 0.95 | 1 | 0 | esc | 0 | 0 | 0.073988 | 3.0525e-06 | 0 | 0 | 0 | 0
[120 empty] | 7.3.5.15 Identification and remediation of “at-risk species”WLDFRVegetation ContactFell into (slight defect) | WLDFR | HFTD - Distribution - Tier 3 - 3QU CoRE ¦ 2QU LoRE | Red Flag Warning - Small Fires | Vegetation Contact | Fell into (slight defect) | 2021 | 4.5715e-05 | 574.4306 | 0.02626 | 2021 | Mitigation | 0.5 | 1 | 0 | esc | 0 | 0 | 0.038941 | 1.7802e-06 | 0 | 0 | 0 | 0
[120 empty] | 7.3.5.15 Identification and remediation of “at-risk species”WLDFRVegetation ContactGrow Into | WLDFR | HFTD - Distribution - Tier 3 - 3QU CoRE ¦ 2QU LoRE | Red Flag Warning - Small Fires | Vegetation Contact | Grow Into | 2021 | 4.8029e-06 | 574.4306 | 0.0027589 | 2021 | Mitigation | 0.5 | 1 | 0 | esc | 0 | 0 | 0.038941 | 1.8703e-07 | 0 | 0 | 0 | 0
[120 empty] | 7.3.5.15 Identification and remediation of “at-risk species”WLDFRCC - Seismic ScenarioSeismic Scenario | WLDFR | HFTD - Distribution - Tier 3 - 3QU CoRE ¦ 2QU LoRE | Seismic - Non-Red Flag Warning - Catastrophic Fires | CC - Seismic Scenario | Seismic Scenario | 2021 | 1.6113e-10 | 574.4306 | 9.2556e-08 | 2021 | Mitigation | 0.082056 | 1 | 0 | esc | 0 | 0 | 0.0063906 | 1.0297e-12 | 0 | 0 | 0 | 0
[120 empty] | 7.3.5.15 Identification and remediation of “at-risk species”WLDFRCC - Seismic ScenarioSeismic Scenario | WLDFR | HFTD - Distribution - Tier 3 - 3QU CoRE ¦ 2QU LoRE | Seismic - Red Flag Warning - Catastrophic Fires | CC - Seismic Scenario | Seismic Scenario | 2021 | 6.9477e-09 | 574.4306 | 3.991e-06 | 2021 | Mitigation | 0.082056 | 1 | 0 | esc | 0 | 0 | 0.0063906 | 4.44e-11 | 0 | 0 | 0 | 0
[120 empty] | 7.3.5.15 Identification and remediation of “at-risk species”WLDFRVegetation ContactBranch (Not overhanging, 4-12ft) | WLDFR | HFTD - Distribution - Tier 3 - 3QU CoRE ¦ 3QU LoRE | Non-Red Flag Warning - Catastrophic Fires | Vegetation Contact | Branch (Not overhanging, 4-12ft) | 2021 | 1.7393e-09 | 247.7504 | 4.309e-07 | 2021 | Mitigation | 0.5 | 30 | 0 | esc | 0.036879 | 6.4142e-11 | 0.038941 | 6.7728e-11 | 0 | 0 | 0 | 0
[120 empty] | 7.3.5.15 Identification and remediation of “at-risk species”WLDFRVegetation ContactBranch (Not overhanging, within 4ft) | WLDFR | HFTD - Distribution - Tier 3 - 3QU CoRE ¦ 3QU LoRE | Non-Red Flag Warning - Catastrophic Fires | Vegetation Contact | Branch (Not overhanging, within 4ft) | 2021 | 7.9432e-10 | 247.7504 | 1.9679e-07 | 2021 | Mitigation | 0.9 | 30 | 0 | esc | 0.066382 | 5.2729e-11 | 0.070094 | 5.5677e-11 | 0 | 0 | 0 | 0
[120 empty] | 7.3.5.15 Identification and remediation of “at-risk species”WLDFRVegetation ContactBranch (OverHanging) | WLDFR | HFTD - Distribution - Tier 3 - 3QU CoRE ¦ 3QU LoRE | Non-Red Flag Warning - Catastrophic Fires | Vegetation Contact | Branch (OverHanging) | 2021 | 3.5759e-08 | 247.7504 | 8.8593e-06 | 2021 | Mitigation | 0.9 | 30 | 0 | esc | 0.066382 | 2.3737e-09 | 0.070094 | 2.5065e-09 | 0 | 0 | 0 | 0
[120 empty] | 7.3.5.15 Identification and remediation of “at-risk species”WLDFRVegetation ContactFell into (Moderate-Severe defect) | WLDFR | HFTD - Distribution - Tier 3 - 3QU CoRE ¦ 3QU LoRE | Non-Red Flag Warning - Catastrophic Fires | Vegetation Contact | Fell into (Moderate-Severe defect) | 2021 | 1.532e-08 | 247.7504 | 3.7955e-06 | 2021 | Mitigation | 0.95 | 1 | 0 | esc | 0 | 0 | 0.073988 | 1.1335e-09 | 0 | 0 | 0 | 0
[120 empty] | 7.3.5.15 Identification and remediation of “at-risk species”WLDFRVegetation ContactFell into (slight defect) | WLDFR | HFTD - Distribution - Tier 3 - 3QU CoRE ¦ 3QU LoRE | Non-Red Flag Warning - Catastrophic Fires | Vegetation Contact | Fell into (slight defect) | 2021 | 1.9772e-08 | 247.7504 | 4.8984e-06 | 2021 | Mitigation | 0.5 | 1 | 0 | esc | 0 | 0 | 0.038941 | 7.6992e-10 | 0 | 0 | 0 | 0
[120 empty] | 7.3.5.15 Identification and remediation of “at-risk species”WLDFRVegetation ContactGrow Into | WLDFR | HFTD - Distribution - Tier 3 - 3QU CoRE ¦ 3QU LoRE | Non-Red Flag Warning - Catastrophic Fires | Vegetation Contact | Grow Into | 2021 | 1.7034e-09 | 247.7504 | 4.2202e-07 | 2021 | Mitigation | 0.5 | 1 | 0 | esc | 0 | 0 | 0.038941 | 6.6332e-11 | 0 | 0 | 0 | 0
[120 empty] | 7.3.5.15 Identification and remediation of “at-risk species”WLDFRVegetation ContactBranch (Not overhanging, 4-12ft) | WLDFR | HFTD - Distribution - Tier 3 - 3QU CoRE ¦ 3QU LoRE | Non-Red Flag Warning - Destructive Fires | Vegetation Contact | Branch (Not overhanging, 4-12ft) | 2021 | 4.4691e-09 | 247.7504 | 1.1072e-06 | 2021 | Mitigation | 0.5 | 30 | 0 | esc | 0.036879 | 1.6482e-10 | 0.038941 | 1.7403e-10 | 0 | 0 | 0 | 0
[120 empty] | 7.3.5.15 Identification and remediation of “at-risk species”WLDFRVegetation ContactBranch (Not overhanging, within 4ft) | WLDFR | HFTD - Distribution - Tier 3 - 3QU CoRE ¦ 3QU LoRE | Non-Red Flag Warning - Destructive Fires | Vegetation Contact | Branch (Not overhanging, within 4ft) | 2021 | 2.0415e-09 | 247.7504 | 5.0578e-07 | 2021 | Mitigation | 0.9 | 30 | 0 | esc | 0.066382 | 1.3552e-10 | 0.070094 | 1.431e-10 | 0 | 0 | 0 | 0
[120 empty] | 7.3.5.15 Identification and remediation of “at-risk species”WLDFRVegetation ContactBranch (OverHanging) | WLDFR | HFTD - Distribution - Tier 3 - 3QU CoRE ¦ 3QU LoRE | Non-Red Flag Warning - Destructive Fires | Vegetation Contact | Branch (OverHanging) | 2021 | 9.192e-08 | 247.7504 | 2.2773e-05 | 2021 | Mitigation | 0.9 | 30 | 0 | esc | 0.066382 | 6.1018e-09 | 0.070094 | 6.443e-09 | 0 | 0 | 0 | 0
[120 empty] | 7.3.5.15 Identification and remediation of “at-risk species”WLDFRVegetation ContactFell into (Moderate-Severe defect) | WLDFR | HFTD - Distribution - Tier 3 - 3QU CoRE ¦ 3QU LoRE | Non-Red Flag Warning - Destructive Fires | Vegetation Contact | Fell into (Moderate-Severe defect) | 2021 | 3.9373e-08 | 247.7504 | 9.7547e-06 | 2021 | Mitigation | 0.95 | 1 | 0 | esc | 0 | 0 | 0.073988 | 2.9131e-09 | 0 | 0 | 0 | 0
[120 empty] | 7.3.5.15 Identification and remediation of “at-risk species”WLDFRVegetation ContactFell into (slight defect) | WLDFR | HFTD - Distribution - Tier 3 - 3QU CoRE ¦ 3QU LoRE | Non-Red Flag Warning - Destructive Fires | Vegetation Contact | Fell into (slight defect) | 2021 | 5.0814e-08 | 247.7504 | 1.2589e-05 | 2021 | Mitigation | 0.5 | 1 | 0 | esc | 0 | 0 | 0.038941 | 1.9788e-09 | 0 | 0 | 0 | 0
[120 empty] | 7.3.5.15 Identification and remediation of “at-risk species”WLDFRVegetation ContactGrow Into | WLDFR | HFTD - Distribution - Tier 3 - 3QU CoRE ¦ 3QU LoRE | Non-Red Flag Warning - Destructive Fires | Vegetation Contact | Grow Into | 2021 | 4.3776e-09 | 247.7504 | 1.0845e-06 | 2021 | Mitigation | 0.5 | 1 | 0 | esc | 0 | 0 | 0.038941 | 1.7047e-10 | 0 | 0 | 0 | 0
[120 empty] | 7.3.5.15 Identification and remediation of “at-risk species”WLDFRVegetation ContactBranch (Not overhanging, 4-12ft) | WLDFR | HFTD - Distribution - Tier 3 - 3QU CoRE ¦ 3QU LoRE | Non-Red Flag Warning - Large Fires | Vegetation Contact | Branch (Not overhanging, 4-12ft) | 2021 | 7.4901e-08 | 247.7504 | 1.8557e-05 | 2021 | Mitigation | 0.5 | 30 | 0 | esc | 0.036879 | 2.7623e-09 | 0.038941 | 2.9167e-09 | 0 | 0 | 0 | 0
[120 empty] | 7.3.5.15 Identification and remediation of “at-risk species”WLDFRVegetation ContactBranch (Not overhanging, within 4ft) | WLDFR | HFTD - Distribution - Tier 3 - 3QU CoRE ¦ 3QU LoRE | Non-Red Flag Warning - Large Fires | Vegetation Contact | Branch (Not overhanging, within 4ft) | 2021 | 3.375e-08 | 247.7504 | 8.3616e-06 | 2021 | Mitigation | 0.9 | 30 | 0 | esc | 0.066382 | 2.2404e-09 | 0.070094 | 2.3657e-09 | 0 | 0 | 0 | 0
[120 empty] | 7.3.5.15 Identification and remediation of “at-risk species”WLDFRVegetation ContactBranch (OverHanging) | WLDFR | HFTD - Distribution - Tier 3 - 3QU CoRE ¦ 3QU LoRE | Non-Red Flag Warning - Large Fires | Vegetation Contact | Branch (OverHanging) | 2021 | 1.51e-06 | 247.7504 | 0.0003741 | 2021 | Mitigation | 0.9 | 30 | 0 | esc | 0.066382 | 1.0024e-07 | 0.070094 | 1.0584e-07 | 0 | 0 | 0 | 0
[120 empty] | 7.3.5.15 Identification and remediation of “at-risk species”WLDFRVegetation ContactFell into (Moderate-Severe defect) | WLDFR | HFTD - Distribution - Tier 3 - 3QU CoRE ¦ 3QU LoRE | Non-Red Flag Warning - Large Fires | Vegetation Contact | Fell into (Moderate-Severe defect) | 2021 | 6.599e-07 | 247.7504 | 0.00016349 | 2021 | Mitigation | 0.95 | 1 | 0 | esc | 0 | 0 | 0.073988 | 4.8824e-08 | 0 | 0 | 0 | 0
[120 empty] | 7.3.5.15 Identification and remediation of “at-risk species”WLDFRVegetation ContactFell into (slight defect) | WLDFR | HFTD - Distribution - Tier 3 - 3QU CoRE ¦ 3QU LoRE | Non-Red Flag Warning - Large Fires | Vegetation Contact | Fell into (slight defect) | 2021 | 8.5128e-07 | 247.7504 | 0.00021091 | 2021 | Mitigation | 0.5 | 1 | 0 | esc | 0 | 0 | 0.038941 | 3.315e-08 | 0 | 0 | 0 | 0
[120 empty] | 7.3.5.15 Identification and remediation of “at-risk species”WLDFRVegetation ContactGrow Into | WLDFR | HFTD - Distribution - Tier 3 - 3QU CoRE ¦ 3QU LoRE | Non-Red Flag Warning - Large Fires | Vegetation Contact | Grow Into | 2021 | 7.3528e-08 | 247.7504 | 1.8217e-05 | 2021 | Mitigation | 0.5 | 1 | 0 | esc | 0 | 0 | 0.038941 | 2.8632e-09 | 0 | 0 | 0 | 0
[120 empty] | 7.3.5.15 Identification and remediation of “at-risk species”WLDFRVegetation ContactBranch (Not overhanging, 4-12ft) | WLDFR | HFTD - Distribution - Tier 3 - 3QU CoRE ¦ 3QU LoRE | Non-Red Flag Warning - Small Fires | Vegetation Contact | Branch (Not overhanging, 4-12ft) | 2021 | 1.759e-05 | 247.7504 | 0.0043578 | 2021 | Mitigation | 0.5 | 30 | 0 | esc | 0.036879 | 6.4868e-07 | 0.038941 | 6.8495e-07 | 0 | 0 | 0 | 0
[120 empty] | 7.3.5.15 Identification and remediation of “at-risk species”WLDFRVegetation ContactBranch (Not overhanging, within 4ft) | WLDFR | HFTD - Distribution - Tier 3 - 3QU CoRE ¦ 3QU LoRE | Non-Red Flag Warning - Small Fires | Vegetation Contact | Branch (Not overhanging, within 4ft) | 2021 | 8.0064e-06 | 247.7504 | 0.0019836 | 2021 | Mitigation | 0.9 | 30 | 0 | esc | 0.066382 | 5.3148e-07 | 0.070094 | 5.612e-07 | 0 | 0 | 0 | 0
[120 empty] | 7.3.5.15 Identification and remediation of “at-risk species”WLDFRVegetation ContactBranch (OverHanging) | WLDFR | HFTD - Distribution - Tier 3 - 3QU CoRE ¦ 3QU LoRE | Non-Red Flag Warning - Small Fires | Vegetation Contact | Branch (OverHanging) | 2021 | 0.00036021 | 247.7504 | 0.089243 | 2021 | Mitigation | 0.9 | 30 | 0 | esc | 0.066382 | 2.3912e-05 | 0.070094 | 2.5249e-05 | 0 | 0 | 0 | 0
[120 empty] | 7.3.5.15 Identification and remediation of “at-risk species”WLDFRVegetation ContactFell into (Moderate-Severe defect) | WLDFR | HFTD - Distribution - Tier 3 - 3QU CoRE ¦ 3QU LoRE | Non-Red Flag Warning - Small Fires | Vegetation Contact | Fell into (Moderate-Severe defect) | 2021 | 0.0001553 | 247.7504 | 0.038476 | 2021 | Mitigation | 0.95 | 1 | 0 | esc | 0 | 0 | 0.073988 | 1.1491e-05 | 0 | 0 | 0 | 0
[120 empty] | 7.3.5.15 Identification and remediation of “at-risk species”WLDFRVegetation ContactFell into (slight defect) | WLDFR | HFTD - Distribution - Tier 3 - 3QU CoRE ¦ 3QU LoRE | Non-Red Flag Warning - Small Fires | Vegetation Contact | Fell into (slight defect) | 2021 | 0.00020042 | 247.7504 | 0.049654 | 2021 | Mitigation | 0.5 | 1 | 0 | esc | 0 | 0 | 0.038941 | 7.8046e-06 | 0 | 0 | 0 | 0
[120 empty] | 7.3.5.15 Identification and remediation of “at-risk species”WLDFRVegetation ContactGrow Into | WLDFR | HFTD - Distribution - Tier 3 - 3QU CoRE ¦ 3QU LoRE | Non-Red Flag Warning - Small Fires | Vegetation Contact | Grow Into | 2021 | 1.7272e-05 | 247.7504 | 0.0042791 | 2021 | Mitigation | 0.5 | 1 | 0 | esc | 0 | 0 | 0.038941 | 6.7258e-07 | 0 | 0 | 0 | 0
[120 empty] | 7.3.5.15 Identification and remediation of “at-risk species”WLDFRVegetation ContactBranch (Not overhanging, 4-12ft) | WLDFR | HFTD - Distribution - Tier 3 - 3QU CoRE ¦ 3QU LoRE | Red Flag Warning - Catastrophic Fires | Vegetation Contact | Branch (Not overhanging, 4-12ft) | 2021 | 2.8439e-07 | 247.7504 | 7.0459e-05 | 2021 | Mitigation | 0.5 | 30 | 0 | esc | 0.036879 | 1.0488e-08 | 0.038941 | 1.1075e-08 | 0 | 0 | 0 | 0
[120 empty] | 7.3.5.15 Identification and remediation of “at-risk species”WLDFRVegetation ContactBranch (Not overhanging, within 4ft) | WLDFR | HFTD - Distribution - Tier 3 - 3QU CoRE ¦ 3QU LoRE | Red Flag Warning - Catastrophic Fires | Vegetation Contact | Branch (Not overhanging, within 4ft) | 2021 | 7.423e-08 | 247.7504 | 1.839e-05 | 2021 | Mitigation | 0.9 | 30 | 0 | esc | 0.066382 | 4.9275e-09 | 0.070094 | 5.203e-09 | 0 | 0 | 0 | 0
[120 empty] | 7.3.5.15 Identification and remediation of “at-risk species”WLDFRVegetation ContactBranch (OverHanging) | WLDFR | HFTD - Distribution - Tier 3 - 3QU CoRE ¦ 3QU LoRE | Red Flag Warning - Catastrophic Fires | Vegetation Contact | Branch (OverHanging) | 2021 | 4.4271e-06 | 247.7504 | 0.0010968 | 2021 | Mitigation | 0.9 | 30 | 0 | esc | 0.066382 | 2.9388e-07 | 0.070094 | 3.1031e-07 | 0 | 0 | 0 | 0
[120 empty] | 7.3.5.15 Identification and remediation of “at-risk species”WLDFRVegetation ContactFell into (Moderate-Severe defect) | WLDFR | HFTD - Distribution - Tier 3 - 3QU CoRE ¦ 3QU LoRE | Red Flag Warning - Catastrophic Fires | Vegetation Contact | Fell into (Moderate-Severe defect) | 2021 | 1.2041e-06 | 247.7504 | 0.00029831 | 2021 | Mitigation | 0.95 | 1 | 0 | esc | 0 | 0 | 0.073988 | 8.9088e-08 | 0 | 0 | 0 | 0
[120 empty] | 7.3.5.15 Identification and remediation of “at-risk species”WLDFRVegetation ContactFell into (slight defect) | WLDFR | HFTD - Distribution - Tier 3 - 3QU CoRE ¦ 3QU LoRE | Red Flag Warning - Catastrophic Fires | Vegetation Contact | Fell into (slight defect) | 2021 | 1.3348e-06 | 247.7504 | 0.00033069 | 2021 | Mitigation | 0.5 | 1 | 0 | esc | 0 | 0 | 0.038941 | 5.1977e-08 | 0 | 0 | 0 | 0
[120 empty] | 7.3.5.15 Identification and remediation of “at-risk species”WLDFRVegetation ContactGrow Into | WLDFR | HFTD - Distribution - Tier 3 - 3QU CoRE ¦ 3QU LoRE | Red Flag Warning - Catastrophic Fires | Vegetation Contact | Grow Into | 2021 | 1.3989e-07 | 247.7504 | 3.4658e-05 | 2021 | Mitigation | 0.5 | 1 | 0 | esc | 0 | 0 | 0.038941 | 5.4475e-09 | 0 | 0 | 0 | 0
[120 empty] | 7.3.5.15 Identification and remediation of “at-risk species”WLDFRVegetation ContactBranch (Not overhanging, 4-12ft) | WLDFR | HFTD - Distribution - Tier 3 - 3QU CoRE ¦ 3QU LoRE | Red Flag Warning - Destructive Fires | Vegetation Contact | Branch (Not overhanging, 4-12ft) | 2021 | 3.6747e-08 | 247.7504 | 9.1041e-06 | 2021 | Mitigation | 0.5 | 30 | 0 | esc | 0.036879 | 1.3552e-09 | 0.038941 | 1.431e-09 | 0 | 0 | 0 | 0
[120 empty] | 7.3.5.15 Identification and remediation of “at-risk species”WLDFRVegetation ContactBranch (Not overhanging, within 4ft) | WLDFR | HFTD - Distribution - Tier 3 - 3QU CoRE ¦ 3QU LoRE | Red Flag Warning - Destructive Fires | Vegetation Contact | Branch (Not overhanging, within 4ft) | 2021 | 9.5934e-09 | 247.7504 | 2.3768e-06 | 2021 | Mitigation | 0.9 | 30 | 0 | esc | 0.066382 | 6.3683e-10 | 0.070094 | 6.7244e-10 | 0 | 0 | 0 | 0
[120 empty] | 7.3.5.15 Identification and remediation of “at-risk species”WLDFRVegetation ContactBranch (OverHanging) | WLDFR | HFTD - Distribution - Tier 3 - 3QU CoRE ¦ 3QU LoRE | Red Flag Warning - Destructive Fires | Vegetation Contact | Branch (OverHanging) | 2021 | 5.7226e-07 | 247.7504 | 0.00014178 | 2021 | Mitigation | 0.9 | 30 | 0 | esc | 0.066382 | 3.7988e-08 | 0.070094 | 4.0112e-08 | 0 | 0 | 0 | 0
[120 empty] | 7.3.5.15 Identification and remediation of “at-risk species”WLDFRVegetation ContactFell into (Moderate-Severe defect) | WLDFR | HFTD - Distribution - Tier 3 - 3QU CoRE ¦ 3QU LoRE | Red Flag Warning - Destructive Fires | Vegetation Contact | Fell into (Moderate-Severe defect) | 2021 | 1.5561e-07 | 247.7504 | 3.8553e-05 | 2021 | Mitigation | 0.95 | 1 | 0 | esc | 0 | 0 | 0.073988 | 1.1513e-08 | 0 | 0 | 0 | 0
[120 empty] | 7.3.5.15 Identification and remediation of “at-risk species”WLDFRVegetation ContactFell into (slight defect) | WLDFR | HFTD - Distribution - Tier 3 - 3QU CoRE ¦ 3QU LoRE | Red Flag Warning - Destructive Fires | Vegetation Contact | Fell into (slight defect) | 2021 | 1.725e-07 | 247.7504 | 4.2737e-05 | 2021 | Mitigation | 0.5 | 1 | 0 | esc | 0 | 0 | 0.038941 | 6.7174e-09 | 0 | 0 | 0 | 0
[120 empty] | 7.3.5.15 Identification and remediation of “at-risk species”WLDFRVegetation ContactGrow Into | WLDFR | HFTD - Distribution - Tier 3 - 3QU CoRE ¦ 3QU LoRE | Red Flag Warning - Destructive Fires | Vegetation Contact | Grow Into | 2021 | 1.8078e-08 | 247.7504 | 4.4788e-06 | 2021 | Mitigation | 0.5 | 1 | 0 | esc | 0 | 0 | 0.038941 | 7.0397e-10 | 0 | 0 | 0 | 0
[120 empty] | 7.3.5.15 Identification and remediation of “at-risk species”WLDFRVegetation ContactBranch (Not overhanging, 4-12ft) | WLDFR | HFTD - Distribution - Tier 3 - 3QU CoRE ¦ 3QU LoRE | Red Flag Warning - Large Fires | Vegetation Contact | Branch (Not overhanging, 4-12ft) | 2021 | 3.3671e-07 | 247.7504 | 8.3419e-05 | 2021 | Mitigation | 0.5 | 30 | 0 | esc | 0.036879 | 1.2417e-08 | 0.038941 | 1.3112e-08 | 0 | 0 | 0 | 0
[120 empty] | 7.3.5.15 Identification and remediation of “at-risk species”WLDFRVegetation ContactBranch (Not overhanging, within 4ft) | WLDFR | HFTD - Distribution - Tier 3 - 3QU CoRE ¦ 3QU LoRE | Red Flag Warning - Large Fires | Vegetation Contact | Branch (Not overhanging, within 4ft) | 2021 | 8.671e-08 | 247.7504 | 2.1483e-05 | 2021 | Mitigation | 0.9 | 30 | 0 | esc | 0.066382 | 5.756e-09 | 0.070094 | 6.0778e-09 | 0 | 0 | 0 | 0
[120 empty] | 7.3.5.15 Identification and remediation of “at-risk species”WLDFRVegetation ContactBranch (OverHanging) | WLDFR | HFTD - Distribution - Tier 3 - 3QU CoRE ¦ 3QU LoRE | Red Flag Warning - Large Fires | Vegetation Contact | Branch (OverHanging) | 2021 | 5.1395e-06 | 247.7504 | 0.0012733 | 2021 | Mitigation | 0.9 | 30 | 0 | esc | 0.066382 | 3.4117e-07 | 0.070094 | 3.6025e-07 | 0 | 0 | 0 | 0
[120 empty] | 7.3.5.15 Identification and remediation of “at-risk species”WLDFRVegetation ContactFell into (Moderate-Severe defect) | WLDFR | HFTD - Distribution - Tier 3 - 3QU CoRE ¦ 3QU LoRE | Red Flag Warning - Large Fires | Vegetation Contact | Fell into (Moderate-Severe defect) | 2021 | 1.4259e-06 | 247.7504 | 0.00035327 | 2021 | Mitigation | 0.95 | 1 | 0 | esc | 0 | 0 | 0.073988 | 1.055e-07 | 0 | 0 | 0 | 0
[120 empty] | 7.3.5.15 Identification and remediation of “at-risk species”WLDFRVegetation ContactFell into (slight defect) | WLDFR | HFTD - Distribution - Tier 3 - 3QU CoRE ¦ 3QU LoRE | Red Flag Warning - Large Fires | Vegetation Contact | Fell into (slight defect) | 2021 | 1.58e-06 | 247.7504 | 0.00039144 | 2021 | Mitigation | 0.5 | 1 | 0 | esc | 0 | 0 | 0.038941 | 6.1525e-08 | 0 | 0 | 0 | 0
[120 empty] | 7.3.5.15 Identification and remediation of “at-risk species”WLDFRVegetation ContactGrow Into | WLDFR | HFTD - Distribution - Tier 3 - 3QU CoRE ¦ 3QU LoRE | Red Flag Warning - Large Fires | Vegetation Contact | Grow Into | 2021 | 1.6601e-07 | 247.7504 | 4.1129e-05 | 2021 | Mitigation | 0.5 | 1 | 0 | esc | 0 | 0 | 0.038941 | 6.4646e-09 | 0 | 0 | 0 | 0
[120 empty] | 7.3.5.15 Identification and remediation of “at-risk species”WLDFRVegetation ContactBranch (Not overhanging, 4-12ft) | WLDFR | HFTD - Distribution - Tier 3 - 3QU CoRE ¦ 3QU LoRE | Red Flag Warning - Small Fires | Vegetation Contact | Branch (Not overhanging, 4-12ft) | 2021 | 7.1538e-06 | 247.7504 | 0.0017724 | 2021 | Mitigation | 0.5 | 30 | 0 | esc | 0.036879 | 2.6383e-07 | 0.038941 | 2.7858e-07 | 0 | 0 | 0 | 0
[120 empty] | 7.3.5.15 Identification and remediation of “at-risk species”WLDFRVegetation ContactBranch (Not overhanging, within 4ft) | WLDFR | HFTD - Distribution - Tier 3 - 3QU CoRE ¦ 3QU LoRE | Red Flag Warning - Small Fires | Vegetation Contact | Branch (Not overhanging, within 4ft) | 2021 | 1.861e-06 | 247.7504 | 0.00046107 | 2021 | Mitigation | 0.9 | 30 | 0 | esc | 0.066382 | 1.2354e-07 | 0.070094 | 1.3045e-07 | 0 | 0 | 0 | 0
[120 empty] | 7.3.5.15 Identification and remediation of “at-risk species”WLDFRVegetation ContactBranch (OverHanging) | WLDFR | HFTD - Distribution - Tier 3 - 3QU CoRE ¦ 3QU LoRE | Red Flag Warning - Small Fires | Vegetation Contact | Branch (OverHanging) | 2021 | 0.00011093 | 247.7504 | 0.027482 | 2021 | Mitigation | 0.9 | 30 | 0 | esc | 0.066382 | 7.3635e-06 | 0.070094 | 7.7752e-06 | 0 | 0 | 0 | 0
[120 empty] | 7.3.5.15 Identification and remediation of “at-risk species”WLDFRVegetation ContactFell into (Moderate-Severe defect) | WLDFR | HFTD - Distribution - Tier 3 - 3QU CoRE ¦ 3QU LoRE | Red Flag Warning - Small Fires | Vegetation Contact | Fell into (Moderate-Severe defect) | 2021 | 3.0361e-05 | 247.7504 | 0.0075219 | 2021 | Mitigation | 0.95 | 1 | 0 | esc | 0 | 0 | 0.073988 | 2.2463e-06 | 0 | 0 | 0 | 0
[120 empty] | 7.3.5.15 Identification and remediation of “at-risk species”WLDFRVegetation ContactFell into (slight defect) | WLDFR | HFTD - Distribution - Tier 3 - 3QU CoRE ¦ 3QU LoRE | Red Flag Warning - Small Fires | Vegetation Contact | Fell into (slight defect) | 2021 | 3.3654e-05 | 247.7504 | 0.0083378 | 2021 | Mitigation | 0.5 | 1 | 0 | esc | 0 | 0 | 0.038941 | 1.3105e-06 | 0 | 0 | 0 | 0
[120 empty] | 7.3.5.15 Identification and remediation of “at-risk species”WLDFRVegetation ContactGrow Into | WLDFR | HFTD - Distribution - Tier 3 - 3QU CoRE ¦ 3QU LoRE | Red Flag Warning - Small Fires | Vegetation Contact | Grow Into | 2021 | 3.5281e-06 | 247.7504 | 0.00087409 | 2021 | Mitigation | 0.5 | 1 | 0 | esc | 0 | 0 | 0.038941 | 1.3739e-07 | 0 | 0 | 0 | 0
[120 empty] | 7.3.5.15 Identification and remediation of “at-risk species”WLDFRCC - Seismic ScenarioSeismic Scenario | WLDFR | HFTD - Distribution - Tier 3 - 3QU CoRE ¦ 3QU LoRE | Seismic - Non-Red Flag Warning - Catastrophic Fires | CC - Seismic Scenario | Seismic Scenario | 2021 | 8.6516e-11 | 247.7504 | 2.1434e-08 | 2021 | Mitigation | 0.082056 | 1 | 0 | esc | 0 | 0 | 0.0063906 | 5.529e-13 | 0 | 0 | 0 | 0
[120 empty] | 7.3.5.15 Identification and remediation of “at-risk species”WLDFRCC - Seismic ScenarioSeismic Scenario | WLDFR | HFTD - Distribution - Tier 3 - 3QU CoRE ¦ 3QU LoRE | Seismic - Red Flag Warning - Catastrophic Fires | CC - Seismic Scenario | Seismic Scenario | 2021 | 3.7306e-09 | 247.7504 | 9.2425e-07 | 2021 | Mitigation | 0.082056 | 1 | 0 | esc | 0 | 0 | 0.0063906 | 2.3841e-11 | 0 | 0 | 0 | 0
[120 empty] | 7.3.5.15 Identification and remediation of “at-risk species”WLDFRVegetation ContactBranch (Not overhanging, 4-12ft) | WLDFR | HFTD - Distribution - Tier 3 - 3QU CoRE ¦ 4QU LoRE | Non-Red Flag Warning - Catastrophic Fires | Vegetation Contact | Branch (Not overhanging, 4-12ft) | 2021 | 1.1804e-09 | 213.7942 | 2.5236e-07 | 2021 | Mitigation | 0.5 | 30 | 0 | esc | 0.036879 | 4.3532e-11 | 0.038941 | 4.5966e-11 | 0 | 0 | 0 | 0
[120 empty] | 7.3.5.15 Identification and remediation of “at-risk species”WLDFRVegetation ContactBranch (Not overhanging, within 4ft) | WLDFR | HFTD - Distribution - Tier 3 - 3QU CoRE ¦ 4QU LoRE | Non-Red Flag Warning - Catastrophic Fires | Vegetation Contact | Branch (Not overhanging, within 4ft) | 2021 | 5.0428e-10 | 213.7942 | 1.0781e-07 | 2021 | Mitigation | 0.9 | 30 | 0 | esc | 0.066382 | 3.3475e-11 | 0.070094 | 3.5347e-11 | 0 | 0 | 0 | 0
[120 empty] | 7.3.5.15 Identification and remediation of “at-risk species”WLDFRVegetation ContactBranch (OverHanging) | WLDFR | HFTD - Distribution - Tier 3 - 3QU CoRE ¦ 4QU LoRE | Non-Red Flag Warning - Catastrophic Fires | Vegetation Contact | Branch (OverHanging) | 2021 | 2.2695e-08 | 213.7942 | 4.8522e-06 | 2021 | Mitigation | 0.9 | 30 | 0 | esc | 0.066382 | 1.5066e-09 | 0.070094 | 1.5908e-09 | 0 | 0 | 0 | 0
[120 empty] | 7.3.5.15 Identification and remediation of “at-risk species”WLDFRVegetation ContactFell into (Moderate-Severe defect) | WLDFR | HFTD - Distribution - Tier 3 - 3QU CoRE ¦ 4QU LoRE | Non-Red Flag Warning - Catastrophic Fires | Vegetation Contact | Fell into (Moderate-Severe defect) | 2021 | 1.1178e-08 | 213.7942 | 2.3899e-06 | 2021 | Mitigation | 0.95 | 1 | 0 | esc | 0 | 0 | 0.073988 | 8.2706e-10 | 0 | 0 | 0 | 0
[120 empty] | 7.3.5.15 Identification and remediation of “at-risk species”WLDFRVegetation ContactFell into (slight defect) | WLDFR | HFTD - Distribution - Tier 3 - 3QU CoRE ¦ 4QU LoRE | Non-Red Flag Warning - Catastrophic Fires | Vegetation Contact | Fell into (slight defect) | 2021 | 1.4425e-08 | 213.7942 | 3.0839e-06 | 2021 | Mitigation | 0.5 | 1 | 0 | esc | 0 | 0 | 0.038941 | 5.6171e-10 | 0 | 0 | 0 | 0
[120 empty] | 7.3.5.15 Identification and remediation of “at-risk species”WLDFRVegetation ContactGrow Into | WLDFR | HFTD - Distribution - Tier 3 - 3QU CoRE ¦ 4QU LoRE | Non-Red Flag Warning - Catastrophic Fires | Vegetation Contact | Grow Into | 2021 | 1.2437e-09 | 213.7942 | 2.6589e-07 | 2021 | Mitigation | 0.5 | 1 | 0 | esc | 0 | 0 | 0.038941 | 4.8429e-11 | 0 | 0 | 0 | 0
[120 empty] | 7.3.5.15 Identification and remediation of “at-risk species”WLDFRVegetation ContactBranch (Not overhanging, 4-12ft) | WLDFR | HFTD - Distribution - Tier 3 - 3QU CoRE ¦ 4QU LoRE | Non-Red Flag Warning - Destructive Fires | Vegetation Contact | Branch (Not overhanging, 4-12ft) | 2021 | 3.0306e-09 | 213.7942 | 6.4791e-07 | 2021 | Mitigation | 0.5 | 30 | 0 | esc | 0.036879 | 1.1176e-10 | 0.038941 | 1.1801e-10 | 0 | 0 | 0 | 0
[120 empty] | 7.3.5.15 Identification and remediation of “at-risk species”WLDFRVegetation ContactBranch (Not overhanging, within 4ft) | WLDFR | HFTD - Distribution - Tier 3 - 3QU CoRE ¦ 4QU LoRE | Non-Red Flag Warning - Destructive Fires | Vegetation Contact | Branch (Not overhanging, within 4ft) | 2021 | 1.2971e-09 | 213.7942 | 2.7731e-07 | 2021 | Mitigation | 0.9 | 30 | 0 | esc | 0.066382 | 8.6104e-11 | 0.070094 | 9.0918e-11 | 0 | 0 | 0 | 0
[120 empty] | 7.3.5.15 Identification and remediation of “at-risk species”WLDFRVegetation ContactBranch (OverHanging) | WLDFR | HFTD - Distribution - Tier 3 - 3QU CoRE ¦ 4QU LoRE | Non-Red Flag Warning - Destructive Fires | Vegetation Contact | Branch (OverHanging) | 2021 | 5.8378e-08 | 213.7942 | 1.2481e-05 | 2021 | Mitigation | 0.9 | 30 | 0 | esc | 0.066382 | 3.8753e-09 | 0.070094 | 4.0919e-09 | 0 | 0 | 0 | 0
[120 empty] | 7.3.5.15 Identification and remediation of “at-risk species”WLDFRVegetation ContactFell into (Moderate-Severe defect) | WLDFR | HFTD - Distribution - Tier 3 - 3QU CoRE ¦ 4QU LoRE | Non-Red Flag Warning - Destructive Fires | Vegetation Contact | Fell into (Moderate-Severe defect) | 2021 | 2.8646e-08 | 213.7942 | 6.1244e-06 | 2021 | Mitigation | 0.95 | 1 | 0 | esc | 0 | 0 | 0.073988 | 2.1195e-09 | 0 | 0 | 0 | 0
[120 empty] | 7.3.5.15 Identification and remediation of “at-risk species”WLDFRVegetation ContactFell into (slight defect) | WLDFR | HFTD - Distribution - Tier 3 - 3QU CoRE ¦ 4QU LoRE | Non-Red Flag Warning - Destructive Fires | Vegetation Contact | Fell into (slight defect) | 2021 | 3.6966e-08 | 213.7942 | 7.903e-06 | 2021 | Mitigation | 0.5 | 1 | 0 | esc | 0 | 0 | 0.038941 | 1.4395e-09 | 0 | 0 | 0 | 0
[120 empty] | 7.3.5.15 Identification and remediation of “at-risk species”WLDFRVegetation ContactGrow Into | WLDFR | HFTD - Distribution - Tier 3 - 3QU CoRE ¦ 4QU LoRE | Non-Red Flag Warning - Destructive Fires | Vegetation Contact | Grow Into | 2021 | 3.187e-09 | 213.7942 | 6.8137e-07 | 2021 | Mitigation | 0.5 | 1 | 0 | esc | 0 | 0 | 0.038941 | 1.2411e-10 | 0 | 0 | 0 | 0
[120 empty] | 7.3.5.15 Identification and remediation of “at-risk species”WLDFRVegetation ContactBranch (Not overhanging, 4-12ft) | WLDFR | HFTD - Distribution - Tier 3 - 3QU CoRE ¦ 4QU LoRE | Non-Red Flag Warning - Large Fires | Vegetation Contact | Branch (Not overhanging, 4-12ft) | 2021 | 3.5287e-08 | 213.7942 | 7.5441e-06 | 2021 | Mitigation | 0.5 | 30 | 0 | esc | 0.036879 | 1.3013e-09 | 0.038941 | 1.3741e-09 | 0 | 0 | 0 | 0
[120 empty] | 7.3.5.15 Identification and remediation of “at-risk species”WLDFRVegetation ContactBranch (Not overhanging, within 4ft) | WLDFR | HFTD - Distribution - Tier 3 - 3QU CoRE ¦ 4QU LoRE | Non-Red Flag Warning - Large Fires | Vegetation Contact | Branch (Not overhanging, within 4ft) | 2021 | 1.4364e-08 | 213.7942 | 3.071e-06 | 2021 | Mitigation | 0.9 | 30 | 0 | esc | 0.066382 | 9.5353e-10 | 0.070094 | 1.0068e-09 | 0 | 0 | 0 | 0
[120 empty] | 7.3.5.15 Identification and remediation of “at-risk species”WLDFRVegetation ContactBranch (OverHanging) | WLDFR | HFTD - Distribution - Tier 3 - 3QU CoRE ¦ 4QU LoRE | Non-Red Flag Warning - Large Fires | Vegetation Contact | Branch (OverHanging) | 2021 | 6.4473e-07 | 213.7942 | 0.00013784 | 2021 | Mitigation | 0.9 | 30 | 0 | esc | 0.066382 | 4.2798e-08 | 0.070094 | 4.5191e-08 | 0 | 0 | 0 | 0
[120 empty] | 7.3.5.15 Identification and remediation of “at-risk species”WLDFRVegetation ContactFell into (Moderate-Severe defect) | WLDFR | HFTD - Distribution - Tier 3 - 3QU CoRE ¦ 4QU LoRE | Non-Red Flag Warning - Large Fires | Vegetation Contact | Fell into (Moderate-Severe defect) | 2021 | 3.4836e-07 | 213.7942 | 7.4476e-05 | 2021 | Mitigation | 0.95 | 1 | 0 | esc | 0 | 0 | 0.073988 | 2.5774e-08 | 0 | 0 | 0 | 0
[120 empty] | 7.3.5.15 Identification and remediation of “at-risk species”WLDFRVegetation ContactFell into (slight defect) | WLDFR | HFTD - Distribution - Tier 3 - 3QU CoRE ¦ 4QU LoRE | Non-Red Flag Warning - Large Fires | Vegetation Contact | Fell into (slight defect) | 2021 | 4.4943e-07 | 213.7942 | 9.6086e-05 | 2021 | Mitigation | 0.5 | 1 | 0 | esc | 0 | 0 | 0.038941 | 1.7501e-08 | 0 | 0 | 0 | 0
[120 empty] | 7.3.5.15 Identification and remediation of “at-risk species”WLDFRVegetation ContactGrow Into | WLDFR | HFTD - Distribution - Tier 3 - 3QU CoRE ¦ 4QU LoRE | Non-Red Flag Warning - Large Fires | Vegetation Contact | Grow Into | 2021 | 3.8797e-08 | 213.7942 | 8.2945e-06 | 2021 | Mitigation | 0.5 | 1 | 0 | esc | 0 | 0 | 0.038941 | 1.5108e-09 | 0 | 0 | 0 | 0
[120 empty] | 7.3.5.15 Identification and remediation of “at-risk species”WLDFRVegetation ContactBranch (Not overhanging, 4-12ft) | WLDFR | HFTD - Distribution - Tier 3 - 3QU CoRE ¦ 4QU LoRE | Non-Red Flag Warning - Small Fires | Vegetation Contact | Branch (Not overhanging, 4-12ft) | 2021 | 1.1446e-05 | 213.7942 | 0.0024472 | 2021 | Mitigation | 0.5 | 30 | 0 | esc | 0.036879 | 4.2213e-07 | 0.038941 | 4.4573e-07 | 0 | 0 | 0 | 0
[120 empty] | 7.3.5.15 Identification and remediation of “at-risk species”WLDFRVegetation ContactBranch (Not overhanging, within 4ft) | WLDFR | HFTD - Distribution - Tier 3 - 3QU CoRE ¦ 4QU LoRE | Non-Red Flag Warning - Small Fires | Vegetation Contact | Branch (Not overhanging, within 4ft) | 2021 | 4.9205e-06 | 213.7942 | 0.001052 | 2021 | Mitigation | 0.9 | 30 | 0 | esc | 0.066382 | 3.2663e-07 | 0.070094 | 3.449e-07 | 0 | 0 | 0 | 0
[120 empty] | 7.3.5.15 Identification and remediation of “at-risk species”WLDFRVegetation ContactBranch (OverHanging) | WLDFR | HFTD - Distribution - Tier 3 - 3QU CoRE ¦ 4QU LoRE | Non-Red Flag Warning - Small Fires | Vegetation Contact | Branch (OverHanging) | 2021 | 0.00022134 | 213.7942 | 0.047322 | 2021 | Mitigation | 0.9 | 30 | 0 | esc | 0.066382 | 1.4693e-05 | 0.070094 | 1.5515e-05 | 0 | 0 | 0 | 0
[120 empty] | 7.3.5.15 Identification and remediation of “at-risk species”WLDFRVegetation ContactFell into (Moderate-Severe defect) | WLDFR | HFTD - Distribution - Tier 3 - 3QU CoRE ¦ 4QU LoRE | Non-Red Flag Warning - Small Fires | Vegetation Contact | Fell into (Moderate-Severe defect) | 2021 | 0.00010759 | 213.7942 | 0.023002 | 2021 | Mitigation | 0.95 | 1 | 0 | esc | 0 | 0 | 0.073988 | 7.9605e-06 | 0 | 0 | 0 | 0
[120 empty] | 7.3.5.15 Identification and remediation of “at-risk species”WLDFRVegetation ContactFell into (slight defect) | WLDFR | HFTD - Distribution - Tier 3 - 3QU CoRE ¦ 4QU LoRE | Non-Red Flag Warning - Small Fires | Vegetation Contact | Fell into (slight defect) | 2021 | 0.00013883 | 213.7942 | 0.029682 | 2021 | Mitigation | 0.5 | 1 | 0 | esc | 0 | 0 | 0.038941 | 5.4064e-06 | 0 | 0 | 0 | 0
[120 empty] | 7.3.5.15 Identification and remediation of “at-risk species”WLDFRVegetation ContactGrow Into | WLDFR | HFTD - Distribution - Tier 3 - 3QU CoRE ¦ 4QU LoRE | Non-Red Flag Warning - Small Fires | Vegetation Contact | Grow Into | 2021 | 1.1971e-05 | 213.7942 | 0.0025594 | 2021 | Mitigation | 0.5 | 1 | 0 | esc | 0 | 0 | 0.038941 | 4.6618e-07 | 0 | 0 | 0 | 0
[120 empty] | 7.3.5.15 Identification and remediation of “at-risk species”WLDFRVegetation ContactBranch (Not overhanging, 4-12ft) | WLDFR | HFTD - Distribution - Tier 3 - 3QU CoRE ¦ 4QU LoRE | Red Flag Warning - Catastrophic Fires | Vegetation Contact | Branch (Not overhanging, 4-12ft) | 2021 | 1.9301e-07 | 213.7942 | 4.1265e-05 | 2021 | Mitigation | 0.5 | 30 | 0 | esc | 0.036879 | 7.1181e-09 | 0.038941 | 7.5161e-09 | 0 | 0 | 0 | 0
[120 empty] | 7.3.5.15 Identification and remediation of “at-risk species”WLDFRVegetation ContactBranch (Not overhanging, within 4ft) | WLDFR | HFTD - Distribution - Tier 3 - 3QU CoRE ¦ 4QU LoRE | Red Flag Warning - Catastrophic Fires | Vegetation Contact | Branch (Not overhanging, within 4ft) | 2021 | 4.7125e-08 | 213.7942 | 1.0075e-05 | 2021 | Mitigation | 0.9 | 30 | 0 | esc | 0.066382 | 3.1283e-09 | 0.070094 | 3.3032e-09 | 0 | 0 | 0 | 0
[120 empty] | 7.3.5.15 Identification and remediation of “at-risk species”WLDFRVegetation ContactBranch (OverHanging) | WLDFR | HFTD - Distribution - Tier 3 - 3QU CoRE ¦ 4QU LoRE | Red Flag Warning - Catastrophic Fires | Vegetation Contact | Branch (OverHanging) | 2021 | 2.8098e-06 | 213.7942 | 0.00060073 | 2021 | Mitigation | 0.9 | 30 | 0 | esc | 0.066382 | 1.8652e-07 | 0.070094 | 1.9695e-07 | 0 | 0 | 0 | 0
[120 empty] | 7.3.5.15 Identification and remediation of “at-risk species”WLDFRVegetation ContactFell into (Moderate-Severe defect) | WLDFR | HFTD - Distribution - Tier 3 - 3QU CoRE ¦ 4QU LoRE | Red Flag Warning - Catastrophic Fires | Vegetation Contact | Fell into (Moderate-Severe defect) | 2021 | 8.7858e-07 | 213.7942 | 0.00018783 | 2021 | Mitigation | 0.95 | 1 | 0 | esc | 0 | 0 | 0.073988 | 6.5004e-08 | 0 | 0 | 0 | 0
[120 empty] | 7.3.5.15 Identification and remediation of “at-risk species”WLDFRVegetation ContactFell into (slight defect) | WLDFR | HFTD - Distribution - Tier 3 - 3QU CoRE ¦ 4QU LoRE | Red Flag Warning - Catastrophic Fires | Vegetation Contact | Fell into (slight defect) | 2021 | 9.7379e-07 | 213.7942 | 0.00020819 | 2021 | Mitigation | 0.5 | 1 | 0 | esc | 0 | 0 | 0.038941 | 3.792e-08 | 0 | 0 | 0 | 0
[120 empty] | 7.3.5.15 Identification and remediation of “at-risk species”WLDFRVegetation ContactGrow Into | WLDFR | HFTD - Distribution - Tier 3 - 3QU CoRE ¦ 4QU LoRE | Red Flag Warning - Catastrophic Fires | Vegetation Contact | Grow Into | 2021 | 1.0214e-07 | 213.7942 | 2.1836e-05 | 2021 | Mitigation | 0.5 | 1 | 0 | esc | 0 | 0 | 0.038941 | 3.9772e-09 | 0 | 0 | 0 | 0
[120 empty] | 7.3.5.15 Identification and remediation of “at-risk species”WLDFRVegetation ContactBranch (Not overhanging, 4-12ft) | WLDFR | HFTD - Distribution - Tier 3 - 3QU CoRE ¦ 4QU LoRE | Red Flag Warning - Destructive Fires | Vegetation Contact | Branch (Not overhanging, 4-12ft) | 2021 | 2.4919e-08 | 213.7942 | 5.3274e-06 | 2021 | Mitigation | 0.5 | 30 | 0 | esc | 0.036879 | 9.1897e-10 | 0.038941 | 9.7035e-10 | 0 | 0 | 0 | 0
[120 empty] | 7.3.5.15 Identification and remediation of “at-risk species”WLDFRVegetation ContactBranch (Not overhanging, within 4ft) | WLDFR | HFTD - Distribution - Tier 3 - 3QU CoRE ¦ 4QU LoRE | Red Flag Warning - Destructive Fires | Vegetation Contact | Branch (Not overhanging, within 4ft) | 2021 | 6.0953e-09 | 213.7942 | 1.3031e-06 | 2021 | Mitigation | 0.9 | 30 | 0 | esc | 0.066382 | 4.0462e-10 | 0.070094 | 4.2724e-10 | 0 | 0 | 0 | 0
[120 empty] | 7.3.5.15 Identification and remediation of “at-risk species”WLDFRVegetation ContactBranch (OverHanging) | WLDFR | HFTD - Distribution - Tier 3 - 3QU CoRE ¦ 4QU LoRE | Red Flag Warning - Destructive Fires | Vegetation Contact | Branch (OverHanging) | 2021 | 3.6344e-07 | 213.7942 | 7.7702e-05 | 2021 | Mitigation | 0.9 | 30 | 0 | esc | 0.066382 | 2.4126e-08 | 0.070094 | 2.5475e-08 | 0 | 0 | 0 | 0
[120 empty] | 7.3.5.15 Identification and remediation of “at-risk species”WLDFRVegetation ContactFell into (Moderate-Severe defect) | WLDFR | HFTD - Distribution - Tier 3 - 3QU CoRE ¦ 4QU LoRE | Red Flag Warning - Destructive Fires | Vegetation Contact | Fell into (Moderate-Severe defect) | 2021 | 1.1322e-07 | 213.7942 | 2.4205e-05 | 2021 | Mitigation | 0.95 | 1 | 0 | esc | 0 | 0 | 0.073988 | 8.3767e-09 | 0 | 0 | 0 | 0
[120 empty] | 7.3.5.15 Identification and remediation of “at-risk species”WLDFRVegetation ContactFell into (slight defect) | WLDFR | HFTD - Distribution - Tier 3 - 3QU CoRE ¦ 4QU LoRE | Red Flag Warning - Destructive Fires | Vegetation Contact | Fell into (slight defect) | 2021 | 1.2549e-07 | 213.7942 | 2.6829e-05 | 2021 | Mitigation | 0.5 | 1 | 0 | esc | 0 | 0 | 0.038941 | 4.8866e-09 | 0 | 0 | 0 | 0
[120 empty] | 7.3.5.15 Identification and remediation of “at-risk species”WLDFRVegetation ContactGrow Into | WLDFR | HFTD - Distribution - Tier 3 - 3QU CoRE ¦ 4QU LoRE | Red Flag Warning - Destructive Fires | Vegetation Contact | Grow Into | 2021 | 1.3161e-08 | 213.7942 | 2.8138e-06 | 2021 | Mitigation | 0.5 | 1 | 0 | esc | 0 | 0 | 0.038941 | 5.1252e-10 | 0 | 0 | 0 | 0
[120 empty] | 7.3.5.15 Identification and remediation of “at-risk species”WLDFRVegetation ContactBranch (Not overhanging, 4-12ft) | WLDFR | HFTD - Distribution - Tier 3 - 3QU CoRE ¦ 4QU LoRE | Red Flag Warning - Large Fires | Vegetation Contact | Branch (Not overhanging, 4-12ft) | 2021 | 1.5863e-07 | 213.7942 | 3.3914e-05 | 2021 | Mitigation | 0.5 | 30 | 0 | esc | 0.036879 | 5.85e-09 | 0.038941 | 6.1771e-09 | 0 | 0 | 0 | 0
[120 empty] | 7.3.5.15 Identification and remediation of “at-risk species”WLDFRVegetation ContactBranch (Not overhanging, within 4ft) | WLDFR | HFTD - Distribution - Tier 3 - 3QU CoRE ¦ 4QU LoRE | Red Flag Warning - Large Fires | Vegetation Contact | Branch (Not overhanging, within 4ft) | 2021 | 3.6904e-08 | 213.7942 | 7.8899e-06 | 2021 | Mitigation | 0.9 | 30 | 0 | esc | 0.066382 | 2.4498e-09 | 0.070094 | 2.5868e-09 | 0 | 0 | 0 | 0
[120 empty] | 7.3.5.15 Identification and remediation of “at-risk species”WLDFRVegetation ContactBranch (OverHanging) | WLDFR | HFTD - Distribution - Tier 3 - 3QU CoRE ¦ 4QU LoRE | Red Flag Warning - Large Fires | Vegetation Contact | Branch (OverHanging) | 2021 | 2.1945e-06 | 213.7942 | 0.00046916 | 2021 | Mitigation | 0.9 | 30 | 0 | esc | 0.066382 | 1.4567e-07 | 0.070094 | 1.5382e-07 | 0 | 0 | 0 | 0
[120 empty] | 7.3.5.15 Identification and remediation of “at-risk species”WLDFRVegetation ContactFell into (Moderate-Severe defect) | WLDFR | HFTD - Distribution - Tier 3 - 3QU CoRE ¦ 4QU LoRE | Red Flag Warning - Large Fires | Vegetation Contact | Fell into (Moderate-Severe defect) | 2021 | 7.5273e-07 | 213.7942 | 0.00016093 | 2021 | Mitigation | 0.95 | 1 | 0 | esc | 0 | 0 | 0.073988 | 5.5693e-08 | 0 | 0 | 0 | 0
[120 empty] | 7.3.5.15 Identification and remediation of “at-risk species”WLDFRVegetation ContactFell into (slight defect) | WLDFR | HFTD - Distribution - Tier 3 - 3QU CoRE ¦ 4QU LoRE | Red Flag Warning - Large Fires | Vegetation Contact | Fell into (slight defect) | 2021 | 8.3413e-07 | 213.7942 | 0.00017833 | 2021 | Mitigation | 0.5 | 1 | 0 | esc | 0 | 0 | 0.038941 | 3.2482e-08 | 0 | 0 | 0 | 0
[120 empty] | 7.3.5.15 Identification and remediation of “at-risk species”WLDFRVegetation ContactGrow Into | WLDFR | HFTD - Distribution - Tier 3 - 3QU CoRE ¦ 4QU LoRE | Red Flag Warning - Large Fires | Vegetation Contact | Grow Into | 2021 | 8.7595e-08 | 213.7942 | 1.8727e-05 | 2021 | Mitigation | 0.5 | 1 | 0 | esc | 0 | 0 | 0.038941 | 3.411e-09 | 0 | 0 | 0 | 0
[120 empty] | 7.3.5.15 Identification and remediation of “at-risk species”WLDFRVegetation ContactBranch (Not overhanging, 4-12ft) | WLDFR | HFTD - Distribution - Tier 3 - 3QU CoRE ¦ 4QU LoRE | Red Flag Warning - Small Fires | Vegetation Contact | Branch (Not overhanging, 4-12ft) | 2021 | 4.6554e-06 | 213.7942 | 0.0009953 | 2021 | Mitigation | 0.5 | 30 | 0 | esc | 0.036879 | 1.7169e-07 | 0.038941 | 1.8129e-07 | 0 | 0 | 0 | 0
[120 empty] | 7.3.5.15 Identification and remediation of “at-risk species”WLDFRVegetation ContactBranch (Not overhanging, within 4ft) | WLDFR | HFTD - Distribution - Tier 3 - 3QU CoRE ¦ 4QU LoRE | Red Flag Warning - Small Fires | Vegetation Contact | Branch (Not overhanging, within 4ft) | 2021 | 1.1437e-06 | 213.7942 | 0.00024452 | 2021 | Mitigation | 0.9 | 30 | 0 | esc | 0.066382 | 7.5923e-08 | 0.070094 | 8.0168e-08 | 0 | 0 | 0 | 0
[120 empty] | 7.3.5.15 Identification and remediation of “at-risk species”WLDFRVegetation ContactBranch (OverHanging) | WLDFR | HFTD - Distribution - Tier 3 - 3QU CoRE ¦ 4QU LoRE | Red Flag Warning - Small Fires | Vegetation Contact | Branch (OverHanging) | 2021 | 6.8162e-05 | 213.7942 | 0.014573 | 2021 | Mitigation | 0.9 | 30 | 0 | esc | 0.066382 | 4.5247e-06 | 0.070094 | 4.7777e-06 | 0 | 0 | 0 | 0
[120 empty] | 7.3.5.15 Identification and remediation of “at-risk species”WLDFRVegetation ContactFell into (Moderate-Severe defect) | WLDFR | HFTD - Distribution - Tier 3 - 3QU CoRE ¦ 4QU LoRE | Red Flag Warning - Small Fires | Vegetation Contact | Fell into (Moderate-Severe defect) | 2021 | 2.1034e-05 | 213.7942 | 0.0044968 | 2021 | Mitigation | 0.95 | 1 | 0 | esc | 0 | 0 | 0.073988 | 1.5562e-06 | 0 | 0 | 0 | 0
[120 empty] | 7.3.5.15 Identification and remediation of “at-risk species”WLDFRVegetation ContactFell into (slight defect) | WLDFR | HFTD - Distribution - Tier 3 - 3QU CoRE ¦ 4QU LoRE | Red Flag Warning - Small Fires | Vegetation Contact | Fell into (slight defect) | 2021 | 2.3313e-05 | 213.7942 | 0.0049841 | 2021 | Mitigation | 0.5 | 1 | 0 | esc | 0 | 0 | 0.038941 | 9.0781e-07 | 0 | 0 | 0 | 0
[120 empty] | 7.3.5.15 Identification and remediation of “at-risk species”WLDFRVegetation ContactGrow Into | WLDFR | HFTD - Distribution - Tier 3 - 3QU CoRE ¦ 4QU LoRE | Red Flag Warning - Small Fires | Vegetation Contact | Grow Into | 2021 | 2.4454e-06 | 213.7942 | 0.00052281 | 2021 | Mitigation | 0.5 | 1 | 0 | esc | 0 | 0 | 0.038941 | 9.5226e-08 | 0 | 0 | 0 | 0
[120 empty] | 7.3.5.15 Identification and remediation of “at-risk species”WLDFRCC - Seismic ScenarioSeismic Scenario | WLDFR | HFTD - Distribution - Tier 3 - 3QU CoRE ¦ 4QU LoRE | Seismic - Non-Red Flag Warning - Catastrophic Fires | CC - Seismic Scenario | Seismic Scenario | 2021 | 9.5714e-11 | 213.7942 | 2.0463e-08 | 2021 | Mitigation | 0.082056 | 1 | 0 | esc | 0 | 0 | 0.0063906 | 6.1167e-13 | 0 | 0 | 0 | 0
[120 empty] | 7.3.5.15 Identification and remediation of “at-risk species”WLDFRCC - Seismic ScenarioSeismic Scenario | WLDFR | HFTD - Distribution - Tier 3 - 3QU CoRE ¦ 4QU LoRE | Seismic - Red Flag Warning - Catastrophic Fires | CC - Seismic Scenario | Seismic Scenario | 2021 | 4.1271e-09 | 213.7942 | 8.8236e-07 | 2021 | Mitigation | 0.082056 | 1 | 0 | esc | 0 | 0 | 0.0063906 | 2.6375e-11 | 0 | 0 | 0 | 0
[120 empty] | 7.3.5.15 Identification and remediation of “at-risk species”WLDFRVegetation ContactBranch (Not overhanging, 4-12ft) | WLDFR | HFTD - Distribution - Tier 3 - 3QU CoRE ¦ 5QU LoRE | Non-Red Flag Warning - Catastrophic Fires | Vegetation Contact | Branch (Not overhanging, 4-12ft) | 2021 | 8.503e-10 | 105.542 | 8.9742e-08 | 2021 | Mitigation | 0.5 | 30 | 0 | esc | 0.036879 | 3.1358e-11 | 0.038941 | 3.3111e-11 | 0 | 0 | 0 | 0
[120 empty] | 7.3.5.15 Identification and remediation of “at-risk species”WLDFRVegetation ContactBranch (Not overhanging, within 4ft) | WLDFR | HFTD - Distribution - Tier 3 - 3QU CoRE ¦ 5QU LoRE | Non-Red Flag Warning - Catastrophic Fires | Vegetation Contact | Branch (Not overhanging, within 4ft) | 2021 | 3.8981e-10 | 105.542 | 4.1141e-08 | 2021 | Mitigation | 0.9 | 30 | 0 | esc | 0.066382 | 2.5876e-11 | 0.070094 | 2.7323e-11 | 0 | 0 | 0 | 0
[120 empty] | 7.3.5.15 Identification and remediation of “at-risk species”WLDFRVegetation ContactBranch (OverHanging) | WLDFR | HFTD - Distribution - Tier 3 - 3QU CoRE ¦ 5QU LoRE | Non-Red Flag Warning - Catastrophic Fires | Vegetation Contact | Branch (OverHanging) | 2021 | 1.7579e-08 | 105.542 | 1.8553e-06 | 2021 | Mitigation | 0.9 | 30 | 0 | esc | 0.066382 | 1.1669e-09 | 0.070094 | 1.2321e-09 | 0 | 0 | 0 | 0
[120 empty] | 7.3.5.15 Identification and remediation of “at-risk species”WLDFRVegetation ContactFell into (Moderate-Severe defect) | WLDFR | HFTD - Distribution - Tier 3 - 3QU CoRE ¦ 5QU LoRE | Non-Red Flag Warning - Catastrophic Fires | Vegetation Contact | Fell into (Moderate-Severe defect) | 2021 | 7.5211e-09 | 105.542 | 7.9379e-07 | 2021 | Mitigation | 0.95 | 1 | 0 | esc | 0 | 0 | 0.073988 | 5.5647e-10 | 0 | 0 | 0 | 0
[120 empty] | 7.3.5.15 Identification and remediation of “at-risk species”WLDFRVegetation ContactFell into (slight defect) | WLDFR | HFTD - Distribution - Tier 3 - 3QU CoRE ¦ 5QU LoRE | Non-Red Flag Warning - Catastrophic Fires | Vegetation Contact | Fell into (slight defect) | 2021 | 9.7094e-09 | 105.542 | 1.0247e-06 | 2021 | Mitigation | 0.5 | 1 | 0 | esc | 0 | 0 | 0.038941 | 3.7809e-10 | 0 | 0 | 0 | 0
[120 empty] | 7.3.5.15 Identification and remediation of “at-risk species”WLDFRVegetation ContactGrow Into | WLDFR | HFTD - Distribution - Tier 3 - 3QU CoRE ¦ 5QU LoRE | Non-Red Flag Warning - Catastrophic Fires | Vegetation Contact | Grow Into | 2021 | 8.3506e-10 | 105.542 | 8.8134e-08 | 2021 | Mitigation | 0.5 | 1 | 0 | esc | 0 | 0 | 0.038941 | 3.2518e-11 | 0 | 0 | 0 | 0
[120 empty] | 7.3.5.15 Identification and remediation of “at-risk species”WLDFRVegetation ContactBranch (Not overhanging, 4-12ft) | WLDFR | HFTD - Distribution - Tier 3 - 3QU CoRE ¦ 5QU LoRE | Non-Red Flag Warning - Destructive Fires | Vegetation Contact | Branch (Not overhanging, 4-12ft) | 2021 | 2.2278e-09 | 105.542 | 2.3513e-07 | 2021 | Mitigation | 0.5 | 30 | 0 | esc | 0.036879 | 8.2161e-11 | 0.038941 | 8.6754e-11 | 0 | 0 | 0 | 0
[120 empty] | 7.3.5.15 Identification and remediation of “at-risk species”WLDFRVegetation ContactBranch (Not overhanging, within 4ft) | WLDFR | HFTD - Distribution - Tier 3 - 3QU CoRE ¦ 5QU LoRE | Non-Red Flag Warning - Destructive Fires | Vegetation Contact | Branch (Not overhanging, within 4ft) | 2021 | 1.0216e-09 | 105.542 | 1.0782e-07 | 2021 | Mitigation | 0.9 | 30 | 0 | esc | 0.066382 | 6.7818e-11 | 0.070094 | 7.161e-11 | 0 | 0 | 0 | 0
[120 empty] | 7.3.5.15 Identification and remediation of “at-risk species”WLDFRVegetation ContactBranch (OverHanging) | WLDFR | HFTD - Distribution - Tier 3 - 3QU CoRE ¦ 5QU LoRE | Non-Red Flag Warning - Destructive Fires | Vegetation Contact | Branch (OverHanging) | 2021 | 4.6106e-08 | 105.542 | 4.8661e-06 | 2021 | Mitigation | 0.9 | 30 | 0 | esc | 0.066382 | 3.0606e-09 | 0.070094 | 3.2318e-09 | 0 | 0 | 0 | 0
[120 empty] | 7.3.5.15 Identification and remediation of “at-risk species”WLDFRVegetation ContactFell into (Moderate-Severe defect) | WLDFR | HFTD - Distribution - Tier 3 - 3QU CoRE ¦ 5QU LoRE | Non-Red Flag Warning - Destructive Fires | Vegetation Contact | Fell into (Moderate-Severe defect) | 2021 | 1.9742e-08 | 105.542 | 2.0836e-06 | 2021 | Mitigation | 0.95 | 1 | 0 | esc | 0 | 0 | 0.073988 | 1.4607e-09 | 0 | 0 | 0 | 0
[120 empty] | 7.3.5.15 Identification and remediation of “at-risk species”WLDFRVegetation ContactFell into (slight defect) | WLDFR | HFTD - Distribution - Tier 3 - 3QU CoRE ¦ 5QU LoRE | Non-Red Flag Warning - Destructive Fires | Vegetation Contact | Fell into (slight defect) | 2021 | 2.5487e-08 | 105.542 | 2.69e-06 | 2021 | Mitigation | 0.5 | 1 | 0 | esc | 0 | 0 | 0.038941 | 9.925e-10 | 0 | 0 | 0 | 0
[120 empty] | 7.3.5.15 Identification and remediation of “at-risk species”WLDFRVegetation ContactGrow Into | WLDFR | HFTD - Distribution - Tier 3 - 3QU CoRE ¦ 5QU LoRE | Non-Red Flag Warning - Destructive Fires | Vegetation Contact | Grow Into | 2021 | 2.1913e-09 | 105.542 | 2.3127e-07 | 2021 | Mitigation | 0.5 | 1 | 0 | esc | 0 | 0 | 0.038941 | 8.533e-11 | 0 | 0 | 0 | 0
[120 empty] | 7.3.5.15 Identification and remediation of “at-risk species”WLDFRVegetation ContactBranch (Not overhanging, 4-12ft) | WLDFR | HFTD - Distribution - Tier 3 - 3QU CoRE ¦ 5QU LoRE | Non-Red Flag Warning - Large Fires | Vegetation Contact | Branch (Not overhanging, 4-12ft) | 2021 | 3.42e-08 | 105.542 | 3.6096e-06 | 2021 | Mitigation | 0.5 | 30 | 0 | esc | 0.036879 | 1.2613e-09 | 0.038941 | 1.3318e-09 | 0 | 0 | 0 | 0
[120 empty] | 7.3.5.15 Identification and remediation of “at-risk species”WLDFRVegetation ContactBranch (Not overhanging, within 4ft) | WLDFR | HFTD - Distribution - Tier 3 - 3QU CoRE ¦ 5QU LoRE | Non-Red Flag Warning - Large Fires | Vegetation Contact | Branch (Not overhanging, within 4ft) | 2021 | 1.5687e-08 | 105.542 | 1.6556e-06 | 2021 | Mitigation | 0.9 | 30 | 0 | esc | 0.066382 | 1.0413e-09 | 0.070094 | 1.0995e-09 | 0 | 0 | 0 | 0
[120 empty] | 7.3.5.15 Identification and remediation of “at-risk species”WLDFRVegetation ContactBranch (OverHanging) | WLDFR | HFTD - Distribution - Tier 3 - 3QU CoRE ¦ 5QU LoRE | Non-Red Flag Warning - Large Fires | Vegetation Contact | Branch (OverHanging) | 2021 | 7.0637e-07 | 105.542 | 7.4552e-05 | 2021 | Mitigation | 0.9 | 30 | 0 | esc | 0.066382 | 4.689e-08 | 0.070094 | 4.9512e-08 | 0 | 0 | 0 | 0
[120 empty] | 7.3.5.15 Identification and remediation of “at-risk species”WLDFRVegetation ContactFell into (Moderate-Severe defect) | WLDFR | HFTD - Distribution - Tier 3 - 3QU CoRE ¦ 5QU LoRE | Non-Red Flag Warning - Large Fires | Vegetation Contact | Fell into (Moderate-Severe defect) | 2021 | 3.0107e-07 | 105.542 | 3.1776e-05 | 2021 | Mitigation | 0.95 | 1 | 0 | esc | 0 | 0 | 0.073988 | 2.2276e-08 | 0 | 0 | 0 | 0
[120 empty] | 7.3.5.15 Identification and remediation of “at-risk species”WLDFRVegetation ContactFell into (slight defect) | WLDFR | HFTD - Distribution - Tier 3 - 3QU CoRE ¦ 5QU LoRE | Non-Red Flag Warning - Large Fires | Vegetation Contact | Fell into (slight defect) | 2021 | 3.8863e-07 | 105.542 | 4.1016e-05 | 2021 | Mitigation | 0.5 | 1 | 0 | esc | 0 | 0 | 0.038941 | 1.5133e-08 | 0 | 0 | 0 | 0
[120 empty] | 7.3.5.15 Identification and remediation of “at-risk species”WLDFRVegetation ContactGrow Into | WLDFR | HFTD - Distribution - Tier 3 - 3QU CoRE ¦ 5QU LoRE | Non-Red Flag Warning - Large Fires | Vegetation Contact | Grow Into | 2021 | 3.3446e-08 | 105.542 | 3.53e-06 | 2021 | Mitigation | 0.5 | 1 | 0 | esc | 0 | 0 | 0.038941 | 1.3024e-09 | 0 | 0 | 0 | 0
[120 empty] | 7.3.5.15 Identification and remediation of “at-risk species”WLDFRVegetation ContactBranch (Not overhanging, 4-12ft) | WLDFR | HFTD - Distribution - Tier 3 - 3QU CoRE ¦ 5QU LoRE | Non-Red Flag Warning - Small Fires | Vegetation Contact | Branch (Not overhanging, 4-12ft) | 2021 | 9.0033e-06 | 105.542 | 0.00095023 | 2021 | Mitigation | 0.5 | 30 | 0 | esc | 0.036879 | 3.3203e-07 | 0.038941 | 3.506e-07 | 0 | 0 | 0 | 0
[120 empty] | 7.3.5.15 Identification and remediation of “at-risk species”WLDFRVegetation ContactBranch (Not overhanging, within 4ft) | WLDFR | HFTD - Distribution - Tier 3 - 3QU CoRE ¦ 5QU LoRE | Non-Red Flag Warning - Small Fires | Vegetation Contact | Branch (Not overhanging, within 4ft) | 2021 | 4.1341e-06 | 105.542 | 0.00043632 | 2021 | Mitigation | 0.9 | 30 | 0 | esc | 0.066382 | 2.7443e-07 | 0.070094 | 2.8977e-07 | 0 | 0 | 0 | 0
[120 empty] | 7.3.5.15 Identification and remediation of “at-risk species”WLDFRVegetation ContactBranch (OverHanging) | WLDFR | HFTD - Distribution - Tier 3 - 3QU CoRE ¦ 5QU LoRE | Non-Red Flag Warning - Small Fires | Vegetation Contact | Branch (OverHanging) | 2021 | 0.00018757 | 105.542 | 0.019796 | 2021 | Mitigation | 0.9 | 30 | 0 | esc | 0.066382 | 1.2451e-05 | 0.070094 | 1.3147e-05 | 0 | 0 | 0 | 0
[120 empty] | 7.3.5.15 Identification and remediation of “at-risk species”WLDFRVegetation ContactFell into (Moderate-Severe defect) | WLDFR | HFTD - Distribution - Tier 3 - 3QU CoRE ¦ 5QU LoRE | Non-Red Flag Warning - Small Fires | Vegetation Contact | Fell into (Moderate-Severe defect) | 2021 | 8.0868e-05 | 105.542 | 0.008535 | 2021 | Mitigation | 0.95 | 1 | 0 | esc | 0 | 0 | 0.073988 | 5.9833e-06 | 0 | 0 | 0 | 0
[120 empty] | 7.3.5.15 Identification and remediation of “at-risk species”WLDFRVegetation ContactFell into (slight defect) | WLDFR | HFTD - Distribution - Tier 3 - 3QU CoRE ¦ 5QU LoRE | Non-Red Flag Warning - Small Fires | Vegetation Contact | Fell into (slight defect) | 2021 | 0.00010445 | 105.542 | 0.011023 | 2021 | Mitigation | 0.5 | 1 | 0 | esc | 0 | 0 | 0.038941 | 4.0672e-06 | 0 | 0 | 0 | 0
[120 empty] | 7.3.5.15 Identification and remediation of “at-risk species”WLDFRVegetation ContactGrow Into | WLDFR | HFTD - Distribution - Tier 3 - 3QU CoRE ¦ 5QU LoRE | Non-Red Flag Warning - Small Fires | Vegetation Contact | Grow Into | 2021 | 8.9578e-06 | 105.542 | 0.00094543 | 2021 | Mitigation | 0.5 | 1 | 0 | esc | 0 | 0 | 0.038941 | 3.4883e-07 | 0 | 0 | 0 | 0
[120 empty] | 7.3.5.15 Identification and remediation of “at-risk species”WLDFRVegetation ContactBranch (Not overhanging, 4-12ft) | WLDFR | HFTD - Distribution - Tier 3 - 3QU CoRE ¦ 5QU LoRE | Red Flag Warning - Catastrophic Fires | Vegetation Contact | Branch (Not overhanging, 4-12ft) | 2021 | 1.3904e-07 | 105.542 | 1.4674e-05 | 2021 | Mitigation | 0.5 | 30 | 0 | esc | 0.036879 | 5.1275e-09 | 0.038941 | 5.4142e-09 | 0 | 0 | 0 | 0
[120 empty] | 7.3.5.15 Identification and remediation of “at-risk species”WLDFRVegetation ContactBranch (Not overhanging, within 4ft) | WLDFR | HFTD - Distribution - Tier 3 - 3QU CoRE ¦ 5QU LoRE | Red Flag Warning - Catastrophic Fires | Vegetation Contact | Branch (Not overhanging, within 4ft) | 2021 | 3.6428e-08 | 105.542 | 3.8446e-06 | 2021 | Mitigation | 0.9 | 30 | 0 | esc | 0.066382 | 2.4181e-09 | 0.070094 | 2.5533e-09 | 0 | 0 | 0 | 0
[120 empty] | 7.3.5.15 Identification and remediation of “at-risk species”WLDFRVegetation ContactBranch (OverHanging) | WLDFR | HFTD - Distribution - Tier 3 - 3QU CoRE ¦ 5QU LoRE | Red Flag Warning - Catastrophic Fires | Vegetation Contact | Branch (OverHanging) | 2021 | 2.1763e-06 | 105.542 | 0.00022969 | 2021 | Mitigation | 0.9 | 30 | 0 | esc | 0.066382 | 1.4447e-07 | 0.070094 | 1.5255e-07 | 0 | 0 | 0 | 0
[120 empty] | 7.3.5.15 Identification and remediation of “at-risk species”WLDFRVegetation ContactFell into (Moderate-Severe defect) | WLDFR | HFTD - Distribution - Tier 3 - 3QU CoRE ¦ 5QU LoRE | Red Flag Warning - Catastrophic Fires | Vegetation Contact | Fell into (Moderate-Severe defect) | 2021 | 5.9113e-07 | 105.542 | 6.2389e-05 | 2021 | Mitigation | 0.95 | 1 | 0 | esc | 0 | 0 | 0.073988 | 4.3737e-08 | 0 | 0 | 0 | 0
[120 empty] | 7.3.5.15 Identification and remediation of “at-risk species”WLDFRVegetation ContactFell into (slight defect) | WLDFR | HFTD - Distribution - Tier 3 - 3QU CoRE ¦ 5QU LoRE | Red Flag Warning - Catastrophic Fires | Vegetation Contact | Fell into (slight defect) | 2021 | 6.5547e-07 | 105.542 | 6.9179e-05 | 2021 | Mitigation | 0.5 | 1 | 0 | esc | 0 | 0 | 0.038941 | 2.5525e-08 | 0 | 0 | 0 | 0
[120 empty] | 7.3.5.15 Identification and remediation of “at-risk species”WLDFRVegetation ContactGrow Into | WLDFR | HFTD - Distribution - Tier 3 - 3QU CoRE ¦ 5QU LoRE | Red Flag Warning - Catastrophic Fires | Vegetation Contact | Grow Into | 2021 | 6.8579e-08 | 105.542 | 7.238e-06 | 2021 | Mitigation | 0.5 | 1 | 0 | esc | 0 | 0 | 0.038941 | 2.6705e-09 | 0 | 0 | 0 | 0
[120 empty] | 7.3.5.15 Identification and remediation of “at-risk species”WLDFRVegetation ContactBranch (Not overhanging, 4-12ft) | WLDFR | HFTD - Distribution - Tier 3 - 3QU CoRE ¦ 5QU LoRE | Red Flag Warning - Destructive Fires | Vegetation Contact | Branch (Not overhanging, 4-12ft) | 2021 | 1.8318e-08 | 105.542 | 1.9334e-06 | 2021 | Mitigation | 0.5 | 30 | 0 | esc | 0.036879 | 6.7556e-10 | 0.038941 | 7.1333e-10 | 0 | 0 | 0 | 0
[120 empty] | 7.3.5.15 Identification and remediation of “at-risk species”WLDFRVegetation ContactBranch (Not overhanging, within 4ft) | WLDFR | HFTD - Distribution - Tier 3 - 3QU CoRE ¦ 5QU LoRE | Red Flag Warning - Destructive Fires | Vegetation Contact | Branch (Not overhanging, within 4ft) | 2021 | 4.8009e-09 | 105.542 | 5.0669e-07 | 2021 | Mitigation | 0.9 | 30 | 0 | esc | 0.066382 | 3.1869e-10 | 0.070094 | 3.3651e-10 | 0 | 0 | 0 | 0
[120 empty] | 7.3.5.15 Identification and remediation of “at-risk species”WLDFRVegetation ContactBranch (OverHanging) | WLDFR | HFTD - Distribution - Tier 3 - 3QU CoRE ¦ 5QU LoRE | Red Flag Warning - Destructive Fires | Vegetation Contact | Branch (OverHanging) | 2021 | 2.8704e-07 | 105.542 | 3.0295e-05 | 2021 | Mitigation | 0.9 | 30 | 0 | esc | 0.066382 | 1.9054e-08 | 0.070094 | 2.012e-08 | 0 | 0 | 0 | 0
[120 empty] | 7.3.5.15 Identification and remediation of “at-risk species”WLDFRVegetation ContactFell into (Moderate-Severe defect) | WLDFR | HFTD - Distribution - Tier 3 - 3QU CoRE ¦ 5QU LoRE | Red Flag Warning - Destructive Fires | Vegetation Contact | Fell into (Moderate-Severe defect) | 2021 | 7.8026e-08 | 105.542 | 8.235e-06 | 2021 | Mitigation | 0.95 | 1 | 0 | esc | 0 | 0 | 0.073988 | 5.7729e-09 | 0 | 0 | 0 | 0
[120 empty] | 7.3.5.15 Identification and remediation of “at-risk species”WLDFRVegetation ContactFell into (slight defect) | WLDFR | HFTD - Distribution - Tier 3 - 3QU CoRE ¦ 5QU LoRE | Red Flag Warning - Destructive Fires | Vegetation Contact | Fell into (slight defect) | 2021 | 8.6523e-08 | 105.542 | 9.1318e-06 | 2021 | Mitigation | 0.5 | 1 | 0 | esc | 0 | 0 | 0.038941 | 3.3693e-09 | 0 | 0 | 0 | 0
[120 empty] | 7.3.5.15 Identification and remediation of “at-risk species”WLDFRVegetation ContactGrow Into | WLDFR | HFTD - Distribution - Tier 3 - 3QU CoRE ¦ 5QU LoRE | Red Flag Warning - Destructive Fires | Vegetation Contact | Grow Into | 2021 | 9.0493e-09 | 105.542 | 9.5508e-07 | 2021 | Mitigation | 0.5 | 1 | 0 | esc | 0 | 0 | 0.038941 | 3.5239e-10 | 0 | 0 | 0 | 0
[120 empty] | 7.3.5.15 Identification and remediation of “at-risk species”WLDFRVegetation ContactBranch (Not overhanging, 4-12ft) | WLDFR | HFTD - Distribution - Tier 3 - 3QU CoRE ¦ 5QU LoRE | Red Flag Warning - Large Fires | Vegetation Contact | Branch (Not overhanging, 4-12ft) | 2021 | 1.5374e-07 | 105.542 | 1.6226e-05 | 2021 | Mitigation | 0.5 | 30 | 0 | esc | 0.036879 | 5.6699e-09 | 0.038941 | 5.9869e-09 | 0 | 0 | 0 | 0
[120 empty] | 7.3.5.15 Identification and remediation of “at-risk species”WLDFRVegetation ContactBranch (Not overhanging, within 4ft) | WLDFR | HFTD - Distribution - Tier 3 - 3QU CoRE ¦ 5QU LoRE | Red Flag Warning - Large Fires | Vegetation Contact | Branch (Not overhanging, within 4ft) | 2021 | 4.0302e-08 | 105.542 | 4.2535e-06 | 2021 | Mitigation | 0.9 | 30 | 0 | esc | 0.066382 | 2.6753e-09 | 0.070094 | 2.8249e-09 | 0 | 0 | 0 | 0
[120 empty] | 7.3.5.15 Identification and remediation of “at-risk species”WLDFRVegetation ContactBranch (OverHanging) | WLDFR | HFTD - Distribution - Tier 3 - 3QU CoRE ¦ 5QU LoRE | Red Flag Warning - Large Fires | Vegetation Contact | Branch (OverHanging) | 2021 | 2.4043e-06 | 105.542 | 0.00025375 | 2021 | Mitigation | 0.9 | 30 | 0 | esc | 0.066382 | 1.596e-07 | 0.070094 | 1.6852e-07 | 0 | 0 | 0 | 0
[120 empty] | 7.3.5.15 Identification and remediation of “at-risk species”WLDFRVegetation ContactFell into (Moderate-Severe defect) | WLDFR | HFTD - Distribution - Tier 3 - 3QU CoRE ¦ 5QU LoRE | Red Flag Warning - Large Fires | Vegetation Contact | Fell into (Moderate-Severe defect) | 2021 | 6.5056e-07 | 105.542 | 6.8662e-05 | 2021 | Mitigation | 0.95 | 1 | 0 | esc | 0 | 0 | 0.073988 | 4.8134e-08 | 0 | 0 | 0 | 0
[120 empty] | 7.3.5.15 Identification and remediation of “at-risk species”WLDFRVegetation ContactFell into (slight defect) | WLDFR | HFTD - Distribution - Tier 3 - 3QU CoRE ¦ 5QU LoRE | Red Flag Warning - Large Fires | Vegetation Contact | Fell into (slight defect) | 2021 | 7.2128e-07 | 105.542 | 7.6126e-05 | 2021 | Mitigation | 0.5 | 1 | 0 | esc | 0 | 0 | 0.038941 | 2.8087e-08 | 0 | 0 | 0 | 0
[120 empty] | 7.3.5.15 Identification and remediation of “at-risk species”WLDFRVegetation ContactGrow Into | WLDFR | HFTD - Distribution - Tier 3 - 3QU CoRE ¦ 5QU LoRE | Red Flag Warning - Large Fires | Vegetation Contact | Grow Into | 2021 | 7.5515e-08 | 105.542 | 7.97e-06 | 2021 | Mitigation | 0.5 | 1 | 0 | esc | 0 | 0 | 0.038941 | 2.9406e-09 | 0 | 0 | 0 | 0
[120 empty] | 7.3.5.15 Identification and remediation of “at-risk species”WLDFRVegetation ContactBranch (Not overhanging, 4-12ft) | WLDFR | HFTD - Distribution - Tier 3 - 3QU CoRE ¦ 5QU LoRE | Red Flag Warning - Small Fires | Vegetation Contact | Branch (Not overhanging, 4-12ft) | 2021 | 3.6617e-06 | 105.542 | 0.00038647 | 2021 | Mitigation | 0.5 | 30 | 0 | esc | 0.036879 | 1.3504e-07 | 0.038941 | 1.4259e-07 | 0 | 0 | 0 | 0
[120 empty] | 7.3.5.15 Identification and remediation of “at-risk species”WLDFRVegetation ContactBranch (Not overhanging, within 4ft) | WLDFR | HFTD - Distribution - Tier 3 - 3QU CoRE ¦ 5QU LoRE | Red Flag Warning - Small Fires | Vegetation Contact | Branch (Not overhanging, within 4ft) | 2021 | 9.6093e-07 | 105.542 | 0.00010142 | 2021 | Mitigation | 0.9 | 30 | 0 | esc | 0.066382 | 6.3788e-08 | 0.070094 | 6.7355e-08 | 0 | 0 | 0 | 0
[120 empty] | 7.3.5.15 Identification and remediation of “at-risk species”WLDFRVegetation ContactBranch (OverHanging) | WLDFR | HFTD - Distribution - Tier 3 - 3QU CoRE ¦ 5QU LoRE | Red Flag Warning - Small Fires | Vegetation Contact | Branch (OverHanging) | 2021 | 5.7759e-05 | 105.542 | 0.006096 | 2021 | Mitigation | 0.9 | 30 | 0 | esc | 0.066382 | 3.8342e-06 | 0.070094 | 4.0486e-06 | 0 | 0 | 0 | 0
[120 empty] | 7.3.5.15 Identification and remediation of “at-risk species”WLDFRVegetation ContactFell into (Moderate-Severe defect) | WLDFR | HFTD - Distribution - Tier 3 - 3QU CoRE ¦ 5QU LoRE | Red Flag Warning - Small Fires | Vegetation Contact | Fell into (Moderate-Severe defect) | 2021 | 1.5809e-05 | 105.542 | 0.0016685 | 2021 | Mitigation | 0.95 | 1 | 0 | esc | 0 | 0 | 0.073988 | 1.1697e-06 | 0 | 0 | 0 | 0
[120 empty] | 7.3.5.15 Identification and remediation of “at-risk species”WLDFRVegetation ContactFell into (slight defect) | WLDFR | HFTD - Distribution - Tier 3 - 3QU CoRE ¦ 5QU LoRE | Red Flag Warning - Small Fires | Vegetation Contact | Fell into (slight defect) | 2021 | 1.7538e-05 | 105.542 | 0.001851 | 2021 | Mitigation | 0.5 | 1 | 0 | esc | 0 | 0 | 0.038941 | 6.8295e-07 | 0 | 0 | 0 | 0
[120 empty] | 7.3.5.15 Identification and remediation of “at-risk species”WLDFRVegetation ContactGrow Into | WLDFR | HFTD - Distribution - Tier 3 - 3QU CoRE ¦ 5QU LoRE | Red Flag Warning - Small Fires | Vegetation Contact | Grow Into | 2021 | 1.8298e-06 | 105.542 | 0.00019312 | 2021 | Mitigation | 0.5 | 1 | 0 | esc | 0 | 0 | 0.038941 | 7.1255e-08 | 0 | 0 | 0 | 0
[120 empty] | 7.3.5.15 Identification and remediation of “at-risk species”WLDFRCC - Seismic ScenarioSeismic Scenario | WLDFR | HFTD - Distribution - Tier 3 - 3QU CoRE ¦ 5QU LoRE | Seismic - Non-Red Flag Warning - Catastrophic Fires | CC - Seismic Scenario | Seismic Scenario | 2021 | 2.259e-10 | 105.542 | 2.3842e-08 | 2021 | Mitigation | 0.082056 | 1 | 0 | esc | 0 | 0 | 0.0063906 | 1.4437e-12 | 0 | 0 | 0 | 0
[120 empty] | 7.3.5.15 Identification and remediation of “at-risk species”WLDFRCC - Seismic ScenarioSeismic Scenario | WLDFR | HFTD - Distribution - Tier 3 - 3QU CoRE ¦ 5QU LoRE | Seismic - Red Flag Warning - Catastrophic Fires | CC - Seismic Scenario | Seismic Scenario | 2021 | 9.7409e-09 | 105.542 | 1.0281e-06 | 2021 | Mitigation | 0.082056 | 1 | 0 | esc | 0 | 0 | 0.0063906 | 6.2251e-11 | 0 | 0 | 0 | 0
[120 empty] | 7.3.5.15 Identification and remediation of “at-risk species”WLDFRVegetation ContactBranch (Not overhanging, 4-12ft) | WLDFR | HFTD - Distribution - Tier 3 - 4QU CoRE ¦ 1QU LoRE | Non-Red Flag Warning - Catastrophic Fires | Vegetation Contact | Branch (Not overhanging, 4-12ft) | 2021 | 9.4275e-10 | 608.7309 | 5.7388e-07 | 2021 | Mitigation | 0.5 | 30 | 0 | esc | 0.036879 | 3.4768e-11 | 0.038941 | 3.6712e-11 | 0 | 0 | 0 | 0
[120 empty] | 7.3.5.15 Identification and remediation of “at-risk species”WLDFRVegetation ContactBranch (Not overhanging, within 4ft) | WLDFR | HFTD - Distribution - Tier 3 - 4QU CoRE ¦ 1QU LoRE | Non-Red Flag Warning - Catastrophic Fires | Vegetation Contact | Branch (Not overhanging, within 4ft) | 2021 | 3.9994e-10 | 608.7309 | 2.4346e-07 | 2021 | Mitigation | 0.9 | 30 | 0 | esc | 0.066382 | 2.6549e-11 | 0.070094 | 2.8033e-11 | 0 | 0 | 0 | 0
[120 empty] | 7.3.5.15 Identification and remediation of “at-risk species”WLDFRVegetation ContactBranch (OverHanging) | WLDFR | HFTD - Distribution - Tier 3 - 4QU CoRE ¦ 1QU LoRE | Non-Red Flag Warning - Catastrophic Fires | Vegetation Contact | Branch (OverHanging) | 2021 | 1.78e-08 | 608.7309 | 1.0835e-05 | 2021 | Mitigation | 0.9 | 30 | 0 | esc | 0.066382 | 1.1816e-09 | 0.070094 | 1.2476e-09 | 0 | 0 | 0 | 0
[120 empty] | 7.3.5.15 Identification and remediation of “at-risk species”WLDFRVegetation ContactFell into (Moderate-Severe defect) | WLDFR | HFTD - Distribution - Tier 3 - 4QU CoRE ¦ 1QU LoRE | Non-Red Flag Warning - Catastrophic Fires | Vegetation Contact | Fell into (Moderate-Severe defect) | 2021 | 8.7773e-09 | 608.7309 | 5.343e-06 | 2021 | Mitigation | 0.95 | 1 | 0 | esc | 0 | 0 | 0.073988 | 6.4941e-10 | 0 | 0 | 0 | 0
[120 empty] | 7.3.5.15 Identification and remediation of “at-risk species”WLDFRVegetation ContactFell into (slight defect) | WLDFR | HFTD - Distribution - Tier 3 - 4QU CoRE ¦ 1QU LoRE | Non-Red Flag Warning - Catastrophic Fires | Vegetation Contact | Fell into (slight defect) | 2021 | 1.1319e-08 | 608.7309 | 6.8902e-06 | 2021 | Mitigation | 0.5 | 1 | 0 | esc | 0 | 0 | 0.038941 | 4.4077e-10 | 0 | 0 | 0 | 0
[120 empty] | 7.3.5.15 Identification and remediation of “at-risk species”WLDFRVegetation ContactGrow Into | WLDFR | HFTD - Distribution - Tier 3 - 4QU CoRE ¦ 1QU LoRE | Non-Red Flag Warning - Catastrophic Fires | Vegetation Contact | Grow Into | 2021 | 9.7965e-10 | 608.7309 | 5.9635e-07 | 2021 | Mitigation | 0.5 | 1 | 0 | esc | 0 | 0 | 0.038941 | 3.8149e-11 | 0 | 0 | 0 | 0
[120 empty] | 7.3.5.15 Identification and remediation of “at-risk species”WLDFRVegetation ContactBranch (Not overhanging, 4-12ft) | WLDFR | HFTD - Distribution - Tier 3 - 4QU CoRE ¦ 1QU LoRE | Non-Red Flag Warning - Destructive Fires | Vegetation Contact | Branch (Not overhanging, 4-12ft) | 2021 | 2.5843e-09 | 608.7309 | 1.5731e-06 | 2021 | Mitigation | 0.5 | 30 | 0 | esc | 0.036879 | 9.5305e-11 | 0.038941 | 1.0063e-10 | 0 | 0 | 0 | 0
[120 empty] | 7.3.5.15 Identification and remediation of “at-risk species”WLDFRVegetation ContactBranch (Not overhanging, within 4ft) | WLDFR | HFTD - Distribution - Tier 3 - 4QU CoRE ¦ 1QU LoRE | Non-Red Flag Warning - Destructive Fires | Vegetation Contact | Branch (Not overhanging, within 4ft) | 2021 | 1.0994e-09 | 608.7309 | 6.6925e-07 | 2021 | Mitigation | 0.9 | 30 | 0 | esc | 0.066382 | 7.2982e-11 | 0.070094 | 7.7063e-11 | 0 | 0 | 0 | 0
[120 empty] | 7.3.5.15 Identification and remediation of “at-risk species”WLDFRVegetation ContactBranch (OverHanging) | WLDFR | HFTD - Distribution - Tier 3 - 4QU CoRE ¦ 1QU LoRE | Non-Red Flag Warning - Destructive Fires | Vegetation Contact | Branch (OverHanging) | 2021 | 4.8931e-08 | 608.7309 | 2.9786e-05 | 2021 | Mitigation | 0.9 | 30 | 0 | esc | 0.066382 | 3.2482e-09 | 0.070094 | 3.4298e-09 | 0 | 0 | 0 | 0
[120 empty] | 7.3.5.15 Identification and remediation of “at-risk species”WLDFRVegetation ContactFell into (Moderate-Severe defect) | WLDFR | HFTD - Distribution - Tier 3 - 4QU CoRE ¦ 1QU LoRE | Non-Red Flag Warning - Destructive Fires | Vegetation Contact | Fell into (Moderate-Severe defect) | 2021 | 2.3988e-08 | 608.7309 | 1.4602e-05 | 2021 | Mitigation | 0.95 | 1 | 0 | esc | 0 | 0 | 0.073988 | 1.7748e-09 | 0 | 0 | 0 | 0
[120 empty] | 7.3.5.15 Identification and remediation of “at-risk species”WLDFRVegetation ContactFell into (slight defect) | WLDFR | HFTD - Distribution - Tier 3 - 4QU CoRE ¦ 1QU LoRE | Non-Red Flag Warning - Destructive Fires | Vegetation Contact | Fell into (slight defect) | 2021 | 3.0934e-08 | 608.7309 | 1.8831e-05 | 2021 | Mitigation | 0.5 | 1 | 0 | esc | 0 | 0 | 0.038941 | 1.2046e-09 | 0 | 0 | 0 | 0
[120 empty] | 7.3.5.15 Identification and remediation of “at-risk species”WLDFRVegetation ContactGrow Into | WLDFR | HFTD - Distribution - Tier 3 - 4QU CoRE ¦ 1QU LoRE | Non-Red Flag Warning - Destructive Fires | Vegetation Contact | Grow Into | 2021 | 2.6773e-09 | 608.7309 | 1.6298e-06 | 2021 | Mitigation | 0.5 | 1 | 0 | esc | 0 | 0 | 0.038941 | 1.0426e-10 | 0 | 0 | 0 | 0
[120 empty] | 7.3.5.15 Identification and remediation of “at-risk species”WLDFRVegetation ContactBranch (Not overhanging, 4-12ft) | WLDFR | HFTD - Distribution - Tier 3 - 4QU CoRE ¦ 1QU LoRE | Non-Red Flag Warning - Large Fires | Vegetation Contact | Branch (Not overhanging, 4-12ft) | 2021 | 5.9065e-08 | 608.7309 | 3.5955e-05 | 2021 | Mitigation | 0.5 | 30 | 0 | esc | 0.036879 | 2.1783e-09 | 0.038941 | 2.3001e-09 | 0 | 0 | 0 | 0
[120 empty] | 7.3.5.15 Identification and remediation of “at-risk species”WLDFRVegetation ContactBranch (Not overhanging, within 4ft) | WLDFR | HFTD - Distribution - Tier 3 - 4QU CoRE ¦ 1QU LoRE | Non-Red Flag Warning - Large Fires | Vegetation Contact | Branch (Not overhanging, within 4ft) | 2021 | 2.5066e-08 | 608.7309 | 1.5259e-05 | 2021 | Mitigation | 0.9 | 30 | 0 | esc | 0.066382 | 1.6639e-09 | 0.070094 | 1.757e-09 | 0 | 0 | 0 | 0
[120 empty] | 7.3.5.15 Identification and remediation of “at-risk species”WLDFRVegetation ContactBranch (OverHanging) | WLDFR | HFTD - Distribution - Tier 3 - 4QU CoRE ¦ 1QU LoRE | Non-Red Flag Warning - Large Fires | Vegetation Contact | Branch (OverHanging) | 2021 | 1.1158e-06 | 608.7309 | 0.00067924 | 2021 | Mitigation | 0.9 | 30 | 0 | esc | 0.066382 | 7.4071e-08 | 0.070094 | 7.8212e-08 | 0 | 0 | 0 | 0
[120 empty] | 7.3.5.15 Identification and remediation of “at-risk species”WLDFRVegetation ContactFell into (Moderate-Severe defect) | WLDFR | HFTD - Distribution - Tier 3 - 4QU CoRE ¦ 1QU LoRE | Non-Red Flag Warning - Large Fires | Vegetation Contact | Fell into (Moderate-Severe defect) | 2021 | 5.4993e-07 | 608.7309 | 0.00033476 | 2021 | Mitigation | 0.95 | 1 | 0 | esc | 0 | 0 | 0.073988 | 4.0688e-08 | 0 | 0 | 0 | 0
[120 empty] | 7.3.5.15 Identification and remediation of “at-risk species”WLDFRVegetation ContactFell into (slight defect) | WLDFR | HFTD - Distribution - Tier 3 - 4QU CoRE ¦ 1QU LoRE | Non-Red Flag Warning - Large Fires | Vegetation Contact | Fell into (slight defect) | 2021 | 7.0918e-07 | 608.7309 | 0.0004317 | 2021 | Mitigation | 0.5 | 1 | 0 | esc | 0 | 0 | 0.038941 | 2.7616e-08 | 0 | 0 | 0 | 0
[120 empty] | 7.3.5.15 Identification and remediation of “at-risk species”WLDFRVegetation ContactGrow Into | WLDFR | HFTD - Distribution - Tier 3 - 4QU CoRE ¦ 1QU LoRE | Non-Red Flag Warning - Large Fires | Vegetation Contact | Grow Into | 2021 | 6.1375e-08 | 608.7309 | 3.7361e-05 | 2021 | Mitigation | 0.5 | 1 | 0 | esc | 0 | 0 | 0.038941 | 2.39e-09 | 0 | 0 | 0 | 0
[120 empty] | 7.3.5.15 Identification and remediation of “at-risk species”WLDFRVegetation ContactBranch (Not overhanging, 4-12ft) | WLDFR | HFTD - Distribution - Tier 3 - 4QU CoRE ¦ 1QU LoRE | Non-Red Flag Warning - Small Fires | Vegetation Contact | Branch (Not overhanging, 4-12ft) | 2021 | 2.4574e-05 | 608.7309 | 0.014959 | 2021 | Mitigation | 0.5 | 30 | 0 | esc | 0.036879 | 9.0627e-07 | 0.038941 | 9.5694e-07 | 0 | 0 | 0 | 0
[120 empty] | 7.3.5.15 Identification and remediation of “at-risk species”WLDFRVegetation ContactBranch (Not overhanging, within 4ft) | WLDFR | HFTD - Distribution - Tier 3 - 4QU CoRE ¦ 1QU LoRE | Non-Red Flag Warning - Small Fires | Vegetation Contact | Branch (Not overhanging, within 4ft) | 2021 | 1.0531e-05 | 608.7309 | 0.0064107 | 2021 | Mitigation | 0.9 | 30 | 0 | esc | 0.066382 | 6.9909e-07 | 0.070094 | 7.3817e-07 | 0 | 0 | 0 | 0
[120 empty] | 7.3.5.15 Identification and remediation of “at-risk species”WLDFRVegetation ContactBranch (OverHanging) | WLDFR | HFTD - Distribution - Tier 3 - 4QU CoRE ¦ 1QU LoRE | Non-Red Flag Warning - Small Fires | Vegetation Contact | Branch (OverHanging) | 2021 | 0.00046882 | 608.7309 | 0.28539 | 2021 | Mitigation | 0.9 | 30 | 0 | esc | 0.066382 | 3.1121e-05 | 0.070094 | 3.2861e-05 | 0 | 0 | 0 | 0
[120 empty] | 7.3.5.15 Identification and remediation of “at-risk species”WLDFRVegetation ContactFell into (Moderate-Severe defect) | WLDFR | HFTD - Distribution - Tier 3 - 4QU CoRE ¦ 1QU LoRE | Non-Red Flag Warning - Small Fires | Vegetation Contact | Fell into (Moderate-Severe defect) | 2021 | 0.00022645 | 608.7309 | 0.13785 | 2021 | Mitigation | 0.95 | 1 | 0 | esc | 0 | 0 | 0.073988 | 1.6755e-05 | 0 | 0 | 0 | 0
[120 empty] | 7.3.5.15 Identification and remediation of “at-risk species”WLDFRVegetation ContactFell into (slight defect) | WLDFR | HFTD - Distribution - Tier 3 - 4QU CoRE ¦ 1QU LoRE | Non-Red Flag Warning - Small Fires | Vegetation Contact | Fell into (slight defect) | 2021 | 0.00029203 | 608.7309 | 0.17777 | 2021 | Mitigation | 0.5 | 1 | 0 | esc | 0 | 0 | 0.038941 | 1.1372e-05 | 0 | 0 | 0 | 0
[120 empty] | 7.3.5.15 Identification and remediation of “at-risk species”WLDFRVegetation ContactGrow Into | WLDFR | HFTD - Distribution - Tier 3 - 4QU CoRE ¦ 1QU LoRE | Non-Red Flag Warning - Small Fires | Vegetation Contact | Grow Into | 2021 | 2.5273e-05 | 608.7309 | 0.015384 | 2021 | Mitigation | 0.5 | 1 | 0 | esc | 0 | 0 | 0.038941 | 9.8414e-07 | 0 | 0 | 0 | 0
[120 empty] | 7.3.5.15 Identification and remediation of “at-risk species”WLDFRVegetation ContactBranch (Not overhanging, 4-12ft) | WLDFR | HFTD - Distribution - Tier 3 - 4QU CoRE ¦ 1QU LoRE | Red Flag Warning - Catastrophic Fires | Vegetation Contact | Branch (Not overhanging, 4-12ft) | 2021 | 1.5415e-07 | 608.7309 | 9.3838e-05 | 2021 | Mitigation | 0.5 | 30 | 0 | esc | 0.036879 | 5.685e-09 | 0.038941 | 6.0029e-09 | 0 | 0 | 0 | 0
[120 empty] | 7.3.5.15 Identification and remediation of “at-risk species”WLDFRVegetation ContactBranch (Not overhanging, within 4ft) | WLDFR | HFTD - Distribution - Tier 3 - 4QU CoRE ¦ 1QU LoRE | Red Flag Warning - Catastrophic Fires | Vegetation Contact | Branch (Not overhanging, within 4ft) | 2021 | 3.7375e-08 | 608.7309 | 2.2751e-05 | 2021 | Mitigation | 0.9 | 30 | 0 | esc | 0.066382 | 2.481e-09 | 0.070094 | 2.6197e-09 | 0 | 0 | 0 | 0
[120 empty] | 7.3.5.15 Identification and remediation of “at-risk species”WLDFRVegetation ContactBranch (OverHanging) | WLDFR | HFTD - Distribution - Tier 3 - 4QU CoRE ¦ 1QU LoRE | Red Flag Warning - Catastrophic Fires | Vegetation Contact | Branch (OverHanging) | 2021 | 2.2037e-06 | 608.7309 | 0.0013415 | 2021 | Mitigation | 0.9 | 30 | 0 | esc | 0.066382 | 1.4629e-07 | 0.070094 | 1.5447e-07 | 0 | 0 | 0 | 0
[120 empty] | 7.3.5.15 Identification and remediation of “at-risk species”WLDFRVegetation ContactFell into (Moderate-Severe defect) | WLDFR | HFTD - Distribution - Tier 3 - 4QU CoRE ¦ 1QU LoRE | Red Flag Warning - Catastrophic Fires | Vegetation Contact | Fell into (Moderate-Severe defect) | 2021 | 6.8986e-07 | 608.7309 | 0.00041994 | 2021 | Mitigation | 0.95 | 1 | 0 | esc | 0 | 0 | 0.073988 | 5.1041e-08 | 0 | 0 | 0 | 0
[120 empty] | 7.3.5.15 Identification and remediation of “at-risk species”WLDFRVegetation ContactFell into (slight defect) | WLDFR | HFTD - Distribution - Tier 3 - 4QU CoRE ¦ 1QU LoRE | Red Flag Warning - Catastrophic Fires | Vegetation Contact | Fell into (slight defect) | 2021 | 7.6414e-07 | 608.7309 | 0.00046515 | 2021 | Mitigation | 0.5 | 1 | 0 | esc | 0 | 0 | 0.038941 | 2.9756e-08 | 0 | 0 | 0 | 0
[120 empty] | 7.3.5.15 Identification and remediation of “at-risk species”WLDFRVegetation ContactGrow Into | WLDFR | HFTD - Distribution - Tier 3 - 4QU CoRE ¦ 1QU LoRE | Red Flag Warning - Catastrophic Fires | Vegetation Contact | Grow Into | 2021 | 8.0454e-08 | 608.7309 | 4.8975e-05 | 2021 | Mitigation | 0.5 | 1 | 0 | esc | 0 | 0 | 0.038941 | 3.1329e-09 | 0 | 0 | 0 | 0
[120 empty] | 7.3.5.15 Identification and remediation of “at-risk species”WLDFRVegetation ContactBranch (Not overhanging, 4-12ft) | WLDFR | HFTD - Distribution - Tier 3 - 4QU CoRE ¦ 1QU LoRE | Red Flag Warning - Destructive Fires | Vegetation Contact | Branch (Not overhanging, 4-12ft) | 2021 | 2.1249e-08 | 608.7309 | 1.2935e-05 | 2021 | Mitigation | 0.5 | 30 | 0 | esc | 0.036879 | 7.8364e-10 | 0.038941 | 8.2745e-10 | 0 | 0 | 0 | 0
[120 empty] | 7.3.5.15 Identification and remediation of “at-risk species”WLDFRVegetation ContactBranch (Not overhanging, within 4ft) | WLDFR | HFTD - Distribution - Tier 3 - 4QU CoRE ¦ 1QU LoRE | Red Flag Warning - Destructive Fires | Vegetation Contact | Branch (Not overhanging, within 4ft) | 2021 | 5.1665e-09 | 608.7309 | 3.145e-06 | 2021 | Mitigation | 0.9 | 30 | 0 | esc | 0.066382 | 3.4296e-10 | 0.070094 | 3.6214e-10 | 0 | 0 | 0 | 0
[120 empty] | 7.3.5.15 Identification and remediation of “at-risk species”WLDFRVegetation ContactBranch (OverHanging) | WLDFR | HFTD - Distribution - Tier 3 - 4QU CoRE ¦ 1QU LoRE | Red Flag Warning - Destructive Fires | Vegetation Contact | Branch (OverHanging) | 2021 | 3.0463e-07 | 608.7309 | 0.00018544 | 2021 | Mitigation | 0.9 | 30 | 0 | esc | 0.066382 | 2.0222e-08 | 0.070094 | 2.1353e-08 | 0 | 0 | 0 | 0
[120 empty] | 7.3.5.15 Identification and remediation of “at-risk species”WLDFRVegetation ContactFell into (Moderate-Severe defect) | WLDFR | HFTD - Distribution - Tier 3 - 4QU CoRE ¦ 1QU LoRE | Red Flag Warning - Destructive Fires | Vegetation Contact | Fell into (Moderate-Severe defect) | 2021 | 9.4807e-08 | 608.7309 | 5.7712e-05 | 2021 | Mitigation | 0.95 | 1 | 0 | esc | 0 | 0 | 0.073988 | 7.0146e-09 | 0 | 0 | 0 | 0
[120 empty] | 7.3.5.15 Identification and remediation of “at-risk species”WLDFRVegetation ContactFell into (slight defect) | WLDFR | HFTD - Distribution - Tier 3 - 4QU CoRE ¦ 1QU LoRE | Red Flag Warning - Destructive Fires | Vegetation Contact | Fell into (slight defect) | 2021 | 1.0501e-07 | 608.7309 | 6.3925e-05 | 2021 | Mitigation | 0.5 | 1 | 0 | esc | 0 | 0 | 0.038941 | 4.0893e-09 | 0 | 0 | 0 | 0
[120 empty] | 7.3.5.15 Identification and remediation of “at-risk species”WLDFRVegetation ContactGrow Into | WLDFR | HFTD - Distribution - Tier 3 - 4QU CoRE ¦ 1QU LoRE | Red Flag Warning - Destructive Fires | Vegetation Contact | Grow Into | 2021 | 1.1057e-08 | 608.7309 | 6.7305e-06 | 2021 | Mitigation | 0.5 | 1 | 0 | esc | 0 | 0 | 0.038941 | 4.3056e-10 | 0 | 0 | 0 | 0
[120 empty] | 7.3.5.15 Identification and remediation of “at-risk species”WLDFRVegetation ContactBranch (Not overhanging, 4-12ft) | WLDFR | HFTD - Distribution - Tier 3 - 4QU CoRE ¦ 1QU LoRE | Red Flag Warning - Large Fires | Vegetation Contact | Branch (Not overhanging, 4-12ft) | 2021 | 2.6552e-07 | 608.7309 | 0.00016163 | 2021 | Mitigation | 0.5 | 30 | 0 | esc | 0.036879 | 9.7921e-09 | 0.038941 | 1.034e-08 | 0 | 0 | 0 | 0
[120 empty] | 7.3.5.15 Identification and remediation of “at-risk species”WLDFRVegetation ContactBranch (Not overhanging, within 4ft) | WLDFR | HFTD - Distribution - Tier 3 - 4QU CoRE ¦ 1QU LoRE | Red Flag Warning - Large Fires | Vegetation Contact | Branch (Not overhanging, within 4ft) | 2021 | 6.4399e-08 | 608.7309 | 3.9202e-05 | 2021 | Mitigation | 0.9 | 30 | 0 | esc | 0.066382 | 4.275e-09 | 0.070094 | 4.514e-09 | 0 | 0 | 0 | 0
[120 empty] | 7.3.5.15 Identification and remediation of “at-risk species”WLDFRVegetation ContactBranch (OverHanging) | WLDFR | HFTD - Distribution - Tier 3 - 4QU CoRE ¦ 1QU LoRE | Red Flag Warning - Large Fires | Vegetation Contact | Branch (OverHanging) | 2021 | 3.7979e-06 | 608.7309 | 0.0023119 | 2021 | Mitigation | 0.9 | 30 | 0 | esc | 0.066382 | 2.5211e-07 | 0.070094 | 2.6621e-07 | 0 | 0 | 0 | 0
[120 empty] | 7.3.5.15 Identification and remediation of “at-risk species”WLDFRVegetation ContactFell into (Moderate-Severe defect) | WLDFR | HFTD - Distribution - Tier 3 - 4QU CoRE ¦ 1QU LoRE | Red Flag Warning - Large Fires | Vegetation Contact | Fell into (Moderate-Severe defect) | 2021 | 1.1883e-06 | 608.7309 | 0.00072334 | 2021 | Mitigation | 0.95 | 1 | 0 | esc | 0 | 0 | 0.073988 | 8.7918e-08 | 0 | 0 | 0 | 0
[120 empty] | 7.3.5.15 Identification and remediation of “at-risk species”WLDFRVegetation ContactFell into (slight defect) | WLDFR | HFTD - Distribution - Tier 3 - 4QU CoRE ¦ 1QU LoRE | Red Flag Warning - Large Fires | Vegetation Contact | Fell into (slight defect) | 2021 | 1.3162e-06 | 608.7309 | 0.00080123 | 2021 | Mitigation | 0.5 | 1 | 0 | esc | 0 | 0 | 0.038941 | 5.1255e-08 | 0 | 0 | 0 | 0
[120 empty] | 7.3.5.15 Identification and remediation of “at-risk species”WLDFRVegetation ContactGrow Into | WLDFR | HFTD - Distribution - Tier 3 - 4QU CoRE ¦ 1QU LoRE | Red Flag Warning - Large Fires | Vegetation Contact | Grow Into | 2021 | 1.3857e-07 | 608.7309 | 8.4354e-05 | 2021 | Mitigation | 0.5 | 1 | 0 | esc | 0 | 0 | 0.038941 | 5.3962e-09 | 0 | 0 | 0 | 0
[120 empty] | 7.3.5.15 Identification and remediation of “at-risk species”WLDFRVegetation ContactBranch (Not overhanging, 4-12ft) | WLDFR | HFTD - Distribution - Tier 3 - 4QU CoRE ¦ 1QU LoRE | Red Flag Warning - Small Fires | Vegetation Contact | Branch (Not overhanging, 4-12ft) | 2021 | 9.9946e-06 | 608.7309 | 0.006084 | 2021 | Mitigation | 0.5 | 30 | 0 | esc | 0.036879 | 3.6859e-07 | 0.038941 | 3.892e-07 | 0 | 0 | 0 | 0
[120 empty] | 7.3.5.15 Identification and remediation of “at-risk species”WLDFRVegetation ContactBranch (Not overhanging, within 4ft) | WLDFR | HFTD - Distribution - Tier 3 - 4QU CoRE ¦ 1QU LoRE | Red Flag Warning - Small Fires | Vegetation Contact | Branch (Not overhanging, within 4ft) | 2021 | 2.4479e-06 | 608.7309 | 0.0014901 | 2021 | Mitigation | 0.9 | 30 | 0 | esc | 0.066382 | 1.625e-07 | 0.070094 | 1.7158e-07 | 0 | 0 | 0 | 0
[120 empty] | 7.3.5.15 Identification and remediation of “at-risk species”WLDFRVegetation ContactBranch (OverHanging) | WLDFR | HFTD - Distribution - Tier 3 - 4QU CoRE ¦ 1QU LoRE | Red Flag Warning - Small Fires | Vegetation Contact | Branch (OverHanging) | 2021 | 0.00014437 | 608.7309 | 0.087883 | 2021 | Mitigation | 0.9 | 30 | 0 | esc | 0.066382 | 9.5836e-06 | 0.070094 | 1.0119e-05 | 0 | 0 | 0 | 0
[120 empty] | 7.3.5.15 Identification and remediation of “at-risk species”WLDFRVegetation ContactFell into (Moderate-Severe defect) | WLDFR | HFTD - Distribution - Tier 3 - 4QU CoRE ¦ 1QU LoRE | Red Flag Warning - Small Fires | Vegetation Contact | Fell into (Moderate-Severe defect) | 2021 | 4.427e-05 | 608.7309 | 0.026948 | 2021 | Mitigation | 0.95 | 1 | 0 | esc | 0 | 0 | 0.073988 | 3.2754e-06 | 0 | 0 | 0 | 0
[120 empty] | 7.3.5.15 Identification and remediation of “at-risk species”WLDFRVegetation ContactFell into (slight defect) | WLDFR | HFTD - Distribution - Tier 3 - 4QU CoRE ¦ 1QU LoRE | Red Flag Warning - Small Fires | Vegetation Contact | Fell into (slight defect) | 2021 | 4.9036e-05 | 608.7309 | 0.02985 | 2021 | Mitigation | 0.5 | 1 | 0 | esc | 0 | 0 | 0.038941 | 1.9095e-06 | 0 | 0 | 0 | 0
[120 empty] | 7.3.5.15 Identification and remediation of “at-risk species”WLDFRVegetation ContactGrow Into | WLDFR | HFTD - Distribution - Tier 3 - 4QU CoRE ¦ 1QU LoRE | Red Flag Warning - Small Fires | Vegetation Contact | Grow Into | 2021 | 5.1625e-06 | 608.7309 | 0.0031425 | 2021 | Mitigation | 0.5 | 1 | 0 | esc | 0 | 0 | 0.038941 | 2.0103e-07 | 0 | 0 | 0 | 0
[120 empty] | 7.3.5.15 Identification and remediation of “at-risk species”WLDFRCC - Seismic ScenarioSeismic Scenario | WLDFR | HFTD - Distribution - Tier 3 - 4QU CoRE ¦ 1QU LoRE | Seismic - Non-Red Flag Warning - Catastrophic Fires | CC - Seismic Scenario | Seismic Scenario | 2021 | 5.9439e-10 | 608.7309 | 3.6182e-07 | 2021 | Mitigation | 0.082056 | 1 | 0 | esc | 0 | 0 | 0.0063906 | 3.7985e-12 | 0 | 0 | 0 | 0
[120 empty] | 7.3.5.15 Identification and remediation of “at-risk species”WLDFRCC - Seismic ScenarioSeismic Scenario | WLDFR | HFTD - Distribution - Tier 3 - 4QU CoRE ¦ 1QU LoRE | Seismic - Red Flag Warning - Catastrophic Fires | CC - Seismic Scenario | Seismic Scenario | 2021 | 2.563e-08 | 608.7309 | 1.5602e-05 | 2021 | Mitigation | 0.082056 | 1 | 0 | esc | 0 | 0 | 0.0063906 | 1.6379e-10 | 0 | 0 | 0 | 0
[120 empty] | 7.3.5.15 Identification and remediation of “at-risk species”WLDFRVegetation ContactBranch (Not overhanging, 4-12ft) | WLDFR | HFTD - Distribution - Tier 3 - 4QU CoRE ¦ 2QU LoRE | Non-Red Flag Warning - Catastrophic Fires | Vegetation Contact | Branch (Not overhanging, 4-12ft) | 2021 | 5.9387e-10 | 551.9796 | 3.278e-07 | 2021 | Mitigation | 0.5 | 30 | 0 | esc | 0.036879 | 2.1901e-11 | 0.038941 | 2.3126e-11 | 0 | 0 | 0 | 0
[120 empty] | 7.3.5.15 Identification and remediation of “at-risk species”WLDFRVegetation ContactBranch (Not overhanging, within 4ft) | WLDFR | HFTD - Distribution - Tier 3 - 4QU CoRE ¦ 2QU LoRE | Non-Red Flag Warning - Catastrophic Fires | Vegetation Contact | Branch (Not overhanging, within 4ft) | 2021 | 2.5939e-10 | 551.9796 | 1.4318e-07 | 2021 | Mitigation | 0.9 | 30 | 0 | esc | 0.066382 | 1.7219e-11 | 0.070094 | 1.8182e-11 | 0 | 0 | 0 | 0
[120 empty] | 7.3.5.15 Identification and remediation of “at-risk species”WLDFRVegetation ContactBranch (OverHanging) | WLDFR | HFTD - Distribution - Tier 3 - 4QU CoRE ¦ 2QU LoRE | Non-Red Flag Warning - Catastrophic Fires | Vegetation Contact | Branch (OverHanging) | 2021 | 1.1614e-08 | 551.9796 | 6.4109e-06 | 2021 | Mitigation | 0.9 | 30 | 0 | esc | 0.066382 | 7.7099e-10 | 0.070094 | 8.1409e-10 | 0 | 0 | 0 | 0
[120 empty] | 7.3.5.15 Identification and remediation of “at-risk species”WLDFRVegetation ContactFell into (Moderate-Severe defect) | WLDFR | HFTD - Distribution - Tier 3 - 4QU CoRE ¦ 2QU LoRE | Non-Red Flag Warning - Catastrophic Fires | Vegetation Contact | Fell into (Moderate-Severe defect) | 2021 | 5.4561e-09 | 551.9796 | 3.0116e-06 | 2021 | Mitigation | 0.95 | 1 | 0 | esc | 0 | 0 | 0.073988 | 4.0368e-10 | 0 | 0 | 0 | 0
[120 empty] | 7.3.5.15 Identification and remediation of “at-risk species”WLDFRVegetation ContactFell into (slight defect) | WLDFR | HFTD - Distribution - Tier 3 - 4QU CoRE ¦ 2QU LoRE | Non-Red Flag Warning - Catastrophic Fires | Vegetation Contact | Fell into (slight defect) | 2021 | 7.0399e-09 | 551.9796 | 3.8859e-06 | 2021 | Mitigation | 0.5 | 1 | 0 | esc | 0 | 0 | 0.038941 | 2.7414e-10 | 0 | 0 | 0 | 0
[120 empty] | 7.3.5.15 Identification and remediation of “at-risk species”WLDFRVegetation ContactGrow Into | WLDFR | HFTD - Distribution - Tier 3 - 4QU CoRE ¦ 2QU LoRE | Non-Red Flag Warning - Catastrophic Fires | Vegetation Contact | Grow Into | 2021 | 6.073e-10 | 551.9796 | 3.3522e-07 | 2021 | Mitigation | 0.5 | 1 | 0 | esc | 0 | 0 | 0.038941 | 2.3649e-11 | 0 | 0 | 0 | 0
[120 empty] | 7.3.5.15 Identification and remediation of “at-risk species”WLDFRVegetation ContactBranch (Not overhanging, 4-12ft) | WLDFR | HFTD - Distribution - Tier 3 - 4QU CoRE ¦ 2QU LoRE | Non-Red Flag Warning - Destructive Fires | Vegetation Contact | Branch (Not overhanging, 4-12ft) | 2021 | 1.6597e-09 | 551.9796 | 9.1613e-07 | 2021 | Mitigation | 0.5 | 30 | 0 | esc | 0.036879 | 6.1208e-11 | 0.038941 | 6.4631e-11 | 0 | 0 | 0 | 0
[120 empty] | 7.3.5.15 Identification and remediation of “at-risk species”WLDFRVegetation ContactBranch (Not overhanging, within 4ft) | WLDFR | HFTD - Distribution - Tier 3 - 4QU CoRE ¦ 2QU LoRE | Non-Red Flag Warning - Destructive Fires | Vegetation Contact | Branch (Not overhanging, within 4ft) | 2021 | 7.2531e-10 | 551.9796 | 4.0036e-07 | 2021 | Mitigation | 0.9 | 30 | 0 | esc | 0.066382 | 4.8148e-11 | 0.070094 | 5.084e-11 | 0 | 0 | 0 | 0
[120 empty] | 7.3.5.15 Identification and remediation of “at-risk species”WLDFRVegetation ContactBranch (OverHanging) | WLDFR | HFTD - Distribution - Tier 3 - 4QU CoRE ¦ 2QU LoRE | Non-Red Flag Warning - Destructive Fires | Vegetation Contact | Branch (OverHanging) | 2021 | 3.2466e-08 | 551.9796 | 1.792e-05 | 2021 | Mitigation | 0.9 | 30 | 0 | esc | 0.066382 | 2.1551e-09 | 0.070094 | 2.2756e-09 | 0 | 0 | 0 | 0
[120 empty] | 7.3.5.15 Identification and remediation of “at-risk species”WLDFRVegetation ContactFell into (Moderate-Severe defect) | WLDFR | HFTD - Distribution - Tier 3 - 4QU CoRE ¦ 2QU LoRE | Non-Red Flag Warning - Destructive Fires | Vegetation Contact | Fell into (Moderate-Severe defect) | 2021 | 1.5225e-08 | 551.9796 | 8.4038e-06 | 2021 | Mitigation | 0.95 | 1 | 0 | esc | 0 | 0 | 0.073988 | 1.1265e-09 | 0 | 0 | 0 | 0
[120 empty] | 7.3.5.15 Identification and remediation of “at-risk species”WLDFRVegetation ContactFell into (slight defect) | WLDFR | HFTD - Distribution - Tier 3 - 4QU CoRE ¦ 2QU LoRE | Non-Red Flag Warning - Destructive Fires | Vegetation Contact | Fell into (slight defect) | 2021 | 1.9644e-08 | 551.9796 | 1.0843e-05 | 2021 | Mitigation | 0.5 | 1 | 0 | esc | 0 | 0 | 0.038941 | 7.6496e-10 | 0 | 0 | 0 | 0
[120 empty] | 7.3.5.15 Identification and remediation of “at-risk species”WLDFRVegetation ContactGrow Into | WLDFR | HFTD - Distribution - Tier 3 - 4QU CoRE ¦ 2QU LoRE | Non-Red Flag Warning - Destructive Fires | Vegetation Contact | Grow Into | 2021 | 1.6949e-09 | 551.9796 | 9.3553e-07 | 2021 | Mitigation | 0.5 | 1 | 0 | esc | 0 | 0 | 0.038941 | 6.5999e-11 | 0 | 0 | 0 | 0
[120 empty] | 7.3.5.15 Identification and remediation of “at-risk species”WLDFRVegetation ContactBranch (Not overhanging, 4-12ft) | WLDFR | HFTD - Distribution - Tier 3 - 4QU CoRE ¦ 2QU LoRE | Non-Red Flag Warning - Large Fires | Vegetation Contact | Branch (Not overhanging, 4-12ft) | 2021 | 4.4521e-08 | 551.9796 | 2.4575e-05 | 2021 | Mitigation | 0.5 | 30 | 0 | esc | 0.036879 | 1.6419e-09 | 0.038941 | 1.7337e-09 | 0 | 0 | 0 | 0
[120 empty] | 7.3.5.15 Identification and remediation of “at-risk species”WLDFRVegetation ContactBranch (Not overhanging, within 4ft) | WLDFR | HFTD - Distribution - Tier 3 - 4QU CoRE ¦ 2QU LoRE | Non-Red Flag Warning - Large Fires | Vegetation Contact | Branch (Not overhanging, within 4ft) | 2021 | 1.9556e-08 | 551.9796 | 1.0795e-05 | 2021 | Mitigation | 0.9 | 30 | 0 | esc | 0.066382 | 1.2982e-09 | 0.070094 | 1.3708e-09 | 0 | 0 | 0 | 0
[120 empty] | 7.3.5.15 Identification and remediation of “at-risk species”WLDFRVegetation ContactBranch (OverHanging) | WLDFR | HFTD - Distribution - Tier 3 - 4QU CoRE ¦ 2QU LoRE | Non-Red Flag Warning - Large Fires | Vegetation Contact | Branch (OverHanging) | 2021 | 8.7691e-07 | 551.9796 | 0.00048404 | 2021 | Mitigation | 0.9 | 30 | 0 | esc | 0.066382 | 5.8211e-08 | 0.070094 | 6.1466e-08 | 0 | 0 | 0 | 0
[120 empty] | 7.3.5.15 Identification and remediation of “at-risk species”WLDFRVegetation ContactFell into (Moderate-Severe defect) | WLDFR | HFTD - Distribution - Tier 3 - 4QU CoRE ¦ 2QU LoRE | Non-Red Flag Warning - Large Fires | Vegetation Contact | Fell into (Moderate-Severe defect) | 2021 | 4.0745e-07 | 551.9796 | 0.0002249 | 2021 | Mitigation | 0.95 | 1 | 0 | esc | 0 | 0 | 0.073988 | 3.0146e-08 | 0 | 0 | 0 | 0
[120 empty] | 7.3.5.15 Identification and remediation of “at-risk species”WLDFRVegetation ContactFell into (slight defect) | WLDFR | HFTD - Distribution - Tier 3 - 4QU CoRE ¦ 2QU LoRE | Non-Red Flag Warning - Large Fires | Vegetation Contact | Fell into (slight defect) | 2021 | 5.2576e-07 | 551.9796 | 0.00029021 | 2021 | Mitigation | 0.5 | 1 | 0 | esc | 0 | 0 | 0.038941 | 2.0473e-08 | 0 | 0 | 0 | 0
[120 empty] | 7.3.5.15 Identification and remediation of “at-risk species”WLDFRVegetation ContactGrow Into | WLDFR | HFTD - Distribution - Tier 3 - 4QU CoRE ¦ 2QU LoRE | Non-Red Flag Warning - Large Fires | Vegetation Contact | Grow Into | 2021 | 4.534e-08 | 551.9796 | 2.5027e-05 | 2021 | Mitigation | 0.5 | 1 | 0 | esc | 0 | 0 | 0.038941 | 1.7656e-09 | 0 | 0 | 0 | 0
[120 empty] | 7.3.5.15 Identification and remediation of “at-risk species”WLDFRVegetation ContactBranch (Not overhanging, 4-12ft) | WLDFR | HFTD - Distribution - Tier 3 - 4QU CoRE ¦ 2QU LoRE | Non-Red Flag Warning - Small Fires | Vegetation Contact | Branch (Not overhanging, 4-12ft) | 2021 | 1.9258e-05 | 551.9796 | 0.01063 | 2021 | Mitigation | 0.5 | 30 | 0 | esc | 0.036879 | 7.1022e-07 | 0.038941 | 7.4993e-07 | 0 | 0 | 0 | 0
[120 empty] | 7.3.5.15 Identification and remediation of “at-risk species”WLDFRVegetation ContactBranch (Not overhanging, within 4ft) | WLDFR | HFTD - Distribution - Tier 3 - 4QU CoRE ¦ 2QU LoRE | Non-Red Flag Warning - Small Fires | Vegetation Contact | Branch (Not overhanging, within 4ft) | 2021 | 8.4888e-06 | 551.9796 | 0.0046856 | 2021 | Mitigation | 0.9 | 30 | 0 | esc | 0.066382 | 5.635e-07 | 0.070094 | 5.9501e-07 | 0 | 0 | 0 | 0
[120 empty] | 7.3.5.15 Identification and remediation of “at-risk species”WLDFRVegetation ContactBranch (OverHanging) | WLDFR | HFTD - Distribution - Tier 3 - 4QU CoRE ¦ 2QU LoRE | Non-Red Flag Warning - Small Fires | Vegetation Contact | Branch (OverHanging) | 2021 | 0.00038073 | 551.9796 | 0.21016 | 2021 | Mitigation | 0.9 | 30 | 0 | esc | 0.066382 | 2.5274e-05 | 0.070094 | 2.6687e-05 | 0 | 0 | 0 | 0
[120 empty] | 7.3.5.15 Identification and remediation of “at-risk species”WLDFRVegetation ContactFell into (Moderate-Severe defect) | WLDFR | HFTD - Distribution - Tier 3 - 4QU CoRE ¦ 2QU LoRE | Non-Red Flag Warning - Small Fires | Vegetation Contact | Fell into (Moderate-Severe defect) | 2021 | 0.00017569 | 551.9796 | 0.096977 | 2021 | Mitigation | 0.95 | 1 | 0 | esc | 0 | 0 | 0.073988 | 1.2999e-05 | 0 | 0 | 0 | 0
[120 empty] | 7.3.5.15 Identification and remediation of “at-risk species”WLDFRVegetation ContactFell into (slight defect) | WLDFR | HFTD - Distribution - Tier 3 - 4QU CoRE ¦ 2QU LoRE | Non-Red Flag Warning - Small Fires | Vegetation Contact | Fell into (slight defect) | 2021 | 0.00022671 | 551.9796 | 0.12514 | 2021 | Mitigation | 0.5 | 1 | 0 | esc | 0 | 0 | 0.038941 | 8.8282e-06 | 0 | 0 | 0 | 0
[120 empty] | 7.3.5.15 Identification and remediation of “at-risk species”WLDFRVegetation ContactGrow Into | WLDFR | HFTD - Distribution - Tier 3 - 4QU CoRE ¦ 2QU LoRE | Non-Red Flag Warning - Small Fires | Vegetation Contact | Grow Into | 2021 | 1.9548e-05 | 551.9796 | 0.01079 | 2021 | Mitigation | 0.5 | 1 | 0 | esc | 0 | 0 | 0.038941 | 7.6122e-07 | 0 | 0 | 0 | 0
[120 empty] | 7.3.5.15 Identification and remediation of “at-risk species”WLDFRVegetation ContactBranch (Not overhanging, 4-12ft) | WLDFR | HFTD - Distribution - Tier 3 - 4QU CoRE ¦ 2QU LoRE | Red Flag Warning - Catastrophic Fires | Vegetation Contact | Branch (Not overhanging, 4-12ft) | 2021 | 9.7106e-08 | 551.9796 | 5.3601e-05 | 2021 | Mitigation | 0.5 | 30 | 0 | esc | 0.036879 | 3.5812e-09 | 0.038941 | 3.7814e-09 | 0 | 0 | 0 | 0
[120 empty] | 7.3.5.15 Identification and remediation of “at-risk species”WLDFRVegetation ContactBranch (Not overhanging, within 4ft) | WLDFR | HFTD - Distribution - Tier 3 - 4QU CoRE ¦ 2QU LoRE | Red Flag Warning - Catastrophic Fires | Vegetation Contact | Branch (Not overhanging, within 4ft) | 2021 | 2.424e-08 | 551.9796 | 1.338e-05 | 2021 | Mitigation | 0.9 | 30 | 0 | esc | 0.066382 | 1.6091e-09 | 0.070094 | 1.6991e-09 | 0 | 0 | 0 | 0
[120 empty] | 7.3.5.15 Identification and remediation of “at-risk species”WLDFRVegetation ContactBranch (OverHanging) | WLDFR | HFTD - Distribution - Tier 3 - 4QU CoRE ¦ 2QU LoRE | Red Flag Warning - Catastrophic Fires | Vegetation Contact | Branch (OverHanging) | 2021 | 1.4379e-06 | 551.9796 | 0.00079371 | 2021 | Mitigation | 0.9 | 30 | 0 | esc | 0.066382 | 9.5453e-08 | 0.070094 | 1.0079e-07 | 0 | 0 | 0 | 0
[120 empty] | 7.3.5.15 Identification and remediation of “at-risk species”WLDFRVegetation ContactFell into (Moderate-Severe defect) | WLDFR | HFTD - Distribution - Tier 3 - 4QU CoRE ¦ 2QU LoRE | Red Flag Warning - Catastrophic Fires | Vegetation Contact | Fell into (Moderate-Severe defect) | 2021 | 4.2883e-07 | 551.9796 | 0.0002367 | 2021 | Mitigation | 0.95 | 1 | 0 | esc | 0 | 0 | 0.073988 | 3.1728e-08 | 0 | 0 | 0 | 0
[120 empty] | 7.3.5.15 Identification and remediation of “at-risk species”WLDFRVegetation ContactFell into (slight defect) | WLDFR | HFTD - Distribution - Tier 3 - 4QU CoRE ¦ 2QU LoRE | Red Flag Warning - Catastrophic Fires | Vegetation Contact | Fell into (slight defect) | 2021 | 4.7526e-07 | 551.9796 | 0.00026233 | 2021 | Mitigation | 0.5 | 1 | 0 | esc | 0 | 0 | 0.038941 | 1.8507e-08 | 0 | 0 | 0 | 0
[120 empty] | 7.3.5.15 Identification and remediation of “at-risk species”WLDFRVegetation ContactGrow Into | WLDFR | HFTD - Distribution - Tier 3 - 4QU CoRE ¦ 2QU LoRE | Red Flag Warning - Catastrophic Fires | Vegetation Contact | Grow Into | 2021 | 4.9874e-08 | 551.9796 | 2.7529e-05 | 2021 | Mitigation | 0.5 | 1 | 0 | esc | 0 | 0 | 0.038941 | 1.9421e-09 | 0 | 0 | 0 | 0
[120 empty] | 7.3.5.15 Identification and remediation of “at-risk species”WLDFRVegetation ContactBranch (Not overhanging, 4-12ft) | WLDFR | HFTD - Distribution - Tier 3 - 4QU CoRE ¦ 2QU LoRE | Red Flag Warning - Destructive Fires | Vegetation Contact | Branch (Not overhanging, 4-12ft) | 2021 | 1.3647e-08 | 551.9796 | 7.5328e-06 | 2021 | Mitigation | 0.5 | 30 | 0 | esc | 0.036879 | 5.0328e-10 | 0.038941 | 5.3142e-10 | 0 | 0 | 0 | 0
[120 empty] | 7.3.5.15 Identification and remediation of “at-risk species”WLDFRVegetation ContactBranch (Not overhanging, within 4ft) | WLDFR | HFTD - Distribution - Tier 3 - 4QU CoRE ¦ 2QU LoRE | Red Flag Warning - Destructive Fires | Vegetation Contact | Branch (Not overhanging, within 4ft) | 2021 | 3.4084e-09 | 551.9796 | 1.8814e-06 | 2021 | Mitigation | 0.9 | 30 | 0 | esc | 0.066382 | 2.2626e-10 | 0.070094 | 2.3891e-10 | 0 | 0 | 0 | 0
[120 empty] | 7.3.5.15 Identification and remediation of “at-risk species”WLDFRVegetation ContactBranch (OverHanging) | WLDFR | HFTD - Distribution - Tier 3 - 4QU CoRE ¦ 2QU LoRE | Red Flag Warning - Destructive Fires | Vegetation Contact | Branch (OverHanging) | 2021 | 2.0212e-07 | 551.9796 | 0.00011157 | 2021 | Mitigation | 0.9 | 30 | 0 | esc | 0.066382 | 1.3417e-08 | 0.070094 | 1.4167e-08 | 0 | 0 | 0 | 0
[120 empty] | 7.3.5.15 Identification and remediation of “at-risk species”WLDFRVegetation ContactFell into (Moderate-Severe defect) | WLDFR | HFTD - Distribution - Tier 3 - 4QU CoRE ¦ 2QU LoRE | Red Flag Warning - Destructive Fires | Vegetation Contact | Fell into (Moderate-Severe defect) | 2021 | 6.0173e-08 | 551.9796 | 3.3214e-05 | 2021 | Mitigation | 0.95 | 1 | 0 | esc | 0 | 0 | 0.073988 | 4.4521e-09 | 0 | 0 | 0 | 0
[120 empty] | 7.3.5.15 Identification and remediation of “at-risk species”WLDFRVegetation ContactFell into (slight defect) | WLDFR | HFTD - Distribution - Tier 3 - 4QU CoRE ¦ 2QU LoRE | Red Flag Warning - Destructive Fires | Vegetation Contact | Fell into (slight defect) | 2021 | 6.6687e-08 | 551.9796 | 3.681e-05 | 2021 | Mitigation | 0.5 | 1 | 0 | esc | 0 | 0 | 0.038941 | 2.5968e-09 | 0 | 0 | 0 | 0
[120 empty] | 7.3.5.15 Identification and remediation of “at-risk species”WLDFRVegetation ContactGrow Into | WLDFR | HFTD - Distribution - Tier 3 - 4QU CoRE ¦ 2QU LoRE | Red Flag Warning - Destructive Fires | Vegetation Contact | Grow Into | 2021 | 6.9993e-09 | 551.9796 | 3.8635e-06 | 2021 | Mitigation | 0.5 | 1 | 0 | esc | 0 | 0 | 0.038941 | 2.7256e-10 | 0 | 0 | 0 | 0
[120 empty] | 7.3.5.15 Identification and remediation of “at-risk species”WLDFRVegetation ContactBranch (Not overhanging, 4-12ft) | WLDFR | HFTD - Distribution - Tier 3 - 4QU CoRE ¦ 2QU LoRE | Red Flag Warning - Large Fires | Vegetation Contact | Branch (Not overhanging, 4-12ft) | 2021 | 2.0014e-07 | 551.9796 | 0.00011047 | 2021 | Mitigation | 0.5 | 30 | 0 | esc | 0.036879 | 7.3809e-09 | 0.038941 | 7.7936e-09 | 0 | 0 | 0 | 0
[120 empty] | 7.3.5.15 Identification and remediation of “at-risk species”WLDFRVegetation ContactBranch (Not overhanging, within 4ft) | WLDFR | HFTD - Distribution - Tier 3 - 4QU CoRE ¦ 2QU LoRE | Red Flag Warning - Large Fires | Vegetation Contact | Branch (Not overhanging, within 4ft) | 2021 | 5.0243e-08 | 551.9796 | 2.7733e-05 | 2021 | Mitigation | 0.9 | 30 | 0 | esc | 0.066382 | 3.3353e-09 | 0.070094 | 3.5217e-09 | 0 | 0 | 0 | 0
[120 empty] | 7.3.5.15 Identification and remediation of “at-risk species”WLDFRVegetation ContactBranch (OverHanging) | WLDFR | HFTD - Distribution - Tier 3 - 4QU CoRE ¦ 2QU LoRE | Red Flag Warning - Large Fires | Vegetation Contact | Branch (OverHanging) | 2021 | 2.9847e-06 | 551.9796 | 0.0016475 | 2021 | Mitigation | 0.9 | 30 | 0 | esc | 0.066382 | 1.9813e-07 | 0.070094 | 2.0921e-07 | 0 | 0 | 0 | 0
[120 empty] | 7.3.5.15 Identification and remediation of “at-risk species”WLDFRVegetation ContactFell into (Moderate-Severe defect) | WLDFR | HFTD - Distribution - Tier 3 - 4QU CoRE ¦ 2QU LoRE | Red Flag Warning - Large Fires | Vegetation Contact | Fell into (Moderate-Severe defect) | 2021 | 8.8041e-07 | 551.9796 | 0.00048597 | 2021 | Mitigation | 0.95 | 1 | 0 | esc | 0 | 0 | 0.073988 | 6.514e-08 | 0 | 0 | 0 | 0
[120 empty] | 7.3.5.15 Identification and remediation of “at-risk species”WLDFRVegetation ContactFell into (slight defect) | WLDFR | HFTD - Distribution - Tier 3 - 4QU CoRE ¦ 2QU LoRE | Red Flag Warning - Large Fires | Vegetation Contact | Fell into (slight defect) | 2021 | 9.7579e-07 | 551.9796 | 0.00053862 | 2021 | Mitigation | 0.5 | 1 | 0 | esc | 0 | 0 | 0.038941 | 3.7998e-08 | 0 | 0 | 0 | 0
[120 empty] | 7.3.5.15 Identification and remediation of “at-risk species”WLDFRVegetation ContactGrow Into | WLDFR | HFTD - Distribution - Tier 3 - 4QU CoRE ¦ 2QU LoRE | Red Flag Warning - Large Fires | Vegetation Contact | Grow Into | 2021 | 1.0237e-07 | 551.9796 | 5.6505e-05 | 2021 | Mitigation | 0.5 | 1 | 0 | esc | 0 | 0 | 0.038941 | 3.9863e-09 | 0 | 0 | 0 | 0
[120 empty] | 7.3.5.15 Identification and remediation of “at-risk species”WLDFRVegetation ContactBranch (Not overhanging, 4-12ft) | WLDFR | HFTD - Distribution - Tier 3 - 4QU CoRE ¦ 2QU LoRE | Red Flag Warning - Small Fires | Vegetation Contact | Branch (Not overhanging, 4-12ft) | 2021 | 7.8325e-06 | 551.9796 | 0.0043234 | 2021 | Mitigation | 0.5 | 30 | 0 | esc | 0.036879 | 2.8886e-07 | 0.038941 | 3.0501e-07 | 0 | 0 | 0 | 0
[120 empty] | 7.3.5.15 Identification and remediation of “at-risk species”WLDFRVegetation ContactBranch (Not overhanging, within 4ft) | WLDFR | HFTD - Distribution - Tier 3 - 4QU CoRE ¦ 2QU LoRE | Red Flag Warning - Small Fires | Vegetation Contact | Branch (Not overhanging, within 4ft) | 2021 | 1.9731e-06 | 551.9796 | 0.0010891 | 2021 | Mitigation | 0.9 | 30 | 0 | esc | 0.066382 | 1.3098e-07 | 0.070094 | 1.383e-07 | 0 | 0 | 0 | 0
[120 empty] | 7.3.5.15 Identification and remediation of “at-risk species”WLDFRVegetation ContactBranch (OverHanging) | WLDFR | HFTD - Distribution - Tier 3 - 4QU CoRE ¦ 2QU LoRE | Red Flag Warning - Small Fires | Vegetation Contact | Branch (OverHanging) | 2021 | 0.00011724 | 551.9796 | 0.064716 | 2021 | Mitigation | 0.9 | 30 | 0 | esc | 0.066382 | 7.7829e-06 | 0.070094 | 8.218e-06 | 0 | 0 | 0 | 0
[120 empty] | 7.3.5.15 Identification and remediation of “at-risk species”WLDFRVegetation ContactFell into (Moderate-Severe defect) | WLDFR | HFTD - Distribution - Tier 3 - 4QU CoRE ¦ 2QU LoRE | Red Flag Warning - Small Fires | Vegetation Contact | Fell into (Moderate-Severe defect) | 2021 | 3.4346e-05 | 551.9796 | 0.018958 | 2021 | Mitigation | 0.95 | 1 | 0 | esc | 0 | 0 | 0.073988 | 2.5412e-06 | 0 | 0 | 0 | 0
[120 empty] | 7.3.5.15 Identification and remediation of “at-risk species”WLDFRVegetation ContactFell into (slight defect) | WLDFR | HFTD - Distribution - Tier 3 - 4QU CoRE ¦ 2QU LoRE | Red Flag Warning - Small Fires | Vegetation Contact | Fell into (slight defect) | 2021 | 3.8068e-05 | 551.9796 | 0.021013 | 2021 | Mitigation | 0.5 | 1 | 0 | esc | 0 | 0 | 0.038941 | 1.4824e-06 | 0 | 0 | 0 | 0
[120 empty] | 7.3.5.15 Identification and remediation of “at-risk species”WLDFRVegetation ContactGrow Into | WLDFR | HFTD - Distribution - Tier 3 - 4QU CoRE ¦ 2QU LoRE | Red Flag Warning - Small Fires | Vegetation Contact | Grow Into | 2021 | 3.9931e-06 | 551.9796 | 0.0022041 | 2021 | Mitigation | 0.5 | 1 | 0 | esc | 0 | 0 | 0.038941 | 1.5549e-07 | 0 | 0 | 0 | 0
[120 empty] | 7.3.5.15 Identification and remediation of “at-risk species”WLDFRCC - Seismic ScenarioSeismic Scenario | WLDFR | HFTD - Distribution - Tier 3 - 4QU CoRE ¦ 2QU LoRE | Seismic - Non-Red Flag Warning - Catastrophic Fires | CC - Seismic Scenario | Seismic Scenario | 2021 | 3.0079e-10 | 551.9796 | 1.6603e-07 | 2021 | Mitigation | 0.082056 | 1 | 0 | esc | 0 | 0 | 0.0063906 | 1.9223e-12 | 0 | 0 | 0 | 0
[120 empty] | 7.3.5.15 Identification and remediation of “at-risk species”WLDFRCC - Seismic ScenarioSeismic Scenario | WLDFR | HFTD - Distribution - Tier 3 - 4QU CoRE ¦ 2QU LoRE | Seismic - Red Flag Warning - Catastrophic Fires | CC - Seismic Scenario | Seismic Scenario | 2021 | 1.297e-08 | 551.9796 | 7.1592e-06 | 2021 | Mitigation | 0.082056 | 1 | 0 | esc | 0 | 0 | 0.0063906 | 8.2887e-11 | 0 | 0 | 0 | 0
[120 empty] | 7.3.5.15 Identification and remediation of “at-risk species”WLDFRVegetation ContactBranch (Not overhanging, 4-12ft) | WLDFR | HFTD - Distribution - Tier 3 - 4QU CoRE ¦ 3QU LoRE | Non-Red Flag Warning - Catastrophic Fires | Vegetation Contact | Branch (Not overhanging, 4-12ft) | 2021 | 4.4776e-10 | 400.6021 | 1.7937e-07 | 2021 | Mitigation | 0.5 | 30 | 0 | esc | 0.036879 | 1.6513e-11 | 0.038941 | 1.7436e-11 | 0 | 0 | 0 | 0
[120 empty] | 7.3.5.15 Identification and remediation of “at-risk species”WLDFRVegetation ContactBranch (Not overhanging, within 4ft) | WLDFR | HFTD - Distribution - Tier 3 - 4QU CoRE ¦ 3QU LoRE | Non-Red Flag Warning - Catastrophic Fires | Vegetation Contact | Branch (Not overhanging, within 4ft) | 2021 | 1.9373e-10 | 400.6021 | 7.7607e-08 | 2021 | Mitigation | 0.9 | 30 | 0 | esc | 0.066382 | 1.286e-11 | 0.070094 | 1.3579e-11 | 0 | 0 | 0 | 0
[120 empty] | 7.3.5.15 Identification and remediation of “at-risk species”WLDFRVegetation ContactBranch (OverHanging) | WLDFR | HFTD - Distribution - Tier 3 - 4QU CoRE ¦ 3QU LoRE | Non-Red Flag Warning - Catastrophic Fires | Vegetation Contact | Branch (OverHanging) | 2021 | 8.7163e-09 | 400.6021 | 3.4918e-06 | 2021 | Mitigation | 0.9 | 30 | 0 | esc | 0.066382 | 5.786e-10 | 0.070094 | 6.1095e-10 | 0 | 0 | 0 | 0
[120 empty] | 7.3.5.15 Identification and remediation of “at-risk species”WLDFRVegetation ContactFell into (Moderate-Severe defect) | WLDFR | HFTD - Distribution - Tier 3 - 4QU CoRE ¦ 3QU LoRE | Non-Red Flag Warning - Catastrophic Fires | Vegetation Contact | Fell into (Moderate-Severe defect) | 2021 | 4.1857e-09 | 400.6021 | 1.6768e-06 | 2021 | Mitigation | 0.95 | 1 | 0 | esc | 0 | 0 | 0.073988 | 3.0969e-10 | 0 | 0 | 0 | 0
[120 empty] | 7.3.5.15 Identification and remediation of “at-risk species”WLDFRVegetation ContactFell into (slight defect) | WLDFR | HFTD - Distribution - Tier 3 - 4QU CoRE ¦ 3QU LoRE | Non-Red Flag Warning - Catastrophic Fires | Vegetation Contact | Fell into (slight defect) | 2021 | 5.4014e-09 | 400.6021 | 2.1638e-06 | 2021 | Mitigation | 0.5 | 1 | 0 | esc | 0 | 0 | 0.038941 | 2.1034e-10 | 0 | 0 | 0 | 0
[120 empty] | 7.3.5.15 Identification and remediation of “at-risk species”WLDFRVegetation ContactGrow Into | WLDFR | HFTD - Distribution - Tier 3 - 4QU CoRE ¦ 3QU LoRE | Non-Red Flag Warning - Catastrophic Fires | Vegetation Contact | Grow Into | 2021 | 4.6561e-10 | 400.6021 | 1.8652e-07 | 2021 | Mitigation | 0.5 | 1 | 0 | esc | 0 | 0 | 0.038941 | 1.8131e-11 | 0 | 0 | 0 | 0
[120 empty] | 7.3.5.15 Identification and remediation of “at-risk species”WLDFRVegetation ContactBranch (Not overhanging, 4-12ft) | WLDFR | HFTD - Distribution - Tier 3 - 4QU CoRE ¦ 3QU LoRE | Non-Red Flag Warning - Destructive Fires | Vegetation Contact | Branch (Not overhanging, 4-12ft) | 2021 | 1.3034e-09 | 400.6021 | 5.2213e-07 | 2021 | Mitigation | 0.5 | 30 | 0 | esc | 0.036879 | 4.8066e-11 | 0.038941 | 5.0754e-11 | 0 | 0 | 0 | 0
[120 empty] | 7.3.5.15 Identification and remediation of “at-risk species”WLDFRVegetation ContactBranch (Not overhanging, within 4ft) | WLDFR | HFTD - Distribution - Tier 3 - 4QU CoRE ¦ 3QU LoRE | Non-Red Flag Warning - Destructive Fires | Vegetation Contact | Branch (Not overhanging, within 4ft) | 2021 | 5.6648e-10 | 400.6021 | 2.2693e-07 | 2021 | Mitigation | 0.9 | 30 | 0 | esc | 0.066382 | 3.7604e-11 | 0.070094 | 3.9707e-11 | 0 | 0 | 0 | 0
[120 empty] | 7.3.5.15 Identification and remediation of “at-risk species”WLDFRVegetation ContactBranch (OverHanging) | WLDFR | HFTD - Distribution - Tier 3 - 4QU CoRE ¦ 3QU LoRE | Non-Red Flag Warning - Destructive Fires | Vegetation Contact | Branch (OverHanging) | 2021 | 2.5494e-08 | 400.6021 | 1.0213e-05 | 2021 | Mitigation | 0.9 | 30 | 0 | esc | 0.066382 | 1.6923e-09 | 0.070094 | 1.7869e-09 | 0 | 0 | 0 | 0
[120 empty] | 7.3.5.15 Identification and remediation of “at-risk species”WLDFRVegetation ContactFell into (Moderate-Severe defect) | WLDFR | HFTD - Distribution - Tier 3 - 4QU CoRE ¦ 3QU LoRE | Non-Red Flag Warning - Destructive Fires | Vegetation Contact | Fell into (Moderate-Severe defect) | 2021 | 1.2132e-08 | 400.6021 | 4.8599e-06 | 2021 | Mitigation | 0.95 | 1 | 0 | esc | 0 | 0 | 0.073988 | 8.9759e-10 | 0 | 0 | 0 | 0
[120 empty] | 7.3.5.15 Identification and remediation of “at-risk species”WLDFRVegetation ContactFell into (slight defect) | WLDFR | HFTD - Distribution - Tier 3 - 4QU CoRE ¦ 3QU LoRE | Non-Red Flag Warning - Destructive Fires | Vegetation Contact | Fell into (slight defect) | 2021 | 1.5656e-08 | 400.6021 | 6.2716e-06 | 2021 | Mitigation | 0.5 | 1 | 0 | esc | 0 | 0 | 0.038941 | 6.0964e-10 | 0 | 0 | 0 | 0
[120 empty] | 7.3.5.15 Identification and remediation of “at-risk species”WLDFRVegetation ContactGrow Into | WLDFR | HFTD - Distribution - Tier 3 - 4QU CoRE ¦ 3QU LoRE | Non-Red Flag Warning - Destructive Fires | Vegetation Contact | Grow Into | 2021 | 1.3494e-09 | 400.6021 | 5.4056e-07 | 2021 | Mitigation | 0.5 | 1 | 0 | esc | 0 | 0 | 0.038941 | 5.2545e-11 | 0 | 0 | 0 | 0
[120 empty] | 7.3.5.15 Identification and remediation of “at-risk species”WLDFRVegetation ContactBranch (Not overhanging, 4-12ft) | WLDFR | HFTD - Distribution - Tier 3 - 4QU CoRE ¦ 3QU LoRE | Non-Red Flag Warning - Large Fires | Vegetation Contact | Branch (Not overhanging, 4-12ft) | 2021 | 3.6171e-08 | 400.6021 | 1.449e-05 | 2021 | Mitigation | 0.5 | 30 | 0 | esc | 0.036879 | 1.3339e-09 | 0.038941 | 1.4085e-09 | 0 | 0 | 0 | 0
[120 empty] | 7.3.5.15 Identification and remediation of “at-risk species”WLDFRVegetation ContactBranch (Not overhanging, within 4ft) | WLDFR | HFTD - Distribution - Tier 3 - 4QU CoRE ¦ 3QU LoRE | Non-Red Flag Warning - Large Fires | Vegetation Contact | Branch (Not overhanging, within 4ft) | 2021 | 1.5608e-08 | 400.6021 | 6.2526e-06 | 2021 | Mitigation | 0.9 | 30 | 0 | esc | 0.066382 | 1.0361e-09 | 0.070094 | 1.094e-09 | 0 | 0 | 0 | 0
[120 empty] | 7.3.5.15 Identification and remediation of “at-risk species”WLDFRVegetation ContactBranch (OverHanging) | WLDFR | HFTD - Distribution - Tier 3 - 4QU CoRE ¦ 3QU LoRE | Non-Red Flag Warning - Large Fires | Vegetation Contact | Branch (OverHanging) | 2021 | 6.984e-07 | 400.6021 | 0.00027978 | 2021 | Mitigation | 0.9 | 30 | 0 | esc | 0.066382 | 4.6361e-08 | 0.070094 | 4.8954e-08 | 0 | 0 | 0 | 0
[120 empty] | 7.3.5.15 Identification and remediation of “at-risk species”WLDFRVegetation ContactFell into (Moderate-Severe defect) | WLDFR | HFTD - Distribution - Tier 3 - 4QU CoRE ¦ 3QU LoRE | Non-Red Flag Warning - Large Fires | Vegetation Contact | Fell into (Moderate-Severe defect) | 2021 | 3.3499e-07 | 400.6021 | 0.0001342 | 2021 | Mitigation | 0.95 | 1 | 0 | esc | 0 | 0 | 0.073988 | 2.4785e-08 | 0 | 0 | 0 | 0
[120 empty] | 7.3.5.15 Identification and remediation of “at-risk species”WLDFRVegetation ContactFell into (slight defect) | WLDFR | HFTD - Distribution - Tier 3 - 4QU CoRE ¦ 3QU LoRE | Non-Red Flag Warning - Large Fires | Vegetation Contact | Fell into (slight defect) | 2021 | 4.3215e-07 | 400.6021 | 0.00017312 | 2021 | Mitigation | 0.5 | 1 | 0 | esc | 0 | 0 | 0.038941 | 1.6828e-08 | 0 | 0 | 0 | 0
[120 empty] | 7.3.5.15 Identification and remediation of “at-risk species”WLDFRVegetation ContactGrow Into | WLDFR | HFTD - Distribution - Tier 3 - 4QU CoRE ¦ 3QU LoRE | Non-Red Flag Warning - Large Fires | Vegetation Contact | Grow Into | 2021 | 3.7323e-08 | 400.6021 | 1.4951e-05 | 2021 | Mitigation | 0.5 | 1 | 0 | esc | 0 | 0 | 0.038941 | 1.4534e-09 | 0 | 0 | 0 | 0
[120 empty] | 7.3.5.15 Identification and remediation of “at-risk species”WLDFRVegetation ContactBranch (Not overhanging, 4-12ft) | WLDFR | HFTD - Distribution - Tier 3 - 4QU CoRE ¦ 3QU LoRE | Non-Red Flag Warning - Small Fires | Vegetation Contact | Branch (Not overhanging, 4-12ft) | 2021 | 1.4564e-05 | 400.6021 | 0.0058345 | 2021 | Mitigation | 0.5 | 30 | 0 | esc | 0.036879 | 5.3712e-07 | 0.038941 | 5.6715e-07 | 0 | 0 | 0 | 0
[120 empty] | 7.3.5.15 Identification and remediation of “at-risk species”WLDFRVegetation ContactBranch (Not overhanging, within 4ft) | WLDFR | HFTD - Distribution - Tier 3 - 4QU CoRE ¦ 3QU LoRE | Non-Red Flag Warning - Small Fires | Vegetation Contact | Branch (Not overhanging, within 4ft) | 2021 | 6.2904e-06 | 400.6021 | 0.00252 | 2021 | Mitigation | 0.9 | 30 | 0 | esc | 0.066382 | 4.1757e-07 | 0.070094 | 4.4092e-07 | 0 | 0 | 0 | 0
[120 empty] | 7.3.5.15 Identification and remediation of “at-risk species”WLDFRVegetation ContactBranch (OverHanging) | WLDFR | HFTD - Distribution - Tier 3 - 4QU CoRE ¦ 3QU LoRE | Non-Red Flag Warning - Small Fires | Vegetation Contact | Branch (OverHanging) | 2021 | 0.00028161 | 400.6021 | 0.11281 | 2021 | Mitigation | 0.9 | 30 | 0 | esc | 0.066382 | 1.8694e-05 | 0.070094 | 1.9739e-05 | 0 | 0 | 0 | 0
[120 empty] | 7.3.5.15 Identification and remediation of “at-risk species”WLDFRVegetation ContactFell into (Moderate-Severe defect) | WLDFR | HFTD - Distribution - Tier 3 - 4QU CoRE ¦ 3QU LoRE | Non-Red Flag Warning - Small Fires | Vegetation Contact | Fell into (Moderate-Severe defect) | 2021 | 0.00013491 | 400.6021 | 0.054045 | 2021 | Mitigation | 0.95 | 1 | 0 | esc | 0 | 0 | 0.073988 | 9.9817e-06 | 0 | 0 | 0 | 0
[120 empty] | 7.3.5.15 Identification and remediation of “at-risk species”WLDFRVegetation ContactFell into (slight defect) | WLDFR | HFTD - Distribution - Tier 3 - 4QU CoRE ¦ 3QU LoRE | Non-Red Flag Warning - Small Fires | Vegetation Contact | Fell into (slight defect) | 2021 | 0.00017405 | 400.6021 | 0.069723 | 2021 | Mitigation | 0.5 | 1 | 0 | esc | 0 | 0 | 0.038941 | 6.7775e-06 | 0 | 0 | 0 | 0
[120 empty] | 7.3.5.15 Identification and remediation of “at-risk species”WLDFRVegetation ContactGrow Into | WLDFR | HFTD - Distribution - Tier 3 - 4QU CoRE ¦ 3QU LoRE | Non-Red Flag Warning - Small Fires | Vegetation Contact | Grow Into | 2021 | 1.5028e-05 | 400.6021 | 0.0060204 | 2021 | Mitigation | 0.5 | 1 | 0 | esc | 0 | 0 | 0.038941 | 5.8522e-07 | 0 | 0 | 0 | 0
[120 empty] | 7.3.5.15 Identification and remediation of “at-risk species”WLDFRVegetation ContactBranch (Not overhanging, 4-12ft) | WLDFR | HFTD - Distribution - Tier 3 - 4QU CoRE ¦ 3QU LoRE | Red Flag Warning - Catastrophic Fires | Vegetation Contact | Branch (Not overhanging, 4-12ft) | 2021 | 7.3215e-08 | 400.6021 | 2.933e-05 | 2021 | Mitigation | 0.5 | 30 | 0 | esc | 0.036879 | 2.7001e-09 | 0.038941 | 2.8511e-09 | 0 | 0 | 0 | 0
[120 empty] | 7.3.5.15 Identification and remediation of “at-risk species”WLDFRVegetation ContactBranch (Not overhanging, within 4ft) | WLDFR | HFTD - Distribution - Tier 3 - 4QU CoRE ¦ 3QU LoRE | Red Flag Warning - Catastrophic Fires | Vegetation Contact | Branch (Not overhanging, within 4ft) | 2021 | 1.8104e-08 | 400.6021 | 7.2524e-06 | 2021 | Mitigation | 0.9 | 30 | 0 | esc | 0.066382 | 1.2018e-09 | 0.070094 | 1.269e-09 | 0 | 0 | 0 | 0
[120 empty] | 7.3.5.15 Identification and remediation of “at-risk species”WLDFRVegetation ContactBranch (OverHanging) | WLDFR | HFTD - Distribution - Tier 3 - 4QU CoRE ¦ 3QU LoRE | Red Flag Warning - Catastrophic Fires | Vegetation Contact | Branch (OverHanging) | 2021 | 1.0791e-06 | 400.6021 | 0.0004323 | 2021 | Mitigation | 0.9 | 30 | 0 | esc | 0.066382 | 7.1635e-08 | 0.070094 | 7.564e-08 | 0 | 0 | 0 | 0
[120 empty] | 7.3.5.15 Identification and remediation of “at-risk species”WLDFRVegetation ContactFell into (Moderate-Severe defect) | WLDFR | HFTD - Distribution - Tier 3 - 4QU CoRE ¦ 3QU LoRE | Red Flag Warning - Catastrophic Fires | Vegetation Contact | Fell into (Moderate-Severe defect) | 2021 | 3.2898e-07 | 400.6021 | 0.00013179 | 2021 | Mitigation | 0.95 | 1 | 0 | esc | 0 | 0 | 0.073988 | 2.434e-08 | 0 | 0 | 0 | 0
[120 empty] | 7.3.5.15 Identification and remediation of “at-risk species”WLDFRVegetation ContactFell into (slight defect) | WLDFR | HFTD - Distribution - Tier 3 - 4QU CoRE ¦ 3QU LoRE | Red Flag Warning - Catastrophic Fires | Vegetation Contact | Fell into (slight defect) | 2021 | 3.6465e-07 | 400.6021 | 0.00014608 | 2021 | Mitigation | 0.5 | 1 | 0 | esc | 0 | 0 | 0.038941 | 1.42e-08 | 0 | 0 | 0 | 0
[120 empty] | 7.3.5.15 Identification and remediation of “at-risk species”WLDFRVegetation ContactGrow Into | WLDFR | HFTD - Distribution - Tier 3 - 4QU CoRE ¦ 3QU LoRE | Red Flag Warning - Catastrophic Fires | Vegetation Contact | Grow Into | 2021 | 3.8238e-08 | 400.6021 | 1.5318e-05 | 2021 | Mitigation | 0.5 | 1 | 0 | esc | 0 | 0 | 0.038941 | 1.489e-09 | 0 | 0 | 0 | 0
[120 empty] | 7.3.5.15 Identification and remediation of “at-risk species”WLDFRVegetation ContactBranch (Not overhanging, 4-12ft) | WLDFR | HFTD - Distribution - Tier 3 - 4QU CoRE ¦ 3QU LoRE | Red Flag Warning - Destructive Fires | Vegetation Contact | Branch (Not overhanging, 4-12ft) | 2021 | 1.0717e-08 | 400.6021 | 4.2931e-06 | 2021 | Mitigation | 0.5 | 30 | 0 | esc | 0.036879 | 3.9522e-10 | 0.038941 | 4.1732e-10 | 0 | 0 | 0 | 0
[120 empty] | 7.3.5.15 Identification and remediation of “at-risk species”WLDFRVegetation ContactBranch (Not overhanging, within 4ft) | WLDFR | HFTD - Distribution - Tier 3 - 4QU CoRE ¦ 3QU LoRE | Red Flag Warning - Destructive Fires | Vegetation Contact | Branch (Not overhanging, within 4ft) | 2021 | 2.662e-09 | 400.6021 | 1.0664e-06 | 2021 | Mitigation | 0.9 | 30 | 0 | esc | 0.066382 | 1.7671e-10 | 0.070094 | 1.8659e-10 | 0 | 0 | 0 | 0
[120 empty] | 7.3.5.15 Identification and remediation of “at-risk species”WLDFRVegetation ContactBranch (OverHanging) | WLDFR | HFTD - Distribution - Tier 3 - 4QU CoRE ¦ 3QU LoRE | Red Flag Warning - Destructive Fires | Vegetation Contact | Branch (OverHanging) | 2021 | 1.5871e-07 | 400.6021 | 6.3581e-05 | 2021 | Mitigation | 0.9 | 30 | 0 | esc | 0.066382 | 1.0536e-08 | 0.070094 | 1.1125e-08 | 0 | 0 | 0 | 0
[120 empty] | 7.3.5.15 Identification and remediation of “at-risk species”WLDFRVegetation ContactFell into (Moderate-Severe defect) | WLDFR | HFTD - Distribution - Tier 3 - 4QU CoRE ¦ 3QU LoRE | Red Flag Warning - Destructive Fires | Vegetation Contact | Fell into (Moderate-Severe defect) | 2021 | 4.7947e-08 | 400.6021 | 1.9208e-05 | 2021 | Mitigation | 0.95 | 1 | 0 | esc | 0 | 0 | 0.073988 | 3.5475e-09 | 0 | 0 | 0 | 0
[120 empty] | 7.3.5.15 Identification and remediation of “at-risk species”WLDFRVegetation ContactFell into (slight defect) | WLDFR | HFTD - Distribution - Tier 3 - 4QU CoRE ¦ 3QU LoRE | Red Flag Warning - Destructive Fires | Vegetation Contact | Fell into (slight defect) | 2021 | 5.3147e-08 | 400.6021 | 2.1291e-05 | 2021 | Mitigation | 0.5 | 1 | 0 | esc | 0 | 0 | 0.038941 | 2.0696e-09 | 0 | 0 | 0 | 0
[120 empty] | 7.3.5.15 Identification and remediation of “at-risk species”WLDFRVegetation ContactGrow Into | WLDFR | HFTD - Distribution - Tier 3 - 4QU CoRE ¦ 3QU LoRE | Red Flag Warning - Destructive Fires | Vegetation Contact | Grow Into | 2021 | 5.5725e-09 | 400.6021 | 2.2323e-06 | 2021 | Mitigation | 0.5 | 1 | 0 | esc | 0 | 0 | 0.038941 | 2.17e-10 | 0 | 0 | 0 | 0
[120 empty] | 7.3.5.15 Identification and remediation of “at-risk species”WLDFRVegetation ContactBranch (Not overhanging, 4-12ft) | WLDFR | HFTD - Distribution - Tier 3 - 4QU CoRE ¦ 3QU LoRE | Red Flag Warning - Large Fires | Vegetation Contact | Branch (Not overhanging, 4-12ft) | 2021 | 1.626e-07 | 400.6021 | 6.5139e-05 | 2021 | Mitigation | 0.5 | 30 | 0 | esc | 0.036879 | 5.9966e-09 | 0.038941 | 6.3319e-09 | 0 | 0 | 0 | 0
[120 empty] | 7.3.5.15 Identification and remediation of “at-risk species”WLDFRVegetation ContactBranch (Not overhanging, within 4ft) | WLDFR | HFTD - Distribution - Tier 3 - 4QU CoRE ¦ 3QU LoRE | Red Flag Warning - Large Fires | Vegetation Contact | Branch (Not overhanging, within 4ft) | 2021 | 4.01e-08 | 400.6021 | 1.6064e-05 | 2021 | Mitigation | 0.9 | 30 | 0 | esc | 0.066382 | 2.6619e-09 | 0.070094 | 2.8107e-09 | 0 | 0 | 0 | 0
[120 empty] | 7.3.5.15 Identification and remediation of “at-risk species”WLDFRVegetation ContactBranch (OverHanging) | WLDFR | HFTD - Distribution - Tier 3 - 4QU CoRE ¦ 3QU LoRE | Red Flag Warning - Large Fires | Vegetation Contact | Branch (OverHanging) | 2021 | 2.3772e-06 | 400.6021 | 0.00095229 | 2021 | Mitigation | 0.9 | 30 | 0 | esc | 0.066382 | 1.578e-07 | 0.070094 | 1.6662e-07 | 0 | 0 | 0 | 0
[120 empty] | 7.3.5.15 Identification and remediation of “at-risk species”WLDFRVegetation ContactFell into (Moderate-Severe defect) | WLDFR | HFTD - Distribution - Tier 3 - 4QU CoRE ¦ 3QU LoRE | Red Flag Warning - Large Fires | Vegetation Contact | Fell into (Moderate-Severe defect) | 2021 | 7.2384e-07 | 400.6021 | 0.00028997 | 2021 | Mitigation | 0.95 | 1 | 0 | esc | 0 | 0 | 0.073988 | 5.3556e-08 | 0 | 0 | 0 | 0
[120 empty] | 7.3.5.15 Identification and remediation of “at-risk species”WLDFRVegetation ContactFell into (slight defect) | WLDFR | HFTD - Distribution - Tier 3 - 4QU CoRE ¦ 3QU LoRE | Red Flag Warning - Large Fires | Vegetation Contact | Fell into (slight defect) | 2021 | 8.0206e-07 | 400.6021 | 0.00032131 | 2021 | Mitigation | 0.5 | 1 | 0 | esc | 0 | 0 | 0.038941 | 3.1233e-08 | 0 | 0 | 0 | 0
[120 empty] | 7.3.5.15 Identification and remediation of “at-risk species”WLDFRVegetation ContactGrow Into | WLDFR | HFTD - Distribution - Tier 3 - 4QU CoRE ¦ 3QU LoRE | Red Flag Warning - Large Fires | Vegetation Contact | Grow Into | 2021 | 8.4267e-08 | 400.6021 | 3.3757e-05 | 2021 | Mitigation | 0.5 | 1 | 0 | esc | 0 | 0 | 0.038941 | 3.2814e-09 | 0 | 0 | 0 | 0
[120 empty] | 7.3.5.15 Identification and remediation of “at-risk species”WLDFRVegetation ContactBranch (Not overhanging, 4-12ft) | WLDFR | HFTD - Distribution - Tier 3 - 4QU CoRE ¦ 3QU LoRE | Red Flag Warning - Small Fires | Vegetation Contact | Branch (Not overhanging, 4-12ft) | 2021 | 5.9235e-06 | 400.6021 | 0.002373 | 2021 | Mitigation | 0.5 | 30 | 0 | esc | 0.036879 | 2.1845e-07 | 0.038941 | 2.3067e-07 | 0 | 0 | 0 | 0
[120 empty] | 7.3.5.15 Identification and remediation of “at-risk species”WLDFRVegetation ContactBranch (Not overhanging, within 4ft) | WLDFR | HFTD - Distribution - Tier 3 - 4QU CoRE ¦ 3QU LoRE | Red Flag Warning - Small Fires | Vegetation Contact | Branch (Not overhanging, within 4ft) | 2021 | 1.4622e-06 | 400.6021 | 0.00058574 | 2021 | Mitigation | 0.9 | 30 | 0 | esc | 0.066382 | 9.7061e-08 | 0.070094 | 1.0249e-07 | 0 | 0 | 0 | 0
[120 empty] | 7.3.5.15 Identification and remediation of “at-risk species”WLDFRVegetation ContactBranch (OverHanging) | WLDFR | HFTD - Distribution - Tier 3 - 4QU CoRE ¦ 3QU LoRE | Red Flag Warning - Small Fires | Vegetation Contact | Branch (OverHanging) | 2021 | 8.672e-05 | 400.6021 | 0.03474 | 2021 | Mitigation | 0.9 | 30 | 0 | esc | 0.066382 | 5.7566e-06 | 0.070094 | 6.0785e-06 | 0 | 0 | 0 | 0
[120 empty] | 7.3.5.15 Identification and remediation of “at-risk species”WLDFRVegetation ContactFell into (Moderate-Severe defect) | WLDFR | HFTD - Distribution - Tier 3 - 4QU CoRE ¦ 3QU LoRE | Red Flag Warning - Small Fires | Vegetation Contact | Fell into (Moderate-Severe defect) | 2021 | 2.6374e-05 | 400.6021 | 0.010566 | 2021 | Mitigation | 0.95 | 1 | 0 | esc | 0 | 0 | 0.073988 | 1.9514e-06 | 0 | 0 | 0 | 0
[120 empty] | 7.3.5.15 Identification and remediation of “at-risk species”WLDFRVegetation ContactFell into (slight defect) | WLDFR | HFTD - Distribution - Tier 3 - 4QU CoRE ¦ 3QU LoRE | Red Flag Warning - Small Fires | Vegetation Contact | Fell into (slight defect) | 2021 | 2.9225e-05 | 400.6021 | 0.011708 | 2021 | Mitigation | 0.5 | 1 | 0 | esc | 0 | 0 | 0.038941 | 1.1381e-06 | 0 | 0 | 0 | 0
[120 empty] | 7.3.5.15 Identification and remediation of “at-risk species”WLDFRVegetation ContactGrow Into | WLDFR | HFTD - Distribution - Tier 3 - 4QU CoRE ¦ 3QU LoRE | Red Flag Warning - Small Fires | Vegetation Contact | Grow Into | 2021 | 3.0699e-06 | 400.6021 | 0.0012298 | 2021 | Mitigation | 0.5 | 1 | 0 | esc | 0 | 0 | 0.038941 | 1.1954e-07 | 0 | 0 | 0 | 0
[120 empty] | 7.3.5.15 Identification and remediation of “at-risk species”WLDFRCC - Seismic ScenarioSeismic Scenario | WLDFR | HFTD - Distribution - Tier 3 - 4QU CoRE ¦ 3QU LoRE | Seismic - Non-Red Flag Warning - Catastrophic Fires | CC - Seismic Scenario | Seismic Scenario | 2021 | 3.4017e-10 | 400.6021 | 1.3627e-07 | 2021 | Mitigation | 0.082056 | 1 | 0 | esc | 0 | 0 | 0.0063906 | 2.1739e-12 | 0 | 0 | 0 | 0
[120 empty] | 7.3.5.15 Identification and remediation of “at-risk species”WLDFRCC - Seismic ScenarioSeismic Scenario | WLDFR | HFTD - Distribution - Tier 3 - 4QU CoRE ¦ 3QU LoRE | Seismic - Red Flag Warning - Catastrophic Fires | CC - Seismic Scenario | Seismic Scenario | 2021 | 1.4668e-08 | 400.6021 | 5.8759e-06 | 2021 | Mitigation | 0.082056 | 1 | 0 | esc | 0 | 0 | 0.0063906 | 9.3737e-11 | 0 | 0 | 0 | 0
[120 empty] | 7.3.5.15 Identification and remediation of “at-risk species”WLDFRVegetation ContactBranch (Not overhanging, 4-12ft) | WLDFR | HFTD - Distribution - Tier 3 - 4QU CoRE ¦ 4QU LoRE | Non-Red Flag Warning - Catastrophic Fires | Vegetation Contact | Branch (Not overhanging, 4-12ft) | 2021 | 3.7576e-10 | 213.1612 | 8.0098e-08 | 2021 | Mitigation | 0.5 | 30 | 0 | esc | 0.036879 | 1.3858e-11 | 0.038941 | 1.4632e-11 | 0 | 0 | 0 | 0
[120 empty] | 7.3.5.15 Identification and remediation of “at-risk species”WLDFRVegetation ContactBranch (Not overhanging, within 4ft) | WLDFR | HFTD - Distribution - Tier 3 - 4QU CoRE ¦ 4QU LoRE | Non-Red Flag Warning - Catastrophic Fires | Vegetation Contact | Branch (Not overhanging, within 4ft) | 2021 | 1.7261e-10 | 213.1612 | 3.6794e-08 | 2021 | Mitigation | 0.9 | 30 | 0 | esc | 0.066382 | 1.1458e-11 | 0.070094 | 1.2099e-11 | 0 | 0 | 0 | 0
[120 empty] | 7.3.5.15 Identification and remediation of “at-risk species”WLDFRVegetation ContactBranch (OverHanging) | WLDFR | HFTD - Distribution - Tier 3 - 4QU CoRE ¦ 4QU LoRE | Non-Red Flag Warning - Catastrophic Fires | Vegetation Contact | Branch (OverHanging) | 2021 | 7.8795e-09 | 213.1612 | 1.6796e-06 | 2021 | Mitigation | 0.9 | 30 | 0 | esc | 0.066382 | 5.2306e-10 | 0.070094 | 5.523e-10 | 0 | 0 | 0 | 0
[120 empty] | 7.3.5.15 Identification and remediation of “at-risk species”WLDFRVegetation ContactFell into (Moderate-Severe defect) | WLDFR | HFTD - Distribution - Tier 3 - 4QU CoRE ¦ 4QU LoRE | Non-Red Flag Warning - Catastrophic Fires | Vegetation Contact | Fell into (Moderate-Severe defect) | 2021 | 3.4141e-09 | 213.1612 | 7.2774e-07 | 2021 | Mitigation | 0.95 | 1 | 0 | esc | 0 | 0 | 0.073988 | 2.526e-10 | 0 | 0 | 0 | 0
[120 empty] | 7.3.5.15 Identification and remediation of “at-risk species”WLDFRVegetation ContactFell into (slight defect) | WLDFR | HFTD - Distribution - Tier 3 - 4QU CoRE ¦ 4QU LoRE | Non-Red Flag Warning - Catastrophic Fires | Vegetation Contact | Fell into (slight defect) | 2021 | 4.4106e-09 | 213.1612 | 9.4016e-07 | 2021 | Mitigation | 0.5 | 1 | 0 | esc | 0 | 0 | 0.038941 | 1.7175e-10 | 0 | 0 | 0 | 0
[120 empty] | 7.3.5.15 Identification and remediation of “at-risk species”WLDFRVegetation ContactGrow Into | WLDFR | HFTD - Distribution - Tier 3 - 4QU CoRE ¦ 4QU LoRE | Non-Red Flag Warning - Catastrophic Fires | Vegetation Contact | Grow Into | 2021 | 3.7769e-10 | 213.1612 | 8.051e-08 | 2021 | Mitigation | 0.5 | 1 | 0 | esc | 0 | 0 | 0.038941 | 1.4708e-11 | 0 | 0 | 0 | 0
[120 empty] | 7.3.5.15 Identification and remediation of “at-risk species”WLDFRVegetation ContactBranch (Not overhanging, 4-12ft) | WLDFR | HFTD - Distribution - Tier 3 - 4QU CoRE ¦ 4QU LoRE | Non-Red Flag Warning - Destructive Fires | Vegetation Contact | Branch (Not overhanging, 4-12ft) | 2021 | 1.0686e-09 | 213.1612 | 2.2779e-07 | 2021 | Mitigation | 0.5 | 30 | 0 | esc | 0.036879 | 3.941e-11 | 0.038941 | 4.1614e-11 | 0 | 0 | 0 | 0
[120 empty] | 7.3.5.15 Identification and remediation of “at-risk species”WLDFRVegetation ContactBranch (Not overhanging, within 4ft) | WLDFR | HFTD - Distribution - Tier 3 - 4QU CoRE ¦ 4QU LoRE | Non-Red Flag Warning - Destructive Fires | Vegetation Contact | Branch (Not overhanging, within 4ft) | 2021 | 4.9134e-10 | 213.1612 | 1.0473e-07 | 2021 | Mitigation | 0.9 | 30 | 0 | esc | 0.066382 | 3.2616e-11 | 0.070094 | 3.444e-11 | 0 | 0 | 0 | 0
[120 empty] | 7.3.5.15 Identification and remediation of “at-risk species”WLDFRVegetation ContactBranch (OverHanging) | WLDFR | HFTD - Distribution - Tier 3 - 4QU CoRE ¦ 4QU LoRE | Non-Red Flag Warning - Destructive Fires | Vegetation Contact | Branch (OverHanging) | 2021 | 2.2446e-08 | 213.1612 | 4.7845e-06 | 2021 | Mitigation | 0.9 | 30 | 0 | esc | 0.066382 | 1.49e-09 | 0.070094 | 1.5733e-09 | 0 | 0 | 0 | 0
[120 empty] | 7.3.5.15 Identification and remediation of “at-risk species”WLDFRVegetation ContactFell into (Moderate-Severe defect) | WLDFR | HFTD - Distribution - Tier 3 - 4QU CoRE ¦ 4QU LoRE | Non-Red Flag Warning - Destructive Fires | Vegetation Contact | Fell into (Moderate-Severe defect) | 2021 | 9.7182e-09 | 213.1612 | 2.0715e-06 | 2021 | Mitigation | 0.95 | 1 | 0 | esc | 0 | 0 | 0.073988 | 7.1903e-10 | 0 | 0 | 0 | 0
[120 empty] | 7.3.5.15 Identification and remediation of “at-risk species”WLDFRVegetation ContactFell into (slight defect) | WLDFR | HFTD - Distribution - Tier 3 - 4QU CoRE ¦ 4QU LoRE | Non-Red Flag Warning - Destructive Fires | Vegetation Contact | Fell into (slight defect) | 2021 | 1.2555e-08 | 213.1612 | 2.6763e-06 | 2021 | Mitigation | 0.5 | 1 | 0 | esc | 0 | 0 | 0.038941 | 4.8892e-10 | 0 | 0 | 0 | 0
[120 empty] | 7.3.5.15 Identification and remediation of “at-risk species”WLDFRVegetation ContactGrow Into | WLDFR | HFTD - Distribution - Tier 3 - 4QU CoRE ¦ 4QU LoRE | Non-Red Flag Warning - Destructive Fires | Vegetation Contact | Grow Into | 2021 | 1.0748e-09 | 213.1612 | 2.2911e-07 | 2021 | Mitigation | 0.5 | 1 | 0 | esc | 0 | 0 | 0.038941 | 4.1855e-11 | 0 | 0 | 0 | 0
[120 empty] | 7.3.5.15 Identification and remediation of “at-risk species”WLDFRVegetation ContactBranch (Not overhanging, 4-12ft) | WLDFR | HFTD - Distribution - Tier 3 - 4QU CoRE ¦ 4QU LoRE | Non-Red Flag Warning - Large Fires | Vegetation Contact | Branch (Not overhanging, 4-12ft) | 2021 | 2.7472e-08 | 213.1612 | 5.8559e-06 | 2021 | Mitigation | 0.5 | 30 | 0 | esc | 0.036879 | 1.0131e-09 | 0.038941 | 1.0698e-09 | 0 | 0 | 0 | 0
[120 empty] | 7.3.5.15 Identification and remediation of “at-risk species”WLDFRVegetation ContactBranch (Not overhanging, within 4ft) | WLDFR | HFTD - Distribution - Tier 3 - 4QU CoRE ¦ 4QU LoRE | Non-Red Flag Warning - Large Fires | Vegetation Contact | Branch (Not overhanging, within 4ft) | 2021 | 1.2654e-08 | 213.1612 | 2.6974e-06 | 2021 | Mitigation | 0.9 | 30 | 0 | esc | 0.066382 | 8.4001e-10 | 0.070094 | 8.8698e-10 | 0 | 0 | 0 | 0
[120 empty] | 7.3.5.15 Identification and remediation of “at-risk species”WLDFRVegetation ContactBranch (OverHanging) | WLDFR | HFTD - Distribution - Tier 3 - 4QU CoRE ¦ 4QU LoRE | Non-Red Flag Warning - Large Fires | Vegetation Contact | Branch (OverHanging) | 2021 | 5.7856e-07 | 213.1612 | 0.00012333 | 2021 | Mitigation | 0.9 | 30 | 0 | esc | 0.066382 | 3.8406e-08 | 0.070094 | 4.0554e-08 | 0 | 0 | 0 | 0
[120 empty] | 7.3.5.15 Identification and remediation of “at-risk species”WLDFRVegetation ContactFell into (Moderate-Severe defect) | WLDFR | HFTD - Distribution - Tier 3 - 4QU CoRE ¦ 4QU LoRE | Non-Red Flag Warning - Large Fires | Vegetation Contact | Fell into (Moderate-Severe defect) | 2021 | 2.4965e-07 | 213.1612 | 5.3215e-05 | 2021 | Mitigation | 0.95 | 1 | 0 | esc | 0 | 0 | 0.073988 | 1.8471e-08 | 0 | 0 | 0 | 0
[120 empty] | 7.3.5.15 Identification and remediation of “at-risk species”WLDFRVegetation ContactFell into (slight defect) | WLDFR | HFTD - Distribution - Tier 3 - 4QU CoRE ¦ 4QU LoRE | Non-Red Flag Warning - Large Fires | Vegetation Contact | Fell into (slight defect) | 2021 | 3.2254e-07 | 213.1612 | 6.8753e-05 | 2021 | Mitigation | 0.5 | 1 | 0 | esc | 0 | 0 | 0.038941 | 1.256e-08 | 0 | 0 | 0 | 0
[120 empty] | 7.3.5.15 Identification and remediation of “at-risk species”WLDFRVegetation ContactGrow Into | WLDFR | HFTD - Distribution - Tier 3 - 4QU CoRE ¦ 4QU LoRE | Non-Red Flag Warning - Large Fires | Vegetation Contact | Grow Into | 2021 | 2.7607e-08 | 213.1612 | 5.8848e-06 | 2021 | Mitigation | 0.5 | 1 | 0 | esc | 0 | 0 | 0.038941 | 1.075e-09 | 0 | 0 | 0 | 0
[120 empty] | 7.3.5.15 Identification and remediation of “at-risk species”WLDFRVegetation ContactBranch (Not overhanging, 4-12ft) | WLDFR | HFTD - Distribution - Tier 3 - 4QU CoRE ¦ 4QU LoRE | Non-Red Flag Warning - Small Fires | Vegetation Contact | Branch (Not overhanging, 4-12ft) | 2021 | 1.0921e-05 | 213.1612 | 0.0023279 | 2021 | Mitigation | 0.5 | 30 | 0 | esc | 0.036879 | 4.0274e-07 | 0.038941 | 4.2526e-07 | 0 | 0 | 0 | 0
[120 empty] | 7.3.5.15 Identification and remediation of “at-risk species”WLDFRVegetation ContactBranch (Not overhanging, within 4ft) | WLDFR | HFTD - Distribution - Tier 3 - 4QU CoRE ¦ 4QU LoRE | Non-Red Flag Warning - Small Fires | Vegetation Contact | Branch (Not overhanging, within 4ft) | 2021 | 5.0427e-06 | 213.1612 | 0.0010749 | 2021 | Mitigation | 0.9 | 30 | 0 | esc | 0.066382 | 3.3474e-07 | 0.070094 | 3.5346e-07 | 0 | 0 | 0 | 0
[120 empty] | 7.3.5.15 Identification and remediation of “at-risk species”WLDFRVegetation ContactBranch (OverHanging) | WLDFR | HFTD - Distribution - Tier 3 - 4QU CoRE ¦ 4QU LoRE | Non-Red Flag Warning - Small Fires | Vegetation Contact | Branch (OverHanging) | 2021 | 0.00023128 | 213.1612 | 0.049299 | 2021 | Mitigation | 0.9 | 30 | 0 | esc | 0.066382 | 1.5353e-05 | 0.070094 | 1.6211e-05 | 0 | 0 | 0 | 0
[120 empty] | 7.3.5.15 Identification and remediation of “at-risk species”WLDFRVegetation ContactFell into (Moderate-Severe defect) | WLDFR | HFTD - Distribution - Tier 3 - 4QU CoRE ¦ 4QU LoRE | Non-Red Flag Warning - Small Fires | Vegetation Contact | Fell into (Moderate-Severe defect) | 2021 | 9.9769e-05 | 213.1612 | 0.021267 | 2021 | Mitigation | 0.95 | 1 | 0 | esc | 0 | 0 | 0.073988 | 7.3816e-06 | 0 | 0 | 0 | 0
[120 empty] | 7.3.5.15 Identification and remediation of “at-risk species”WLDFRVegetation ContactFell into (slight defect) | WLDFR | HFTD - Distribution - Tier 3 - 4QU CoRE ¦ 4QU LoRE | Non-Red Flag Warning - Small Fires | Vegetation Contact | Fell into (slight defect) | 2021 | 0.00012893 | 213.1612 | 0.027482 | 2021 | Mitigation | 0.5 | 1 | 0 | esc | 0 | 0 | 0.038941 | 5.0205e-06 | 0 | 0 | 0 | 0
[120 empty] | 7.3.5.15 Identification and remediation of “at-risk species”WLDFRVegetation ContactGrow Into | WLDFR | HFTD - Distribution - Tier 3 - 4QU CoRE ¦ 4QU LoRE | Non-Red Flag Warning - Small Fires | Vegetation Contact | Grow Into | 2021 | 1.1021e-05 | 213.1612 | 0.0023493 | 2021 | Mitigation | 0.5 | 1 | 0 | esc | 0 | 0 | 0.038941 | 4.2918e-07 | 0 | 0 | 0 | 0
[120 empty] | 7.3.5.15 Identification and remediation of “at-risk species”WLDFRVegetation ContactBranch (Not overhanging, 4-12ft) | WLDFR | HFTD - Distribution - Tier 3 - 4QU CoRE ¦ 4QU LoRE | Red Flag Warning - Catastrophic Fires | Vegetation Contact | Branch (Not overhanging, 4-12ft) | 2021 | 6.1442e-08 | 213.1612 | 1.3097e-05 | 2021 | Mitigation | 0.5 | 30 | 0 | esc | 0.036879 | 2.2659e-09 | 0.038941 | 2.3926e-09 | 0 | 0 | 0 | 0
[120 empty] | 7.3.5.15 Identification and remediation of “at-risk species”WLDFRVegetation ContactBranch (Not overhanging, within 4ft) | WLDFR | HFTD - Distribution - Tier 3 - 4QU CoRE ¦ 4QU LoRE | Red Flag Warning - Catastrophic Fires | Vegetation Contact | Branch (Not overhanging, within 4ft) | 2021 | 1.6131e-08 | 213.1612 | 3.4384e-06 | 2021 | Mitigation | 0.9 | 30 | 0 | esc | 0.066382 | 1.0708e-09 | 0.070094 | 1.1307e-09 | 0 | 0 | 0 | 0
[120 empty] | 7.3.5.15 Identification and remediation of “at-risk species”WLDFRVegetation ContactBranch (OverHanging) | WLDFR | HFTD - Distribution - Tier 3 - 4QU CoRE ¦ 4QU LoRE | Red Flag Warning - Catastrophic Fires | Vegetation Contact | Branch (OverHanging) | 2021 | 9.7553e-07 | 213.1612 | 0.00020794 | 2021 | Mitigation | 0.9 | 30 | 0 | esc | 0.066382 | 6.4758e-08 | 0.070094 | 6.8378e-08 | 0 | 0 | 0 | 0
[120 empty] | 7.3.5.15 Identification and remediation of “at-risk species”WLDFRVegetation ContactFell into (Moderate-Severe defect) | WLDFR | HFTD - Distribution - Tier 3 - 4QU CoRE ¦ 4QU LoRE | Red Flag Warning - Catastrophic Fires | Vegetation Contact | Fell into (Moderate-Severe defect) | 2021 | 2.6833e-07 | 213.1612 | 5.7198e-05 | 2021 | Mitigation | 0.95 | 1 | 0 | esc | 0 | 0 | 0.073988 | 1.9853e-08 | 0 | 0 | 0 | 0
[120 empty] | 7.3.5.15 Identification and remediation of “at-risk species”WLDFRVegetation ContactFell into (slight defect) | WLDFR | HFTD - Distribution - Tier 3 - 4QU CoRE ¦ 4QU LoRE | Red Flag Warning - Catastrophic Fires | Vegetation Contact | Fell into (slight defect) | 2021 | 2.9775e-07 | 213.1612 | 6.3469e-05 | 2021 | Mitigation | 0.5 | 1 | 0 | esc | 0 | 0 | 0.038941 | 1.1595e-08 | 0 | 0 | 0 | 0
[120 empty] | 7.3.5.15 Identification and remediation of “at-risk species”WLDFRVegetation ContactGrow Into | WLDFR | HFTD - Distribution - Tier 3 - 4QU CoRE ¦ 4QU LoRE | Red Flag Warning - Catastrophic Fires | Vegetation Contact | Grow Into | 2021 | 3.1018e-08 | 213.1612 | 6.6118e-06 | 2021 | Mitigation | 0.5 | 1 | 0 | esc | 0 | 0 | 0.038941 | 1.2079e-09 | 0 | 0 | 0 | 0
[120 empty] | 7.3.5.15 Identification and remediation of “at-risk species”WLDFRVegetation ContactBranch (Not overhanging, 4-12ft) | WLDFR | HFTD - Distribution - Tier 3 - 4QU CoRE ¦ 4QU LoRE | Red Flag Warning - Destructive Fires | Vegetation Contact | Branch (Not overhanging, 4-12ft) | 2021 | 8.7868e-09 | 213.1612 | 1.873e-06 | 2021 | Mitigation | 0.5 | 30 | 0 | esc | 0.036879 | 3.2405e-10 | 0.038941 | 3.4217e-10 | 0 | 0 | 0 | 0
[120 empty] | 7.3.5.15 Identification and remediation of “at-risk species”WLDFRVegetation ContactBranch (Not overhanging, within 4ft) | WLDFR | HFTD - Distribution - Tier 3 - 4QU CoRE ¦ 4QU LoRE | Red Flag Warning - Destructive Fires | Vegetation Contact | Branch (Not overhanging, within 4ft) | 2021 | 2.3089e-09 | 213.1612 | 4.9217e-07 | 2021 | Mitigation | 0.9 | 30 | 0 | esc | 0.066382 | 1.5327e-10 | 0.070094 | 1.6184e-10 | 0 | 0 | 0 | 0
[120 empty] | 7.3.5.15 Identification and remediation of “at-risk species”WLDFRVegetation ContactBranch (OverHanging) | WLDFR | HFTD - Distribution - Tier 3 - 4QU CoRE ¦ 4QU LoRE | Red Flag Warning - Destructive Fires | Vegetation Contact | Branch (OverHanging) | 2021 | 1.3974e-07 | 213.1612 | 2.9787e-05 | 2021 | Mitigation | 0.9 | 30 | 0 | esc | 0.066382 | 9.2762e-09 | 0.070094 | 9.7948e-09 | 0 | 0 | 0 | 0
[120 empty] | 7.3.5.15 Identification and remediation of “at-risk species”WLDFRVegetation ContactFell into (Moderate-Severe defect) | WLDFR | HFTD - Distribution - Tier 3 - 4QU CoRE ¦ 4QU LoRE | Red Flag Warning - Destructive Fires | Vegetation Contact | Fell into (Moderate-Severe defect) | 2021 | 3.8409e-08 | 213.1612 | 8.1873e-06 | 2021 | Mitigation | 0.95 | 1 | 0 | esc | 0 | 0 | 0.073988 | 2.8418e-09 | 0 | 0 | 0 | 0
[120 empty] | 7.3.5.15 Identification and remediation of “at-risk species”WLDFRVegetation ContactFell into (slight defect) | WLDFR | HFTD - Distribution - Tier 3 - 4QU CoRE ¦ 4QU LoRE | Red Flag Warning - Destructive Fires | Vegetation Contact | Fell into (slight defect) | 2021 | 4.2622e-08 | 213.1612 | 9.0855e-06 | 2021 | Mitigation | 0.5 | 1 | 0 | esc | 0 | 0 | 0.038941 | 1.6598e-09 | 0 | 0 | 0 | 0
[120 empty] | 7.3.5.15 Identification and remediation of “at-risk species”WLDFRVegetation ContactGrow Into | WLDFR | HFTD - Distribution - Tier 3 - 4QU CoRE ¦ 4QU LoRE | Red Flag Warning - Destructive Fires | Vegetation Contact | Grow Into | 2021 | 4.4388e-09 | 213.1612 | 9.4617e-07 | 2021 | Mitigation | 0.5 | 1 | 0 | esc | 0 | 0 | 0.038941 | 1.7285e-10 | 0 | 0 | 0 | 0
[120 empty] | 7.3.5.15 Identification and remediation of “at-risk species”WLDFRVegetation ContactBranch (Not overhanging, 4-12ft) | WLDFR | HFTD - Distribution - Tier 3 - 4QU CoRE ¦ 4QU LoRE | Red Flag Warning - Large Fires | Vegetation Contact | Branch (Not overhanging, 4-12ft) | 2021 | 1.235e-07 | 213.1612 | 2.6325e-05 | 2021 | Mitigation | 0.5 | 30 | 0 | esc | 0.036879 | 4.5544e-09 | 0.038941 | 4.809e-09 | 0 | 0 | 0 | 0
[120 empty] | 7.3.5.15 Identification and remediation of “at-risk species”WLDFRVegetation ContactBranch (Not overhanging, within 4ft) | WLDFR | HFTD - Distribution - Tier 3 - 4QU CoRE ¦ 4QU LoRE | Red Flag Warning - Large Fires | Vegetation Contact | Branch (Not overhanging, within 4ft) | 2021 | 3.2511e-08 | 213.1612 | 6.9301e-06 | 2021 | Mitigation | 0.9 | 30 | 0 | esc | 0.066382 | 2.1581e-09 | 0.070094 | 2.2788e-09 | 0 | 0 | 0 | 0
[120 empty] | 7.3.5.15 Identification and remediation of “at-risk species”WLDFRVegetation ContactBranch (OverHanging) | WLDFR | HFTD - Distribution - Tier 3 - 4QU CoRE ¦ 4QU LoRE | Red Flag Warning - Large Fires | Vegetation Contact | Branch (OverHanging) | 2021 | 1.9693e-06 | 213.1612 | 0.00041977 | 2021 | Mitigation | 0.9 | 30 | 0 | esc | 0.066382 | 1.3072e-07 | 0.070094 | 1.3803e-07 | 0 | 0 | 0 | 0
[120 empty] | 7.3.5.15 Identification and remediation of “at-risk species”WLDFRVegetation ContactFell into (Moderate-Severe defect) | WLDFR | HFTD - Distribution - Tier 3 - 4QU CoRE ¦ 4QU LoRE | Red Flag Warning - Large Fires | Vegetation Contact | Fell into (Moderate-Severe defect) | 2021 | 5.3944e-07 | 213.1612 | 0.00011499 | 2021 | Mitigation | 0.95 | 1 | 0 | esc | 0 | 0 | 0.073988 | 3.9912e-08 | 0 | 0 | 0 | 0
[120 empty] | 7.3.5.15 Identification and remediation of “at-risk species”WLDFRVegetation ContactFell into (slight defect) | WLDFR | HFTD - Distribution - Tier 3 - 4QU CoRE ¦ 4QU LoRE | Red Flag Warning - Large Fires | Vegetation Contact | Fell into (slight defect) | 2021 | 5.9863e-07 | 213.1612 | 0.0001276 | 2021 | Mitigation | 0.5 | 1 | 0 | esc | 0 | 0 | 0.038941 | 2.3311e-08 | 0 | 0 | 0 | 0
[120 empty] | 7.3.5.15 Identification and remediation of “at-risk species”WLDFRVegetation ContactGrow Into | WLDFR | HFTD - Distribution - Tier 3 - 4QU CoRE ¦ 4QU LoRE | Red Flag Warning - Large Fires | Vegetation Contact | Grow Into | 2021 | 6.2331e-08 | 213.1612 | 1.3287e-05 | 2021 | Mitigation | 0.5 | 1 | 0 | esc | 0 | 0 | 0.038941 | 2.4272e-09 | 0 | 0 | 0 | 0
[120 empty] | 7.3.5.15 Identification and remediation of “at-risk species”WLDFRVegetation ContactBranch (Not overhanging, 4-12ft) | WLDFR | HFTD - Distribution - Tier 3 - 4QU CoRE ¦ 4QU LoRE | Red Flag Warning - Small Fires | Vegetation Contact | Branch (Not overhanging, 4-12ft) | 2021 | 4.4416e-06 | 213.1612 | 0.00094677 | 2021 | Mitigation | 0.5 | 30 | 0 | esc | 0.036879 | 1.638e-07 | 0.038941 | 1.7296e-07 | 0 | 0 | 0 | 0
[120 empty] | 7.3.5.15 Identification and remediation of “at-risk species”WLDFRVegetation ContactBranch (Not overhanging, within 4ft) | WLDFR | HFTD - Distribution - Tier 3 - 4QU CoRE ¦ 4QU LoRE | Red Flag Warning - Small Fires | Vegetation Contact | Branch (Not overhanging, within 4ft) | 2021 | 1.1721e-06 | 213.1612 | 0.00024985 | 2021 | Mitigation | 0.9 | 30 | 0 | esc | 0.066382 | 7.7808e-08 | 0.070094 | 8.2158e-08 | 0 | 0 | 0 | 0
[120 empty] | 7.3.5.15 Identification and remediation of “at-risk species”WLDFRVegetation ContactBranch (OverHanging) | WLDFR | HFTD - Distribution - Tier 3 - 4QU CoRE ¦ 4QU LoRE | Red Flag Warning - Small Fires | Vegetation Contact | Branch (OverHanging) | 2021 | 7.122e-05 | 213.1612 | 0.015181 | 2021 | Mitigation | 0.9 | 30 | 0 | esc | 0.066382 | 4.7277e-06 | 0.070094 | 4.9921e-06 | 0 | 0 | 0 | 0
[120 empty] | 7.3.5.15 Identification and remediation of “at-risk species”WLDFRVegetation ContactFell into (Moderate-Severe defect) | WLDFR | HFTD - Distribution - Tier 3 - 4QU CoRE ¦ 4QU LoRE | Red Flag Warning - Small Fires | Vegetation Contact | Fell into (Moderate-Severe defect) | 2021 | 1.9504e-05 | 213.1612 | 0.0041575 | 2021 | Mitigation | 0.95 | 1 | 0 | esc | 0 | 0 | 0.073988 | 1.4431e-06 | 0 | 0 | 0 | 0
[120 empty] | 7.3.5.15 Identification and remediation of “at-risk species”WLDFRVegetation ContactFell into (slight defect) | WLDFR | HFTD - Distribution - Tier 3 - 4QU CoRE ¦ 4QU LoRE | Red Flag Warning - Small Fires | Vegetation Contact | Fell into (slight defect) | 2021 | 2.1649e-05 | 213.1612 | 0.0046147 | 2021 | Mitigation | 0.5 | 1 | 0 | esc | 0 | 0 | 0.038941 | 8.4303e-07 | 0 | 0 | 0 | 0
[120 empty] | 7.3.5.15 Identification and remediation of “at-risk species”WLDFRVegetation ContactGrow Into | WLDFR | HFTD - Distribution - Tier 3 - 4QU CoRE ¦ 4QU LoRE | Red Flag Warning - Small Fires | Vegetation Contact | Grow Into | 2021 | 2.2513e-06 | 213.1612 | 0.00047989 | 2021 | Mitigation | 0.5 | 1 | 0 | esc | 0 | 0 | 0.038941 | 8.7668e-08 | 0 | 0 | 0 | 0
[120 empty] | 7.3.5.15 Identification and remediation of “at-risk species”WLDFRCC - Seismic ScenarioSeismic Scenario | WLDFR | HFTD - Distribution - Tier 3 - 4QU CoRE ¦ 4QU LoRE | Seismic - Non-Red Flag Warning - Catastrophic Fires | CC - Seismic Scenario | Seismic Scenario | 2021 | 2.8378e-10 | 213.1612 | 6.0491e-08 | 2021 | Mitigation | 0.082056 | 1 | 0 | esc | 0 | 0 | 0.0063906 | 1.8135e-12 | 0 | 0 | 0 | 0
[120 empty] | 7.3.5.15 Identification and remediation of “at-risk species”WLDFRCC - Seismic ScenarioSeismic Scenario | WLDFR | HFTD - Distribution - Tier 3 - 4QU CoRE ¦ 4QU LoRE | Seismic - Red Flag Warning - Catastrophic Fires | CC - Seismic Scenario | Seismic Scenario | 2021 | 1.2236e-08 | 213.1612 | 2.6083e-06 | 2021 | Mitigation | 0.082056 | 1 | 0 | esc | 0 | 0 | 0.0063906 | 7.8199e-11 | 0 | 0 | 0 | 0
[120 empty] | 7.3.5.15 Identification and remediation of “at-risk species”WLDFRVegetation ContactBranch (Not overhanging, 4-12ft) | WLDFR | HFTD - Distribution - Tier 3 - 4QU CoRE ¦ 5QU LoRE | Non-Red Flag Warning - Catastrophic Fires | Vegetation Contact | Branch (Not overhanging, 4-12ft) | 2021 | 3.5254e-10 | 105.5226 | 3.7201e-08 | 2021 | Mitigation | 0.5 | 30 | 0 | esc | 0.036879 | 1.3001e-11 | 0.038941 | 1.3728e-11 | 0 | 0 | 0 | 0
[120 empty] | 7.3.5.15 Identification and remediation of “at-risk species”WLDFRVegetation ContactBranch (Not overhanging, within 4ft) | WLDFR | HFTD - Distribution - Tier 3 - 4QU CoRE ¦ 5QU LoRE | Non-Red Flag Warning - Catastrophic Fires | Vegetation Contact | Branch (Not overhanging, within 4ft) | 2021 | 1.6095e-10 | 105.5226 | 1.6984e-08 | 2021 | Mitigation | 0.9 | 30 | 0 | esc | 0.066382 | 1.0684e-11 | 0.070094 | 1.1282e-11 | 0 | 0 | 0 | 0
[120 empty] | 7.3.5.15 Identification and remediation of “at-risk species”WLDFRVegetation ContactBranch (OverHanging) | WLDFR | HFTD - Distribution - Tier 3 - 4QU CoRE ¦ 5QU LoRE | Non-Red Flag Warning - Catastrophic Fires | Vegetation Contact | Branch (OverHanging) | 2021 | 7.4822e-09 | 105.5226 | 7.8954e-07 | 2021 | Mitigation | 0.9 | 30 | 0 | esc | 0.066382 | 4.9668e-10 | 0.070094 | 5.2445e-10 | 0 | 0 | 0 | 0
[120 empty] | 7.3.5.15 Identification and remediation of “at-risk species”WLDFRVegetation ContactFell into (Moderate-Severe defect) | WLDFR | HFTD - Distribution - Tier 3 - 4QU CoRE ¦ 5QU LoRE | Non-Red Flag Warning - Catastrophic Fires | Vegetation Contact | Fell into (Moderate-Severe defect) | 2021 | 3.3653e-09 | 105.5226 | 3.5511e-07 | 2021 | Mitigation | 0.95 | 1 | 0 | esc | 0 | 0 | 0.073988 | 2.4899e-10 | 0 | 0 | 0 | 0
[120 empty] | 7.3.5.15 Identification and remediation of “at-risk species”WLDFRVegetation ContactFell into (slight defect) | WLDFR | HFTD - Distribution - Tier 3 - 4QU CoRE ¦ 5QU LoRE | Non-Red Flag Warning - Catastrophic Fires | Vegetation Contact | Fell into (slight defect) | 2021 | 4.3518e-09 | 105.5226 | 4.5922e-07 | 2021 | Mitigation | 0.5 | 1 | 0 | esc | 0 | 0 | 0.038941 | 1.6946e-10 | 0 | 0 | 0 | 0
[120 empty] | 7.3.5.15 Identification and remediation of “at-risk species”WLDFRVegetation ContactGrow Into | WLDFR | HFTD - Distribution - Tier 3 - 4QU CoRE ¦ 5QU LoRE | Non-Red Flag Warning - Catastrophic Fires | Vegetation Contact | Grow Into | 2021 | 3.7045e-10 | 105.5226 | 3.909e-08 | 2021 | Mitigation | 0.5 | 1 | 0 | esc | 0 | 0 | 0.038941 | 1.4425e-11 | 0 | 0 | 0 | 0
[120 empty] | 7.3.5.15 Identification and remediation of “at-risk species”WLDFRVegetation ContactBranch (Not overhanging, 4-12ft) | WLDFR | HFTD - Distribution - Tier 3 - 4QU CoRE ¦ 5QU LoRE | Non-Red Flag Warning - Destructive Fires | Vegetation Contact | Branch (Not overhanging, 4-12ft) | 2021 | 9.6786e-10 | 105.5226 | 1.0213e-07 | 2021 | Mitigation | 0.5 | 30 | 0 | esc | 0.036879 | 3.5694e-11 | 0.038941 | 3.7689e-11 | 0 | 0 | 0 | 0
[120 empty] | 7.3.5.15 Identification and remediation of “at-risk species”WLDFRVegetation ContactBranch (Not overhanging, within 4ft) | WLDFR | HFTD - Distribution - Tier 3 - 4QU CoRE ¦ 5QU LoRE | Non-Red Flag Warning - Destructive Fires | Vegetation Contact | Branch (Not overhanging, within 4ft) | 2021 | 4.4272e-10 | 105.5226 | 4.6717e-08 | 2021 | Mitigation | 0.9 | 30 | 0 | esc | 0.066382 | 2.9389e-11 | 0.070094 | 3.1032e-11 | 0 | 0 | 0 | 0
[120 empty] | 7.3.5.15 Identification and remediation of “at-risk species”WLDFRVegetation ContactBranch (OverHanging) | WLDFR | HFTD - Distribution - Tier 3 - 4QU CoRE ¦ 5QU LoRE | Non-Red Flag Warning - Destructive Fires | Vegetation Contact | Branch (OverHanging) | 2021 | 2.0623e-08 | 105.5226 | 2.1762e-06 | 2021 | Mitigation | 0.9 | 30 | 0 | esc | 0.066382 | 1.369e-09 | 0.070094 | 1.4456e-09 | 0 | 0 | 0 | 0
[120 empty] | 7.3.5.15 Identification and remediation of “at-risk species”WLDFRVegetation ContactFell into (Moderate-Severe defect) | WLDFR | HFTD - Distribution - Tier 3 - 4QU CoRE ¦ 5QU LoRE | Non-Red Flag Warning - Destructive Fires | Vegetation Contact | Fell into (Moderate-Severe defect) | 2021 | 9.2683e-09 | 105.5226 | 9.7802e-07 | 2021 | Mitigation | 0.95 | 1 | 0 | esc | 0 | 0 | 0.073988 | 6.8574e-10 | 0 | 0 | 0 | 0
[120 empty] | 7.3.5.15 Identification and remediation of “at-risk species”WLDFRVegetation ContactFell into (slight defect) | WLDFR | HFTD - Distribution - Tier 3 - 4QU CoRE ¦ 5QU LoRE | Non-Red Flag Warning - Destructive Fires | Vegetation Contact | Fell into (slight defect) | 2021 | 1.1987e-08 | 105.5226 | 1.2649e-06 | 2021 | Mitigation | 0.5 | 1 | 0 | esc | 0 | 0 | 0.038941 | 4.6679e-10 | 0 | 0 | 0 | 0
[120 empty] | 7.3.5.15 Identification and remediation of “at-risk species”WLDFRVegetation ContactGrow Into | WLDFR | HFTD - Distribution - Tier 3 - 4QU CoRE ¦ 5QU LoRE | Non-Red Flag Warning - Destructive Fires | Vegetation Contact | Grow Into | 2021 | 1.0196e-09 | 105.5226 | 1.0759e-07 | 2021 | Mitigation | 0.5 | 1 | 0 | esc | 0 | 0 | 0.038941 | 3.9702e-11 | 0 | 0 | 0 | 0
[120 empty] | 7.3.5.15 Identification and remediation of “at-risk species”WLDFRVegetation ContactBranch (Not overhanging, 4-12ft) | WLDFR | HFTD - Distribution - Tier 3 - 4QU CoRE ¦ 5QU LoRE | Non-Red Flag Warning - Large Fires | Vegetation Contact | Branch (Not overhanging, 4-12ft) | 2021 | 2.6527e-08 | 105.5226 | 2.7992e-06 | 2021 | Mitigation | 0.5 | 30 | 0 | esc | 0.036879 | 9.783e-10 | 0.038941 | 1.033e-09 | 0 | 0 | 0 | 0
[120 empty] | 7.3.5.15 Identification and remediation of “at-risk species”WLDFRVegetation ContactBranch (Not overhanging, within 4ft) | WLDFR | HFTD - Distribution - Tier 3 - 4QU CoRE ¦ 5QU LoRE | Non-Red Flag Warning - Large Fires | Vegetation Contact | Branch (Not overhanging, within 4ft) | 2021 | 1.2066e-08 | 105.5226 | 1.2732e-06 | 2021 | Mitigation | 0.9 | 30 | 0 | esc | 0.066382 | 8.0095e-10 | 0.070094 | 8.4573e-10 | 0 | 0 | 0 | 0
[120 empty] | 7.3.5.15 Identification and remediation of “at-risk species”WLDFRVegetation ContactBranch (OverHanging) | WLDFR | HFTD - Distribution - Tier 3 - 4QU CoRE ¦ 5QU LoRE | Non-Red Flag Warning - Large Fires | Vegetation Contact | Branch (OverHanging) | 2021 | 5.5567e-07 | 105.5226 | 5.8636e-05 | 2021 | Mitigation | 0.9 | 30 | 0 | esc | 0.066382 | 3.6887e-08 | 0.070094 | 3.8949e-08 | 0 | 0 | 0 | 0
[120 empty] | 7.3.5.15 Identification and remediation of “at-risk species”WLDFRVegetation ContactFell into (Moderate-Severe defect) | WLDFR | HFTD - Distribution - Tier 3 - 4QU CoRE ¦ 5QU LoRE | Non-Red Flag Warning - Large Fires | Vegetation Contact | Fell into (Moderate-Severe defect) | 2021 | 2.4846e-07 | 105.5226 | 2.6219e-05 | 2021 | Mitigation | 0.95 | 1 | 0 | esc | 0 | 0 | 0.073988 | 1.8383e-08 | 0 | 0 | 0 | 0
[120 empty] | 7.3.5.15 Identification and remediation of “at-risk species”WLDFRVegetation ContactFell into (slight defect) | WLDFR | HFTD - Distribution - Tier 3 - 4QU CoRE ¦ 5QU LoRE | Non-Red Flag Warning - Large Fires | Vegetation Contact | Fell into (slight defect) | 2021 | 3.2112e-07 | 105.5226 | 3.3886e-05 | 2021 | Mitigation | 0.5 | 1 | 0 | esc | 0 | 0 | 0.038941 | 1.2505e-08 | 0 | 0 | 0 | 0
[120 empty] | 7.3.5.15 Identification and remediation of “at-risk species”WLDFRVegetation ContactGrow Into | WLDFR | HFTD - Distribution - Tier 3 - 4QU CoRE ¦ 5QU LoRE | Non-Red Flag Warning - Large Fires | Vegetation Contact | Grow Into | 2021 | 2.743e-08 | 105.5226 | 2.8944e-06 | 2021 | Mitigation | 0.5 | 1 | 0 | esc | 0 | 0 | 0.038941 | 1.0681e-09 | 0 | 0 | 0 | 0
[120 empty] | 7.3.5.15 Identification and remediation of “at-risk species”WLDFRVegetation ContactBranch (Not overhanging, 4-12ft) | WLDFR | HFTD - Distribution - Tier 3 - 4QU CoRE ¦ 5QU LoRE | Non-Red Flag Warning - Small Fires | Vegetation Contact | Branch (Not overhanging, 4-12ft) | 2021 | 8.799e-06 | 105.5226 | 0.0009285 | 2021 | Mitigation | 0.5 | 30 | 0 | esc | 0.036879 | 3.245e-07 | 0.038941 | 3.4264e-07 | 0 | 0 | 0 | 0
[120 empty] | 7.3.5.15 Identification and remediation of “at-risk species”WLDFRVegetation ContactBranch (Not overhanging, within 4ft) | WLDFR | HFTD - Distribution - Tier 3 - 4QU CoRE ¦ 5QU LoRE | Non-Red Flag Warning - Small Fires | Vegetation Contact | Branch (Not overhanging, within 4ft) | 2021 | 4.0183e-06 | 105.5226 | 0.00042402 | 2021 | Mitigation | 0.9 | 30 | 0 | esc | 0.066382 | 2.6674e-07 | 0.070094 | 2.8166e-07 | 0 | 0 | 0 | 0
[120 empty] | 7.3.5.15 Identification and remediation of “at-risk species”WLDFRVegetation ContactBranch (OverHanging) | WLDFR | HFTD - Distribution - Tier 3 - 4QU CoRE ¦ 5QU LoRE | Non-Red Flag Warning - Small Fires | Vegetation Contact | Branch (OverHanging) | 2021 | 0.00018807 | 105.5226 | 0.019846 | 2021 | Mitigation | 0.9 | 30 | 0 | esc | 0.066382 | 1.2484e-05 | 0.070094 | 1.3182e-05 | 0 | 0 | 0 | 0
[120 empty] | 7.3.5.15 Identification and remediation of “at-risk species”WLDFRVegetation ContactFell into (Moderate-Severe defect) | WLDFR | HFTD - Distribution - Tier 3 - 4QU CoRE ¦ 5QU LoRE | Non-Red Flag Warning - Small Fires | Vegetation Contact | Fell into (Moderate-Severe defect) | 2021 | 8.5349e-05 | 105.5226 | 0.0090062 | 2021 | Mitigation | 0.95 | 1 | 0 | esc | 0 | 0 | 0.073988 | 6.3148e-06 | 0 | 0 | 0 | 0
[120 empty] | 7.3.5.15 Identification and remediation of “at-risk species”WLDFRVegetation ContactFell into (slight defect) | WLDFR | HFTD - Distribution - Tier 3 - 4QU CoRE ¦ 5QU LoRE | Non-Red Flag Warning - Small Fires | Vegetation Contact | Fell into (slight defect) | 2021 | 0.00011041 | 105.5226 | 0.011651 | 2021 | Mitigation | 0.5 | 1 | 0 | esc | 0 | 0 | 0.038941 | 4.2996e-06 | 0 | 0 | 0 | 0
[120 empty] | 7.3.5.15 Identification and remediation of “at-risk species”WLDFRVegetation ContactGrow Into | WLDFR | HFTD - Distribution - Tier 3 - 4QU CoRE ¦ 5QU LoRE | Non-Red Flag Warning - Small Fires | Vegetation Contact | Grow Into | 2021 | 9.3768e-06 | 105.5226 | 0.00098946 | 2021 | Mitigation | 0.5 | 1 | 0 | esc | 0 | 0 | 0.038941 | 3.6514e-07 | 0 | 0 | 0 | 0
[120 empty] | 7.3.5.15 Identification and remediation of “at-risk species”WLDFRVegetation ContactBranch (Not overhanging, 4-12ft) | WLDFR | HFTD - Distribution - Tier 3 - 4QU CoRE ¦ 5QU LoRE | Red Flag Warning - Catastrophic Fires | Vegetation Contact | Branch (Not overhanging, 4-12ft) | 2021 | 5.7646e-08 | 105.5226 | 6.0829e-06 | 2021 | Mitigation | 0.5 | 30 | 0 | esc | 0.036879 | 2.1259e-09 | 0.038941 | 2.2448e-09 | 0 | 0 | 0 | 0
[120 empty] | 7.3.5.15 Identification and remediation of “at-risk species”WLDFRVegetation ContactBranch (Not overhanging, within 4ft) | WLDFR | HFTD - Distribution - Tier 3 - 4QU CoRE ¦ 5QU LoRE | Red Flag Warning - Catastrophic Fires | Vegetation Contact | Branch (Not overhanging, within 4ft) | 2021 | 1.5041e-08 | 105.5226 | 1.5872e-06 | 2021 | Mitigation | 0.9 | 30 | 0 | esc | 0.066382 | 9.9846e-10 | 0.070094 | 1.0543e-09 | 0 | 0 | 0 | 0
[120 empty] | 7.3.5.15 Identification and remediation of “at-risk species”WLDFRVegetation ContactBranch (OverHanging) | WLDFR | HFTD - Distribution - Tier 3 - 4QU CoRE ¦ 5QU LoRE | Red Flag Warning - Catastrophic Fires | Vegetation Contact | Branch (OverHanging) | 2021 | 9.2634e-07 | 105.5226 | 9.7749e-05 | 2021 | Mitigation | 0.9 | 30 | 0 | esc | 0.066382 | 6.1492e-08 | 0.070094 | 6.493e-08 | 0 | 0 | 0 | 0
[120 empty] | 7.3.5.15 Identification and remediation of “at-risk species”WLDFRVegetation ContactFell into (Moderate-Severe defect) | WLDFR | HFTD - Distribution - Tier 3 - 4QU CoRE ¦ 5QU LoRE | Red Flag Warning - Catastrophic Fires | Vegetation Contact | Fell into (Moderate-Severe defect) | 2021 | 2.645e-07 | 105.5226 | 2.791e-05 | 2021 | Mitigation | 0.95 | 1 | 0 | esc | 0 | 0 | 0.073988 | 1.957e-08 | 0 | 0 | 0 | 0
[120 empty] | 7.3.5.15 Identification and remediation of “at-risk species”WLDFRVegetation ContactFell into (slight defect) | WLDFR | HFTD - Distribution - Tier 3 - 4QU CoRE ¦ 5QU LoRE | Red Flag Warning - Catastrophic Fires | Vegetation Contact | Fell into (slight defect) | 2021 | 2.9379e-07 | 105.5226 | 3.1001e-05 | 2021 | Mitigation | 0.5 | 1 | 0 | esc | 0 | 0 | 0.038941 | 1.144e-08 | 0 | 0 | 0 | 0
[120 empty] | 7.3.5.15 Identification and remediation of “at-risk species”WLDFRVegetation ContactGrow Into | WLDFR | HFTD - Distribution - Tier 3 - 4QU CoRE ¦ 5QU LoRE | Red Flag Warning - Catastrophic Fires | Vegetation Contact | Grow Into | 2021 | 3.0423e-08 | 105.5226 | 3.2103e-06 | 2021 | Mitigation | 0.5 | 1 | 0 | esc | 0 | 0 | 0.038941 | 1.1847e-09 | 0 | 0 | 0 | 0
[120 empty] | 7.3.5.15 Identification and remediation of “at-risk species”WLDFRVegetation ContactBranch (Not overhanging, 4-12ft) | WLDFR | HFTD - Distribution - Tier 3 - 4QU CoRE ¦ 5QU LoRE | Red Flag Warning - Destructive Fires | Vegetation Contact | Branch (Not overhanging, 4-12ft) | 2021 | 7.9582e-09 | 105.5226 | 8.3977e-07 | 2021 | Mitigation | 0.5 | 30 | 0 | esc | 0.036879 | 2.9349e-10 | 0.038941 | 3.099e-10 | 0 | 0 | 0 | 0
[120 empty] | 7.3.5.15 Identification and remediation of “at-risk species”WLDFRVegetation ContactBranch (Not overhanging, within 4ft) | WLDFR | HFTD - Distribution - Tier 3 - 4QU CoRE ¦ 5QU LoRE | Red Flag Warning - Destructive Fires | Vegetation Contact | Branch (Not overhanging, within 4ft) | 2021 | 2.0805e-09 | 105.5226 | 2.1953e-07 | 2021 | Mitigation | 0.9 | 30 | 0 | esc | 0.066382 | 1.381e-10 | 0.070094 | 1.4583e-10 | 0 | 0 | 0 | 0
[120 empty] | 7.3.5.15 Identification and remediation of “at-risk species”WLDFRVegetation ContactBranch (OverHanging) | WLDFR | HFTD - Distribution - Tier 3 - 4QU CoRE ¦ 5QU LoRE | Red Flag Warning - Destructive Fires | Vegetation Contact | Branch (OverHanging) | 2021 | 1.2839e-07 | 105.5226 | 1.3549e-05 | 2021 | Mitigation | 0.9 | 30 | 0 | esc | 0.066382 | 8.5231e-09 | 0.070094 | 8.9996e-09 | 0 | 0 | 0 | 0
[120 empty] | 7.3.5.15 Identification and remediation of “at-risk species”WLDFRVegetation ContactFell into (Moderate-Severe defect) | WLDFR | HFTD - Distribution - Tier 3 - 4QU CoRE ¦ 5QU LoRE | Red Flag Warning - Destructive Fires | Vegetation Contact | Fell into (Moderate-Severe defect) | 2021 | 3.6631e-08 | 105.5226 | 3.8654e-06 | 2021 | Mitigation | 0.95 | 1 | 0 | esc | 0 | 0 | 0.073988 | 2.7102e-09 | 0 | 0 | 0 | 0
[120 empty] | 7.3.5.15 Identification and remediation of “at-risk species”WLDFRVegetation ContactFell into (slight defect) | WLDFR | HFTD - Distribution - Tier 3 - 4QU CoRE ¦ 5QU LoRE | Red Flag Warning - Destructive Fires | Vegetation Contact | Fell into (slight defect) | 2021 | 4.0693e-08 | 105.5226 | 4.294e-06 | 2021 | Mitigation | 0.5 | 1 | 0 | esc | 0 | 0 | 0.038941 | 1.5846e-09 | 0 | 0 | 0 | 0
[120 empty] | 7.3.5.15 Identification and remediation of “at-risk species”WLDFRVegetation ContactGrow Into | WLDFR | HFTD - Distribution - Tier 3 - 4QU CoRE ¦ 5QU LoRE | Red Flag Warning - Destructive Fires | Vegetation Contact | Grow Into | 2021 | 4.2105e-09 | 105.5226 | 4.443e-07 | 2021 | Mitigation | 0.5 | 1 | 0 | esc | 0 | 0 | 0.038941 | 1.6396e-10 | 0 | 0 | 0 | 0
[120 empty] | 7.3.5.15 Identification and remediation of “at-risk species”WLDFRVegetation ContactBranch (Not overhanging, 4-12ft) | WLDFR | HFTD - Distribution - Tier 3 - 4QU CoRE ¦ 5QU LoRE | Red Flag Warning - Large Fires | Vegetation Contact | Branch (Not overhanging, 4-12ft) | 2021 | 1.1925e-07 | 105.5226 | 1.2584e-05 | 2021 | Mitigation | 0.5 | 30 | 0 | esc | 0.036879 | 4.3978e-09 | 0.038941 | 4.6437e-09 | 0 | 0 | 0 | 0
[120 empty] | 7.3.5.15 Identification and remediation of “at-risk species”WLDFRVegetation ContactBranch (Not overhanging, within 4ft) | WLDFR | HFTD - Distribution - Tier 3 - 4QU CoRE ¦ 5QU LoRE | Red Flag Warning - Large Fires | Vegetation Contact | Branch (Not overhanging, within 4ft) | 2021 | 3.0999e-08 | 105.5226 | 3.2711e-06 | 2021 | Mitigation | 0.9 | 30 | 0 | esc | 0.066382 | 2.0578e-09 | 0.070094 | 2.1728e-09 | 0 | 0 | 0 | 0
[120 empty] | 7.3.5.15 Identification and remediation of “at-risk species”WLDFRVegetation ContactBranch (OverHanging) | WLDFR | HFTD - Distribution - Tier 3 - 4QU CoRE ¦ 5QU LoRE | Red Flag Warning - Large Fires | Vegetation Contact | Branch (OverHanging) | 2021 | 1.8913e-06 | 105.5226 | 0.00019958 | 2021 | Mitigation | 0.9 | 30 | 0 | esc | 0.066382 | 1.2555e-07 | 0.070094 | 1.3257e-07 | 0 | 0 | 0 | 0
[120 empty] | 7.3.5.15 Identification and remediation of “at-risk species”WLDFRVegetation ContactFell into (Moderate-Severe defect) | WLDFR | HFTD - Distribution - Tier 3 - 4QU CoRE ¦ 5QU LoRE | Red Flag Warning - Large Fires | Vegetation Contact | Fell into (Moderate-Severe defect) | 2021 | 5.3688e-07 | 105.5226 | 5.6653e-05 | 2021 | Mitigation | 0.95 | 1 | 0 | esc | 0 | 0 | 0.073988 | 3.9723e-08 | 0 | 0 | 0 | 0
[120 empty] | 7.3.5.15 Identification and remediation of “at-risk species”WLDFRVegetation ContactFell into (slight defect) | WLDFR | HFTD - Distribution - Tier 3 - 4QU CoRE ¦ 5QU LoRE | Red Flag Warning - Large Fires | Vegetation Contact | Fell into (slight defect) | 2021 | 5.9599e-07 | 105.5226 | 6.2891e-05 | 2021 | Mitigation | 0.5 | 1 | 0 | esc | 0 | 0 | 0.038941 | 2.3209e-08 | 0 | 0 | 0 | 0
[120 empty] | 7.3.5.15 Identification and remediation of “at-risk species”WLDFRVegetation ContactGrow Into | WLDFR | HFTD - Distribution - Tier 3 - 4QU CoRE ¦ 5QU LoRE | Red Flag Warning - Large Fires | Vegetation Contact | Grow Into | 2021 | 6.1931e-08 | 105.5226 | 6.5351e-06 | 2021 | Mitigation | 0.5 | 1 | 0 | esc | 0 | 0 | 0.038941 | 2.4116e-09 | 0 | 0 | 0 | 0
[120 empty] | 7.3.5.15 Identification and remediation of “at-risk species”WLDFRVegetation ContactBranch (Not overhanging, 4-12ft) | WLDFR | HFTD - Distribution - Tier 3 - 4QU CoRE ¦ 5QU LoRE | Red Flag Warning - Small Fires | Vegetation Contact | Branch (Not overhanging, 4-12ft) | 2021 | 3.5787e-06 | 105.5226 | 0.00037763 | 2021 | Mitigation | 0.5 | 30 | 0 | esc | 0.036879 | 1.3198e-07 | 0.038941 | 1.3936e-07 | 0 | 0 | 0 | 0
[120 empty] | 7.3.5.15 Identification and remediation of “at-risk species”WLDFRVegetation ContactBranch (Not overhanging, within 4ft) | WLDFR | HFTD - Distribution - Tier 3 - 4QU CoRE ¦ 5QU LoRE | Red Flag Warning - Small Fires | Vegetation Contact | Branch (Not overhanging, within 4ft) | 2021 | 9.3401e-07 | 105.5226 | 9.8559e-05 | 2021 | Mitigation | 0.9 | 30 | 0 | esc | 0.066382 | 6.2002e-08 | 0.070094 | 6.5468e-08 | 0 | 0 | 0 | 0
[120 empty] | 7.3.5.15 Identification and remediation of “at-risk species”WLDFRVegetation ContactBranch (OverHanging) | WLDFR | HFTD - Distribution - Tier 3 - 4QU CoRE ¦ 5QU LoRE | Red Flag Warning - Small Fires | Vegetation Contact | Branch (OverHanging) | 2021 | 5.7915e-05 | 105.5226 | 0.0061113 | 2021 | Mitigation | 0.9 | 30 | 0 | esc | 0.066382 | 3.8445e-06 | 0.070094 | 4.0595e-06 | 0 | 0 | 0 | 0
[120 empty] | 7.3.5.15 Identification and remediation of “at-risk species”WLDFRVegetation ContactFell into (Moderate-Severe defect) | WLDFR | HFTD - Distribution - Tier 3 - 4QU CoRE ¦ 5QU LoRE | Red Flag Warning - Small Fires | Vegetation Contact | Fell into (Moderate-Severe defect) | 2021 | 1.6685e-05 | 105.5226 | 0.0017607 | 2021 | Mitigation | 0.95 | 1 | 0 | esc | 0 | 0 | 0.073988 | 1.2345e-06 | 0 | 0 | 0 | 0
[120 empty] | 7.3.5.15 Identification and remediation of “at-risk species”WLDFRVegetation ContactFell into (slight defect) | WLDFR | HFTD - Distribution - Tier 3 - 4QU CoRE ¦ 5QU LoRE | Red Flag Warning - Small Fires | Vegetation Contact | Fell into (slight defect) | 2021 | 1.854e-05 | 105.5226 | 0.0019564 | 2021 | Mitigation | 0.5 | 1 | 0 | esc | 0 | 0 | 0.038941 | 7.2197e-07 | 0 | 0 | 0 | 0
[120 empty] | 7.3.5.15 Identification and remediation of “at-risk species”WLDFRVegetation ContactGrow Into | WLDFR | HFTD - Distribution - Tier 3 - 4QU CoRE ¦ 5QU LoRE | Red Flag Warning - Small Fires | Vegetation Contact | Grow Into | 2021 | 1.9154e-06 | 105.5226 | 0.00020212 | 2021 | Mitigation | 0.5 | 1 | 0 | esc | 0 | 0 | 0.038941 | 7.4587e-08 | 0 | 0 | 0 | 0
[120 empty] | 7.3.5.15 Identification and remediation of “at-risk species”WLDFRCC - Seismic ScenarioSeismic Scenario | WLDFR | HFTD - Distribution - Tier 3 - 4QU CoRE ¦ 5QU LoRE | Seismic - Non-Red Flag Warning - Catastrophic Fires | CC - Seismic Scenario | Seismic Scenario | 2021 | 2.7932e-10 | 105.5226 | 2.9475e-08 | 2021 | Mitigation | 0.082056 | 1 | 0 | esc | 0 | 0 | 0.0063906 | 1.7851e-12 | 0 | 0 | 0 | 0
[120 empty] | 7.3.5.15 Identification and remediation of “at-risk species”WLDFRCC - Seismic ScenarioSeismic Scenario | WLDFR | HFTD - Distribution - Tier 3 - 4QU CoRE ¦ 5QU LoRE | Seismic - Red Flag Warning - Catastrophic Fires | CC - Seismic Scenario | Seismic Scenario | 2021 | 1.2044e-08 | 105.5226 | 1.271e-06 | 2021 | Mitigation | 0.082056 | 1 | 0 | esc | 0 | 0 | 0.0063906 | 7.6971e-11 | 0 | 0 | 0 | 0
[120 empty] | 7.3.5.15 Identification and remediation of “at-risk species”WLDFRVegetation ContactBranch (Not overhanging, 4-12ft) | WLDFR | HFTD - Distribution - Tier 3 - 5QU CoRE ¦ 1QU LoRE | Non-Red Flag Warning - Catastrophic Fires | Vegetation Contact | Branch (Not overhanging, 4-12ft) | 2021 | 1.2822e-10 | 1412.9227 | 1.8116e-07 | 2021 | Mitigation | 0.5 | 30 | 0 | esc | 0.036879 | 4.7286e-12 | 0.038941 | 4.9929e-12 | 0 | 0 | 0 | 0
[120 empty] | 7.3.5.15 Identification and remediation of “at-risk species”WLDFRVegetation ContactBranch (Not overhanging, within 4ft) | WLDFR | HFTD - Distribution - Tier 3 - 5QU CoRE ¦ 1QU LoRE | Non-Red Flag Warning - Catastrophic Fires | Vegetation Contact | Branch (Not overhanging, within 4ft) | 2021 | 5.6959e-11 | 1412.9227 | 8.0478e-08 | 2021 | Mitigation | 0.9 | 30 | 0 | esc | 0.066382 | 3.781e-12 | 0.070094 | 3.9924e-12 | 0 | 0 | 0 | 0
[120 empty] | 7.3.5.15 Identification and remediation of “at-risk species”WLDFRVegetation ContactBranch (OverHanging) | WLDFR | HFTD - Distribution - Tier 3 - 5QU CoRE ¦ 1QU LoRE | Non-Red Flag Warning - Catastrophic Fires | Vegetation Contact | Branch (OverHanging) | 2021 | 2.5372e-09 | 1412.9227 | 3.5848e-06 | 2021 | Mitigation | 0.9 | 30 | 0 | esc | 0.066382 | 1.6842e-10 | 0.070094 | 1.7784e-10 | 0 | 0 | 0 | 0
[120 empty] | 7.3.5.15 Identification and remediation of “at-risk species”WLDFRVegetation ContactFell into (Moderate-Severe defect) | WLDFR | HFTD - Distribution - Tier 3 - 5QU CoRE ¦ 1QU LoRE | Non-Red Flag Warning - Catastrophic Fires | Vegetation Contact | Fell into (Moderate-Severe defect) | 2021 | 1.1364e-09 | 1412.9227 | 1.6056e-06 | 2021 | Mitigation | 0.95 | 1 | 0 | esc | 0 | 0 | 0.073988 | 8.4077e-11 | 0 | 0 | 0 | 0
[120 empty] | 7.3.5.15 Identification and remediation of “at-risk species”WLDFRVegetation ContactFell into (slight defect) | WLDFR | HFTD - Distribution - Tier 3 - 5QU CoRE ¦ 1QU LoRE | Non-Red Flag Warning - Catastrophic Fires | Vegetation Contact | Fell into (slight defect) | 2021 | 1.4655e-09 | 1412.9227 | 2.0706e-06 | 2021 | Mitigation | 0.5 | 1 | 0 | esc | 0 | 0 | 0.038941 | 5.7068e-11 | 0 | 0 | 0 | 0
[120 empty] | 7.3.5.15 Identification and remediation of “at-risk species”WLDFRVegetation ContactGrow Into | WLDFR | HFTD - Distribution - Tier 3 - 5QU CoRE ¦ 1QU LoRE | Non-Red Flag Warning - Catastrophic Fires | Vegetation Contact | Grow Into | 2021 | 1.268e-10 | 1412.9227 | 1.7916e-07 | 2021 | Mitigation | 0.5 | 1 | 0 | esc | 0 | 0 | 0.038941 | 4.9377e-12 | 0 | 0 | 0 | 0
[120 empty] | 7.3.5.15 Identification and remediation of “at-risk species”WLDFRVegetation ContactBranch (Not overhanging, 4-12ft) | WLDFR | HFTD - Distribution - Tier 3 - 5QU CoRE ¦ 1QU LoRE | Non-Red Flag Warning - Destructive Fires | Vegetation Contact | Branch (Not overhanging, 4-12ft) | 2021 | 3.9153e-10 | 1412.9227 | 5.532e-07 | 2021 | Mitigation | 0.5 | 30 | 0 | esc | 0.036879 | 1.4439e-11 | 0.038941 | 1.5246e-11 | 0 | 0 | 0 | 0
[120 empty] | 7.3.5.15 Identification and remediation of “at-risk species”WLDFRVegetation ContactBranch (Not overhanging, within 4ft) | WLDFR | HFTD - Distribution - Tier 3 - 5QU CoRE ¦ 1QU LoRE | Non-Red Flag Warning - Destructive Fires | Vegetation Contact | Branch (Not overhanging, within 4ft) | 2021 | 1.7402e-10 | 1412.9227 | 2.4588e-07 | 2021 | Mitigation | 0.9 | 30 | 0 | esc | 0.066382 | 1.1552e-11 | 0.070094 | 1.2198e-11 | 0 | 0 | 0 | 0
[120 empty] | 7.3.5.15 Identification and remediation of “at-risk species”WLDFRVegetation ContactBranch (OverHanging) | WLDFR | HFTD - Distribution - Tier 3 - 5QU CoRE ¦ 1QU LoRE | Non-Red Flag Warning - Destructive Fires | Vegetation Contact | Branch (OverHanging) | 2021 | 7.7504e-09 | 1412.9227 | 1.0951e-05 | 2021 | Mitigation | 0.9 | 30 | 0 | esc | 0.066382 | 5.1449e-10 | 0.070094 | 5.4325e-10 | 0 | 0 | 0 | 0
[120 empty] | 7.3.5.15 Identification and remediation of “at-risk species”WLDFRVegetation ContactFell into (Moderate-Severe defect) | WLDFR | HFTD - Distribution - Tier 3 - 5QU CoRE ¦ 1QU LoRE | Non-Red Flag Warning - Destructive Fires | Vegetation Contact | Fell into (Moderate-Severe defect) | 2021 | 3.4664e-09 | 1412.9227 | 4.8977e-06 | 2021 | Mitigation | 0.95 | 1 | 0 | esc | 0 | 0 | 0.073988 | 2.5647e-10 | 0 | 0 | 0 | 0
[120 empty] | 7.3.5.15 Identification and remediation of “at-risk species”WLDFRVegetation ContactFell into (slight defect) | WLDFR | HFTD - Distribution - Tier 3 - 5QU CoRE ¦ 1QU LoRE | Non-Red Flag Warning - Destructive Fires | Vegetation Contact | Fell into (slight defect) | 2021 | 4.4704e-09 | 1412.9227 | 6.3163e-06 | 2021 | Mitigation | 0.5 | 1 | 0 | esc | 0 | 0 | 0.038941 | 1.7408e-10 | 0 | 0 | 0 | 0
[120 empty] | 7.3.5.15 Identification and remediation of “at-risk species”WLDFRVegetation ContactGrow Into | WLDFR | HFTD - Distribution - Tier 3 - 5QU CoRE ¦ 1QU LoRE | Non-Red Flag Warning - Destructive Fires | Vegetation Contact | Grow Into | 2021 | 3.8682e-10 | 1412.9227 | 5.4654e-07 | 2021 | Mitigation | 0.5 | 1 | 0 | esc | 0 | 0 | 0.038941 | 1.5063e-11 | 0 | 0 | 0 | 0
[120 empty] | 7.3.5.15 Identification and remediation of “at-risk species”WLDFRVegetation ContactBranch (Not overhanging, 4-12ft) | WLDFR | HFTD - Distribution - Tier 3 - 5QU CoRE ¦ 1QU LoRE | Non-Red Flag Warning - Large Fires | Vegetation Contact | Branch (Not overhanging, 4-12ft) | 2021 | 6.5995e-08 | 1412.9227 | 9.3246e-05 | 2021 | Mitigation | 0.5 | 30 | 0 | esc | 0.036879 | 2.4338e-09 | 0.038941 | 2.5699e-09 | 0 | 0 | 0 | 0
[120 empty] | 7.3.5.15 Identification and remediation of “at-risk species”WLDFRVegetation ContactBranch (Not overhanging, within 4ft) | WLDFR | HFTD - Distribution - Tier 3 - 5QU CoRE ¦ 1QU LoRE | Non-Red Flag Warning - Large Fires | Vegetation Contact | Branch (Not overhanging, within 4ft) | 2021 | 2.9639e-08 | 1412.9227 | 4.1877e-05 | 2021 | Mitigation | 0.9 | 30 | 0 | esc | 0.066382 | 1.9675e-09 | 0.070094 | 2.0775e-09 | 0 | 0 | 0 | 0
[120 empty] | 7.3.5.15 Identification and remediation of “at-risk species”WLDFRVegetation ContactBranch (OverHanging) | WLDFR | HFTD - Distribution - Tier 3 - 5QU CoRE ¦ 1QU LoRE | Non-Red Flag Warning - Large Fires | Vegetation Contact | Branch (OverHanging) | 2021 | 1.3203e-06 | 1412.9227 | 0.0018654 | 2021 | Mitigation | 0.9 | 30 | 0 | esc | 0.066382 | 8.7641e-08 | 0.070094 | 9.2541e-08 | 0 | 0 | 0 | 0
[120 empty] | 7.3.5.15 Identification and remediation of “at-risk species”WLDFRVegetation ContactFell into (Moderate-Severe defect) | WLDFR | HFTD - Distribution - Tier 3 - 5QU CoRE ¦ 1QU LoRE | Non-Red Flag Warning - Large Fires | Vegetation Contact | Fell into (Moderate-Severe defect) | 2021 | 5.775e-07 | 1412.9227 | 0.00081596 | 2021 | Mitigation | 0.95 | 1 | 0 | esc | 0 | 0 | 0.073988 | 4.2728e-08 | 0 | 0 | 0 | 0
[120 empty] | 7.3.5.15 Identification and remediation of “at-risk species”WLDFRVegetation ContactFell into (slight defect) | WLDFR | HFTD - Distribution - Tier 3 - 5QU CoRE ¦ 1QU LoRE | Non-Red Flag Warning - Large Fires | Vegetation Contact | Fell into (slight defect) | 2021 | 7.4478e-07 | 1412.9227 | 0.0010523 | 2021 | Mitigation | 0.5 | 1 | 0 | esc | 0 | 0 | 0.038941 | 2.9002e-08 | 0 | 0 | 0 | 0
[120 empty] | 7.3.5.15 Identification and remediation of “at-risk species”WLDFRVegetation ContactGrow Into | WLDFR | HFTD - Distribution - Tier 3 - 5QU CoRE ¦ 1QU LoRE | Non-Red Flag Warning - Large Fires | Vegetation Contact | Grow Into | 2021 | 6.4438e-08 | 1412.9227 | 9.1045e-05 | 2021 | Mitigation | 0.5 | 1 | 0 | esc | 0 | 0 | 0.038941 | 2.5093e-09 | 0 | 0 | 0 | 0
[120 empty] | 7.3.5.15 Identification and remediation of “at-risk species”WLDFRVegetation ContactBranch (Not overhanging, 4-12ft) | WLDFR | HFTD - Distribution - Tier 3 - 5QU CoRE ¦ 1QU LoRE | Non-Red Flag Warning - Small Fires | Vegetation Contact | Branch (Not overhanging, 4-12ft) | 2021 | 2.8689e-05 | 1412.9227 | 0.040535 | 2021 | Mitigation | 0.5 | 30 | 0 | esc | 0.036879 | 1.058e-06 | 0.038941 | 1.1172e-06 | 0 | 0 | 0 | 0
[120 empty] | 7.3.5.15 Identification and remediation of “at-risk species”WLDFRVegetation ContactBranch (Not overhanging, within 4ft) | WLDFR | HFTD - Distribution - Tier 3 - 5QU CoRE ¦ 1QU LoRE | Non-Red Flag Warning - Small Fires | Vegetation Contact | Branch (Not overhanging, within 4ft) | 2021 | 1.2868e-05 | 1412.9227 | 0.018181 | 2021 | Mitigation | 0.9 | 30 | 0 | esc | 0.066382 | 8.542e-07 | 0.070094 | 9.0195e-07 | 0 | 0 | 0 | 0
[120 empty] | 7.3.5.15 Identification and remediation of “at-risk species”WLDFRVegetation ContactBranch (OverHanging) | WLDFR | HFTD - Distribution - Tier 3 - 5QU CoRE ¦ 1QU LoRE | Non-Red Flag Warning - Small Fires | Vegetation Contact | Branch (OverHanging) | 2021 | 0.00057316 | 1412.9227 | 0.80983 | 2021 | Mitigation | 0.9 | 30 | 0 | esc | 0.066382 | 3.8048e-05 | 0.070094 | 4.0175e-05 | 0 | 0 | 0 | 0
[120 empty] | 7.3.5.15 Identification and remediation of “at-risk species”WLDFRVegetation ContactFell into (Moderate-Severe defect) | WLDFR | HFTD - Distribution - Tier 3 - 5QU CoRE ¦ 1QU LoRE | Non-Red Flag Warning - Small Fires | Vegetation Contact | Fell into (Moderate-Severe defect) | 2021 | 0.0002514 | 1412.9227 | 0.35521 | 2021 | Mitigation | 0.95 | 1 | 0 | esc | 0 | 0 | 0.073988 | 1.86e-05 | 0 | 0 | 0 | 0
[120 empty] | 7.3.5.15 Identification and remediation of “at-risk species”WLDFRVegetation ContactFell into (slight defect) | WLDFR | HFTD - Distribution - Tier 3 - 5QU CoRE ¦ 1QU LoRE | Non-Red Flag Warning - Small Fires | Vegetation Contact | Fell into (slight defect) | 2021 | 0.00032422 | 1412.9227 | 0.45809 | 2021 | Mitigation | 0.5 | 1 | 0 | esc | 0 | 0 | 0.038941 | 1.2625e-05 | 0 | 0 | 0 | 0
[120 empty] | 7.3.5.15 Identification and remediation of “at-risk species”WLDFRVegetation ContactGrow Into | WLDFR | HFTD - Distribution - Tier 3 - 5QU CoRE ¦ 1QU LoRE | Non-Red Flag Warning - Small Fires | Vegetation Contact | Grow Into | 2021 | 2.8052e-05 | 1412.9227 | 0.039635 | 2021 | Mitigation | 0.5 | 1 | 0 | esc | 0 | 0 | 0.038941 | 1.0924e-06 | 0 | 0 | 0 | 0
[120 empty] | 7.3.5.15 Identification and remediation of “at-risk species”WLDFRVegetation ContactBranch (Not overhanging, 4-12ft) | WLDFR | HFTD - Distribution - Tier 3 - 5QU CoRE ¦ 1QU LoRE | Red Flag Warning - Catastrophic Fires | Vegetation Contact | Branch (Not overhanging, 4-12ft) | 2021 | 2.0966e-08 | 1412.9227 | 2.9623e-05 | 2021 | Mitigation | 0.5 | 30 | 0 | esc | 0.036879 | 7.7319e-10 | 0.038941 | 8.1642e-10 | 0 | 0 | 0 | 0
[120 empty] | 7.3.5.15 Identification and remediation of “at-risk species”WLDFRVegetation ContactBranch (Not overhanging, within 4ft) | WLDFR | HFTD - Distribution - Tier 3 - 5QU CoRE ¦ 1QU LoRE | Red Flag Warning - Catastrophic Fires | Vegetation Contact | Branch (Not overhanging, within 4ft) | 2021 | 5.3228e-09 | 1412.9227 | 7.5207e-06 | 2021 | Mitigation | 0.9 | 30 | 0 | esc | 0.066382 | 3.5334e-10 | 0.070094 | 3.7309e-10 | 0 | 0 | 0 | 0
[120 empty] | 7.3.5.15 Identification and remediation of “at-risk species”WLDFRVegetation ContactBranch (OverHanging) | WLDFR | HFTD - Distribution - Tier 3 - 5QU CoRE ¦ 1QU LoRE | Red Flag Warning - Catastrophic Fires | Vegetation Contact | Branch (OverHanging) | 2021 | 3.1412e-07 | 1412.9227 | 0.00044382 | 2021 | Mitigation | 0.9 | 30 | 0 | esc | 0.066382 | 2.0852e-08 | 0.070094 | 2.2018e-08 | 0 | 0 | 0 | 0
[120 empty] | 7.3.5.15 Identification and remediation of “at-risk species”WLDFRVegetation ContactFell into (Moderate-Severe defect) | WLDFR | HFTD - Distribution - Tier 3 - 5QU CoRE ¦ 1QU LoRE | Red Flag Warning - Catastrophic Fires | Vegetation Contact | Fell into (Moderate-Severe defect) | 2021 | 8.9314e-08 | 1412.9227 | 0.00012619 | 2021 | Mitigation | 0.95 | 1 | 0 | esc | 0 | 0 | 0.073988 | 6.6081e-09 | 0 | 0 | 0 | 0
[120 empty] | 7.3.5.15 Identification and remediation of “at-risk species”WLDFRVegetation ContactFell into (slight defect) | WLDFR | HFTD - Distribution - Tier 3 - 5QU CoRE ¦ 1QU LoRE | Red Flag Warning - Catastrophic Fires | Vegetation Contact | Fell into (slight defect) | 2021 | 9.8935e-08 | 1412.9227 | 0.00013979 | 2021 | Mitigation | 0.5 | 1 | 0 | esc | 0 | 0 | 0.038941 | 3.8526e-09 | 0 | 0 | 0 | 0
[120 empty] | 7.3.5.15 Identification and remediation of “at-risk species”WLDFRVegetation ContactGrow Into | WLDFR | HFTD - Distribution - Tier 3 - 5QU CoRE ¦ 1QU LoRE | Red Flag Warning - Catastrophic Fires | Vegetation Contact | Grow Into | 2021 | 1.0413e-08 | 1412.9227 | 1.4713e-05 | 2021 | Mitigation | 0.5 | 1 | 0 | esc | 0 | 0 | 0.038941 | 4.0551e-10 | 0 | 0 | 0 | 0
[120 empty] | 7.3.5.15 Identification and remediation of “at-risk species”WLDFRVegetation ContactBranch (Not overhanging, 4-12ft) | WLDFR | HFTD - Distribution - Tier 3 - 5QU CoRE ¦ 1QU LoRE | Red Flag Warning - Destructive Fires | Vegetation Contact | Branch (Not overhanging, 4-12ft) | 2021 | 3.2193e-09 | 1412.9227 | 4.5486e-06 | 2021 | Mitigation | 0.5 | 30 | 0 | esc | 0.036879 | 1.1872e-10 | 0.038941 | 1.2536e-10 | 0 | 0 | 0 | 0
[120 empty] | 7.3.5.15 Identification and remediation of “at-risk species”WLDFRVegetation ContactBranch (Not overhanging, within 4ft) | WLDFR | HFTD - Distribution - Tier 3 - 5QU CoRE ¦ 1QU LoRE | Red Flag Warning - Destructive Fires | Vegetation Contact | Branch (Not overhanging, within 4ft) | 2021 | 8.1777e-10 | 1412.9227 | 1.1554e-06 | 2021 | Mitigation | 0.9 | 30 | 0 | esc | 0.066382 | 5.4285e-11 | 0.070094 | 5.732e-11 | 0 | 0 | 0 | 0
[120 empty] | 7.3.5.15 Identification and remediation of “at-risk species”WLDFRVegetation ContactBranch (OverHanging) | WLDFR | HFTD - Distribution - Tier 3 - 5QU CoRE ¦ 1QU LoRE | Red Flag Warning - Destructive Fires | Vegetation Contact | Branch (OverHanging) | 2021 | 4.8251e-08 | 1412.9227 | 6.8175e-05 | 2021 | Mitigation | 0.9 | 30 | 0 | esc | 0.066382 | 3.203e-09 | 0.070094 | 3.3821e-09 | 0 | 0 | 0 | 0
[120 empty] | 7.3.5.15 Identification and remediation of “at-risk species”WLDFRVegetation ContactFell into (Moderate-Severe defect) | WLDFR | HFTD - Distribution - Tier 3 - 5QU CoRE ¦ 1QU LoRE | Red Flag Warning - Destructive Fires | Vegetation Contact | Fell into (Moderate-Severe defect) | 2021 | 1.37e-08 | 1412.9227 | 1.9357e-05 | 2021 | Mitigation | 0.95 | 1 | 0 | esc | 0 | 0 | 0.073988 | 1.0136e-09 | 0 | 0 | 0 | 0
[120 empty] | 7.3.5.15 Identification and remediation of “at-risk species”WLDFRVegetation ContactFell into (slight defect) | WLDFR | HFTD - Distribution - Tier 3 - 5QU CoRE ¦ 1QU LoRE | Red Flag Warning - Destructive Fires | Vegetation Contact | Fell into (slight defect) | 2021 | 1.5176e-08 | 1412.9227 | 2.1442e-05 | 2021 | Mitigation | 0.5 | 1 | 0 | esc | 0 | 0 | 0.038941 | 5.9096e-10 | 0 | 0 | 0 | 0
[120 empty] | 7.3.5.15 Identification and remediation of “at-risk species”WLDFRVegetation ContactGrow Into | WLDFR | HFTD - Distribution - Tier 3 - 5QU CoRE ¦ 1QU LoRE | Red Flag Warning - Destructive Fires | Vegetation Contact | Grow Into | 2021 | 1.5974e-09 | 1412.9227 | 2.2571e-06 | 2021 | Mitigation | 0.5 | 1 | 0 | esc | 0 | 0 | 0.038941 | 6.2206e-11 | 0 | 0 | 0 | 0
[120 empty] | 7.3.5.15 Identification and remediation of “at-risk species”WLDFRVegetation ContactBranch (Not overhanging, 4-12ft) | WLDFR | HFTD - Distribution - Tier 3 - 5QU CoRE ¦ 1QU LoRE | Red Flag Warning - Large Fires | Vegetation Contact | Branch (Not overhanging, 4-12ft) | 2021 | 2.9667e-07 | 1412.9227 | 0.00041917 | 2021 | Mitigation | 0.5 | 30 | 0 | esc | 0.036879 | 1.0941e-08 | 0.038941 | 1.1553e-08 | 0 | 0 | 0 | 0
[120 empty] | 7.3.5.15 Identification and remediation of “at-risk species”WLDFRVegetation ContactBranch (Not overhanging, within 4ft) | WLDFR | HFTD - Distribution - Tier 3 - 5QU CoRE ¦ 1QU LoRE | Red Flag Warning - Large Fires | Vegetation Contact | Branch (Not overhanging, within 4ft) | 2021 | 7.6147e-08 | 1412.9227 | 0.00010759 | 2021 | Mitigation | 0.9 | 30 | 0 | esc | 0.066382 | 5.0548e-09 | 0.070094 | 5.3374e-09 | 0 | 0 | 0 | 0
[120 empty] | 7.3.5.15 Identification and remediation of “at-risk species”WLDFRVegetation ContactBranch (OverHanging) | WLDFR | HFTD - Distribution - Tier 3 - 5QU CoRE ¦ 1QU LoRE | Red Flag Warning - Large Fires | Vegetation Contact | Branch (OverHanging) | 2021 | 4.4937e-06 | 1412.9227 | 0.0063493 | 2021 | Mitigation | 0.9 | 30 | 0 | esc | 0.066382 | 2.983e-07 | 0.070094 | 3.1498e-07 | 0 | 0 | 0 | 0
[120 empty] | 7.3.5.15 Identification and remediation of “at-risk species”WLDFRVegetation ContactFell into (Moderate-Severe defect) | WLDFR | HFTD - Distribution - Tier 3 - 5QU CoRE ¦ 1QU LoRE | Red Flag Warning - Large Fires | Vegetation Contact | Fell into (Moderate-Severe defect) | 2021 | 1.2479e-06 | 1412.9227 | 0.0017631 | 2021 | Mitigation | 0.95 | 1 | 0 | esc | 0 | 0 | 0.073988 | 9.2326e-08 | 0 | 0 | 0 | 0
[120 empty] | 7.3.5.15 Identification and remediation of “at-risk species”WLDFRVegetation ContactFell into (slight defect) | WLDFR | HFTD - Distribution - Tier 3 - 5QU CoRE ¦ 1QU LoRE | Red Flag Warning - Large Fires | Vegetation Contact | Fell into (slight defect) | 2021 | 1.3823e-06 | 1412.9227 | 0.0019531 | 2021 | Mitigation | 0.5 | 1 | 0 | esc | 0 | 0 | 0.038941 | 5.3827e-08 | 0 | 0 | 0 | 0
[120 empty] | 7.3.5.15 Identification and remediation of “at-risk species”WLDFRVegetation ContactGrow Into | WLDFR | HFTD - Distribution - Tier 3 - 5QU CoRE ¦ 1QU LoRE | Red Flag Warning - Large Fires | Vegetation Contact | Grow Into | 2021 | 1.4549e-07 | 1412.9227 | 0.00020556 | 2021 | Mitigation | 0.5 | 1 | 0 | esc | 0 | 0 | 0.038941 | 5.6654e-09 | 0 | 0 | 0 | 0
[120 empty] | 7.3.5.15 Identification and remediation of “at-risk species”WLDFRVegetation ContactBranch (Not overhanging, 4-12ft) | WLDFR | HFTD - Distribution - Tier 3 - 5QU CoRE ¦ 1QU LoRE | Red Flag Warning - Small Fires | Vegetation Contact | Branch (Not overhanging, 4-12ft) | 2021 | 1.1668e-05 | 1412.9227 | 0.016486 | 2021 | Mitigation | 0.5 | 30 | 0 | esc | 0.036879 | 4.3031e-07 | 0.038941 | 4.5437e-07 | 0 | 0 | 0 | 0
[120 empty] | 7.3.5.15 Identification and remediation of “at-risk species”WLDFRVegetation ContactBranch (Not overhanging, within 4ft) | WLDFR | HFTD - Distribution - Tier 3 - 5QU CoRE ¦ 1QU LoRE | Red Flag Warning - Small Fires | Vegetation Contact | Branch (Not overhanging, within 4ft) | 2021 | 2.991e-06 | 1412.9227 | 0.0042261 | 2021 | Mitigation | 0.9 | 30 | 0 | esc | 0.066382 | 1.9855e-07 | 0.070094 | 2.0965e-07 | 0 | 0 | 0 | 0
[120 empty] | 7.3.5.15 Identification and remediation of “at-risk species”WLDFRVegetation ContactBranch (OverHanging) | WLDFR | HFTD - Distribution - Tier 3 - 5QU CoRE ¦ 1QU LoRE | Red Flag Warning - Small Fires | Vegetation Contact | Branch (OverHanging) | 2021 | 0.0001765 | 1412.9227 | 0.24938 | 2021 | Mitigation | 0.9 | 30 | 0 | esc | 0.066382 | 1.1717e-05 | 0.070094 | 1.2372e-05 | 0 | 0 | 0 | 0
[120 empty] | 7.3.5.15 Identification and remediation of “at-risk species”WLDFRVegetation ContactFell into (Moderate-Severe defect) | WLDFR | HFTD - Distribution - Tier 3 - 5QU CoRE ¦ 1QU LoRE | Red Flag Warning - Small Fires | Vegetation Contact | Fell into (Moderate-Severe defect) | 2021 | 4.9147e-05 | 1412.9227 | 0.069441 | 2021 | Mitigation | 0.95 | 1 | 0 | esc | 0 | 0 | 0.073988 | 3.6363e-06 | 0 | 0 | 0 | 0
[120 empty] | 7.3.5.15 Identification and remediation of “at-risk species”WLDFRVegetation ContactFell into (slight defect) | WLDFR | HFTD - Distribution - Tier 3 - 5QU CoRE ¦ 1QU LoRE | Red Flag Warning - Small Fires | Vegetation Contact | Fell into (slight defect) | 2021 | 5.4441e-05 | 1412.9227 | 0.076921 | 2021 | Mitigation | 0.5 | 1 | 0 | esc | 0 | 0 | 0.038941 | 2.12e-06 | 0 | 0 | 0 | 0
[120 empty] | 7.3.5.15 Identification and remediation of “at-risk species”WLDFRVegetation ContactGrow Into | WLDFR | HFTD - Distribution - Tier 3 - 5QU CoRE ¦ 1QU LoRE | Red Flag Warning - Small Fires | Vegetation Contact | Grow Into | 2021 | 5.7301e-06 | 1412.9227 | 0.0080962 | 2021 | Mitigation | 0.5 | 1 | 0 | esc | 0 | 0 | 0.038941 | 2.2314e-07 | 0 | 0 | 0 | 0
[120 empty] | 7.3.5.15 Identification and remediation of “at-risk species”WLDFRCC - Seismic ScenarioSeismic Scenario | WLDFR | HFTD - Distribution - Tier 3 - 5QU CoRE ¦ 1QU LoRE | Seismic - Non-Red Flag Warning - Catastrophic Fires | CC - Seismic Scenario | Seismic Scenario | 2021 | 6.2036e-10 | 1412.9227 | 8.7652e-07 | 2021 | Mitigation | 0.082056 | 1 | 0 | esc | 0 | 0 | 0.0063906 | 3.9645e-12 | 0 | 0 | 0 | 0
[120 empty] | 7.3.5.15 Identification and remediation of “at-risk species”WLDFRCC - Seismic ScenarioSeismic Scenario | WLDFR | HFTD - Distribution - Tier 3 - 5QU CoRE ¦ 1QU LoRE | Seismic - Red Flag Warning - Catastrophic Fires | CC - Seismic Scenario | Seismic Scenario | 2021 | 2.675e-08 | 1412.9227 | 3.7795e-05 | 2021 | Mitigation | 0.082056 | 1 | 0 | esc | 0 | 0 | 0.0063906 | 1.7095e-10 | 0 | 0 | 0 | 0
[120 empty] | 7.3.5.15 Identification and remediation of “at-risk species”WLDFRVegetation ContactBranch (Not overhanging, 4-12ft) | WLDFR | HFTD - Distribution - Tier 3 - 5QU CoRE ¦ 2QU LoRE | Non-Red Flag Warning - Catastrophic Fires | Vegetation Contact | Branch (Not overhanging, 4-12ft) | 2021 | 9.6446e-11 | 559.1759 | 5.393e-08 | 2021 | Mitigation | 0.5 | 30 | 0 | esc | 0.036879 | 3.5568e-12 | 0.038941 | 3.7557e-12 | 0 | 0 | 0 | 0
[120 empty] | 7.3.5.15 Identification and remediation of “at-risk species”WLDFRVegetation ContactBranch (Not overhanging, within 4ft) | WLDFR | HFTD - Distribution - Tier 3 - 5QU CoRE ¦ 2QU LoRE | Non-Red Flag Warning - Catastrophic Fires | Vegetation Contact | Branch (Not overhanging, within 4ft) | 2021 | 4.25e-11 | 559.1759 | 2.3765e-08 | 2021 | Mitigation | 0.9 | 30 | 0 | esc | 0.066382 | 2.8212e-12 | 0.070094 | 2.979e-12 | 0 | 0 | 0 | 0
[120 empty] | 7.3.5.15 Identification and remediation of “at-risk species”WLDFRVegetation ContactBranch (OverHanging) | WLDFR | HFTD - Distribution - Tier 3 - 5QU CoRE ¦ 2QU LoRE | Non-Red Flag Warning - Catastrophic Fires | Vegetation Contact | Branch (OverHanging) | 2021 | 1.8934e-09 | 559.1759 | 1.0587e-06 | 2021 | Mitigation | 0.9 | 30 | 0 | esc | 0.066382 | 1.2569e-10 | 0.070094 | 1.3271e-10 | 0 | 0 | 0 | 0
[120 empty] | 7.3.5.15 Identification and remediation of “at-risk species”WLDFRVegetation ContactFell into (Moderate-Severe defect) | WLDFR | HFTD - Distribution - Tier 3 - 5QU CoRE ¦ 2QU LoRE | Non-Red Flag Warning - Catastrophic Fires | Vegetation Contact | Fell into (Moderate-Severe defect) | 2021 | 8.6299e-10 | 559.1759 | 4.8257e-07 | 2021 | Mitigation | 0.95 | 1 | 0 | esc | 0 | 0 | 0.073988 | 6.3851e-11 | 0 | 0 | 0 | 0
[120 empty] | 7.3.5.15 Identification and remediation of “at-risk species”WLDFRVegetation ContactFell into (slight defect) | WLDFR | HFTD - Distribution - Tier 3 - 5QU CoRE ¦ 2QU LoRE | Non-Red Flag Warning - Catastrophic Fires | Vegetation Contact | Fell into (slight defect) | 2021 | 1.113e-09 | 559.1759 | 6.2234e-07 | 2021 | Mitigation | 0.5 | 1 | 0 | esc | 0 | 0 | 0.038941 | 4.334e-11 | 0 | 0 | 0 | 0
[120 empty] | 7.3.5.15 Identification and remediation of “at-risk species”WLDFRVegetation ContactGrow Into | WLDFR | HFTD - Distribution - Tier 3 - 5QU CoRE ¦ 2QU LoRE | Non-Red Flag Warning - Catastrophic Fires | Vegetation Contact | Grow Into | 2021 | 9.6294e-11 | 559.1759 | 5.3845e-08 | 2021 | Mitigation | 0.5 | 1 | 0 | esc | 0 | 0 | 0.038941 | 3.7498e-12 | 0 | 0 | 0 | 0
[120 empty] | 7.3.5.15 Identification and remediation of “at-risk species”WLDFRVegetation ContactBranch (Not overhanging, 4-12ft) | WLDFR | HFTD - Distribution - Tier 3 - 5QU CoRE ¦ 2QU LoRE | Non-Red Flag Warning - Destructive Fires | Vegetation Contact | Branch (Not overhanging, 4-12ft) | 2021 | 2.7995e-10 | 559.1759 | 1.5654e-07 | 2021 | Mitigation | 0.5 | 30 | 0 | esc | 0.036879 | 1.0324e-11 | 0.038941 | 1.0901e-11 | 0 | 0 | 0 | 0
[120 empty] | 7.3.5.15 Identification and remediation of “at-risk species”WLDFRVegetation ContactBranch (Not overhanging, within 4ft) | WLDFR | HFTD - Distribution - Tier 3 - 5QU CoRE ¦ 2QU LoRE | Non-Red Flag Warning - Destructive Fires | Vegetation Contact | Branch (Not overhanging, within 4ft) | 2021 | 1.232e-10 | 559.1759 | 6.8888e-08 | 2021 | Mitigation | 0.9 | 30 | 0 | esc | 0.066382 | 8.178e-12 | 0.070094 | 8.6352e-12 | 0 | 0 | 0 | 0
[120 empty] | 7.3.5.15 Identification and remediation of “at-risk species”WLDFRVegetation ContactBranch (OverHanging) | WLDFR | HFTD - Distribution - Tier 3 - 5QU CoRE ¦ 2QU LoRE | Non-Red Flag Warning - Destructive Fires | Vegetation Contact | Branch (OverHanging) | 2021 | 5.4879e-09 | 559.1759 | 3.0687e-06 | 2021 | Mitigation | 0.9 | 30 | 0 | esc | 0.066382 | 3.643e-10 | 0.070094 | 3.8467e-10 | 0 | 0 | 0 | 0
[120 empty] | 7.3.5.15 Identification and remediation of “at-risk species”WLDFRVegetation ContactFell into (Moderate-Severe defect) | WLDFR | HFTD - Distribution - Tier 3 - 5QU CoRE ¦ 2QU LoRE | Non-Red Flag Warning - Destructive Fires | Vegetation Contact | Fell into (Moderate-Severe defect) | 2021 | 2.5083e-09 | 559.1759 | 1.4026e-06 | 2021 | Mitigation | 0.95 | 1 | 0 | esc | 0 | 0 | 0.073988 | 1.8559e-10 | 0 | 0 | 0 | 0
[120 empty] | 7.3.5.15 Identification and remediation of “at-risk species”WLDFRVegetation ContactFell into (slight defect) | WLDFR | HFTD - Distribution - Tier 3 - 5QU CoRE ¦ 2QU LoRE | Non-Red Flag Warning - Destructive Fires | Vegetation Contact | Fell into (slight defect) | 2021 | 3.2349e-09 | 559.1759 | 1.8089e-06 | 2021 | Mitigation | 0.5 | 1 | 0 | esc | 0 | 0 | 0.038941 | 1.2597e-10 | 0 | 0 | 0 | 0
[120 empty] | 7.3.5.15 Identification and remediation of “at-risk species”WLDFRVegetation ContactGrow Into | WLDFR | HFTD - Distribution - Tier 3 - 5QU CoRE ¦ 2QU LoRE | Non-Red Flag Warning - Destructive Fires | Vegetation Contact | Grow Into | 2021 | 2.7989e-10 | 559.1759 | 1.5651e-07 | 2021 | Mitigation | 0.5 | 1 | 0 | esc | 0 | 0 | 0.038941 | 1.0899e-11 | 0 | 0 | 0 | 0
[120 empty] | 7.3.5.15 Identification and remediation of “at-risk species”WLDFRVegetation ContactBranch (Not overhanging, 4-12ft) | WLDFR | HFTD - Distribution - Tier 3 - 5QU CoRE ¦ 2QU LoRE | Non-Red Flag Warning - Large Fires | Vegetation Contact | Branch (Not overhanging, 4-12ft) | 2021 | 4.0254e-08 | 559.1759 | 2.2509e-05 | 2021 | Mitigation | 0.5 | 30 | 0 | esc | 0.036879 | 1.4845e-09 | 0.038941 | 1.5675e-09 | 0 | 0 | 0 | 0
[120 empty] | 7.3.5.15 Identification and remediation of “at-risk species”WLDFRVegetation ContactBranch (Not overhanging, within 4ft) | WLDFR | HFTD - Distribution - Tier 3 - 5QU CoRE ¦ 2QU LoRE | Non-Red Flag Warning - Large Fires | Vegetation Contact | Branch (Not overhanging, within 4ft) | 2021 | 1.7728e-08 | 559.1759 | 9.9132e-06 | 2021 | Mitigation | 0.9 | 30 | 0 | esc | 0.066382 | 1.1768e-09 | 0.070094 | 1.2426e-09 | 0 | 0 | 0 | 0
[120 empty] | 7.3.5.15 Identification and remediation of “at-risk species”WLDFRVegetation ContactBranch (OverHanging) | WLDFR | HFTD - Distribution - Tier 3 - 5QU CoRE ¦ 2QU LoRE | Non-Red Flag Warning - Large Fires | Vegetation Contact | Branch (OverHanging) | 2021 | 7.9021e-07 | 559.1759 | 0.00044186 | 2021 | Mitigation | 0.9 | 30 | 0 | esc | 0.066382 | 5.2456e-08 | 0.070094 | 5.5388e-08 | 0 | 0 | 0 | 0
[120 empty] | 7.3.5.15 Identification and remediation of “at-risk species”WLDFRVegetation ContactFell into (Moderate-Severe defect) | WLDFR | HFTD - Distribution - Tier 3 - 5QU CoRE ¦ 2QU LoRE | Non-Red Flag Warning - Large Fires | Vegetation Contact | Fell into (Moderate-Severe defect) | 2021 | 3.6088e-07 | 559.1759 | 0.00020179 | 2021 | Mitigation | 0.95 | 1 | 0 | esc | 0 | 0 | 0.073988 | 2.6701e-08 | 0 | 0 | 0 | 0
[120 empty] | 7.3.5.15 Identification and remediation of “at-risk species”WLDFRVegetation ContactFell into (slight defect) | WLDFR | HFTD - Distribution - Tier 3 - 5QU CoRE ¦ 2QU LoRE | Non-Red Flag Warning - Large Fires | Vegetation Contact | Fell into (slight defect) | 2021 | 4.6542e-07 | 559.1759 | 0.00026025 | 2021 | Mitigation | 0.5 | 1 | 0 | esc | 0 | 0 | 0.038941 | 1.8124e-08 | 0 | 0 | 0 | 0
[120 empty] | 7.3.5.15 Identification and remediation of “at-risk species”WLDFRVegetation ContactGrow Into | WLDFR | HFTD - Distribution - Tier 3 - 5QU CoRE ¦ 2QU LoRE | Non-Red Flag Warning - Large Fires | Vegetation Contact | Grow Into | 2021 | 4.026e-08 | 559.1759 | 2.2513e-05 | 2021 | Mitigation | 0.5 | 1 | 0 | esc | 0 | 0 | 0.038941 | 1.5678e-09 | 0 | 0 | 0 | 0
[120 empty] | 7.3.5.15 Identification and remediation of “at-risk species”WLDFRVegetation ContactBranch (Not overhanging, 4-12ft) | WLDFR | HFTD - Distribution - Tier 3 - 5QU CoRE ¦ 2QU LoRE | Non-Red Flag Warning - Small Fires | Vegetation Contact | Branch (Not overhanging, 4-12ft) | 2021 | 1.7316e-05 | 559.1759 | 0.0096826 | 2021 | Mitigation | 0.5 | 30 | 0 | esc | 0.036879 | 6.3859e-07 | 0.038941 | 6.7429e-07 | 0 | 0 | 0 | 0
[120 empty] | 7.3.5.15 Identification and remediation of “at-risk species”WLDFRVegetation ContactBranch (Not overhanging, within 4ft) | WLDFR | HFTD - Distribution - Tier 3 - 5QU CoRE ¦ 2QU LoRE | Non-Red Flag Warning - Small Fires | Vegetation Contact | Branch (Not overhanging, within 4ft) | 2021 | 7.628e-06 | 559.1759 | 0.0042654 | 2021 | Mitigation | 0.9 | 30 | 0 | esc | 0.066382 | 5.0636e-07 | 0.070094 | 5.3467e-07 | 0 | 0 | 0 | 0
[120 empty] | 7.3.5.15 Identification and remediation of “at-risk species”WLDFRVegetation ContactBranch (OverHanging) | WLDFR | HFTD - Distribution - Tier 3 - 5QU CoRE ¦ 2QU LoRE | Non-Red Flag Warning - Small Fires | Vegetation Contact | Branch (OverHanging) | 2021 | 0.00033999 | 559.1759 | 0.19012 | 2021 | Mitigation | 0.9 | 30 | 0 | esc | 0.066382 | 2.257e-05 | 0.070094 | 2.3831e-05 | 0 | 0 | 0 | 0
[120 empty] | 7.3.5.15 Identification and remediation of “at-risk species”WLDFRVegetation ContactFell into (Moderate-Severe defect) | WLDFR | HFTD - Distribution - Tier 3 - 5QU CoRE ¦ 2QU LoRE | Non-Red Flag Warning - Small Fires | Vegetation Contact | Fell into (Moderate-Severe defect) | 2021 | 0.00015518 | 559.1759 | 0.086771 | 2021 | Mitigation | 0.95 | 1 | 0 | esc | 0 | 0 | 0.073988 | 1.1481e-05 | 0 | 0 | 0 | 0
[120 empty] | 7.3.5.15 Identification and remediation of “at-risk species”WLDFRVegetation ContactFell into (slight defect) | WLDFR | HFTD - Distribution - Tier 3 - 5QU CoRE ¦ 2QU LoRE | Non-Red Flag Warning - Small Fires | Vegetation Contact | Fell into (slight defect) | 2021 | 0.00020013 | 559.1759 | 0.11191 | 2021 | Mitigation | 0.5 | 1 | 0 | esc | 0 | 0 | 0.038941 | 7.7932e-06 | 0 | 0 | 0 | 0
[120 empty] | 7.3.5.15 Identification and remediation of “at-risk species”WLDFRVegetation ContactGrow Into | WLDFR | HFTD - Distribution - Tier 3 - 5QU CoRE ¦ 2QU LoRE | Non-Red Flag Warning - Small Fires | Vegetation Contact | Grow Into | 2021 | 1.7312e-05 | 559.1759 | 0.0096805 | 2021 | Mitigation | 0.5 | 1 | 0 | esc | 0 | 0 | 0.038941 | 6.7414e-07 | 0 | 0 | 0 | 0
[120 empty] | 7.3.5.15 Identification and remediation of “at-risk species”WLDFRVegetation ContactBranch (Not overhanging, 4-12ft) | WLDFR | HFTD - Distribution - Tier 3 - 5QU CoRE ¦ 2QU LoRE | Red Flag Warning - Catastrophic Fires | Vegetation Contact | Branch (Not overhanging, 4-12ft) | 2021 | 1.577e-08 | 559.1759 | 8.8184e-06 | 2021 | Mitigation | 0.5 | 30 | 0 | esc | 0.036879 | 5.8159e-10 | 0.038941 | 6.1411e-10 | 0 | 0 | 0 | 0
[120 empty] | 7.3.5.15 Identification and remediation of “at-risk species”WLDFRVegetation ContactBranch (Not overhanging, within 4ft) | WLDFR | HFTD - Distribution - Tier 3 - 5QU CoRE ¦ 2QU LoRE | Red Flag Warning - Catastrophic Fires | Vegetation Contact | Branch (Not overhanging, within 4ft) | 2021 | 3.9716e-09 | 559.1759 | 2.2208e-06 | 2021 | Mitigation | 0.9 | 30 | 0 | esc | 0.066382 | 2.6365e-10 | 0.070094 | 2.7839e-10 | 0 | 0 | 0 | 0
[120 empty] | 7.3.5.15 Identification and remediation of “at-risk species”WLDFRVegetation ContactBranch (OverHanging) | WLDFR | HFTD - Distribution - Tier 3 - 5QU CoRE ¦ 2QU LoRE | Red Flag Warning - Catastrophic Fires | Vegetation Contact | Branch (OverHanging) | 2021 | 2.3441e-07 | 559.1759 | 0.00013108 | 2021 | Mitigation | 0.9 | 30 | 0 | esc | 0.066382 | 1.5561e-08 | 0.070094 | 1.6431e-08 | 0 | 0 | 0 | 0
[120 empty] | 7.3.5.15 Identification and remediation of “at-risk species”WLDFRVegetation ContactFell into (Moderate-Severe defect) | WLDFR | HFTD - Distribution - Tier 3 - 5QU CoRE ¦ 2QU LoRE | Red Flag Warning - Catastrophic Fires | Vegetation Contact | Fell into (Moderate-Severe defect) | 2021 | 6.7828e-08 | 559.1759 | 3.7928e-05 | 2021 | Mitigation | 0.95 | 1 | 0 | esc | 0 | 0 | 0.073988 | 5.0185e-09 | 0 | 0 | 0 | 0
[120 empty] | 7.3.5.15 Identification and remediation of “at-risk species”WLDFRVegetation ContactFell into (slight defect) | WLDFR | HFTD - Distribution - Tier 3 - 5QU CoRE ¦ 2QU LoRE | Red Flag Warning - Catastrophic Fires | Vegetation Contact | Fell into (slight defect) | 2021 | 7.5135e-08 | 559.1759 | 4.2014e-05 | 2021 | Mitigation | 0.5 | 1 | 0 | esc | 0 | 0 | 0.038941 | 2.9258e-09 | 0 | 0 | 0 | 0
[120 empty] | 7.3.5.15 Identification and remediation of “at-risk species”WLDFRVegetation ContactGrow Into | WLDFR | HFTD - Distribution - Tier 3 - 5QU CoRE ¦ 2QU LoRE | Red Flag Warning - Catastrophic Fires | Vegetation Contact | Grow Into | 2021 | 7.9081e-09 | 559.1759 | 4.422e-06 | 2021 | Mitigation | 0.5 | 1 | 0 | esc | 0 | 0 | 0.038941 | 3.0795e-10 | 0 | 0 | 0 | 0
[120 empty] | 7.3.5.15 Identification and remediation of “at-risk species”WLDFRVegetation ContactBranch (Not overhanging, 4-12ft) | WLDFR | HFTD - Distribution - Tier 3 - 5QU CoRE ¦ 2QU LoRE | Red Flag Warning - Destructive Fires | Vegetation Contact | Branch (Not overhanging, 4-12ft) | 2021 | 2.3019e-09 | 559.1759 | 1.2871e-06 | 2021 | Mitigation | 0.5 | 30 | 0 | esc | 0.036879 | 8.489e-11 | 0.038941 | 8.9636e-11 | 0 | 0 | 0 | 0
[120 empty] | 7.3.5.15 Identification and remediation of “at-risk species”WLDFRVegetation ContactBranch (Not overhanging, within 4ft) | WLDFR | HFTD - Distribution - Tier 3 - 5QU CoRE ¦ 2QU LoRE | Red Flag Warning - Destructive Fires | Vegetation Contact | Branch (Not overhanging, within 4ft) | 2021 | 5.7892e-10 | 559.1759 | 3.2372e-07 | 2021 | Mitigation | 0.9 | 30 | 0 | esc | 0.066382 | 3.843e-11 | 0.070094 | 4.0579e-11 | 0 | 0 | 0 | 0
[120 empty] | 7.3.5.15 Identification and remediation of “at-risk species”WLDFRVegetation ContactBranch (OverHanging) | WLDFR | HFTD - Distribution - Tier 3 - 5QU CoRE ¦ 2QU LoRE | Red Flag Warning - Destructive Fires | Vegetation Contact | Branch (OverHanging) | 2021 | 3.4166e-08 | 559.1759 | 1.9105e-05 | 2021 | Mitigation | 0.9 | 30 | 0 | esc | 0.066382 | 2.268e-09 | 0.070094 | 2.3948e-09 | 0 | 0 | 0 | 0
[120 empty] | 7.3.5.15 Identification and remediation of “at-risk species”WLDFRVegetation ContactFell into (Moderate-Severe defect) | WLDFR | HFTD - Distribution - Tier 3 - 5QU CoRE ¦ 2QU LoRE | Red Flag Warning - Destructive Fires | Vegetation Contact | Fell into (Moderate-Severe defect) | 2021 | 9.9136e-09 | 559.1759 | 5.5435e-06 | 2021 | Mitigation | 0.95 | 1 | 0 | esc | 0 | 0 | 0.073988 | 7.3349e-10 | 0 | 0 | 0 | 0
[120 empty] | 7.3.5.15 Identification and remediation of “at-risk species”WLDFRVegetation ContactFell into (slight defect) | WLDFR | HFTD - Distribution - Tier 3 - 5QU CoRE ¦ 2QU LoRE | Red Flag Warning - Destructive Fires | Vegetation Contact | Fell into (slight defect) | 2021 | 1.0981e-08 | 559.1759 | 6.1406e-06 | 2021 | Mitigation | 0.5 | 1 | 0 | esc | 0 | 0 | 0.038941 | 4.2763e-10 | 0 | 0 | 0 | 0
[120 empty] | 7.3.5.15 Identification and remediation of “at-risk species”WLDFRVegetation ContactGrow Into | WLDFR | HFTD - Distribution - Tier 3 - 5QU CoRE ¦ 2QU LoRE | Red Flag Warning - Destructive Fires | Vegetation Contact | Grow Into | 2021 | 1.1559e-09 | 559.1759 | 6.4633e-07 | 2021 | Mitigation | 0.5 | 1 | 0 | esc | 0 | 0 | 0.038941 | 4.501e-11 | 0 | 0 | 0 | 0
[120 empty] | 7.3.5.15 Identification and remediation of “at-risk species”WLDFRVegetation ContactBranch (Not overhanging, 4-12ft) | WLDFR | HFTD - Distribution - Tier 3 - 5QU CoRE ¦ 2QU LoRE | Red Flag Warning - Large Fires | Vegetation Contact | Branch (Not overhanging, 4-12ft) | 2021 | 1.8096e-07 | 559.1759 | 0.00010119 | 2021 | Mitigation | 0.5 | 30 | 0 | esc | 0.036879 | 6.6736e-09 | 0.038941 | 7.0467e-09 | 0 | 0 | 0 | 0
[120 empty] | 7.3.5.15 Identification and remediation of “at-risk species”WLDFRVegetation ContactBranch (Not overhanging, within 4ft) | WLDFR | HFTD - Distribution - Tier 3 - 5QU CoRE ¦ 2QU LoRE | Red Flag Warning - Large Fires | Vegetation Contact | Branch (Not overhanging, within 4ft) | 2021 | 4.5547e-08 | 559.1759 | 2.5469e-05 | 2021 | Mitigation | 0.9 | 30 | 0 | esc | 0.066382 | 3.0235e-09 | 0.070094 | 3.1926e-09 | 0 | 0 | 0 | 0
[120 empty] | 7.3.5.15 Identification and remediation of “at-risk species”WLDFRVegetation ContactBranch (OverHanging) | WLDFR | HFTD - Distribution - Tier 3 - 5QU CoRE ¦ 2QU LoRE | Red Flag Warning - Large Fires | Vegetation Contact | Branch (OverHanging) | 2021 | 2.6896e-06 | 559.1759 | 0.001504 | 2021 | Mitigation | 0.9 | 30 | 0 | esc | 0.066382 | 1.7854e-07 | 0.070094 | 1.8853e-07 | 0 | 0 | 0 | 0
[120 empty] | 7.3.5.15 Identification and remediation of “at-risk species”WLDFRVegetation ContactFell into (Moderate-Severe defect) | WLDFR | HFTD - Distribution - Tier 3 - 5QU CoRE ¦ 2QU LoRE | Red Flag Warning - Large Fires | Vegetation Contact | Fell into (Moderate-Severe defect) | 2021 | 7.7979e-07 | 559.1759 | 0.00043604 | 2021 | Mitigation | 0.95 | 1 | 0 | esc | 0 | 0 | 0.073988 | 5.7695e-08 | 0 | 0 | 0 | 0
[120 empty] | 7.3.5.15 Identification and remediation of “at-risk species”WLDFRVegetation ContactFell into (slight defect) | WLDFR | HFTD - Distribution - Tier 3 - 5QU CoRE ¦ 2QU LoRE | Red Flag Warning - Large Fires | Vegetation Contact | Fell into (slight defect) | 2021 | 8.6382e-07 | 559.1759 | 0.00048303 | 2021 | Mitigation | 0.5 | 1 | 0 | esc | 0 | 0 | 0.038941 | 3.3638e-08 | 0 | 0 | 0 | 0
[120 empty] | 7.3.5.15 Identification and remediation of “at-risk species”WLDFRVegetation ContactGrow Into | WLDFR | HFTD - Distribution - Tier 3 - 5QU CoRE ¦ 2QU LoRE | Red Flag Warning - Large Fires | Vegetation Contact | Grow Into | 2021 | 9.09e-08 | 559.1759 | 5.0829e-05 | 2021 | Mitigation | 0.5 | 1 | 0 | esc | 0 | 0 | 0.038941 | 3.5397e-09 | 0 | 0 | 0 | 0
[120 empty] | 7.3.5.15 Identification and remediation of “at-risk species”WLDFRVegetation ContactBranch (Not overhanging, 4-12ft) | WLDFR | HFTD - Distribution - Tier 3 - 5QU CoRE ¦ 2QU LoRE | Red Flag Warning - Small Fires | Vegetation Contact | Branch (Not overhanging, 4-12ft) | 2021 | 7.0425e-06 | 559.1759 | 0.003938 | 2021 | Mitigation | 0.5 | 30 | 0 | esc | 0.036879 | 2.5972e-07 | 0.038941 | 2.7424e-07 | 0 | 0 | 0 | 0
[120 empty] | 7.3.5.15 Identification and remediation of “at-risk species”WLDFRVegetation ContactBranch (Not overhanging, within 4ft) | WLDFR | HFTD - Distribution - Tier 3 - 5QU CoRE ¦ 2QU LoRE | Red Flag Warning - Small Fires | Vegetation Contact | Branch (Not overhanging, within 4ft) | 2021 | 1.7731e-06 | 559.1759 | 0.00099145 | 2021 | Mitigation | 0.9 | 30 | 0 | esc | 0.066382 | 1.177e-07 | 0.070094 | 1.2428e-07 | 0 | 0 | 0 | 0
[120 empty] | 7.3.5.15 Identification and remediation of “at-risk species”WLDFRVegetation ContactBranch (OverHanging) | WLDFR | HFTD - Distribution - Tier 3 - 5QU CoRE ¦ 2QU LoRE | Red Flag Warning - Small Fires | Vegetation Contact | Branch (OverHanging) | 2021 | 0.0001047 | 559.1759 | 0.058545 | 2021 | Mitigation | 0.9 | 30 | 0 | esc | 0.066382 | 6.9501e-06 | 0.070094 | 7.3387e-06 | 0 | 0 | 0 | 0
[120 empty] | 7.3.5.15 Identification and remediation of “at-risk species”WLDFRVegetation ContactFell into (Moderate-Severe defect) | WLDFR | HFTD - Distribution - Tier 3 - 5QU CoRE ¦ 2QU LoRE | Red Flag Warning - Small Fires | Vegetation Contact | Fell into (Moderate-Severe defect) | 2021 | 3.0336e-05 | 559.1759 | 0.016963 | 2021 | Mitigation | 0.95 | 1 | 0 | esc | 0 | 0 | 0.073988 | 2.2445e-06 | 0 | 0 | 0 | 0
[120 empty] | 7.3.5.15 Identification and remediation of “at-risk species”WLDFRVegetation ContactFell into (slight defect) | WLDFR | HFTD - Distribution - Tier 3 - 5QU CoRE ¦ 2QU LoRE | Red Flag Warning - Small Fires | Vegetation Contact | Fell into (slight defect) | 2021 | 3.3605e-05 | 559.1759 | 0.018791 | 2021 | Mitigation | 0.5 | 1 | 0 | esc | 0 | 0 | 0.038941 | 1.3086e-06 | 0 | 0 | 0 | 0
[120 empty] | 7.3.5.15 Identification and remediation of “at-risk species”WLDFRVegetation ContactGrow Into | WLDFR | HFTD - Distribution - Tier 3 - 5QU CoRE ¦ 2QU LoRE | Red Flag Warning - Small Fires | Vegetation Contact | Grow Into | 2021 | 3.5363e-06 | 559.1759 | 0.0019774 | 2021 | Mitigation | 0.5 | 1 | 0 | esc | 0 | 0 | 0.038941 | 1.3771e-07 | 0 | 0 | 0 | 0
[120 empty] | 7.3.5.15 Identification and remediation of “at-risk species”WLDFRCC - Seismic ScenarioSeismic Scenario | WLDFR | HFTD - Distribution - Tier 3 - 5QU CoRE ¦ 2QU LoRE | Seismic - Non-Red Flag Warning - Catastrophic Fires | CC - Seismic Scenario | Seismic Scenario | 2021 | 5.2962e-10 | 559.1759 | 2.9615e-07 | 2021 | Mitigation | 0.082056 | 1 | 0 | esc | 0 | 0 | 0.0063906 | 3.3846e-12 | 0 | 0 | 0 | 0
[120 empty] | 7.3.5.15 Identification and remediation of “at-risk species”WLDFRCC - Seismic ScenarioSeismic Scenario | WLDFR | HFTD - Distribution - Tier 3 - 5QU CoRE ¦ 2QU LoRE | Seismic - Red Flag Warning - Catastrophic Fires | CC - Seismic Scenario | Seismic Scenario | 2021 | 2.2837e-08 | 559.1759 | 1.277e-05 | 2021 | Mitigation | 0.082056 | 1 | 0 | esc | 0 | 0 | 0.0063906 | 1.4594e-10 | 0 | 0 | 0 | 0
[120 empty] | 7.3.5.15 Identification and remediation of “at-risk species”WLDFRVegetation ContactBranch (Not overhanging, 4-12ft) | WLDFR | HFTD - Distribution - Tier 3 - 5QU CoRE ¦ 3QU LoRE | Non-Red Flag Warning - Catastrophic Fires | Vegetation Contact | Branch (Not overhanging, 4-12ft) | 2021 | 9.5413e-11 | 189.2879 | 1.806e-08 | 2021 | Mitigation | 0.5 | 30 | 0 | esc | 0.036879 | 3.5187e-12 | 0.038941 | 3.7155e-12 | 0 | 0 | 0 | 0
[120 empty] | 7.3.5.15 Identification and remediation of “at-risk species”WLDFRVegetation ContactBranch (Not overhanging, within 4ft) | WLDFR | HFTD - Distribution - Tier 3 - 5QU CoRE ¦ 3QU LoRE | Non-Red Flag Warning - Catastrophic Fires | Vegetation Contact | Branch (Not overhanging, within 4ft) | 2021 | 4.0859e-11 | 189.2879 | 7.7341e-09 | 2021 | Mitigation | 0.9 | 30 | 0 | esc | 0.066382 | 2.7123e-12 | 0.070094 | 2.864e-12 | 0 | 0 | 0 | 0
[120 empty] | 7.3.5.15 Identification and remediation of “at-risk species”WLDFRVegetation ContactBranch (OverHanging) | WLDFR | HFTD - Distribution - Tier 3 - 5QU CoRE ¦ 3QU LoRE | Non-Red Flag Warning - Catastrophic Fires | Vegetation Contact | Branch (OverHanging) | 2021 | 1.8288e-09 | 189.2879 | 3.4618e-07 | 2021 | Mitigation | 0.9 | 30 | 0 | esc | 0.066382 | 1.214e-10 | 0.070094 | 1.2819e-10 | 0 | 0 | 0 | 0
[120 empty] | 7.3.5.15 Identification and remediation of “at-risk species”WLDFRVegetation ContactFell into (Moderate-Severe defect) | WLDFR | HFTD - Distribution - Tier 3 - 5QU CoRE ¦ 3QU LoRE | Non-Red Flag Warning - Catastrophic Fires | Vegetation Contact | Fell into (Moderate-Severe defect) | 2021 | 8.9514e-10 | 189.2879 | 1.6944e-07 | 2021 | Mitigation | 0.95 | 1 | 0 | esc | 0 | 0 | 0.073988 | 6.6229e-11 | 0 | 0 | 0 | 0
[120 empty] | 7.3.5.15 Identification and remediation of “at-risk species”WLDFRVegetation ContactFell into (slight defect) | WLDFR | HFTD - Distribution - Tier 3 - 5QU CoRE ¦ 3QU LoRE | Non-Red Flag Warning - Catastrophic Fires | Vegetation Contact | Fell into (slight defect) | 2021 | 1.155e-09 | 189.2879 | 2.1862e-07 | 2021 | Mitigation | 0.5 | 1 | 0 | esc | 0 | 0 | 0.038941 | 4.4976e-11 | 0 | 0 | 0 | 0
[120 empty] | 7.3.5.15 Identification and remediation of “at-risk species”WLDFRVegetation ContactGrow Into | WLDFR | HFTD - Distribution - Tier 3 - 5QU CoRE ¦ 3QU LoRE | Non-Red Flag Warning - Catastrophic Fires | Vegetation Contact | Grow Into | 2021 | 9.9642e-11 | 189.2879 | 1.8861e-08 | 2021 | Mitigation | 0.5 | 1 | 0 | esc | 0 | 0 | 0.038941 | 3.8802e-12 | 0 | 0 | 0 | 0
[120 empty] | 7.3.5.15 Identification and remediation of “at-risk species”WLDFRVegetation ContactBranch (Not overhanging, 4-12ft) | WLDFR | HFTD - Distribution - Tier 3 - 5QU CoRE ¦ 3QU LoRE | Non-Red Flag Warning - Destructive Fires | Vegetation Contact | Branch (Not overhanging, 4-12ft) | 2021 | 2.7251e-10 | 189.2879 | 5.1583e-08 | 2021 | Mitigation | 0.5 | 30 | 0 | esc | 0.036879 | 1.005e-11 | 0.038941 | 1.0612e-11 | 0 | 0 | 0 | 0
[120 empty] | 7.3.5.15 Identification and remediation of “at-risk species”WLDFRVegetation ContactBranch (Not overhanging, within 4ft) | WLDFR | HFTD - Distribution - Tier 3 - 5QU CoRE ¦ 3QU LoRE | Non-Red Flag Warning - Destructive Fires | Vegetation Contact | Branch (Not overhanging, within 4ft) | 2021 | 1.1644e-10 | 189.2879 | 2.2041e-08 | 2021 | Mitigation | 0.9 | 30 | 0 | esc | 0.066382 | 7.7297e-12 | 0.070094 | 8.1619e-12 | 0 | 0 | 0 | 0
[120 empty] | 7.3.5.15 Identification and remediation of “at-risk species”WLDFRVegetation ContactBranch (OverHanging) | WLDFR | HFTD - Distribution - Tier 3 - 5QU CoRE ¦ 3QU LoRE | Non-Red Flag Warning - Destructive Fires | Vegetation Contact | Branch (OverHanging) | 2021 | 5.2128e-09 | 189.2879 | 9.8673e-07 | 2021 | Mitigation | 0.9 | 30 | 0 | esc | 0.066382 | 3.4604e-10 | 0.070094 | 3.6539e-10 | 0 | 0 | 0 | 0
[120 empty] | 7.3.5.15 Identification and remediation of “at-risk species”WLDFRVegetation ContactFell into (Moderate-Severe defect) | WLDFR | HFTD - Distribution - Tier 3 - 5QU CoRE ¦ 3QU LoRE | Non-Red Flag Warning - Destructive Fires | Vegetation Contact | Fell into (Moderate-Severe defect) | 2021 | 2.5647e-09 | 189.2879 | 4.8547e-07 | 2021 | Mitigation | 0.95 | 1 | 0 | esc | 0 | 0 | 0.073988 | 1.8976e-10 | 0 | 0 | 0 | 0
[120 empty] | 7.3.5.15 Identification and remediation of “at-risk species”WLDFRVegetation ContactFell into (slight defect) | WLDFR | HFTD - Distribution - Tier 3 - 5QU CoRE ¦ 3QU LoRE | Non-Red Flag Warning - Destructive Fires | Vegetation Contact | Fell into (slight defect) | 2021 | 3.3093e-09 | 189.2879 | 6.2641e-07 | 2021 | Mitigation | 0.5 | 1 | 0 | esc | 0 | 0 | 0.038941 | 1.2887e-10 | 0 | 0 | 0 | 0
[120 empty] | 7.3.5.15 Identification and remediation of “at-risk species”WLDFRVegetation ContactGrow Into | WLDFR | HFTD - Distribution - Tier 3 - 5QU CoRE ¦ 3QU LoRE | Non-Red Flag Warning - Destructive Fires | Vegetation Contact | Grow Into | 2021 | 2.8546e-10 | 189.2879 | 5.4033e-08 | 2021 | Mitigation | 0.5 | 1 | 0 | esc | 0 | 0 | 0.038941 | 1.1116e-11 | 0 | 0 | 0 | 0
[120 empty] | 7.3.5.15 Identification and remediation of “at-risk species”WLDFRVegetation ContactBranch (Not overhanging, 4-12ft) | WLDFR | HFTD - Distribution - Tier 3 - 5QU CoRE ¦ 3QU LoRE | Non-Red Flag Warning - Large Fires | Vegetation Contact | Branch (Not overhanging, 4-12ft) | 2021 | 2.8507e-08 | 189.2879 | 5.396e-06 | 2021 | Mitigation | 0.5 | 30 | 0 | esc | 0.036879 | 1.0513e-09 | 0.038941 | 1.1101e-09 | 0 | 0 | 0 | 0
[120 empty] | 7.3.5.15 Identification and remediation of “at-risk species”WLDFRVegetation ContactBranch (Not overhanging, within 4ft) | WLDFR | HFTD - Distribution - Tier 3 - 5QU CoRE ¦ 3QU LoRE | Non-Red Flag Warning - Large Fires | Vegetation Contact | Branch (Not overhanging, within 4ft) | 2021 | 1.2524e-08 | 189.2879 | 2.3707e-06 | 2021 | Mitigation | 0.9 | 30 | 0 | esc | 0.066382 | 8.314e-10 | 0.070094 | 8.7789e-10 | 0 | 0 | 0 | 0
[120 empty] | 7.3.5.15 Identification and remediation of “at-risk species”WLDFRVegetation ContactBranch (OverHanging) | WLDFR | HFTD - Distribution - Tier 3 - 5QU CoRE ¦ 3QU LoRE | Non-Red Flag Warning - Large Fires | Vegetation Contact | Branch (OverHanging) | 2021 | 5.6297e-07 | 189.2879 | 0.00010656 | 2021 | Mitigation | 0.9 | 30 | 0 | esc | 0.066382 | 3.7371e-08 | 0.070094 | 3.9461e-08 | 0 | 0 | 0 | 0
[120 empty] | 7.3.5.15 Identification and remediation of “at-risk species”WLDFRVegetation ContactFell into (Moderate-Severe defect) | WLDFR | HFTD - Distribution - Tier 3 - 5QU CoRE ¦ 3QU LoRE | Non-Red Flag Warning - Large Fires | Vegetation Contact | Fell into (Moderate-Severe defect) | 2021 | 2.6226e-07 | 189.2879 | 4.9642e-05 | 2021 | Mitigation | 0.95 | 1 | 0 | esc | 0 | 0 | 0.073988 | 1.9404e-08 | 0 | 0 | 0 | 0
[120 empty] | 7.3.5.15 Identification and remediation of “at-risk species”WLDFRVegetation ContactFell into (slight defect) | WLDFR | HFTD - Distribution - Tier 3 - 5QU CoRE ¦ 3QU LoRE | Non-Red Flag Warning - Large Fires | Vegetation Contact | Fell into (slight defect) | 2021 | 3.3846e-07 | 189.2879 | 6.4066e-05 | 2021 | Mitigation | 0.5 | 1 | 0 | esc | 0 | 0 | 0.038941 | 1.318e-08 | 0 | 0 | 0 | 0
[120 empty] | 7.3.5.15 Identification and remediation of “at-risk species”WLDFRVegetation ContactGrow Into | WLDFR | HFTD - Distribution - Tier 3 - 5QU CoRE ¦ 3QU LoRE | Non-Red Flag Warning - Large Fires | Vegetation Contact | Grow Into | 2021 | 2.9163e-08 | 189.2879 | 5.5202e-06 | 2021 | Mitigation | 0.5 | 1 | 0 | esc | 0 | 0 | 0.038941 | 1.1356e-09 | 0 | 0 | 0 | 0
[120 empty] | 7.3.5.15 Identification and remediation of “at-risk species”WLDFRVegetation ContactBranch (Not overhanging, 4-12ft) | WLDFR | HFTD - Distribution - Tier 3 - 5QU CoRE ¦ 3QU LoRE | Non-Red Flag Warning - Small Fires | Vegetation Contact | Branch (Not overhanging, 4-12ft) | 2021 | 1.2157e-05 | 189.2879 | 0.0023011 | 2021 | Mitigation | 0.5 | 30 | 0 | esc | 0.036879 | 4.4833e-07 | 0.038941 | 4.7339e-07 | 0 | 0 | 0 | 0
[120 empty] | 7.3.5.15 Identification and remediation of “at-risk species”WLDFRVegetation ContactBranch (Not overhanging, within 4ft) | WLDFR | HFTD - Distribution - Tier 3 - 5QU CoRE ¦ 3QU LoRE | Non-Red Flag Warning - Small Fires | Vegetation Contact | Branch (Not overhanging, within 4ft) | 2021 | 5.3366e-06 | 189.2879 | 0.0010102 | 2021 | Mitigation | 0.9 | 30 | 0 | esc | 0.066382 | 3.5425e-07 | 0.070094 | 3.7406e-07 | 0 | 0 | 0 | 0
[120 empty] | 7.3.5.15 Identification and remediation of “at-risk species”WLDFRVegetation ContactBranch (OverHanging) | WLDFR | HFTD - Distribution - Tier 3 - 5QU CoRE ¦ 3QU LoRE | Non-Red Flag Warning - Small Fires | Vegetation Contact | Branch (OverHanging) | 2021 | 0.00023993 | 189.2879 | 0.045417 | 2021 | Mitigation | 0.9 | 30 | 0 | esc | 0.066382 | 1.5927e-05 | 0.070094 | 1.6818e-05 | 0 | 0 | 0 | 0
[120 empty] | 7.3.5.15 Identification and remediation of “at-risk species”WLDFRVegetation ContactFell into (Moderate-Severe defect) | WLDFR | HFTD - Distribution - Tier 3 - 5QU CoRE ¦ 3QU LoRE | Non-Red Flag Warning - Small Fires | Vegetation Contact | Fell into (Moderate-Severe defect) | 2021 | 0.00011202 | 189.2879 | 0.021204 | 2021 | Mitigation | 0.95 | 1 | 0 | esc | 0 | 0 | 0.073988 | 8.288e-06 | 0 | 0 | 0 | 0
[120 empty] | 7.3.5.15 Identification and remediation of “at-risk species”WLDFRVegetation ContactFell into (slight defect) | WLDFR | HFTD - Distribution - Tier 3 - 5QU CoRE ¦ 3QU LoRE | Non-Red Flag Warning - Small Fires | Vegetation Contact | Fell into (slight defect) | 2021 | 0.00014457 | 189.2879 | 0.027365 | 2021 | Mitigation | 0.5 | 1 | 0 | esc | 0 | 0 | 0.038941 | 5.6296e-06 | 0 | 0 | 0 | 0
[120 empty] | 7.3.5.15 Identification and remediation of “at-risk species”WLDFRVegetation ContactGrow Into | WLDFR | HFTD - Distribution - Tier 3 - 5QU CoRE ¦ 3QU LoRE | Non-Red Flag Warning - Small Fires | Vegetation Contact | Grow Into | 2021 | 1.2455e-05 | 189.2879 | 0.0023576 | 2021 | Mitigation | 0.5 | 1 | 0 | esc | 0 | 0 | 0.038941 | 4.8502e-07 | 0 | 0 | 0 | 0
[120 empty] | 7.3.5.15 Identification and remediation of “at-risk species”WLDFRVegetation ContactBranch (Not overhanging, 4-12ft) | WLDFR | HFTD - Distribution - Tier 3 - 5QU CoRE ¦ 3QU LoRE | Red Flag Warning - Catastrophic Fires | Vegetation Contact | Branch (Not overhanging, 4-12ft) | 2021 | 1.5601e-08 | 189.2879 | 2.9531e-06 | 2021 | Mitigation | 0.5 | 30 | 0 | esc | 0.036879 | 5.7536e-10 | 0.038941 | 6.0753e-10 | 0 | 0 | 0 | 0
[120 empty] | 7.3.5.15 Identification and remediation of “at-risk species”WLDFRVegetation ContactBranch (Not overhanging, within 4ft) | WLDFR | HFTD - Distribution - Tier 3 - 5QU CoRE ¦ 3QU LoRE | Red Flag Warning - Catastrophic Fires | Vegetation Contact | Branch (Not overhanging, within 4ft) | 2021 | 3.8183e-09 | 189.2879 | 7.2276e-07 | 2021 | Mitigation | 0.9 | 30 | 0 | esc | 0.066382 | 2.5347e-10 | 0.070094 | 2.6764e-10 | 0 | 0 | 0 | 0
[120 empty] | 7.3.5.15 Identification and remediation of “at-risk species”WLDFRVegetation ContactBranch (OverHanging) | WLDFR | HFTD - Distribution - Tier 3 - 5QU CoRE ¦ 3QU LoRE | Red Flag Warning - Catastrophic Fires | Vegetation Contact | Branch (OverHanging) | 2021 | 2.2642e-07 | 189.2879 | 4.2859e-05 | 2021 | Mitigation | 0.9 | 30 | 0 | esc | 0.066382 | 1.503e-08 | 0.070094 | 1.5871e-08 | 0 | 0 | 0 | 0
[120 empty] | 7.3.5.15 Identification and remediation of “at-risk species”WLDFRVegetation ContactFell into (Moderate-Severe defect) | WLDFR | HFTD - Distribution - Tier 3 - 5QU CoRE ¦ 3QU LoRE | Red Flag Warning - Catastrophic Fires | Vegetation Contact | Fell into (Moderate-Severe defect) | 2021 | 7.0355e-08 | 189.2879 | 1.3317e-05 | 2021 | Mitigation | 0.95 | 1 | 0 | esc | 0 | 0 | 0.073988 | 5.2054e-09 | 0 | 0 | 0 | 0
[120 empty] | 7.3.5.15 Identification and remediation of “at-risk species”WLDFRVegetation ContactFell into (slight defect) | WLDFR | HFTD - Distribution - Tier 3 - 5QU CoRE ¦ 3QU LoRE | Red Flag Warning - Catastrophic Fires | Vegetation Contact | Fell into (slight defect) | 2021 | 7.7971e-08 | 189.2879 | 1.4759e-05 | 2021 | Mitigation | 0.5 | 1 | 0 | esc | 0 | 0 | 0.038941 | 3.0363e-09 | 0 | 0 | 0 | 0
[120 empty] | 7.3.5.15 Identification and remediation of “at-risk species”WLDFRVegetation ContactGrow Into | WLDFR | HFTD - Distribution - Tier 3 - 5QU CoRE ¦ 3QU LoRE | Red Flag Warning - Catastrophic Fires | Vegetation Contact | Grow Into | 2021 | 8.1831e-09 | 189.2879 | 1.549e-06 | 2021 | Mitigation | 0.5 | 1 | 0 | esc | 0 | 0 | 0.038941 | 3.1866e-10 | 0 | 0 | 0 | 0
[120 empty] | 7.3.5.15 Identification and remediation of “at-risk species”WLDFRVegetation ContactBranch (Not overhanging, 4-12ft) | WLDFR | HFTD - Distribution - Tier 3 - 5QU CoRE ¦ 3QU LoRE | Red Flag Warning - Destructive Fires | Vegetation Contact | Branch (Not overhanging, 4-12ft) | 2021 | 2.2407e-09 | 189.2879 | 4.2414e-07 | 2021 | Mitigation | 0.5 | 30 | 0 | esc | 0.036879 | 8.2635e-11 | 0.038941 | 8.7255e-11 | 0 | 0 | 0 | 0
[120 empty] | 7.3.5.15 Identification and remediation of “at-risk species”WLDFRVegetation ContactBranch (Not overhanging, within 4ft) | WLDFR | HFTD - Distribution - Tier 3 - 5QU CoRE ¦ 3QU LoRE | Red Flag Warning - Destructive Fires | Vegetation Contact | Branch (Not overhanging, within 4ft) | 2021 | 5.4719e-10 | 189.2879 | 1.0358e-07 | 2021 | Mitigation | 0.9 | 30 | 0 | esc | 0.066382 | 3.6324e-11 | 0.070094 | 3.8355e-11 | 0 | 0 | 0 | 0
[120 empty] | 7.3.5.15 Identification and remediation of “at-risk species”WLDFRVegetation ContactBranch (OverHanging) | WLDFR | HFTD - Distribution - Tier 3 - 5QU CoRE ¦ 3QU LoRE | Red Flag Warning - Destructive Fires | Vegetation Contact | Branch (OverHanging) | 2021 | 3.2453e-08 | 189.2879 | 6.143e-06 | 2021 | Mitigation | 0.9 | 30 | 0 | esc | 0.066382 | 2.1543e-09 | 0.070094 | 2.2748e-09 | 0 | 0 | 0 | 0
[120 empty] | 7.3.5.15 Identification and remediation of “at-risk species”WLDFRVegetation ContactFell into (Moderate-Severe defect) | WLDFR | HFTD - Distribution - Tier 3 - 5QU CoRE ¦ 3QU LoRE | Red Flag Warning - Destructive Fires | Vegetation Contact | Fell into (Moderate-Severe defect) | 2021 | 1.0137e-08 | 189.2879 | 1.9187e-06 | 2021 | Mitigation | 0.95 | 1 | 0 | esc | 0 | 0 | 0.073988 | 7.4998e-10 | 0 | 0 | 0 | 0
[120 empty] | 7.3.5.15 Identification and remediation of “at-risk species”WLDFRVegetation ContactFell into (slight defect) | WLDFR | HFTD - Distribution - Tier 3 - 5QU CoRE ¦ 3QU LoRE | Red Flag Warning - Destructive Fires | Vegetation Contact | Fell into (slight defect) | 2021 | 1.1234e-08 | 189.2879 | 2.1265e-06 | 2021 | Mitigation | 0.5 | 1 | 0 | esc | 0 | 0 | 0.038941 | 4.3747e-10 | 0 | 0 | 0 | 0
[120 empty] | 7.3.5.15 Identification and remediation of “at-risk species”WLDFRVegetation ContactGrow Into | WLDFR | HFTD - Distribution - Tier 3 - 5QU CoRE ¦ 3QU LoRE | Red Flag Warning - Destructive Fires | Vegetation Contact | Grow Into | 2021 | 1.1788e-09 | 189.2879 | 2.2314e-07 | 2021 | Mitigation | 0.5 | 1 | 0 | esc | 0 | 0 | 0.038941 | 4.5905e-11 | 0 | 0 | 0 | 0
[120 empty] | 7.3.5.15 Identification and remediation of “at-risk species”WLDFRVegetation ContactBranch (Not overhanging, 4-12ft) | WLDFR | HFTD - Distribution - Tier 3 - 5QU CoRE ¦ 3QU LoRE | Red Flag Warning - Large Fires | Vegetation Contact | Branch (Not overhanging, 4-12ft) | 2021 | 1.2815e-07 | 189.2879 | 2.4257e-05 | 2021 | Mitigation | 0.5 | 30 | 0 | esc | 0.036879 | 4.726e-09 | 0.038941 | 4.9902e-09 | 0 | 0 | 0 | 0
[120 empty] | 7.3.5.15 Identification and remediation of “at-risk species”WLDFRVegetation ContactBranch (Not overhanging, within 4ft) | WLDFR | HFTD - Distribution - Tier 3 - 5QU CoRE ¦ 3QU LoRE | Red Flag Warning - Large Fires | Vegetation Contact | Branch (Not overhanging, within 4ft) | 2021 | 3.2178e-08 | 189.2879 | 6.0908e-06 | 2021 | Mitigation | 0.9 | 30 | 0 | esc | 0.066382 | 2.136e-09 | 0.070094 | 2.2554e-09 | 0 | 0 | 0 | 0
[120 empty] | 7.3.5.15 Identification and remediation of “at-risk species”WLDFRVegetation ContactBranch (OverHanging) | WLDFR | HFTD - Distribution - Tier 3 - 5QU CoRE ¦ 3QU LoRE | Red Flag Warning - Large Fires | Vegetation Contact | Branch (OverHanging) | 2021 | 1.9162e-06 | 189.2879 | 0.00036271 | 2021 | Mitigation | 0.9 | 30 | 0 | esc | 0.066382 | 1.272e-07 | 0.070094 | 1.3431e-07 | 0 | 0 | 0 | 0
[120 empty] | 7.3.5.15 Identification and remediation of “at-risk species”WLDFRVegetation ContactFell into (Moderate-Severe defect) | WLDFR | HFTD - Distribution - Tier 3 - 5QU CoRE ¦ 3QU LoRE | Red Flag Warning - Large Fires | Vegetation Contact | Fell into (Moderate-Severe defect) | 2021 | 5.6669e-07 | 189.2879 | 0.00010727 | 2021 | Mitigation | 0.95 | 1 | 0 | esc | 0 | 0 | 0.073988 | 4.1928e-08 | 0 | 0 | 0 | 0
[120 empty] | 7.3.5.15 Identification and remediation of “at-risk species”WLDFRVegetation ContactFell into (slight defect) | WLDFR | HFTD - Distribution - Tier 3 - 5QU CoRE ¦ 3QU LoRE | Red Flag Warning - Large Fires | Vegetation Contact | Fell into (slight defect) | 2021 | 6.2817e-07 | 189.2879 | 0.0001189 | 2021 | Mitigation | 0.5 | 1 | 0 | esc | 0 | 0 | 0.038941 | 2.4461e-08 | 0 | 0 | 0 | 0
[120 empty] | 7.3.5.15 Identification and remediation of “at-risk species”WLDFRVegetation ContactGrow Into | WLDFR | HFTD - Distribution - Tier 3 - 5QU CoRE ¦ 3QU LoRE | Red Flag Warning - Large Fires | Vegetation Contact | Grow Into | 2021 | 6.5845e-08 | 189.2879 | 1.2464e-05 | 2021 | Mitigation | 0.5 | 1 | 0 | esc | 0 | 0 | 0.038941 | 2.564e-09 | 0 | 0 | 0 | 0
[120 empty] | 7.3.5.15 Identification and remediation of “at-risk species”WLDFRVegetation ContactBranch (Not overhanging, 4-12ft) | WLDFR | HFTD - Distribution - Tier 3 - 5QU CoRE ¦ 3QU LoRE | Red Flag Warning - Small Fires | Vegetation Contact | Branch (Not overhanging, 4-12ft) | 2021 | 4.9443e-06 | 189.2879 | 0.00093589 | 2021 | Mitigation | 0.5 | 30 | 0 | esc | 0.036879 | 1.8234e-07 | 0.038941 | 1.9253e-07 | 0 | 0 | 0 | 0
[120 empty] | 7.3.5.15 Identification and remediation of “at-risk species”WLDFRVegetation ContactBranch (Not overhanging, within 4ft) | WLDFR | HFTD - Distribution - Tier 3 - 5QU CoRE ¦ 3QU LoRE | Red Flag Warning - Small Fires | Vegetation Contact | Branch (Not overhanging, within 4ft) | 2021 | 1.2404e-06 | 189.2879 | 0.0002348 | 2021 | Mitigation | 0.9 | 30 | 0 | esc | 0.066382 | 8.2343e-08 | 0.070094 | 8.6947e-08 | 0 | 0 | 0 | 0
[120 empty] | 7.3.5.15 Identification and remediation of “at-risk species”WLDFRVegetation ContactBranch (OverHanging) | WLDFR | HFTD - Distribution - Tier 3 - 5QU CoRE ¦ 3QU LoRE | Red Flag Warning - Small Fires | Vegetation Contact | Branch (OverHanging) | 2021 | 7.3886e-05 | 189.2879 | 0.013986 | 2021 | Mitigation | 0.9 | 30 | 0 | esc | 0.066382 | 4.9047e-06 | 0.070094 | 5.1789e-06 | 0 | 0 | 0 | 0
[120 empty] | 7.3.5.15 Identification and remediation of “at-risk species”WLDFRVegetation ContactFell into (Moderate-Severe defect) | WLDFR | HFTD - Distribution - Tier 3 - 5QU CoRE ¦ 3QU LoRE | Red Flag Warning - Small Fires | Vegetation Contact | Fell into (Moderate-Severe defect) | 2021 | 2.1899e-05 | 189.2879 | 0.0041452 | 2021 | Mitigation | 0.95 | 1 | 0 | esc | 0 | 0 | 0.073988 | 1.6203e-06 | 0 | 0 | 0 | 0
[120 empty] | 7.3.5.15 Identification and remediation of “at-risk species”WLDFRVegetation ContactFell into (slight defect) | WLDFR | HFTD - Distribution - Tier 3 - 5QU CoRE ¦ 3QU LoRE | Red Flag Warning - Small Fires | Vegetation Contact | Fell into (slight defect) | 2021 | 2.4275e-05 | 189.2879 | 0.004595 | 2021 | Mitigation | 0.5 | 1 | 0 | esc | 0 | 0 | 0.038941 | 9.453e-07 | 0 | 0 | 0 | 0
[120 empty] | 7.3.5.15 Identification and remediation of “at-risk species”WLDFRVegetation ContactGrow Into | WLDFR | HFTD - Distribution - Tier 3 - 5QU CoRE ¦ 3QU LoRE | Red Flag Warning - Small Fires | Vegetation Contact | Grow Into | 2021 | 2.5443e-06 | 189.2879 | 0.0004816 | 2021 | Mitigation | 0.5 | 1 | 0 | esc | 0 | 0 | 0.038941 | 9.9075e-08 | 0 | 0 | 0 | 0
[120 empty] | 7.3.5.15 Identification and remediation of “at-risk species”WLDFRCC - Seismic ScenarioSeismic Scenario | WLDFR | HFTD - Distribution - Tier 3 - 5QU CoRE ¦ 3QU LoRE | Seismic - Non-Red Flag Warning - Catastrophic Fires | CC - Seismic Scenario | Seismic Scenario | 2021 | 9.2831e-10 | 189.2879 | 1.7572e-07 | 2021 | Mitigation | 0.082056 | 1 | 0 | esc | 0 | 0 | 0.0063906 | 5.9325e-12 | 0 | 0 | 0 | 0
[120 empty] | 7.3.5.15 Identification and remediation of “at-risk species”WLDFRCC - Seismic ScenarioSeismic Scenario | WLDFR | HFTD - Distribution - Tier 3 - 5QU CoRE ¦ 3QU LoRE | Seismic - Red Flag Warning - Catastrophic Fires | CC - Seismic Scenario | Seismic Scenario | 2021 | 4.0028e-08 | 189.2879 | 7.5769e-06 | 2021 | Mitigation | 0.082056 | 1 | 0 | esc | 0 | 0 | 0.0063906 | 2.5581e-10 | 0 | 0 | 0 | 0
[120 empty] | 7.3.5.15 Identification and remediation of “at-risk species”WLDFRVegetation ContactBranch (Not overhanging, 4-12ft) | WLDFR | HFTD - Distribution - Tier 3 - 5QU CoRE ¦ 4QU LoRE | Non-Red Flag Warning - Catastrophic Fires | Vegetation Contact | Branch (Not overhanging, 4-12ft) | 2021 | 7.8589e-11 | 86.1355 | 6.7693e-09 | 2021 | Mitigation | 0.5 | 30 | 0 | esc | 0.036879 | 2.8983e-12 | 0.038941 | 3.0603e-12 | 0 | 0 | 0 | 0
[120 empty] | 7.3.5.15 Identification and remediation of “at-risk species”WLDFRVegetation ContactBranch (Not overhanging, within 4ft) | WLDFR | HFTD - Distribution - Tier 3 - 5QU CoRE ¦ 4QU LoRE | Non-Red Flag Warning - Catastrophic Fires | Vegetation Contact | Branch (Not overhanging, within 4ft) | 2021 | 3.5136e-11 | 86.1355 | 3.0264e-09 | 2021 | Mitigation | 0.9 | 30 | 0 | esc | 0.066382 | 2.3324e-12 | 0.070094 | 2.4628e-12 | 0 | 0 | 0 | 0
[120 empty] | 7.3.5.15 Identification and remediation of “at-risk species”WLDFRVegetation ContactBranch (OverHanging) | WLDFR | HFTD - Distribution - Tier 3 - 5QU CoRE ¦ 4QU LoRE | Non-Red Flag Warning - Catastrophic Fires | Vegetation Contact | Branch (OverHanging) | 2021 | 1.5736e-09 | 86.1355 | 1.3554e-07 | 2021 | Mitigation | 0.9 | 30 | 0 | esc | 0.066382 | 1.0446e-10 | 0.070094 | 1.103e-10 | 0 | 0 | 0 | 0
[120 empty] | 7.3.5.15 Identification and remediation of “at-risk species”WLDFRVegetation ContactFell into (Moderate-Severe defect) | WLDFR | HFTD - Distribution - Tier 3 - 5QU CoRE ¦ 4QU LoRE | Non-Red Flag Warning - Catastrophic Fires | Vegetation Contact | Fell into (Moderate-Severe defect) | 2021 | 7.0176e-10 | 86.1355 | 6.0446e-08 | 2021 | Mitigation | 0.95 | 1 | 0 | esc | 0 | 0 | 0.073988 | 5.1922e-11 | 0 | 0 | 0 | 0
[120 empty] | 7.3.5.15 Identification and remediation of “at-risk species”WLDFRVegetation ContactFell into (slight defect) | WLDFR | HFTD - Distribution - Tier 3 - 5QU CoRE ¦ 4QU LoRE | Non-Red Flag Warning - Catastrophic Fires | Vegetation Contact | Fell into (slight defect) | 2021 | 9.0541e-10 | 86.1355 | 7.7988e-08 | 2021 | Mitigation | 0.5 | 1 | 0 | esc | 0 | 0 | 0.038941 | 3.5257e-11 | 0 | 0 | 0 | 0
[120 empty] | 7.3.5.15 Identification and remediation of “at-risk species”WLDFRVegetation ContactGrow Into | WLDFR | HFTD - Distribution - Tier 3 - 5QU CoRE ¦ 4QU LoRE | Non-Red Flag Warning - Catastrophic Fires | Vegetation Contact | Grow Into | 2021 | 7.8141e-11 | 86.1355 | 6.7307e-09 | 2021 | Mitigation | 0.5 | 1 | 0 | esc | 0 | 0 | 0.038941 | 3.0429e-12 | 0 | 0 | 0 | 0
[120 empty] | 7.3.5.15 Identification and remediation of “at-risk species”WLDFRVegetation ContactBranch (Not overhanging, 4-12ft) | WLDFR | HFTD - Distribution - Tier 3 - 5QU CoRE ¦ 4QU LoRE | Non-Red Flag Warning - Destructive Fires | Vegetation Contact | Branch (Not overhanging, 4-12ft) | 2021 | 2.2752e-10 | 86.1355 | 1.9598e-08 | 2021 | Mitigation | 0.5 | 30 | 0 | esc | 0.036879 | 8.3907e-12 | 0.038941 | 8.8599e-12 | 0 | 0 | 0 | 0
[120 empty] | 7.3.5.15 Identification and remediation of “at-risk species”WLDFRVegetation ContactBranch (Not overhanging, within 4ft) | WLDFR | HFTD - Distribution - Tier 3 - 5QU CoRE ¦ 4QU LoRE | Non-Red Flag Warning - Destructive Fires | Vegetation Contact | Branch (Not overhanging, within 4ft) | 2021 | 1.0158e-10 | 86.1355 | 8.7497e-09 | 2021 | Mitigation | 0.9 | 30 | 0 | esc | 0.066382 | 6.7431e-12 | 0.070094 | 7.1201e-12 | 0 | 0 | 0 | 0
[120 empty] | 7.3.5.15 Identification and remediation of “at-risk species”WLDFRVegetation ContactBranch (OverHanging) | WLDFR | HFTD - Distribution - Tier 3 - 5QU CoRE ¦ 4QU LoRE | Non-Red Flag Warning - Destructive Fires | Vegetation Contact | Branch (OverHanging) | 2021 | 4.5518e-09 | 86.1355 | 3.9207e-07 | 2021 | Mitigation | 0.9 | 30 | 0 | esc | 0.066382 | 3.0216e-10 | 0.070094 | 3.1905e-10 | 0 | 0 | 0 | 0
[120 empty] | 7.3.5.15 Identification and remediation of “at-risk species”WLDFRVegetation ContactFell into (Moderate-Severe defect) | WLDFR | HFTD - Distribution - Tier 3 - 5QU CoRE ¦ 4QU LoRE | Non-Red Flag Warning - Destructive Fires | Vegetation Contact | Fell into (Moderate-Severe defect) | 2021 | 2.0375e-09 | 86.1355 | 1.755e-07 | 2021 | Mitigation | 0.95 | 1 | 0 | esc | 0 | 0 | 0.073988 | 1.5075e-10 | 0 | 0 | 0 | 0
[120 empty] | 7.3.5.15 Identification and remediation of “at-risk species”WLDFRVegetation ContactFell into (slight defect) | WLDFR | HFTD - Distribution - Tier 3 - 5QU CoRE ¦ 4QU LoRE | Non-Red Flag Warning - Destructive Fires | Vegetation Contact | Fell into (slight defect) | 2021 | 2.6288e-09 | 86.1355 | 2.2644e-07 | 2021 | Mitigation | 0.5 | 1 | 0 | esc | 0 | 0 | 0.038941 | 1.0237e-10 | 0 | 0 | 0 | 0
[120 empty] | 7.3.5.15 Identification and remediation of “at-risk species”WLDFRVegetation ContactGrow Into | WLDFR | HFTD - Distribution - Tier 3 - 5QU CoRE ¦ 4QU LoRE | Non-Red Flag Warning - Destructive Fires | Vegetation Contact | Grow Into | 2021 | 2.2684e-10 | 86.1355 | 1.9539e-08 | 2021 | Mitigation | 0.5 | 1 | 0 | esc | 0 | 0 | 0.038941 | 8.8333e-12 | 0 | 0 | 0 | 0
[120 empty] | 7.3.5.15 Identification and remediation of “at-risk species”WLDFRVegetation ContactBranch (Not overhanging, 4-12ft) | WLDFR | HFTD - Distribution - Tier 3 - 5QU CoRE ¦ 4QU LoRE | Non-Red Flag Warning - Large Fires | Vegetation Contact | Branch (Not overhanging, 4-12ft) | 2021 | 2.2171e-08 | 86.1355 | 1.9097e-06 | 2021 | Mitigation | 0.5 | 30 | 0 | esc | 0.036879 | 8.1765e-10 | 0.038941 | 8.6337e-10 | 0 | 0 | 0 | 0
[120 empty] | 7.3.5.15 Identification and remediation of “at-risk species”WLDFRVegetation ContactBranch (Not overhanging, within 4ft) | WLDFR | HFTD - Distribution - Tier 3 - 5QU CoRE ¦ 4QU LoRE | Non-Red Flag Warning - Large Fires | Vegetation Contact | Branch (Not overhanging, within 4ft) | 2021 | 9.8399e-09 | 86.1355 | 8.4757e-07 | 2021 | Mitigation | 0.9 | 30 | 0 | esc | 0.066382 | 6.5319e-10 | 0.070094 | 6.8971e-10 | 0 | 0 | 0 | 0
[120 empty] | 7.3.5.15 Identification and remediation of “at-risk species”WLDFRVegetation ContactBranch (OverHanging) | WLDFR | HFTD - Distribution - Tier 3 - 5QU CoRE ¦ 4QU LoRE | Non-Red Flag Warning - Large Fires | Vegetation Contact | Branch (OverHanging) | 2021 | 4.5469e-07 | 86.1355 | 3.9165e-05 | 2021 | Mitigation | 0.9 | 30 | 0 | esc | 0.066382 | 3.0183e-08 | 0.070094 | 3.1871e-08 | 0 | 0 | 0 | 0
[120 empty] | 7.3.5.15 Identification and remediation of “at-risk species”WLDFRVegetation ContactFell into (Moderate-Severe defect) | WLDFR | HFTD - Distribution - Tier 3 - 5QU CoRE ¦ 4QU LoRE | Non-Red Flag Warning - Large Fires | Vegetation Contact | Fell into (Moderate-Severe defect) | 2021 | 2.1499e-07 | 86.1355 | 1.8519e-05 | 2021 | Mitigation | 0.95 | 1 | 0 | esc | 0 | 0 | 0.073988 | 1.5907e-08 | 0 | 0 | 0 | 0
[120 empty] | 7.3.5.15 Identification and remediation of “at-risk species”WLDFRVegetation ContactFell into (slight defect) | WLDFR | HFTD - Distribution - Tier 3 - 5QU CoRE ¦ 4QU LoRE | Non-Red Flag Warning - Large Fires | Vegetation Contact | Fell into (slight defect) | 2021 | 2.7791e-07 | 86.1355 | 2.3938e-05 | 2021 | Mitigation | 0.5 | 1 | 0 | esc | 0 | 0 | 0.038941 | 1.0822e-08 | 0 | 0 | 0 | 0
[120 empty] | 7.3.5.15 Identification and remediation of “at-risk species”WLDFRVegetation ContactGrow Into | WLDFR | HFTD - Distribution - Tier 3 - 5QU CoRE ¦ 4QU LoRE | Non-Red Flag Warning - Large Fires | Vegetation Contact | Grow Into | 2021 | 2.3716e-08 | 86.1355 | 2.0428e-06 | 2021 | Mitigation | 0.5 | 1 | 0 | esc | 0 | 0 | 0.038941 | 9.2353e-10 | 0 | 0 | 0 | 0
[120 empty] | 7.3.5.15 Identification and remediation of “at-risk species”WLDFRVegetation ContactBranch (Not overhanging, 4-12ft) | WLDFR | HFTD - Distribution - Tier 3 - 5QU CoRE ¦ 4QU LoRE | Non-Red Flag Warning - Small Fires | Vegetation Contact | Branch (Not overhanging, 4-12ft) | 2021 | 1.0142e-05 | 86.1355 | 0.00087359 | 2021 | Mitigation | 0.5 | 30 | 0 | esc | 0.036879 | 3.7403e-07 | 0.038941 | 3.9494e-07 | 0 | 0 | 0 | 0
[120 empty] | 7.3.5.15 Identification and remediation of “at-risk species”WLDFRVegetation ContactBranch (Not overhanging, within 4ft) | WLDFR | HFTD - Distribution - Tier 3 - 5QU CoRE ¦ 4QU LoRE | Non-Red Flag Warning - Small Fires | Vegetation Contact | Branch (Not overhanging, within 4ft) | 2021 | 4.519e-06 | 86.1355 | 0.00038924 | 2021 | Mitigation | 0.9 | 30 | 0 | esc | 0.066382 | 2.9998e-07 | 0.070094 | 3.1675e-07 | 0 | 0 | 0 | 0
[120 empty] | 7.3.5.15 Identification and remediation of “at-risk species”WLDFRVegetation ContactBranch (OverHanging) | WLDFR | HFTD - Distribution - Tier 3 - 5QU CoRE ¦ 4QU LoRE | Non-Red Flag Warning - Small Fires | Vegetation Contact | Branch (OverHanging) | 2021 | 0.00020869 | 86.1355 | 0.017976 | 2021 | Mitigation | 0.9 | 30 | 0 | esc | 0.066382 | 1.3854e-05 | 0.070094 | 1.4628e-05 | 0 | 0 | 0 | 0
[120 empty] | 7.3.5.15 Identification and remediation of “at-risk species”WLDFRVegetation ContactFell into (Moderate-Severe defect) | WLDFR | HFTD - Distribution - Tier 3 - 5QU CoRE ¦ 4QU LoRE | Non-Red Flag Warning - Small Fires | Vegetation Contact | Fell into (Moderate-Severe defect) | 2021 | 9.7828e-05 | 86.1355 | 0.0084264 | 2021 | Mitigation | 0.95 | 1 | 0 | esc | 0 | 0 | 0.073988 | 7.238e-06 | 0 | 0 | 0 | 0
[120 empty] | 7.3.5.15 Identification and remediation of “at-risk species”WLDFRVegetation ContactFell into (slight defect) | WLDFR | HFTD - Distribution - Tier 3 - 5QU CoRE ¦ 4QU LoRE | Non-Red Flag Warning - Small Fires | Vegetation Contact | Fell into (slight defect) | 2021 | 0.00012645 | 86.1355 | 0.010892 | 2021 | Mitigation | 0.5 | 1 | 0 | esc | 0 | 0 | 0.038941 | 4.9242e-06 | 0 | 0 | 0 | 0
[120 empty] | 7.3.5.15 Identification and remediation of “at-risk species”WLDFRVegetation ContactGrow Into | WLDFR | HFTD - Distribution - Tier 3 - 5QU CoRE ¦ 4QU LoRE | Non-Red Flag Warning - Small Fires | Vegetation Contact | Grow Into | 2021 | 1.0792e-05 | 86.1355 | 0.00092961 | 2021 | Mitigation | 0.5 | 1 | 0 | esc | 0 | 0 | 0.038941 | 4.2027e-07 | 0 | 0 | 0 | 0
[120 empty] | 7.3.5.15 Identification and remediation of “at-risk species”WLDFRVegetation ContactBranch (Not overhanging, 4-12ft) | WLDFR | HFTD - Distribution - Tier 3 - 5QU CoRE ¦ 4QU LoRE | Red Flag Warning - Catastrophic Fires | Vegetation Contact | Branch (Not overhanging, 4-12ft) | 2021 | 1.285e-08 | 86.1355 | 1.1069e-06 | 2021 | Mitigation | 0.5 | 30 | 0 | esc | 0.036879 | 4.7391e-10 | 0.038941 | 5.0041e-10 | 0 | 0 | 0 | 0
[120 empty] | 7.3.5.15 Identification and remediation of “at-risk species”WLDFRVegetation ContactBranch (Not overhanging, within 4ft) | WLDFR | HFTD - Distribution - Tier 3 - 5QU CoRE ¦ 4QU LoRE | Red Flag Warning - Catastrophic Fires | Vegetation Contact | Branch (Not overhanging, within 4ft) | 2021 | 3.2834e-09 | 86.1355 | 2.8282e-07 | 2021 | Mitigation | 0.9 | 30 | 0 | esc | 0.066382 | 2.1796e-10 | 0.070094 | 2.3015e-10 | 0 | 0 | 0 | 0
[120 empty] | 7.3.5.15 Identification and remediation of “at-risk species”WLDFRVegetation ContactBranch (OverHanging) | WLDFR | HFTD - Distribution - Tier 3 - 5QU CoRE ¦ 4QU LoRE | Red Flag Warning - Catastrophic Fires | Vegetation Contact | Branch (OverHanging) | 2021 | 1.9482e-07 | 86.1355 | 1.6781e-05 | 2021 | Mitigation | 0.9 | 30 | 0 | esc | 0.066382 | 1.2932e-08 | 0.070094 | 1.3655e-08 | 0 | 0 | 0 | 0
[120 empty] | 7.3.5.15 Identification and remediation of “at-risk species”WLDFRVegetation ContactFell into (Moderate-Severe defect) | WLDFR | HFTD - Distribution - Tier 3 - 5QU CoRE ¦ 4QU LoRE | Red Flag Warning - Catastrophic Fires | Vegetation Contact | Fell into (Moderate-Severe defect) | 2021 | 5.5156e-08 | 86.1355 | 4.7509e-06 | 2021 | Mitigation | 0.95 | 1 | 0 | esc | 0 | 0 | 0.073988 | 4.0809e-09 | 0 | 0 | 0 | 0
[120 empty] | 7.3.5.15 Identification and remediation of “at-risk species”WLDFRVegetation ContactFell into (slight defect) | WLDFR | HFTD - Distribution - Tier 3 - 5QU CoRE ¦ 4QU LoRE | Red Flag Warning - Catastrophic Fires | Vegetation Contact | Fell into (slight defect) | 2021 | 6.1123e-08 | 86.1355 | 5.2649e-06 | 2021 | Mitigation | 0.5 | 1 | 0 | esc | 0 | 0 | 0.038941 | 2.3802e-09 | 0 | 0 | 0 | 0
[120 empty] | 7.3.5.15 Identification and remediation of “at-risk species”WLDFRVegetation ContactGrow Into | WLDFR | HFTD - Distribution - Tier 3 - 5QU CoRE ¦ 4QU LoRE | Red Flag Warning - Catastrophic Fires | Vegetation Contact | Grow Into | 2021 | 6.4173e-09 | 86.1355 | 5.5276e-07 | 2021 | Mitigation | 0.5 | 1 | 0 | esc | 0 | 0 | 0.038941 | 2.499e-10 | 0 | 0 | 0 | 0
[120 empty] | 7.3.5.15 Identification and remediation of “at-risk species”WLDFRVegetation ContactBranch (Not overhanging, 4-12ft) | WLDFR | HFTD - Distribution - Tier 3 - 5QU CoRE ¦ 4QU LoRE | Red Flag Warning - Destructive Fires | Vegetation Contact | Branch (Not overhanging, 4-12ft) | 2021 | 1.8708e-09 | 86.1355 | 1.6114e-07 | 2021 | Mitigation | 0.5 | 30 | 0 | esc | 0.036879 | 6.8992e-11 | 0.038941 | 7.285e-11 | 0 | 0 | 0 | 0
[120 empty] | 7.3.5.15 Identification and remediation of “at-risk species”WLDFRVegetation ContactBranch (Not overhanging, within 4ft) | WLDFR | HFTD - Distribution - Tier 3 - 5QU CoRE ¦ 4QU LoRE | Red Flag Warning - Destructive Fires | Vegetation Contact | Branch (Not overhanging, within 4ft) | 2021 | 4.7735e-10 | 86.1355 | 4.1117e-08 | 2021 | Mitigation | 0.9 | 30 | 0 | esc | 0.066382 | 3.1688e-11 | 0.070094 | 3.3459e-11 | 0 | 0 | 0 | 0
[120 empty] | 7.3.5.15 Identification and remediation of “at-risk species”WLDFRVegetation ContactBranch (OverHanging) | WLDFR | HFTD - Distribution - Tier 3 - 5QU CoRE ¦ 4QU LoRE | Red Flag Warning - Destructive Fires | Vegetation Contact | Branch (OverHanging) | 2021 | 2.8338e-08 | 86.1355 | 2.4409e-06 | 2021 | Mitigation | 0.9 | 30 | 0 | esc | 0.066382 | 1.8811e-09 | 0.070094 | 1.9863e-09 | 0 | 0 | 0 | 0
[120 empty] | 7.3.5.15 Identification and remediation of “at-risk species”WLDFRVegetation ContactFell into (Moderate-Severe defect) | WLDFR | HFTD - Distribution - Tier 3 - 5QU CoRE ¦ 4QU LoRE | Red Flag Warning - Destructive Fires | Vegetation Contact | Fell into (Moderate-Severe defect) | 2021 | 8.0527e-09 | 86.1355 | 6.9363e-07 | 2021 | Mitigation | 0.95 | 1 | 0 | esc | 0 | 0 | 0.073988 | 5.958e-10 | 0 | 0 | 0 | 0
[120 empty] | 7.3.5.15 Identification and remediation of “at-risk species”WLDFRVegetation ContactFell into (slight defect) | WLDFR | HFTD - Distribution - Tier 3 - 5QU CoRE ¦ 4QU LoRE | Red Flag Warning - Destructive Fires | Vegetation Contact | Fell into (slight defect) | 2021 | 8.9242e-09 | 86.1355 | 7.6869e-07 | 2021 | Mitigation | 0.5 | 1 | 0 | esc | 0 | 0 | 0.038941 | 3.4752e-10 | 0 | 0 | 0 | 0
[120 empty] | 7.3.5.15 Identification and remediation of “at-risk species”WLDFRVegetation ContactGrow Into | WLDFR | HFTD - Distribution - Tier 3 - 5QU CoRE ¦ 4QU LoRE | Red Flag Warning - Destructive Fires | Vegetation Contact | Grow Into | 2021 | 9.3678e-10 | 86.1355 | 8.069e-08 | 2021 | Mitigation | 0.5 | 1 | 0 | esc | 0 | 0 | 0.038941 | 3.6479e-11 | 0 | 0 | 0 | 0
[120 empty] | 7.3.5.15 Identification and remediation of “at-risk species”WLDFRVegetation ContactBranch (Not overhanging, 4-12ft) | WLDFR | HFTD - Distribution - Tier 3 - 5QU CoRE ¦ 4QU LoRE | Red Flag Warning - Large Fires | Vegetation Contact | Branch (Not overhanging, 4-12ft) | 2021 | 9.9668e-08 | 86.1355 | 8.585e-06 | 2021 | Mitigation | 0.5 | 30 | 0 | esc | 0.036879 | 3.6757e-09 | 0.038941 | 3.8812e-09 | 0 | 0 | 0 | 0
[120 empty] | 7.3.5.15 Identification and remediation of “at-risk species”WLDFRVegetation ContactBranch (Not overhanging, within 4ft) | WLDFR | HFTD - Distribution - Tier 3 - 5QU CoRE ¦ 4QU LoRE | Red Flag Warning - Large Fires | Vegetation Contact | Branch (Not overhanging, within 4ft) | 2021 | 2.528e-08 | 86.1355 | 2.1775e-06 | 2021 | Mitigation | 0.9 | 30 | 0 | esc | 0.066382 | 1.6782e-09 | 0.070094 | 1.772e-09 | 0 | 0 | 0 | 0
[120 empty] | 7.3.5.15 Identification and remediation of “at-risk species”WLDFRVegetation ContactBranch (OverHanging) | WLDFR | HFTD - Distribution - Tier 3 - 5QU CoRE ¦ 4QU LoRE | Red Flag Warning - Large Fires | Vegetation Contact | Branch (OverHanging) | 2021 | 1.5476e-06 | 86.1355 | 0.00013331 | 2021 | Mitigation | 0.9 | 30 | 0 | esc | 0.066382 | 1.0273e-07 | 0.070094 | 1.0848e-07 | 0 | 0 | 0 | 0
[120 empty] | 7.3.5.15 Identification and remediation of “at-risk species”WLDFRVegetation ContactFell into (Moderate-Severe defect) | WLDFR | HFTD - Distribution - Tier 3 - 5QU CoRE ¦ 4QU LoRE | Red Flag Warning - Large Fires | Vegetation Contact | Fell into (Moderate-Severe defect) | 2021 | 4.6456e-07 | 86.1355 | 4.0015e-05 | 2021 | Mitigation | 0.95 | 1 | 0 | esc | 0 | 0 | 0.073988 | 3.4372e-08 | 0 | 0 | 0 | 0
[120 empty] | 7.3.5.15 Identification and remediation of “at-risk species”WLDFRVegetation ContactFell into (slight defect) | WLDFR | HFTD - Distribution - Tier 3 - 5QU CoRE ¦ 4QU LoRE | Red Flag Warning - Large Fires | Vegetation Contact | Fell into (slight defect) | 2021 | 5.1579e-07 | 86.1355 | 4.4428e-05 | 2021 | Mitigation | 0.5 | 1 | 0 | esc | 0 | 0 | 0.038941 | 2.0085e-08 | 0 | 0 | 0 | 0
[120 empty] | 7.3.5.15 Identification and remediation of “at-risk species”WLDFRVegetation ContactGrow Into | WLDFR | HFTD - Distribution - Tier 3 - 5QU CoRE ¦ 4QU LoRE | Red Flag Warning - Large Fires | Vegetation Contact | Grow Into | 2021 | 5.3547e-08 | 86.1355 | 4.6123e-06 | 2021 | Mitigation | 0.5 | 1 | 0 | esc | 0 | 0 | 0.038941 | 2.0851e-09 | 0 | 0 | 0 | 0
[120 empty] | 7.3.5.15 Identification and remediation of “at-risk species”WLDFRVegetation ContactBranch (Not overhanging, 4-12ft) | WLDFR | HFTD - Distribution - Tier 3 - 5QU CoRE ¦ 4QU LoRE | Red Flag Warning - Small Fires | Vegetation Contact | Branch (Not overhanging, 4-12ft) | 2021 | 4.1249e-06 | 86.1355 | 0.0003553 | 2021 | Mitigation | 0.5 | 30 | 0 | esc | 0.036879 | 1.5212e-07 | 0.038941 | 1.6063e-07 | 0 | 0 | 0 | 0
[120 empty] | 7.3.5.15 Identification and remediation of “at-risk species”WLDFRVegetation ContactBranch (Not overhanging, within 4ft) | WLDFR | HFTD - Distribution - Tier 3 - 5QU CoRE ¦ 4QU LoRE | Red Flag Warning - Small Fires | Vegetation Contact | Branch (Not overhanging, within 4ft) | 2021 | 1.0504e-06 | 86.1355 | 9.0476e-05 | 2021 | Mitigation | 0.9 | 30 | 0 | esc | 0.066382 | 6.9727e-08 | 0.070094 | 7.3626e-08 | 0 | 0 | 0 | 0
[120 empty] | 7.3.5.15 Identification and remediation of “at-risk species”WLDFRVegetation ContactBranch (OverHanging) | WLDFR | HFTD - Distribution - Tier 3 - 5QU CoRE ¦ 4QU LoRE | Red Flag Warning - Small Fires | Vegetation Contact | Branch (OverHanging) | 2021 | 6.4266e-05 | 86.1355 | 0.0055356 | 2021 | Mitigation | 0.9 | 30 | 0 | esc | 0.066382 | 4.2661e-06 | 0.070094 | 4.5046e-06 | 0 | 0 | 0 | 0
[120 empty] | 7.3.5.15 Identification and remediation of “at-risk species”WLDFRVegetation ContactFell into (Moderate-Severe defect) | WLDFR | HFTD - Distribution - Tier 3 - 5QU CoRE ¦ 4QU LoRE | Red Flag Warning - Small Fires | Vegetation Contact | Fell into (Moderate-Severe defect) | 2021 | 1.9125e-05 | 86.1355 | 0.0016473 | 2021 | Mitigation | 0.95 | 1 | 0 | esc | 0 | 0 | 0.073988 | 1.415e-06 | 0 | 0 | 0 | 0
[120 empty] | 7.3.5.15 Identification and remediation of “at-risk species”WLDFRVegetation ContactFell into (slight defect) | WLDFR | HFTD - Distribution - Tier 3 - 5QU CoRE ¦ 4QU LoRE | Red Flag Warning - Small Fires | Vegetation Contact | Fell into (slight defect) | 2021 | 2.1233e-05 | 86.1355 | 0.0018289 | 2021 | Mitigation | 0.5 | 1 | 0 | esc | 0 | 0 | 0.038941 | 8.2685e-07 | 0 | 0 | 0 | 0
[120 empty] | 7.3.5.15 Identification and remediation of “at-risk species”WLDFRVegetation ContactGrow Into | WLDFR | HFTD - Distribution - Tier 3 - 5QU CoRE ¦ 4QU LoRE | Red Flag Warning - Small Fires | Vegetation Contact | Grow Into | 2021 | 2.2046e-06 | 86.1355 | 0.00018989 | 2021 | Mitigation | 0.5 | 1 | 0 | esc | 0 | 0 | 0.038941 | 8.5848e-08 | 0 | 0 | 0 | 0
[120 empty] | 7.3.5.15 Identification and remediation of “at-risk species”WLDFRCC - Seismic ScenarioSeismic Scenario | WLDFR | HFTD - Distribution - Tier 3 - 5QU CoRE ¦ 4QU LoRE | Seismic - Non-Red Flag Warning - Catastrophic Fires | CC - Seismic Scenario | Seismic Scenario | 2021 | 8.1223e-10 | 86.1355 | 6.9962e-08 | 2021 | Mitigation | 0.082056 | 1 | 0 | esc | 0 | 0 | 0.0063906 | 5.1907e-12 | 0 | 0 | 0 | 0
[120 empty] | 7.3.5.15 Identification and remediation of “at-risk species”WLDFRCC - Seismic ScenarioSeismic Scenario | WLDFR | HFTD - Distribution - Tier 3 - 5QU CoRE ¦ 4QU LoRE | Seismic - Red Flag Warning - Catastrophic Fires | CC - Seismic Scenario | Seismic Scenario | 2021 | 3.5023e-08 | 86.1355 | 3.0167e-06 | 2021 | Mitigation | 0.082056 | 1 | 0 | esc | 0 | 0 | 0.0063906 | 2.2382e-10 | 0 | 0 | 0 | 0
[120 empty] | 7.3.5.15 Identification and remediation of “at-risk species”WLDFRVegetation ContactBranch (Not overhanging, 4-12ft) | WLDFR | HFTD - Distribution - Tier 3 - 5QU CoRE ¦ 5QU LoRE | Non-Red Flag Warning - Catastrophic Fires | Vegetation Contact | Branch (Not overhanging, 4-12ft) | 2021 | 3.6419e-11 | 92.8527 | 3.3816e-09 | 2021 | Mitigation | 0.5 | 30 | 0 | esc | 0.036879 | 1.3431e-12 | 0.038941 | 1.4182e-12 | 0 | 0 | 0 | 0
[120 empty] | 7.3.5.15 Identification and remediation of “at-risk species”WLDFRVegetation ContactBranch (Not overhanging, within 4ft) | WLDFR | HFTD - Distribution - Tier 3 - 5QU CoRE ¦ 5QU LoRE | Non-Red Flag Warning - Catastrophic Fires | Vegetation Contact | Branch (Not overhanging, within 4ft) | 2021 | 1.7764e-11 | 92.8527 | 1.6495e-09 | 2021 | Mitigation | 0.9 | 30 | 0 | esc | 0.066382 | 1.1792e-12 | 0.070094 | 1.2452e-12 | 0 | 0 | 0 | 0
[120 empty] | 7.3.5.15 Identification and remediation of “at-risk species”WLDFRVegetation ContactBranch (OverHanging) | WLDFR | HFTD - Distribution - Tier 3 - 5QU CoRE ¦ 5QU LoRE | Non-Red Flag Warning - Catastrophic Fires | Vegetation Contact | Branch (OverHanging) | 2021 | 8.6112e-10 | 92.8527 | 7.9957e-08 | 2021 | Mitigation | 0.9 | 30 | 0 | esc | 0.066382 | 5.7163e-11 | 0.070094 | 6.0359e-11 | 0 | 0 | 0 | 0
[120 empty] | 7.3.5.15 Identification and remediation of “at-risk species”WLDFRVegetation ContactFell into (Moderate-Severe defect) | WLDFR | HFTD - Distribution - Tier 3 - 5QU CoRE ¦ 5QU LoRE | Non-Red Flag Warning - Catastrophic Fires | Vegetation Contact | Fell into (Moderate-Severe defect) | 2021 | 3.6208e-10 | 92.8527 | 3.362e-08 | 2021 | Mitigation | 0.95 | 1 | 0 | esc | 0 | 0 | 0.073988 | 2.6789e-11 | 0 | 0 | 0 | 0
[120 empty] | 7.3.5.15 Identification and remediation of “at-risk species”WLDFRVegetation ContactFell into (slight defect) | WLDFR | HFTD - Distribution - Tier 3 - 5QU CoRE ¦ 5QU LoRE | Non-Red Flag Warning - Catastrophic Fires | Vegetation Contact | Fell into (slight defect) | 2021 | 4.6959e-10 | 92.8527 | 4.3603e-08 | 2021 | Mitigation | 0.5 | 1 | 0 | esc | 0 | 0 | 0.038941 | 1.8286e-11 | 0 | 0 | 0 | 0
[120 empty] | 7.3.5.15 Identification and remediation of “at-risk species”WLDFRVegetation ContactGrow Into | WLDFR | HFTD - Distribution - Tier 3 - 5QU CoRE ¦ 5QU LoRE | Non-Red Flag Warning - Catastrophic Fires | Vegetation Contact | Grow Into | 2021 | 3.9274e-11 | 92.8527 | 3.6467e-09 | 2021 | Mitigation | 0.5 | 1 | 0 | esc | 0 | 0 | 0.038941 | 1.5294e-12 | 0 | 0 | 0 | 0
[120 empty] | 7.3.5.15 Identification and remediation of “at-risk species”WLDFRVegetation ContactBranch (Not overhanging, 4-12ft) | WLDFR | HFTD - Distribution - Tier 3 - 5QU CoRE ¦ 5QU LoRE | Non-Red Flag Warning - Destructive Fires | Vegetation Contact | Branch (Not overhanging, 4-12ft) | 2021 | 1.053e-10 | 92.8527 | 9.7776e-09 | 2021 | Mitigation | 0.5 | 30 | 0 | esc | 0.036879 | 3.8834e-12 | 0.038941 | 4.1006e-12 | 0 | 0 | 0 | 0
[120 empty] | 7.3.5.15 Identification and remediation of “at-risk species”WLDFRVegetation ContactBranch (Not overhanging, within 4ft) | WLDFR | HFTD - Distribution - Tier 3 - 5QU CoRE ¦ 5QU LoRE | Non-Red Flag Warning - Destructive Fires | Vegetation Contact | Branch (Not overhanging, within 4ft) | 2021 | 5.1727e-11 | 92.8527 | 4.8029e-09 | 2021 | Mitigation | 0.9 | 30 | 0 | esc | 0.066382 | 3.4337e-12 | 0.070094 | 3.6257e-12 | 0 | 0 | 0 | 0
[120 empty] | 7.3.5.15 Identification and remediation of “at-risk species”WLDFRVegetation ContactBranch (OverHanging) | WLDFR | HFTD - Distribution - Tier 3 - 5QU CoRE ¦ 5QU LoRE | Non-Red Flag Warning - Destructive Fires | Vegetation Contact | Branch (OverHanging) | 2021 | 2.5288e-09 | 92.8527 | 2.3481e-07 | 2021 | Mitigation | 0.9 | 30 | 0 | esc | 0.066382 | 1.6787e-10 | 0.070094 | 1.7725e-10 | 0 | 0 | 0 | 0
[120 empty] | 7.3.5.15 Identification and remediation of “at-risk species”WLDFRVegetation ContactFell into (Moderate-Severe defect) | WLDFR | HFTD - Distribution - Tier 3 - 5QU CoRE ¦ 5QU LoRE | Non-Red Flag Warning - Destructive Fires | Vegetation Contact | Fell into (Moderate-Severe defect) | 2021 | 1.0632e-09 | 92.8527 | 9.8722e-08 | 2021 | Mitigation | 0.95 | 1 | 0 | esc | 0 | 0 | 0.073988 | 7.8664e-11 | 0 | 0 | 0 | 0
[120 empty] | 7.3.5.15 Identification and remediation of “at-risk species”WLDFRVegetation ContactFell into (slight defect) | WLDFR | HFTD - Distribution - Tier 3 - 5QU CoRE ¦ 5QU LoRE | Non-Red Flag Warning - Destructive Fires | Vegetation Contact | Fell into (slight defect) | 2021 | 1.3797e-09 | 92.8527 | 1.281e-07 | 2021 | Mitigation | 0.5 | 1 | 0 | esc | 0 | 0 | 0.038941 | 5.3725e-11 | 0 | 0 | 0 | 0
[120 empty] | 7.3.5.15 Identification and remediation of “at-risk species”WLDFRVegetation ContactGrow Into | WLDFR | HFTD - Distribution - Tier 3 - 5QU CoRE ¦ 5QU LoRE | Non-Red Flag Warning - Destructive Fires | Vegetation Contact | Grow Into | 2021 | 1.1501e-10 | 92.8527 | 1.0679e-08 | 2021 | Mitigation | 0.5 | 1 | 0 | esc | 0 | 0 | 0.038941 | 4.4786e-12 | 0 | 0 | 0 | 0
[120 empty] | 7.3.5.15 Identification and remediation of “at-risk species”WLDFRVegetation ContactBranch (Not overhanging, 4-12ft) | WLDFR | HFTD - Distribution - Tier 3 - 5QU CoRE ¦ 5QU LoRE | Non-Red Flag Warning - Large Fires | Vegetation Contact | Branch (Not overhanging, 4-12ft) | 2021 | 1.4357e-08 | 92.8527 | 1.3331e-06 | 2021 | Mitigation | 0.5 | 30 | 0 | esc | 0.036879 | 5.2948e-10 | 0.038941 | 5.5909e-10 | 0 | 0 | 0 | 0
[120 empty] | 7.3.5.15 Identification and remediation of “at-risk species”WLDFRVegetation ContactBranch (Not overhanging, within 4ft) | WLDFR | HFTD - Distribution - Tier 3 - 5QU CoRE ¦ 5QU LoRE | Non-Red Flag Warning - Large Fires | Vegetation Contact | Branch (Not overhanging, within 4ft) | 2021 | 6.8663e-09 | 92.8527 | 6.3756e-07 | 2021 | Mitigation | 0.9 | 30 | 0 | esc | 0.066382 | 4.558e-10 | 0.070094 | 4.8129e-10 | 0 | 0 | 0 | 0
[120 empty] | 7.3.5.15 Identification and remediation of “at-risk species”WLDFRVegetation ContactBranch (OverHanging) | WLDFR | HFTD - Distribution - Tier 3 - 5QU CoRE ¦ 5QU LoRE | Non-Red Flag Warning - Large Fires | Vegetation Contact | Branch (OverHanging) | 2021 | 3.2443e-07 | 92.8527 | 3.0125e-05 | 2021 | Mitigation | 0.9 | 30 | 0 | esc | 0.066382 | 2.1537e-08 | 0.070094 | 2.2741e-08 | 0 | 0 | 0 | 0
[120 empty] | 7.3.5.15 Identification and remediation of “at-risk species”WLDFRVegetation ContactFell into (Moderate-Severe defect) | WLDFR | HFTD - Distribution - Tier 3 - 5QU CoRE ¦ 5QU LoRE | Non-Red Flag Warning - Large Fires | Vegetation Contact | Fell into (Moderate-Severe defect) | 2021 | 1.3614e-07 | 92.8527 | 1.2641e-05 | 2021 | Mitigation | 0.95 | 1 | 0 | esc | 0 | 0 | 0.073988 | 1.0073e-08 | 0 | 0 | 0 | 0
[120 empty] | 7.3.5.15 Identification and remediation of “at-risk species”WLDFRVegetation ContactFell into (slight defect) | WLDFR | HFTD - Distribution - Tier 3 - 5QU CoRE ¦ 5QU LoRE | Non-Red Flag Warning - Large Fires | Vegetation Contact | Fell into (slight defect) | 2021 | 1.7628e-07 | 92.8527 | 1.6368e-05 | 2021 | Mitigation | 0.5 | 1 | 0 | esc | 0 | 0 | 0.038941 | 6.8644e-09 | 0 | 0 | 0 | 0
[120 empty] | 7.3.5.15 Identification and remediation of “at-risk species”WLDFRVegetation ContactGrow Into | WLDFR | HFTD - Distribution - Tier 3 - 5QU CoRE ¦ 5QU LoRE | Non-Red Flag Warning - Large Fires | Vegetation Contact | Grow Into | 2021 | 1.4892e-08 | 92.8527 | 1.3827e-06 | 2021 | Mitigation | 0.5 | 1 | 0 | esc | 0 | 0 | 0.038941 | 5.7989e-10 | 0 | 0 | 0 | 0
[120 empty] | 7.3.5.15 Identification and remediation of “at-risk species”WLDFRVegetation ContactBranch (Not overhanging, 4-12ft) | WLDFR | HFTD - Distribution - Tier 3 - 5QU CoRE ¦ 5QU LoRE | Non-Red Flag Warning - Small Fires | Vegetation Contact | Branch (Not overhanging, 4-12ft) | 2021 | 6.0852e-06 | 92.8527 | 0.00056502 | 2021 | Mitigation | 0.5 | 30 | 0 | esc | 0.036879 | 2.2441e-07 | 0.038941 | 2.3696e-07 | 0 | 0 | 0 | 0
[120 empty] | 7.3.5.15 Identification and remediation of “at-risk species”WLDFRVegetation ContactBranch (Not overhanging, within 4ft) | WLDFR | HFTD - Distribution - Tier 3 - 5QU CoRE ¦ 5QU LoRE | Non-Red Flag Warning - Small Fires | Vegetation Contact | Branch (Not overhanging, within 4ft) | 2021 | 2.9176e-06 | 92.8527 | 0.00027091 | 2021 | Mitigation | 0.9 | 30 | 0 | esc | 0.066382 | 1.9368e-07 | 0.070094 | 2.0451e-07 | 0 | 0 | 0 | 0
[120 empty] | 7.3.5.15 Identification and remediation of “at-risk species”WLDFRVegetation ContactBranch (OverHanging) | WLDFR | HFTD - Distribution - Tier 3 - 5QU CoRE ¦ 5QU LoRE | Non-Red Flag Warning - Small Fires | Vegetation Contact | Branch (OverHanging) | 2021 | 0.00013831 | 92.8527 | 0.012842 | 2021 | Mitigation | 0.9 | 30 | 0 | esc | 0.066382 | 9.181e-06 | 0.070094 | 9.6943e-06 | 0 | 0 | 0 | 0
[120 empty] | 7.3.5.15 Identification and remediation of “at-risk species”WLDFRVegetation ContactFell into (Moderate-Severe defect) | WLDFR | HFTD - Distribution - Tier 3 - 5QU CoRE ¦ 5QU LoRE | Non-Red Flag Warning - Small Fires | Vegetation Contact | Fell into (Moderate-Severe defect) | 2021 | 5.8039e-05 | 92.8527 | 0.005389 | 2021 | Mitigation | 0.95 | 1 | 0 | esc | 0 | 0 | 0.073988 | 4.2941e-06 | 0 | 0 | 0 | 0
[120 empty] | 7.3.5.15 Identification and remediation of “at-risk species”WLDFRVegetation ContactFell into (slight defect) | WLDFR | HFTD - Distribution - Tier 3 - 5QU CoRE ¦ 5QU LoRE | Non-Red Flag Warning - Small Fires | Vegetation Contact | Fell into (slight defect) | 2021 | 7.5164e-05 | 92.8527 | 0.0069792 | 2021 | Mitigation | 0.5 | 1 | 0 | esc | 0 | 0 | 0.038941 | 2.927e-06 | 0 | 0 | 0 | 0
[120 empty] | 7.3.5.15 Identification and remediation of “at-risk species”WLDFRVegetation ContactGrow Into | WLDFR | HFTD - Distribution - Tier 3 - 5QU CoRE ¦ 5QU LoRE | Non-Red Flag Warning - Small Fires | Vegetation Contact | Grow Into | 2021 | 6.3416e-06 | 92.8527 | 0.00058884 | 2021 | Mitigation | 0.5 | 1 | 0 | esc | 0 | 0 | 0.038941 | 2.4695e-07 | 0 | 0 | 0 | 0
[120 empty] | 7.3.5.15 Identification and remediation of “at-risk species”WLDFRVegetation ContactBranch (Not overhanging, 4-12ft) | WLDFR | HFTD - Distribution - Tier 3 - 5QU CoRE ¦ 5QU LoRE | Red Flag Warning - Catastrophic Fires | Vegetation Contact | Branch (Not overhanging, 4-12ft) | 2021 | 5.955e-09 | 92.8527 | 5.5294e-07 | 2021 | Mitigation | 0.5 | 30 | 0 | esc | 0.036879 | 2.1961e-10 | 0.038941 | 2.3189e-10 | 0 | 0 | 0 | 0
[120 empty] | 7.3.5.15 Identification and remediation of “at-risk species”WLDFRVegetation ContactBranch (Not overhanging, within 4ft) | WLDFR | HFTD - Distribution - Tier 3 - 5QU CoRE ¦ 5QU LoRE | Red Flag Warning - Catastrophic Fires | Vegetation Contact | Branch (Not overhanging, within 4ft) | 2021 | 1.6601e-09 | 92.8527 | 1.5414e-07 | 2021 | Mitigation | 0.9 | 30 | 0 | esc | 0.066382 | 1.102e-10 | 0.070094 | 1.1636e-10 | 0 | 0 | 0 | 0
[120 empty] | 7.3.5.15 Identification and remediation of “at-risk species”WLDFRVegetation ContactBranch (OverHanging) | WLDFR | HFTD - Distribution - Tier 3 - 5QU CoRE ¦ 5QU LoRE | Red Flag Warning - Catastrophic Fires | Vegetation Contact | Branch (OverHanging) | 2021 | 1.0661e-07 | 92.8527 | 9.8992e-06 | 2021 | Mitigation | 0.9 | 30 | 0 | esc | 0.066382 | 7.0771e-09 | 0.070094 | 7.4728e-09 | 0 | 0 | 0 | 0
[120 empty] | 7.3.5.15 Identification and remediation of “at-risk species”WLDFRVegetation ContactFell into (Moderate-Severe defect) | WLDFR | HFTD - Distribution - Tier 3 - 5QU CoRE ¦ 5QU LoRE | Red Flag Warning - Catastrophic Fires | Vegetation Contact | Fell into (Moderate-Severe defect) | 2021 | 2.8458e-08 | 92.8527 | 2.6424e-06 | 2021 | Mitigation | 0.95 | 1 | 0 | esc | 0 | 0 | 0.073988 | 2.1055e-09 | 0 | 0 | 0 | 0
[120 empty] | 7.3.5.15 Identification and remediation of “at-risk species”WLDFRVegetation ContactFell into (slight defect) | WLDFR | HFTD - Distribution - Tier 3 - 5QU CoRE ¦ 5QU LoRE | Red Flag Warning - Catastrophic Fires | Vegetation Contact | Fell into (slight defect) | 2021 | 3.1702e-08 | 92.8527 | 2.9436e-06 | 2021 | Mitigation | 0.5 | 1 | 0 | esc | 0 | 0 | 0.038941 | 1.2345e-09 | 0 | 0 | 0 | 0
[120 empty] | 7.3.5.15 Identification and remediation of “at-risk species”WLDFRVegetation ContactGrow Into | WLDFR | HFTD - Distribution - Tier 3 - 5QU CoRE ¦ 5QU LoRE | Red Flag Warning - Catastrophic Fires | Vegetation Contact | Grow Into | 2021 | 3.2254e-09 | 92.8527 | 2.9949e-07 | 2021 | Mitigation | 0.5 | 1 | 0 | esc | 0 | 0 | 0.038941 | 1.256e-10 | 0 | 0 | 0 | 0
[120 empty] | 7.3.5.15 Identification and remediation of “at-risk species”WLDFRVegetation ContactBranch (Not overhanging, 4-12ft) | WLDFR | HFTD - Distribution - Tier 3 - 5QU CoRE ¦ 5QU LoRE | Red Flag Warning - Destructive Fires | Vegetation Contact | Branch (Not overhanging, 4-12ft) | 2021 | 8.6584e-10 | 92.8527 | 8.0396e-08 | 2021 | Mitigation | 0.5 | 30 | 0 | esc | 0.036879 | 3.1931e-11 | 0.038941 | 3.3717e-11 | 0 | 0 | 0 | 0
[120 empty] | 7.3.5.15 Identification and remediation of “at-risk species”WLDFRVegetation ContactBranch (Not overhanging, within 4ft) | WLDFR | HFTD - Distribution - Tier 3 - 5QU CoRE ¦ 5QU LoRE | Red Flag Warning - Destructive Fires | Vegetation Contact | Branch (Not overhanging, within 4ft) | 2021 | 2.4308e-10 | 92.8527 | 2.257e-08 | 2021 | Mitigation | 0.9 | 30 | 0 | esc | 0.066382 | 1.6136e-11 | 0.070094 | 1.7038e-11 | 0 | 0 | 0 | 0
[120 empty] | 7.3.5.15 Identification and remediation of “at-risk species”WLDFRVegetation ContactBranch (OverHanging) | WLDFR | HFTD - Distribution - Tier 3 - 5QU CoRE ¦ 5QU LoRE | Red Flag Warning - Destructive Fires | Vegetation Contact | Branch (OverHanging) | 2021 | 1.5744e-08 | 92.8527 | 1.4618e-06 | 2021 | Mitigation | 0.9 | 30 | 0 | esc | 0.066382 | 1.0451e-09 | 0.070094 | 1.1035e-09 | 0 | 0 | 0 | 0
[120 empty] | 7.3.5.15 Identification and remediation of “at-risk species”WLDFRVegetation ContactFell into (Moderate-Severe defect) | WLDFR | HFTD - Distribution - Tier 3 - 5QU CoRE ¦ 5QU LoRE | Red Flag Warning - Destructive Fires | Vegetation Contact | Fell into (Moderate-Severe defect) | 2021 | 4.2021e-09 | 92.8527 | 3.9018e-07 | 2021 | Mitigation | 0.95 | 1 | 0 | esc | 0 | 0 | 0.073988 | 3.109e-10 | 0 | 0 | 0 | 0
[120 empty] | 7.3.5.15 Identification and remediation of “at-risk species”WLDFRVegetation ContactFell into (slight defect) | WLDFR | HFTD - Distribution - Tier 3 - 5QU CoRE ¦ 5QU LoRE | Red Flag Warning - Destructive Fires | Vegetation Contact | Fell into (slight defect) | 2021 | 4.6836e-09 | 92.8527 | 4.3488e-07 | 2021 | Mitigation | 0.5 | 1 | 0 | esc | 0 | 0 | 0.038941 | 1.8238e-10 | 0 | 0 | 0 | 0
[120 empty] | 7.3.5.15 Identification and remediation of “at-risk species”WLDFRVegetation ContactGrow Into | WLDFR | HFTD - Distribution - Tier 3 - 5QU CoRE ¦ 5QU LoRE | Red Flag Warning - Destructive Fires | Vegetation Contact | Grow Into | 2021 | 4.7496e-10 | 92.8527 | 4.4101e-08 | 2021 | Mitigation | 0.5 | 1 | 0 | esc | 0 | 0 | 0.038941 | 1.8495e-11 | 0 | 0 | 0 | 0
[120 empty] | 7.3.5.15 Identification and remediation of “at-risk species”WLDFRVegetation ContactBranch (Not overhanging, 4-12ft) | WLDFR | HFTD - Distribution - Tier 3 - 5QU CoRE ¦ 5QU LoRE | Red Flag Warning - Large Fires | Vegetation Contact | Branch (Not overhanging, 4-12ft) | 2021 | 6.4542e-08 | 92.8527 | 5.9929e-06 | 2021 | Mitigation | 0.5 | 30 | 0 | esc | 0.036879 | 2.3802e-09 | 0.038941 | 2.5133e-09 | 0 | 0 | 0 | 0
[120 empty] | 7.3.5.15 Identification and remediation of “at-risk species”WLDFRVegetation ContactBranch (Not overhanging, within 4ft) | WLDFR | HFTD - Distribution - Tier 3 - 5QU CoRE ¦ 5QU LoRE | Red Flag Warning - Large Fires | Vegetation Contact | Branch (Not overhanging, within 4ft) | 2021 | 1.7641e-08 | 92.8527 | 1.638e-06 | 2021 | Mitigation | 0.9 | 30 | 0 | esc | 0.066382 | 1.171e-09 | 0.070094 | 1.2365e-09 | 0 | 0 | 0 | 0
[120 empty] | 7.3.5.15 Identification and remediation of “at-risk species”WLDFRVegetation ContactBranch (OverHanging) | WLDFR | HFTD - Distribution - Tier 3 - 5QU CoRE ¦ 5QU LoRE | Red Flag Warning - Large Fires | Vegetation Contact | Branch (OverHanging) | 2021 | 1.1043e-06 | 92.8527 | 0.00010254 | 2021 | Mitigation | 0.9 | 30 | 0 | esc | 0.066382 | 7.3304e-08 | 0.070094 | 7.7403e-08 | 0 | 0 | 0 | 0
[120 empty] | 7.3.5.15 Identification and remediation of “at-risk species”WLDFRVegetation ContactFell into (Moderate-Severe defect) | WLDFR | HFTD - Distribution - Tier 3 - 5QU CoRE ¦ 5QU LoRE | Red Flag Warning - Large Fires | Vegetation Contact | Fell into (Moderate-Severe defect) | 2021 | 2.9418e-07 | 92.8527 | 2.7315e-05 | 2021 | Mitigation | 0.95 | 1 | 0 | esc | 0 | 0 | 0.073988 | 2.1765e-08 | 0 | 0 | 0 | 0
[120 empty] | 7.3.5.15 Identification and remediation of “at-risk species”WLDFRVegetation ContactFell into (slight defect) | WLDFR | HFTD - Distribution - Tier 3 - 5QU CoRE ¦ 5QU LoRE | Red Flag Warning - Large Fires | Vegetation Contact | Fell into (slight defect) | 2021 | 3.2717e-07 | 92.8527 | 3.0378e-05 | 2021 | Mitigation | 0.5 | 1 | 0 | esc | 0 | 0 | 0.038941 | 1.274e-08 | 0 | 0 | 0 | 0
[120 empty] | 7.3.5.15 Identification and remediation of “at-risk species”WLDFRVegetation ContactGrow Into | WLDFR | HFTD - Distribution - Tier 3 - 5QU CoRE ¦ 5QU LoRE | Red Flag Warning - Large Fires | Vegetation Contact | Grow Into | 2021 | 3.3622e-08 | 92.8527 | 3.1219e-06 | 2021 | Mitigation | 0.5 | 1 | 0 | esc | 0 | 0 | 0.038941 | 1.3093e-09 | 0 | 0 | 0 | 0
[120 empty] | 7.3.5.15 Identification and remediation of “at-risk species”WLDFRVegetation ContactBranch (Not overhanging, 4-12ft) | WLDFR | HFTD - Distribution - Tier 3 - 5QU CoRE ¦ 5QU LoRE | Red Flag Warning - Small Fires | Vegetation Contact | Branch (Not overhanging, 4-12ft) | 2021 | 2.4749e-06 | 92.8527 | 0.0002298 | 2021 | Mitigation | 0.5 | 30 | 0 | esc | 0.036879 | 9.1272e-08 | 0.038941 | 9.6375e-08 | 0 | 0 | 0 | 0
[120 empty] | 7.3.5.15 Identification and remediation of “at-risk species”WLDFRVegetation ContactBranch (Not overhanging, within 4ft) | WLDFR | HFTD - Distribution - Tier 3 - 5QU CoRE ¦ 5QU LoRE | Red Flag Warning - Small Fires | Vegetation Contact | Branch (Not overhanging, within 4ft) | 2021 | 6.7817e-07 | 92.8527 | 6.297e-05 | 2021 | Mitigation | 0.9 | 30 | 0 | esc | 0.066382 | 4.5018e-08 | 0.070094 | 4.7535e-08 | 0 | 0 | 0 | 0
[120 empty] | 7.3.5.15 Identification and remediation of “at-risk species”WLDFRVegetation ContactBranch (OverHanging) | WLDFR | HFTD - Distribution - Tier 3 - 5QU CoRE ¦ 5QU LoRE | Red Flag Warning - Small Fires | Vegetation Contact | Branch (OverHanging) | 2021 | 4.259e-05 | 92.8527 | 0.0039546 | 2021 | Mitigation | 0.9 | 30 | 0 | esc | 0.066382 | 2.8272e-06 | 0.070094 | 2.9853e-06 | 0 | 0 | 0 | 0
[120 empty] | 7.3.5.15 Identification and remediation of “at-risk species”WLDFRVegetation ContactFell into (Moderate-Severe defect) | WLDFR | HFTD - Distribution - Tier 3 - 5QU CoRE ¦ 5QU LoRE | Red Flag Warning - Small Fires | Vegetation Contact | Fell into (Moderate-Severe defect) | 2021 | 1.1346e-05 | 92.8527 | 0.0010535 | 2021 | Mitigation | 0.95 | 1 | 0 | esc | 0 | 0 | 0.073988 | 8.3948e-07 | 0 | 0 | 0 | 0
[120 empty] | 7.3.5.15 Identification and remediation of “at-risk species”WLDFRVegetation ContactFell into (slight defect) | WLDFR | HFTD - Distribution - Tier 3 - 5QU CoRE ¦ 5QU LoRE | Red Flag Warning - Small Fires | Vegetation Contact | Fell into (slight defect) | 2021 | 1.2621e-05 | 92.8527 | 0.0011719 | 2021 | Mitigation | 0.5 | 1 | 0 | esc | 0 | 0 | 0.038941 | 4.9148e-07 | 0 | 0 | 0 | 0
[120 empty] | 7.3.5.15 Identification and remediation of “at-risk species”WLDFRVegetation ContactGrow Into | WLDFR | HFTD - Distribution - Tier 3 - 5QU CoRE ¦ 5QU LoRE | Red Flag Warning - Small Fires | Vegetation Contact | Grow Into | 2021 | 1.2954e-06 | 92.8527 | 0.00012028 | 2021 | Mitigation | 0.5 | 1 | 0 | esc | 0 | 0 | 0.038941 | 5.0444e-08 | 0 | 0 | 0 | 0
[120 empty] | 7.3.5.15 Identification and remediation of “at-risk species”WLDFRCC - Seismic ScenarioSeismic Scenario | WLDFR | HFTD - Distribution - Tier 3 - 5QU CoRE ¦ 5QU LoRE | Seismic - Non-Red Flag Warning - Catastrophic Fires | CC - Seismic Scenario | Seismic Scenario | 2021 | 5.454e-10 | 92.8527 | 5.0641e-08 | 2021 | Mitigation | 0.082056 | 1 | 0 | esc | 0 | 0 | 0.0063906 | 3.4854e-12 | 0 | 0 | 0 | 0
[120 empty] | 7.3.5.15 Identification and remediation of “at-risk species”WLDFRCC - Seismic ScenarioSeismic Scenario | WLDFR | HFTD - Distribution - Tier 3 - 5QU CoRE ¦ 5QU LoRE | Seismic - Red Flag Warning - Catastrophic Fires | CC - Seismic Scenario | Seismic Scenario | 2021 | 2.3517e-08 | 92.8527 | 2.1836e-06 | 2021 | Mitigation | 0.082056 | 1 | 0 | esc | 0 | 0 | 0.0063906 | 1.5029e-10 | 0 | 0 | 0 | 0
[120 empty] | 7.3.5.15 Identification and remediation of “at-risk species”WLDFRCC - Seismic ScenarioSeismic Scenario | WLDFR | HFTD - Distribution - Zone 1 - 1QU CoRE ¦ 5QU LoRE | Seismic - Non-Red Flag Warning - Catastrophic Fires | CC - Seismic Scenario | Seismic Scenario | 2021 | 2.4794e-09 | 0.18783 | 4.6572e-10 | 2021 | Mitigation | 0.082056 | 1 | 0 | esc | 0 | 0 | 0.0063906 | 1.5845e-11 | 0 | 0 | 0 | 0
[120 empty] | 7.3.5.15 Identification and remediation of “at-risk species”WLDFRCC - Seismic ScenarioSeismic Scenario | WLDFR | HFTD - Distribution - Zone 1 - 1QU CoRE ¦ 5QU LoRE | Seismic - Red Flag Warning - Catastrophic Fires | CC - Seismic Scenario | Seismic Scenario | 2021 | 1.0691e-07 | 0.18783 | 2.0081e-08 | 2021 | Mitigation | 0.082056 | 1 | 0 | esc | 0 | 0 | 0.0063906 | 6.8324e-10 | 0 | 0 | 0 | 0
[120 empty] | 7.3.5.15 Identification and remediation of “at-risk species”WLDFRCC - Seismic ScenarioSeismic Scenario | WLDFR | HFTD - Distribution - Zone 1 - 5QU CoRE ¦ 1QU LoRE | Seismic - Non-Red Flag Warning - Catastrophic Fires | CC - Seismic Scenario | Seismic Scenario | 2021 | 5.5871e-11 | 10.0154 | 5.5957e-10 | 2021 | Mitigation | 0.082056 | 1 | 0 | esc | 0 | 0 | 0.0063906 | 3.5705e-13 | 0 | 0 | 0 | 0
[120 empty] | 7.3.5.15 Identification and remediation of “at-risk species”WLDFRCC - Seismic ScenarioSeismic Scenario | WLDFR | HFTD - Distribution - Zone 1 - 5QU CoRE ¦ 1QU LoRE | Seismic - Red Flag Warning - Catastrophic Fires | CC - Seismic Scenario | Seismic Scenario | 2021 | 2.4092e-09 | 10.0154 | 2.4129e-08 | 2021 | Mitigation | 0.082056 | 1 | 0 | esc | 0 | 0 | 0.0063906 | 1.5396e-11 | 0 | 0 | 0 | 0
[120 empty] | 7.3.5.15 Identification and remediation of “at-risk species”WLDFRCC - Seismic ScenarioSeismic Scenario | WLDFR | HFTD - Distribution - Zone 1 - 5QU CoRE ¦ 4QU LoRE | Seismic - Non-Red Flag Warning - Catastrophic Fires | CC - Seismic Scenario | Seismic Scenario | 2021 | 5.2156e-10 | 0.27822 | 1.4511e-10 | 2021 | Mitigation | 0.082056 | 1 | 0 | esc | 0 | 0 | 0.0063906 | 3.3331e-12 | 0 | 0 | 0 | 0
[120 empty] | 7.3.5.15 Identification and remediation of “at-risk species”WLDFRCC - Seismic ScenarioSeismic Scenario | WLDFR | HFTD - Distribution - Zone 1 - 5QU CoRE ¦ 4QU LoRE | Seismic - Red Flag Warning - Catastrophic Fires | CC - Seismic Scenario | Seismic Scenario | 2021 | 2.2489e-08 | 0.27822 | 6.257e-09 | 2021 | Mitigation | 0.082056 | 1 | 0 | esc | 0 | 0 | 0.0063906 | 1.4372e-10 | 0 | 0 | 0 | 0
[120 empty] | 7.3.5.15 Identification and remediation of “at-risk species”WLDFRVegetation ContactBranch (Not overhanging, 4-12ft) | WLDFR | HFTD - Distribution - Tier 3 - 1QU CoRE ¦ 3QU LoRE | Red Flag Warning - Large Fires | Vegetation Contact | Branch (Not overhanging, 4-12ft) | 2020 | 9.3303e-07 | 39.0328 | 3.6419e-05 | 2020 | Mitigation | 0.5 | 30 | 0 | esc | 0.036879 | 3.4409e-08 | 0 | 0 | 0 | 0 | 0 | 0
[120 empty] | 7.3.5.15 Identification and remediation of “at-risk species”WLDFRVegetation ContactBranch (Not overhanging, within 4ft) | WLDFR | HFTD - Distribution - Tier 3 - 1QU CoRE ¦ 3QU LoRE | Red Flag Warning - Large Fires | Vegetation Contact | Branch (Not overhanging, within 4ft) | 2020 | 1.8443e-07 | 39.0328 | 7.1987e-06 | 2020 | Mitigation | 0.9 | 30 | 0 | esc | 0.066382 | 1.2243e-08 | 0 | 0 | 0 | 0 | 0 | 0
[120 empty] | 7.3.5.15 Identification and remediation of “at-risk species”WLDFRVegetation ContactBranch (OverHanging) | WLDFR | HFTD - Distribution - Tier 3 - 1QU CoRE ¦ 3QU LoRE | Red Flag Warning - Large Fires | Vegetation Contact | Branch (OverHanging) | 2020 | 1.0865e-05 | 39.0328 | 0.00042408 | 2020 | Mitigation | 0.9 | 30 | 0 | esc | 0.066382 | 7.2122e-07 | 0 | 0 | 0 | 0 | 0 | 0
[120 empty] | 7.3.5.15 Identification and remediation of “at-risk species”WLDFRVegetation ContactFell into (Moderate-Severe defect) | WLDFR | HFTD - Distribution - Tier 3 - 1QU CoRE ¦ 3QU LoRE | Red Flag Warning - Large Fires | Vegetation Contact | Fell into (Moderate-Severe defect) | 2020 | 4.9826e-06 | 39.0328 | 0.00019449 | 2020 | Mitigation | 0.95 | 1 | 0 | esc | 0.07007 | 3.4913e-07 | 0 | 0 | 0 | 0 | 0 | 0
[120 empty] | 7.3.5.15 Identification and remediation of “at-risk species”WLDFRVegetation ContactFell into (slight defect) | WLDFR | HFTD - Distribution - Tier 3 - 1QU CoRE ¦ 3QU LoRE | Red Flag Warning - Large Fires | Vegetation Contact | Fell into (slight defect) | 2020 | 5.5187e-06 | 39.0328 | 0.00021541 | 2020 | Mitigation | 0.5 | 1 | 0 | esc | 0.036879 | 2.0353e-07 | 0 | 0 | 0 | 0 | 0 | 0
[120 empty] | 7.3.5.15 Identification and remediation of “at-risk species”WLDFRVegetation ContactGrow Into | WLDFR | HFTD - Distribution - Tier 3 - 1QU CoRE ¦ 3QU LoRE | Red Flag Warning - Large Fires | Vegetation Contact | Grow Into | 2020 | 5.8127e-07 | 39.0328 | 2.2689e-05 | 2020 | Mitigation | 0.5 | 1 | 0 | esc | 0.036879 | 2.1437e-08 | 0 | 0 | 0 | 0 | 0 | 0
[120 empty] | 7.3.5.15 Identification and remediation of “at-risk species”WLDFRVegetation ContactBranch (Not overhanging, 4-12ft) | WLDFR | HFTD - Distribution - Tier 3 - 1QU CoRE ¦ 3QU LoRE | Red Flag Warning - Small Fires | Vegetation Contact | Branch (Not overhanging, 4-12ft) | 2020 | 5.8983e-06 | 39.0328 | 0.00023023 | 2020 | Mitigation | 0.5 | 30 | 0 | esc | 0.036879 | 2.1752e-07 | 0 | 0 | 0 | 0 | 0 | 0
[120 empty] | 7.3.5.15 Identification and remediation of “at-risk species”WLDFRVegetation ContactBranch (Not overhanging, within 4ft) | WLDFR | HFTD - Distribution - Tier 3 - 1QU CoRE ¦ 3QU LoRE | Red Flag Warning - Small Fires | Vegetation Contact | Branch (Not overhanging, within 4ft) | 2020 | 1.1662e-06 | 39.0328 | 4.5519e-05 | 2020 | Mitigation | 0.9 | 30 | 0 | esc | 0.066382 | 7.7413e-08 | 0 | 0 | 0 | 0 | 0 | 0
[120 empty] | 7.3.5.15 Identification and remediation of “at-risk species”WLDFRVegetation ContactBranch (OverHanging) | WLDFR | HFTD - Distribution - Tier 3 - 1QU CoRE ¦ 3QU LoRE | Red Flag Warning - Small Fires | Vegetation Contact | Branch (OverHanging) | 2020 | 6.8701e-05 | 39.0328 | 0.0026816 | 2020 | Mitigation | 0.9 | 30 | 0 | esc | 0.066382 | 4.5605e-06 | 0 | 0 | 0 | 0 | 0 | 0
[120 empty] | 7.3.5.15 Identification and remediation of “at-risk species”WLDFRVegetation ContactFell into (Moderate-Severe defect) | WLDFR | HFTD - Distribution - Tier 3 - 1QU CoRE ¦ 3QU LoRE | Red Flag Warning - Small Fires | Vegetation Contact | Fell into (Moderate-Severe defect) | 2020 | 3.1492e-05 | 39.0328 | 0.0012292 | 2020 | Mitigation | 0.95 | 1 | 0 | esc | 0.07007 | 2.2067e-06 | 0 | 0 | 0 | 0 | 0 | 0
[120 empty] | 7.3.5.15 Identification and remediation of “at-risk species”WLDFRVegetation ContactFell into (slight defect) | WLDFR | HFTD - Distribution - Tier 3 - 1QU CoRE ¦ 3QU LoRE | Red Flag Warning - Small Fires | Vegetation Contact | Fell into (slight defect) | 2020 | 3.4881e-05 | 39.0328 | 0.0013615 | 2020 | Mitigation | 0.5 | 1 | 0 | esc | 0.036879 | 1.2864e-06 | 0 | 0 | 0 | 0 | 0 | 0
[120 empty] | 7.3.5.15 Identification and remediation of “at-risk species”WLDFRVegetation ContactGrow Into | WLDFR | HFTD - Distribution - Tier 3 - 1QU CoRE ¦ 3QU LoRE | Red Flag Warning - Small Fires | Vegetation Contact | Grow Into | 2020 | 3.6739e-06 | 39.0328 | 0.0001434 | 2020 | Mitigation | 0.5 | 1 | 0 | esc | 0.036879 | 1.3549e-07 | 0 | 0 | 0 | 0 | 0 | 0
[120 empty] | 7.3.5.15 Identification and remediation of “at-risk species”WLDFRCC - Seismic ScenarioSeismic Scenario | WLDFR | HFTD - Distribution - Tier 3 - 1QU CoRE ¦ 3QU LoRE | Seismic - Non-Red Flag Warning - Catastrophic Fires | CC - Seismic Scenario | Seismic Scenario | 2020 | 1.9732e-10 | 39.0328 | 7.702e-09 | 2020 | Mitigation | 0.082056 | 1 | 0 | esc | 0.0060523 | 1.1942e-12 | 0 | 0 | 0 | 0 | 0 | 0
[120 empty] | 7.3.5.15 Identification and remediation of “at-risk species”WLDFRCC - Seismic ScenarioSeismic Scenario | WLDFR | HFTD - Distribution - Tier 3 - 1QU CoRE ¦ 3QU LoRE | Seismic - Red Flag Warning - Catastrophic Fires | CC - Seismic Scenario | Seismic Scenario | 2020 | 8.5084e-09 | 39.0328 | 3.3211e-07 | 2020 | Mitigation | 0.082056 | 1 | 0 | esc | 0.0060523 | 5.1495e-11 | 0 | 0 | 0 | 0 | 0 | 0
[120 empty] | 7.3.5.15 Identification and remediation of “at-risk species”WLDFRVegetation ContactBranch (Not overhanging, 4-12ft) | WLDFR | HFTD - Distribution - Tier 3 - 1QU CoRE ¦ 4QU LoRE | Non-Red Flag Warning - Catastrophic Fires | Vegetation Contact | Branch (Not overhanging, 4-12ft) | 2020 | 5.3468e-09 | 119.909 | 6.4113e-07 | 2020 | Mitigation | 0.5 | 30 | 0 | esc | 0.036879 | 1.9718e-10 | 0 | 0 | 0 | 0 | 0 | 0
[120 empty] | 7.3.5.15 Identification and remediation of “at-risk species”WLDFRVegetation ContactBranch (Not overhanging, within 4ft) | WLDFR | HFTD - Distribution - Tier 3 - 1QU CoRE ¦ 4QU LoRE | Non-Red Flag Warning - Catastrophic Fires | Vegetation Contact | Branch (Not overhanging, within 4ft) | 2020 | 2.0431e-09 | 119.909 | 2.4498e-07 | 2020 | Mitigation | 0.9 | 30 | 0 | esc | 0.066382 | 1.3562e-10 | 0 | 0 | 0 | 0 | 0 | 0
[120 empty] | 7.3.5.15 Identification and remediation of “at-risk species”WLDFRVegetation ContactBranch (OverHanging) | WLDFR | HFTD - Distribution - Tier 3 - 1QU CoRE ¦ 4QU LoRE | Non-Red Flag Warning - Catastrophic Fires | Vegetation Contact | Branch (OverHanging) | 2020 | 9.0931e-08 | 119.909 | 1.0903e-05 | 2020 | Mitigation | 0.9 | 30 | 0 | esc | 0.066382 | 6.0362e-09 | 0 | 0 | 0 | 0 | 0 | 0
[120 empty] | 7.3.5.15 Identification and remediation of “at-risk species”WLDFRVegetation ContactFell into (Moderate-Severe defect) | WLDFR | HFTD - Distribution - Tier 3 - 1QU CoRE ¦ 4QU LoRE | Non-Red Flag Warning - Catastrophic Fires | Vegetation Contact | Fell into (Moderate-Severe defect) | 2020 | 5.4998e-08 | 119.909 | 6.5948e-06 | 2020 | Mitigation | 0.95 | 1 | 0 | esc | 0.07007 | 3.8537e-09 | 0 | 0 | 0 | 0 | 0 | 0
[120 empty] | 7.3.5.15 Identification and remediation of “at-risk species”WLDFRVegetation ContactFell into (slight defect) | WLDFR | HFTD - Distribution - Tier 3 - 1QU CoRE ¦ 4QU LoRE | Non-Red Flag Warning - Catastrophic Fires | Vegetation Contact | Fell into (slight defect) | 2020 | 7.0924e-08 | 119.909 | 8.5044e-06 | 2020 | Mitigation | 0.5 | 1 | 0 | esc | 0.036879 | 2.6156e-09 | 0 | 0 | 0 | 0 | 0 | 0
[120 empty] | 7.3.5.15 Identification and remediation of “at-risk species”WLDFRVegetation ContactGrow Into | WLDFR | HFTD - Distribution - Tier 3 - 1QU CoRE ¦ 4QU LoRE | Non-Red Flag Warning - Catastrophic Fires | Vegetation Contact | Grow Into | 2020 | 6.1388e-09 | 119.909 | 7.361e-07 | 2020 | Mitigation | 0.5 | 1 | 0 | esc | 0.036879 | 2.2639e-10 | 0 | 0 | 0 | 0 | 0 | 0
[120 empty] | 7.3.5.15 Identification and remediation of “at-risk species”WLDFRVegetation ContactBranch (Not overhanging, 4-12ft) | WLDFR | HFTD - Distribution - Tier 3 - 1QU CoRE ¦ 4QU LoRE | Non-Red Flag Warning - Destructive Fires | Vegetation Contact | Branch (Not overhanging, 4-12ft) | 2020 | 1.2592e-08 | 119.909 | 1.5099e-06 | 2020 | Mitigation | 0.5 | 30 | 0 | esc | 0.036879 | 4.6439e-10 | 0 | 0 | 0 | 0 | 0 | 0
[120 empty] | 7.3.5.15 Identification and remediation of “at-risk species”WLDFRVegetation ContactBranch (Not overhanging, within 4ft) | WLDFR | HFTD - Distribution - Tier 3 - 1QU CoRE ¦ 4QU LoRE | Non-Red Flag Warning - Destructive Fires | Vegetation Contact | Branch (Not overhanging, within 4ft) | 2020 | 4.7944e-09 | 119.909 | 5.7489e-07 | 2020 | Mitigation | 0.9 | 30 | 0 | esc | 0.066382 | 3.1826e-10 | 0 | 0 | 0 | 0 | 0 | 0
[120 empty] | 7.3.5.15 Identification and remediation of “at-risk species”WLDFRVegetation ContactBranch (OverHanging) | WLDFR | HFTD - Distribution - Tier 3 - 1QU CoRE ¦ 4QU LoRE | Non-Red Flag Warning - Destructive Fires | Vegetation Contact | Branch (OverHanging) | 2020 | 2.1338e-07 | 119.909 | 2.5586e-05 | 2020 | Mitigation | 0.9 | 30 | 0 | esc | 0.066382 | 1.4165e-08 | 0 | 0 | 0 | 0 | 0 | 0
[120 empty] | 7.3.5.15 Identification and remediation of “at-risk species”WLDFRVegetation ContactFell into (Moderate-Severe defect) | WLDFR | HFTD - Distribution - Tier 3 - 1QU CoRE ¦ 4QU LoRE | Non-Red Flag Warning - Destructive Fires | Vegetation Contact | Fell into (Moderate-Severe defect) | 2020 | 1.2992e-07 | 119.909 | 1.5579e-05 | 2020 | Mitigation | 0.95 | 1 | 0 | esc | 0.07007 | 9.1037e-09 | 0 | 0 | 0 | 0 | 0 | 0
[120 empty] | 7.3.5.15 Identification and remediation of “at-risk species”WLDFRVegetation ContactFell into (slight defect) | WLDFR | HFTD - Distribution - Tier 3 - 1QU CoRE ¦ 4QU LoRE | Non-Red Flag Warning - Destructive Fires | Vegetation Contact | Fell into (slight defect) | 2020 | 1.6754e-07 | 119.909 | 2.009e-05 | 2020 | Mitigation | 0.5 | 1 | 0 | esc | 0.036879 | 6.1788e-09 | 0 | 0 | 0 | 0 | 0 | 0
[120 empty] | 7.3.5.15 Identification and remediation of “at-risk species”WLDFRVegetation ContactGrow Into | WLDFR | HFTD - Distribution - Tier 3 - 1QU CoRE ¦ 4QU LoRE | Non-Red Flag Warning - Destructive Fires | Vegetation Contact | Grow Into | 2020 | 1.4502e-08 | 119.909 | 1.7389e-06 | 2020 | Mitigation | 0.5 | 1 | 0 | esc | 0.036879 | 5.3481e-10 | 0 | 0 | 0 | 0 | 0 | 0
[120 empty] | 7.3.5.15 Identification and remediation of “at-risk species”WLDFRVegetation ContactBranch (Not overhanging, 4-12ft) | WLDFR | HFTD - Distribution - Tier 3 - 1QU CoRE ¦ 4QU LoRE | Non-Red Flag Warning - Large Fires | Vegetation Contact | Branch (Not overhanging, 4-12ft) | 2020 | 8.7758e-08 | 119.909 | 1.0523e-05 | 2020 | Mitigation | 0.5 | 30 | 0 | esc | 0.036879 | 3.2364e-09 | 0 | 0 | 0 | 0 | 0 | 0
[120 empty] | 7.3.5.15 Identification and remediation of “at-risk species”WLDFRVegetation ContactBranch (Not overhanging, within 4ft) | WLDFR | HFTD - Distribution - Tier 3 - 1QU CoRE ¦ 4QU LoRE | Non-Red Flag Warning - Large Fires | Vegetation Contact | Branch (Not overhanging, within 4ft) | 2020 | 3.3323e-08 | 119.909 | 3.9957e-06 | 2020 | Mitigation | 0.9 | 30 | 0 | esc | 0.066382 | 2.2121e-09 | 0 | 0 | 0 | 0 | 0 | 0
[120 empty] | 7.3.5.15 Identification and remediation of “at-risk species”WLDFRVegetation ContactBranch (OverHanging) | WLDFR | HFTD - Distribution - Tier 3 - 1QU CoRE ¦ 4QU LoRE | Non-Red Flag Warning - Large Fires | Vegetation Contact | Branch (OverHanging) | 2020 | 1.4827e-06 | 119.909 | 0.00017778 | 2020 | Mitigation | 0.9 | 30 | 0 | esc | 0.066382 | 9.8422e-08 | 0 | 0 | 0 | 0 | 0 | 0
[120 empty] | 7.3.5.15 Identification and remediation of “at-risk species”WLDFRVegetation ContactFell into (Moderate-Severe defect) | WLDFR | HFTD - Distribution - Tier 3 - 1QU CoRE ¦ 4QU LoRE | Non-Red Flag Warning - Large Fires | Vegetation Contact | Fell into (Moderate-Severe defect) | 2020 | 9.0704e-07 | 119.909 | 0.00010876 | 2020 | Mitigation | 0.95 | 1 | 0 | esc | 0.07007 | 6.3556e-08 | 0 | 0 | 0 | 0 | 0 | 0
[120 empty] | 7.3.5.15 Identification and remediation of “at-risk species”WLDFRVegetation ContactFell into (slight defect) | WLDFR | HFTD - Distribution - Tier 3 - 1QU CoRE ¦ 4QU LoRE | Non-Red Flag Warning - Large Fires | Vegetation Contact | Fell into (slight defect) | 2020 | 1.1697e-06 | 119.909 | 0.00014025 | 2020 | Mitigation | 0.5 | 1 | 0 | esc | 0.036879 | 4.3136e-08 | 0 | 0 | 0 | 0 | 0 | 0
[120 empty] | 7.3.5.15 Identification and remediation of “at-risk species”WLDFRVegetation ContactGrow Into | WLDFR | HFTD - Distribution - Tier 3 - 1QU CoRE ¦ 4QU LoRE | Non-Red Flag Warning - Large Fires | Vegetation Contact | Grow Into | 2020 | 1.0125e-07 | 119.909 | 1.2141e-05 | 2020 | Mitigation | 0.5 | 1 | 0 | esc | 0.036879 | 3.734e-09 | 0 | 0 | 0 | 0 | 0 | 0
[120 empty] | 7.3.5.15 Identification and remediation of “at-risk species”WLDFRVegetation ContactBranch (Not overhanging, 4-12ft) | WLDFR | HFTD - Distribution - Tier 3 - 1QU CoRE ¦ 4QU LoRE | Non-Red Flag Warning - Small Fires | Vegetation Contact | Branch (Not overhanging, 4-12ft) | 2020 | 1.0189e-05 | 119.909 | 0.0012218 | 2020 | Mitigation | 0.5 | 30 | 0 | esc | 0.036879 | 3.7578e-07 | 0 | 0 | 0 | 0 | 0 | 0
[120 empty] | 7.3.5.15 Identification and remediation of “at-risk species”WLDFRVegetation ContactBranch (Not overhanging, within 4ft) | WLDFR | HFTD - Distribution - Tier 3 - 1QU CoRE ¦ 4QU LoRE | Non-Red Flag Warning - Small Fires | Vegetation Contact | Branch (Not overhanging, within 4ft) | 2020 | 3.9918e-06 | 119.909 | 0.00047865 | 2020 | Mitigation | 0.9 | 30 | 0 | esc | 0.066382 | 2.6498e-07 | 0 | 0 | 0 | 0 | 0 | 0
[120 empty] | 7.3.5.15 Identification and remediation of “at-risk species”WLDFRVegetation ContactBranch (OverHanging) | WLDFR | HFTD - Distribution - Tier 3 - 1QU CoRE ¦ 4QU LoRE | Non-Red Flag Warning - Small Fires | Vegetation Contact | Branch (OverHanging) | 2020 | 0.00017769 | 119.909 | 0.021306 | 2020 | Mitigation | 0.9 | 30 | 0 | esc | 0.066382 | 1.1795e-05 | 0 | 0 | 0 | 0 | 0 | 0
[120 empty] | 7.3.5.15 Identification and remediation of “at-risk species”WLDFRVegetation ContactFell into (Moderate-Severe defect) | WLDFR | HFTD - Distribution - Tier 3 - 1QU CoRE ¦ 4QU LoRE | Non-Red Flag Warning - Small Fires | Vegetation Contact | Fell into (Moderate-Severe defect) | 2020 | 0.00010256 | 119.909 | 0.012298 | 2020 | Mitigation | 0.95 | 1 | 0 | esc | 0.07007 | 7.1867e-06 | 0 | 0 | 0 | 0 | 0 | 0
[120 empty] | 7.3.5.15 Identification and remediation of “at-risk species”WLDFRVegetation ContactFell into (slight defect) | WLDFR | HFTD - Distribution - Tier 3 - 1QU CoRE ¦ 4QU LoRE | Non-Red Flag Warning - Small Fires | Vegetation Contact | Fell into (slight defect) | 2020 | 0.00013227 | 119.909 | 0.01586 | 2020 | Mitigation | 0.5 | 1 | 0 | esc | 0.036879 | 4.8778e-06 | 0 | 0 | 0 | 0 | 0 | 0
[120 empty] | 7.3.5.15 Identification and remediation of “at-risk species”WLDFRVegetation ContactGrow Into | WLDFR | HFTD - Distribution - Tier 3 - 1QU CoRE ¦ 4QU LoRE | Non-Red Flag Warning - Small Fires | Vegetation Contact | Grow Into | 2020 | 1.1448e-05 | 119.909 | 0.0013727 | 2020 | Mitigation | 0.5 | 1 | 0 | esc | 0.036879 | 4.2217e-07 | 0 | 0 | 0 | 0 | 0 | 0
[120 empty] | 7.3.5.15 Identification and remediation of “at-risk species”WLDFRVegetation ContactBranch (Not overhanging, 4-12ft) | WLDFR | HFTD - Distribution - Tier 3 - 1QU CoRE ¦ 4QU LoRE | Red Flag Warning - Catastrophic Fires | Vegetation Contact | Branch (Not overhanging, 4-12ft) | 2020 | 8.7428e-07 | 119.909 | 0.00010483 | 2020 | Mitigation | 0.5 | 30 | 0 | esc | 0.036879 | 3.2242e-08 | 0 | 0 | 0 | 0 | 0 | 0
[120 empty] | 7.3.5.15 Identification and remediation of “at-risk species”WLDFRVegetation ContactBranch (Not overhanging, within 4ft) | WLDFR | HFTD - Distribution - Tier 3 - 1QU CoRE ¦ 4QU LoRE | Red Flag Warning - Catastrophic Fires | Vegetation Contact | Branch (Not overhanging, within 4ft) | 2020 | 1.9093e-07 | 119.909 | 2.2894e-05 | 2020 | Mitigation | 0.9 | 30 | 0 | esc | 0.066382 | 1.2674e-08 | 0 | 0 | 0 | 0 | 0 | 0
[120 empty] | 7.3.5.15 Identification and remediation of “at-risk species”WLDFRVegetation ContactBranch (OverHanging) | WLDFR | HFTD - Distribution - Tier 3 - 1QU CoRE ¦ 4QU LoRE | Red Flag Warning - Catastrophic Fires | Vegetation Contact | Branch (OverHanging) | 2020 | 1.1258e-05 | 119.909 | 0.0013499 | 2020 | Mitigation | 0.9 | 30 | 0 | esc | 0.066382 | 7.4731e-07 | 0 | 0 | 0 | 0 | 0 | 0
[120 empty] | 7.3.5.15 Identification and remediation of “at-risk species”WLDFRVegetation ContactFell into (Moderate-Severe defect) | WLDFR | HFTD - Distribution - Tier 3 - 1QU CoRE ¦ 4QU LoRE | Red Flag Warning - Catastrophic Fires | Vegetation Contact | Fell into (Moderate-Severe defect) | 2020 | 4.3227e-06 | 119.909 | 0.00051833 | 2020 | Mitigation | 0.95 | 1 | 0 | esc | 0.07007 | 3.0289e-07 | 0 | 0 | 0 | 0 | 0 | 0
[120 empty] | 7.3.5.15 Identification and remediation of “at-risk species”WLDFRVegetation ContactFell into (slight defect) | WLDFR | HFTD - Distribution - Tier 3 - 1QU CoRE ¦ 4QU LoRE | Red Flag Warning - Catastrophic Fires | Vegetation Contact | Fell into (slight defect) | 2020 | 4.788e-06 | 119.909 | 0.00057412 | 2020 | Mitigation | 0.5 | 1 | 0 | esc | 0.036879 | 1.7658e-07 | 0 | 0 | 0 | 0 | 0 | 0
[120 empty] | 7.3.5.15 Identification and remediation of “at-risk species”WLDFRVegetation ContactGrow Into | WLDFR | HFTD - Distribution - Tier 3 - 1QU CoRE ¦ 4QU LoRE | Red Flag Warning - Catastrophic Fires | Vegetation Contact | Grow Into | 2020 | 5.0415e-07 | 119.909 | 6.0452e-05 | 2020 | Mitigation | 0.5 | 1 | 0 | esc | 0.036879 | 1.8593e-08 | 0 | 0 | 0 | 0 | 0 | 0
[120 empty] | 7.3.5.15 Identification and remediation of “at-risk species”WLDFRVegetation ContactBranch (Not overhanging, 4-12ft) | WLDFR | HFTD - Distribution - Tier 3 - 1QU CoRE ¦ 4QU LoRE | Red Flag Warning - Destructive Fires | Vegetation Contact | Branch (Not overhanging, 4-12ft) | 2020 | 1.0354e-07 | 119.909 | 1.2415e-05 | 2020 | Mitigation | 0.5 | 30 | 0 | esc | 0.036879 | 3.8184e-09 | 0 | 0 | 0 | 0 | 0 | 0
[120 empty] | 7.3.5.15 Identification and remediation of “at-risk species”WLDFRVegetation ContactBranch (Not overhanging, within 4ft) | WLDFR | HFTD - Distribution - Tier 3 - 1QU CoRE ¦ 4QU LoRE | Red Flag Warning - Destructive Fires | Vegetation Contact | Branch (Not overhanging, within 4ft) | 2020 | 2.253e-08 | 119.909 | 2.7016e-06 | 2020 | Mitigation | 0.9 | 30 | 0 | esc | 0.066382 | 1.4956e-09 | 0 | 0 | 0 | 0 | 0 | 0
[120 empty] | 7.3.5.15 Identification and remediation of “at-risk species”WLDFRVegetation ContactBranch (OverHanging) | WLDFR | HFTD - Distribution - Tier 3 - 1QU CoRE ¦ 4QU LoRE | Red Flag Warning - Destructive Fires | Vegetation Contact | Branch (OverHanging) | 2020 | 1.3284e-06 | 119.909 | 0.00015929 | 2020 | Mitigation | 0.9 | 30 | 0 | esc | 0.066382 | 8.8184e-08 | 0 | 0 | 0 | 0 | 0 | 0
[120 empty] | 7.3.5.15 Identification and remediation of “at-risk species”WLDFRVegetation ContactFell into (Moderate-Severe defect) | WLDFR | HFTD - Distribution - Tier 3 - 1QU CoRE ¦ 4QU LoRE | Red Flag Warning - Destructive Fires | Vegetation Contact | Fell into (Moderate-Severe defect) | 2020 | 5.1349e-07 | 119.909 | 6.1572e-05 | 2020 | Mitigation | 0.95 | 1 | 0 | esc | 0.07007 | 3.598e-08 | 0 | 0 | 0 | 0 | 0 | 0
[120 empty] | 7.3.5.15 Identification and remediation of “at-risk species”WLDFRVegetation ContactFell into (slight defect) | WLDFR | HFTD - Distribution - Tier 3 - 1QU CoRE ¦ 4QU LoRE | Red Flag Warning - Destructive Fires | Vegetation Contact | Fell into (slight defect) | 2020 | 5.6877e-07 | 119.909 | 6.82e-05 | 2020 | Mitigation | 0.5 | 1 | 0 | esc | 0.036879 | 2.0975e-08 | 0 | 0 | 0 | 0 | 0 | 0
[120 empty] | 7.3.5.15 Identification and remediation of “at-risk species”WLDFRVegetation ContactGrow Into | WLDFR | HFTD - Distribution - Tier 3 - 1QU CoRE ¦ 4QU LoRE | Red Flag Warning - Destructive Fires | Vegetation Contact | Grow Into | 2020 | 5.9889e-08 | 119.909 | 7.1812e-06 | 2020 | Mitigation | 0.5 | 1 | 0 | esc | 0.036879 | 2.2086e-09 | 0 | 0 | 0 | 0 | 0 | 0
[120 empty] | 7.3.5.15 Identification and remediation of “at-risk species”WLDFRVegetation ContactBranch (Not overhanging, 4-12ft) | WLDFR | HFTD - Distribution - Tier 3 - 1QU CoRE ¦ 4QU LoRE | Red Flag Warning - Large Fires | Vegetation Contact | Branch (Not overhanging, 4-12ft) | 2020 | 3.945e-07 | 119.909 | 4.7305e-05 | 2020 | Mitigation | 0.5 | 30 | 0 | esc | 0.036879 | 1.4549e-08 | 0 | 0 | 0 | 0 | 0 | 0
[120 empty] | 7.3.5.15 Identification and remediation of “at-risk species”WLDFRVegetation ContactBranch (Not overhanging, within 4ft) | WLDFR | HFTD - Distribution - Tier 3 - 1QU CoRE ¦ 4QU LoRE | Red Flag Warning - Large Fires | Vegetation Contact | Branch (Not overhanging, within 4ft) | 2020 | 8.5613e-08 | 119.909 | 1.0266e-05 | 2020 | Mitigation | 0.9 | 30 | 0 | esc | 0.066382 | 5.6832e-09 | 0 | 0 | 0 | 0 | 0 | 0
[120 empty] | 7.3.5.15 Identification and remediation of “at-risk species”WLDFRVegetation ContactBranch (OverHanging) | WLDFR | HFTD - Distribution - Tier 3 - 1QU CoRE ¦ 4QU LoRE | Red Flag Warning - Large Fires | Vegetation Contact | Branch (OverHanging) | 2020 | 5.0465e-06 | 119.909 | 0.00060512 | 2020 | Mitigation | 0.9 | 30 | 0 | esc | 0.066382 | 3.35e-07 | 0 | 0 | 0 | 0 | 0 | 0
[120 empty] | 7.3.5.15 Identification and remediation of “at-risk species”WLDFRVegetation ContactFell into (Moderate-Severe defect) | WLDFR | HFTD - Distribution - Tier 3 - 1QU CoRE ¦ 4QU LoRE | Red Flag Warning - Large Fires | Vegetation Contact | Fell into (Moderate-Severe defect) | 2020 | 1.9599e-06 | 119.909 | 0.00023501 | 2020 | Mitigation | 0.95 | 1 | 0 | esc | 0.07007 | 1.3733e-07 | 0 | 0 | 0 | 0 | 0 | 0
[120 empty] | 7.3.5.15 Identification and remediation of “at-risk species”WLDFRVegetation ContactFell into (slight defect) | WLDFR | HFTD - Distribution - Tier 3 - 1QU CoRE ¦ 4QU LoRE | Red Flag Warning - Large Fires | Vegetation Contact | Fell into (slight defect) | 2020 | 2.1709e-06 | 119.909 | 0.00026031 | 2020 | Mitigation | 0.5 | 1 | 0 | esc | 0.036879 | 8.006e-08 | 0 | 0 | 0 | 0 | 0 | 0
[120 empty] | 7.3.5.15 Identification and remediation of “at-risk species”WLDFRVegetation ContactGrow Into | WLDFR | HFTD - Distribution - Tier 3 - 1QU CoRE ¦ 4QU LoRE | Red Flag Warning - Large Fires | Vegetation Contact | Grow Into | 2020 | 2.2861e-07 | 119.909 | 2.7412e-05 | 2020 | Mitigation | 0.5 | 1 | 0 | esc | 0.036879 | 8.4307e-09 | 0 | 0 | 0 | 0 | 0 | 0
[120 empty] | 7.3.5.15 Identification and remediation of “at-risk species”WLDFRVegetation ContactBranch (Not overhanging, 4-12ft) | WLDFR | HFTD - Distribution - Tier 3 - 1QU CoRE ¦ 4QU LoRE | Red Flag Warning - Small Fires | Vegetation Contact | Branch (Not overhanging, 4-12ft) | 2020 | 4.1441e-06 | 119.909 | 0.00049692 | 2020 | Mitigation | 0.5 | 30 | 0 | esc | 0.036879 | 1.5283e-07 | 0 | 0 | 0 | 0 | 0 | 0
[120 empty] | 7.3.5.15 Identification and remediation of “at-risk species”WLDFRVegetation ContactBranch (Not overhanging, within 4ft) | WLDFR | HFTD - Distribution - Tier 3 - 1QU CoRE ¦ 4QU LoRE | Red Flag Warning - Small Fires | Vegetation Contact | Branch (Not overhanging, within 4ft) | 2020 | 9.2785e-07 | 119.909 | 0.00011126 | 2020 | Mitigation | 0.9 | 30 | 0 | esc | 0.066382 | 6.1593e-08 | 0 | 0 | 0 | 0 | 0 | 0
[120 empty] | 7.3.5.15 Identification and remediation of “at-risk species”WLDFRVegetation ContactBranch (OverHanging) | WLDFR | HFTD - Distribution - Tier 3 - 1QU CoRE ¦ 4QU LoRE | Red Flag Warning - Small Fires | Vegetation Contact | Branch (OverHanging) | 2020 | 5.4717e-05 | 119.909 | 0.0065611 | 2020 | Mitigation | 0.9 | 30 | 0 | esc | 0.066382 | 3.6323e-06 | 0 | 0 | 0 | 0 | 0 | 0
[120 empty] | 7.3.5.15 Identification and remediation of “at-risk species”WLDFRVegetation ContactFell into (Moderate-Severe defect) | WLDFR | HFTD - Distribution - Tier 3 - 1QU CoRE ¦ 4QU LoRE | Red Flag Warning - Small Fires | Vegetation Contact | Fell into (Moderate-Severe defect) | 2020 | 2.0051e-05 | 119.909 | 0.0024043 | 2020 | Mitigation | 0.95 | 1 | 0 | esc | 0.07007 | 1.405e-06 | 0 | 0 | 0 | 0 | 0 | 0
[120 empty] | 7.3.5.15 Identification and remediation of “at-risk species”WLDFRVegetation ContactFell into (slight defect) | WLDFR | HFTD - Distribution - Tier 3 - 1QU CoRE ¦ 4QU LoRE | Red Flag Warning - Small Fires | Vegetation Contact | Fell into (slight defect) | 2020 | 2.2209e-05 | 119.909 | 0.0026631 | 2020 | Mitigation | 0.5 | 1 | 0 | esc | 0.036879 | 8.1906e-07 | 0 | 0 | 0 | 0 | 0 | 0
[120 empty] | 7.3.5.15 Identification and remediation of “at-risk species”WLDFRVegetation ContactGrow Into | WLDFR | HFTD - Distribution - Tier 3 - 1QU CoRE ¦ 4QU LoRE | Red Flag Warning - Small Fires | Vegetation Contact | Grow Into | 2020 | 2.3384e-06 | 119.909 | 0.00028039 | 2020 | Mitigation | 0.5 | 1 | 0 | esc | 0.036879 | 8.6237e-08 | 0 | 0 | 0 | 0 | 0 | 0
[120 empty] | 7.3.5.15 Identification and remediation of “at-risk species”WLDFRCC - Seismic ScenarioSeismic Scenario | WLDFR | HFTD - Distribution - Tier 3 - 1QU CoRE ¦ 4QU LoRE | Seismic - Non-Red Flag Warning - Catastrophic Fires | CC - Seismic Scenario | Seismic Scenario | 2020 | 3.1859e-10 | 119.909 | 3.8202e-08 | 2020 | Mitigation | 0.082056 | 1 | 0 | esc | 0.0060523 | 1.9282e-12 | 0 | 0 | 0 | 0 | 0 | 0
[120 empty] | 7.3.5.15 Identification and remediation of “at-risk species”WLDFRCC - Seismic ScenarioSeismic Scenario | WLDFR | HFTD - Distribution - Tier 3 - 1QU CoRE ¦ 4QU LoRE | Seismic - Red Flag Warning - Catastrophic Fires | CC - Seismic Scenario | Seismic Scenario | 2020 | 1.3738e-08 | 119.909 | 1.6473e-06 | 2020 | Mitigation | 0.082056 | 1 | 0 | esc | 0.0060523 | 8.3143e-11 | 0 | 0 | 0 | 0 | 0 | 0
[120 empty] | 7.3.5.15 Identification and remediation of “at-risk species”WLDFRVegetation ContactBranch (Not overhanging, 4-12ft) | WLDFR | HFTD - Distribution - Tier 3 - 1QU CoRE ¦ 5QU LoRE | Non-Red Flag Warning - Catastrophic Fires | Vegetation Contact | Branch (Not overhanging, 4-12ft) | 2020 | 6.1714e-09 | 57.0212 | 3.519e-07 | 2020 | Mitigation | 0.5 | 30 | 0 | esc | 0.036879 | 2.2759e-10 | 0 | 0 | 0 | 0 | 0 | 0
[120 empty] | 7.3.5.15 Identification and remediation of “at-risk species”WLDFRVegetation ContactBranch (Not overhanging, within 4ft) | WLDFR | HFTD - Distribution - Tier 3 - 1QU CoRE ¦ 5QU LoRE | Non-Red Flag Warning - Catastrophic Fires | Vegetation Contact | Branch (Not overhanging, within 4ft) | 2020 | 2.3871e-09 | 57.0212 | 1.3612e-07 | 2020 | Mitigation | 0.9 | 30 | 0 | esc | 0.066382 | 1.5846e-10 | 0 | 0 | 0 | 0 | 0 | 0
[120 empty] | 7.3.5.15 Identification and remediation of “at-risk species”WLDFRVegetation ContactBranch (OverHanging) | WLDFR | HFTD - Distribution - Tier 3 - 1QU CoRE ¦ 5QU LoRE | Non-Red Flag Warning - Catastrophic Fires | Vegetation Contact | Branch (OverHanging) | 2020 | 1.0615e-07 | 57.0212 | 6.0527e-06 | 2020 | Mitigation | 0.9 | 30 | 0 | esc | 0.066382 | 7.0464e-09 | 0 | 0 | 0 | 0 | 0 | 0
[120 empty] | 7.3.5.15 Identification and remediation of “at-risk species”WLDFRVegetation ContactFell into (Moderate-Severe defect) | WLDFR | HFTD - Distribution - Tier 3 - 1QU CoRE ¦ 5QU LoRE | Non-Red Flag Warning - Catastrophic Fires | Vegetation Contact | Fell into (Moderate-Severe defect) | 2020 | 6.2694e-08 | 57.0212 | 3.5749e-06 | 2020 | Mitigation | 0.95 | 1 | 0 | esc | 0.07007 | 4.393e-09 | 0 | 0 | 0 | 0 | 0 | 0
[120 empty] | 7.3.5.15 Identification and remediation of “at-risk species”WLDFRVegetation ContactFell into (slight defect) | WLDFR | HFTD - Distribution - Tier 3 - 1QU CoRE ¦ 5QU LoRE | Non-Red Flag Warning - Catastrophic Fires | Vegetation Contact | Fell into (slight defect) | 2020 | 8.0844e-08 | 57.0212 | 4.6098e-06 | 2020 | Mitigation | 0.5 | 1 | 0 | esc | 0.036879 | 2.9814e-09 | 0 | 0 | 0 | 0 | 0 | 0
[120 empty] | 7.3.5.15 Identification and remediation of “at-risk species”WLDFRVegetation ContactGrow Into | WLDFR | HFTD - Distribution - Tier 3 - 1QU CoRE ¦ 5QU LoRE | Non-Red Flag Warning - Catastrophic Fires | Vegetation Contact | Grow Into | 2020 | 6.9996e-09 | 57.0212 | 3.9913e-07 | 2020 | Mitigation | 0.5 | 1 | 0 | esc | 0.036879 | 2.5814e-10 | 0 | 0 | 0 | 0 | 0 | 0
[120 empty] | 7.3.5.15 Identification and remediation of “at-risk species”WLDFRVegetation ContactBranch (Not overhanging, 4-12ft) | WLDFR | HFTD - Distribution - Tier 3 - 1QU CoRE ¦ 5QU LoRE | Non-Red Flag Warning - Destructive Fires | Vegetation Contact | Branch (Not overhanging, 4-12ft) | 2020 | 1.4204e-08 | 57.0212 | 8.0993e-07 | 2020 | Mitigation | 0.5 | 30 | 0 | esc | 0.036879 | 5.2383e-10 | 0 | 0 | 0 | 0 | 0 | 0
[120 empty] | 7.3.5.15 Identification and remediation of “at-risk species”WLDFRVegetation ContactBranch (Not overhanging, within 4ft) | WLDFR | HFTD - Distribution - Tier 3 - 1QU CoRE ¦ 5QU LoRE | Non-Red Flag Warning - Destructive Fires | Vegetation Contact | Branch (Not overhanging, within 4ft) | 2020 | 5.5131e-09 | 57.0212 | 3.1436e-07 | 2020 | Mitigation | 0.9 | 30 | 0 | esc | 0.066382 | 3.6597e-10 | 0 | 0 | 0 | 0 | 0 | 0
[120 empty] | 7.3.5.15 Identification and remediation of “at-risk species”WLDFRVegetation ContactBranch (OverHanging) | WLDFR | HFTD - Distribution - Tier 3 - 1QU CoRE ¦ 5QU LoRE | Non-Red Flag Warning - Destructive Fires | Vegetation Contact | Branch (OverHanging) | 2020 | 2.4515e-07 | 57.0212 | 1.3979e-05 | 2020 | Mitigation | 0.9 | 30 | 0 | esc | 0.066382 | 1.6274e-08 | 0 | 0 | 0 | 0 | 0 | 0
[120 empty] | 7.3.5.15 Identification and remediation of “at-risk species”WLDFRVegetation ContactFell into (Moderate-Severe defect) | WLDFR | HFTD - Distribution - Tier 3 - 1QU CoRE ¦ 5QU LoRE | Non-Red Flag Warning - Destructive Fires | Vegetation Contact | Fell into (Moderate-Severe defect) | 2020 | 1.4386e-07 | 57.0212 | 8.2029e-06 | 2020 | Mitigation | 0.95 | 1 | 0 | esc | 0.07007 | 1.008e-08 | 0 | 0 | 0 | 0 | 0 | 0
[120 empty] | 7.3.5.15 Identification and remediation of “at-risk species”WLDFRVegetation ContactFell into (slight defect) | WLDFR | HFTD - Distribution - Tier 3 - 1QU CoRE ¦ 5QU LoRE | Non-Red Flag Warning - Destructive Fires | Vegetation Contact | Fell into (slight defect) | 2020 | 1.855e-07 | 57.0212 | 1.0578e-05 | 2020 | Mitigation | 0.5 | 1 | 0 | esc | 0.036879 | 6.8412e-09 | 0 | 0 | 0 | 0 | 0 | 0
[120 empty] | 7.3.5.15 Identification and remediation of “at-risk species”WLDFRVegetation ContactGrow Into | WLDFR | HFTD - Distribution - Tier 3 - 1QU CoRE ¦ 5QU LoRE | Non-Red Flag Warning - Destructive Fires | Vegetation Contact | Grow Into | 2020 | 1.6061e-08 | 57.0212 | 9.1583e-07 | 2020 | Mitigation | 0.5 | 1 | 0 | esc | 0.036879 | 5.9232e-10 | 0 | 0 | 0 | 0 | 0 | 0
[120 empty] | 7.3.5.15 Identification and remediation of “at-risk species”WLDFRVegetation ContactBranch (Not overhanging, 4-12ft) | WLDFR | HFTD - Distribution - Tier 3 - 1QU CoRE ¦ 5QU LoRE | Non-Red Flag Warning - Large Fires | Vegetation Contact | Branch (Not overhanging, 4-12ft) | 2020 | 7.9543e-08 | 57.0212 | 4.5356e-06 | 2020 | Mitigation | 0.5 | 30 | 0 | esc | 0.036879 | 2.9335e-09 | 0 | 0 | 0 | 0 | 0 | 0
[120 empty] | 7.3.5.15 Identification and remediation of “at-risk species”WLDFRVegetation ContactBranch (Not overhanging, within 4ft) | WLDFR | HFTD - Distribution - Tier 3 - 1QU CoRE ¦ 5QU LoRE | Non-Red Flag Warning - Large Fires | Vegetation Contact | Branch (Not overhanging, within 4ft) | 2020 | 3.076e-08 | 57.0212 | 1.754e-06 | 2020 | Mitigation | 0.9 | 30 | 0 | esc | 0.066382 | 2.0419e-09 | 0 | 0 | 0 | 0 | 0 | 0
[120 empty] | 7.3.5.15 Identification and remediation of “at-risk species”WLDFRVegetation ContactBranch (OverHanging) | WLDFR | HFTD - Distribution - Tier 3 - 1QU CoRE ¦ 5QU LoRE | Non-Red Flag Warning - Large Fires | Vegetation Contact | Branch (OverHanging) | 2020 | 1.3678e-06 | 57.0212 | 7.7993e-05 | 2020 | Mitigation | 0.9 | 30 | 0 | esc | 0.066382 | 9.0797e-08 | 0 | 0 | 0 | 0 | 0 | 0
[120 empty] | 7.3.5.15 Identification and remediation of “at-risk species”WLDFRVegetation ContactFell into (Moderate-Severe defect) | WLDFR | HFTD - Distribution - Tier 3 - 1QU CoRE ¦ 5QU LoRE | Non-Red Flag Warning - Large Fires | Vegetation Contact | Fell into (Moderate-Severe defect) | 2020 | 8.0825e-07 | 57.0212 | 4.6087e-05 | 2020 | Mitigation | 0.95 | 1 | 0 | esc | 0.07007 | 5.6634e-08 | 0 | 0 | 0 | 0 | 0 | 0
[120 empty] | 7.3.5.15 Identification and remediation of “at-risk species”WLDFRVegetation ContactFell into (slight defect) | WLDFR | HFTD - Distribution - Tier 3 - 1QU CoRE ¦ 5QU LoRE | Non-Red Flag Warning - Large Fires | Vegetation Contact | Fell into (slight defect) | 2020 | 1.0422e-06 | 57.0212 | 5.943e-05 | 2020 | Mitigation | 0.5 | 1 | 0 | esc | 0.036879 | 3.8437e-08 | 0 | 0 | 0 | 0 | 0 | 0
[120 empty] | 7.3.5.15 Identification and remediation of “at-risk species”WLDFRVegetation ContactGrow Into | WLDFR | HFTD - Distribution - Tier 3 - 1QU CoRE ¦ 5QU LoRE | Non-Red Flag Warning - Large Fires | Vegetation Contact | Grow Into | 2020 | 9.0238e-08 | 57.0212 | 5.1455e-06 | 2020 | Mitigation | 0.5 | 1 | 0 | esc | 0.036879 | 3.3279e-09 | 0 | 0 | 0 | 0 | 0 | 0
[120 empty] | 7.3.5.15 Identification and remediation of “at-risk species”WLDFRVegetation ContactBranch (Not overhanging, 4-12ft) | WLDFR | HFTD - Distribution - Tier 3 - 1QU CoRE ¦ 5QU LoRE | Non-Red Flag Warning - Small Fires | Vegetation Contact | Branch (Not overhanging, 4-12ft) | 2020 | 1.004e-05 | 57.0212 | 0.00057251 | 2020 | Mitigation | 0.5 | 30 | 0 | esc | 0.036879 | 3.7027e-07 | 0 | 0 | 0 | 0 | 0 | 0
[120 empty] | 7.3.5.15 Identification and remediation of “at-risk species”WLDFRVegetation ContactBranch (Not overhanging, within 4ft) | WLDFR | HFTD - Distribution - Tier 3 - 1QU CoRE ¦ 5QU LoRE | Non-Red Flag Warning - Small Fires | Vegetation Contact | Branch (Not overhanging, within 4ft) | 2020 | 4.1802e-06 | 57.0212 | 0.00023836 | 2020 | Mitigation | 0.9 | 30 | 0 | esc | 0.066382 | 2.7749e-07 | 0 | 0 | 0 | 0 | 0 | 0
[120 empty] | 7.3.5.15 Identification and remediation of “at-risk species”WLDFRVegetation ContactBranch (OverHanging) | WLDFR | HFTD - Distribution - Tier 3 - 1QU CoRE ¦ 5QU LoRE | Non-Red Flag Warning - Small Fires | Vegetation Contact | Branch (OverHanging) | 2020 | 0.00018588 | 57.0212 | 0.010599 | 2020 | Mitigation | 0.9 | 30 | 0 | esc | 0.066382 | 1.2339e-05 | 0 | 0 | 0 | 0 | 0 | 0
[120 empty] | 7.3.5.15 Identification and remediation of “at-risk species”WLDFRVegetation ContactFell into (Moderate-Severe defect) | WLDFR | HFTD - Distribution - Tier 3 - 1QU CoRE ¦ 5QU LoRE | Non-Red Flag Warning - Small Fires | Vegetation Contact | Fell into (Moderate-Severe defect) | 2020 | 9.5109e-05 | 57.0212 | 0.0054232 | 2020 | Mitigation | 0.95 | 1 | 0 | esc | 0.07007 | 6.6643e-06 | 0 | 0 | 0 | 0 | 0 | 0
[120 empty] | 7.3.5.15 Identification and remediation of “at-risk species”WLDFRVegetation ContactFell into (slight defect) | WLDFR | HFTD - Distribution - Tier 3 - 1QU CoRE ¦ 5QU LoRE | Non-Red Flag Warning - Small Fires | Vegetation Contact | Fell into (slight defect) | 2020 | 0.00012264 | 57.0212 | 0.0069933 | 2020 | Mitigation | 0.5 | 1 | 0 | esc | 0.036879 | 4.523e-06 | 0 | 0 | 0 | 0 | 0 | 0
[120 empty] | 7.3.5.15 Identification and remediation of “at-risk species”WLDFRVegetation ContactGrow Into | WLDFR | HFTD - Distribution - Tier 3 - 1QU CoRE ¦ 5QU LoRE | Non-Red Flag Warning - Small Fires | Vegetation Contact | Grow Into | 2020 | 1.0619e-05 | 57.0212 | 0.00060549 | 2020 | Mitigation | 0.5 | 1 | 0 | esc | 0.036879 | 3.9161e-07 | 0 | 0 | 0 | 0 | 0 | 0
[120 empty] | 7.3.5.15 Identification and remediation of “at-risk species”WLDFRVegetation ContactBranch (Not overhanging, 4-12ft) | WLDFR | HFTD - Distribution - Tier 3 - 1QU CoRE ¦ 5QU LoRE | Red Flag Warning - Catastrophic Fires | Vegetation Contact | Branch (Not overhanging, 4-12ft) | 2020 | 1.0091e-06 | 57.0212 | 5.754e-05 | 2020 | Mitigation | 0.5 | 30 | 0 | esc | 0.036879 | 3.7215e-08 | 0 | 0 | 0 | 0 | 0 | 0
[120 empty] | 7.3.5.15 Identification and remediation of “at-risk species”WLDFRVegetation ContactBranch (Not overhanging, within 4ft) | WLDFR | HFTD - Distribution - Tier 3 - 1QU CoRE ¦ 5QU LoRE | Red Flag Warning - Catastrophic Fires | Vegetation Contact | Branch (Not overhanging, within 4ft) | 2020 | 2.2308e-07 | 57.0212 | 1.272e-05 | 2020 | Mitigation | 0.9 | 30 | 0 | esc | 0.066382 | 1.4808e-08 | 0 | 0 | 0 | 0 | 0 | 0
[120 empty] | 7.3.5.15 Identification and remediation of “at-risk species”WLDFRVegetation ContactBranch (OverHanging) | WLDFR | HFTD - Distribution - Tier 3 - 1QU CoRE ¦ 5QU LoRE | Red Flag Warning - Catastrophic Fires | Vegetation Contact | Branch (OverHanging) | 2020 | 1.3142e-05 | 57.0212 | 0.00074936 | 2020 | Mitigation | 0.9 | 30 | 0 | esc | 0.066382 | 8.7238e-07 | 0 | 0 | 0 | 0 | 0 | 0
[120 empty] | 7.3.5.15 Identification and remediation of “at-risk species”WLDFRVegetation ContactFell into (Moderate-Severe defect) | WLDFR | HFTD - Distribution - Tier 3 - 1QU CoRE ¦ 5QU LoRE | Red Flag Warning - Catastrophic Fires | Vegetation Contact | Fell into (Moderate-Severe defect) | 2020 | 4.9275e-06 | 57.0212 | 0.00028097 | 2020 | Mitigation | 0.95 | 1 | 0 | esc | 0.07007 | 3.4527e-07 | 0 | 0 | 0 | 0 | 0 | 0
[120 empty] | 7.3.5.15 Identification and remediation of “at-risk species”WLDFRVegetation ContactFell into (slight defect) | WLDFR | HFTD - Distribution - Tier 3 - 1QU CoRE ¦ 5QU LoRE | Red Flag Warning - Catastrophic Fires | Vegetation Contact | Fell into (slight defect) | 2020 | 5.4577e-06 | 57.0212 | 0.0003112 | 2020 | Mitigation | 0.5 | 1 | 0 | esc | 0.036879 | 2.0127e-07 | 0 | 0 | 0 | 0 | 0 | 0
[120 empty] | 7.3.5.15 Identification and remediation of “at-risk species”WLDFRVegetation ContactGrow Into | WLDFR | HFTD - Distribution - Tier 3 - 1QU CoRE ¦ 5QU LoRE | Red Flag Warning - Catastrophic Fires | Vegetation Contact | Grow Into | 2020 | 5.7484e-07 | 57.0212 | 3.2778e-05 | 2020 | Mitigation | 0.5 | 1 | 0 | esc | 0.036879 | 2.12e-08 | 0 | 0 | 0 | 0 | 0 | 0
[120 empty] | 7.3.5.15 Identification and remediation of “at-risk species”WLDFRVegetation ContactBranch (Not overhanging, 4-12ft) | WLDFR | HFTD - Distribution - Tier 3 - 1QU CoRE ¦ 5QU LoRE | Red Flag Warning - Destructive Fires | Vegetation Contact | Branch (Not overhanging, 4-12ft) | 2020 | 1.1679e-07 | 57.0212 | 6.6596e-06 | 2020 | Mitigation | 0.5 | 30 | 0 | esc | 0.036879 | 4.3071e-09 | 0 | 0 | 0 | 0 | 0 | 0
[120 empty] | 7.3.5.15 Identification and remediation of “at-risk species”WLDFRVegetation ContactBranch (Not overhanging, within 4ft) | WLDFR | HFTD - Distribution - Tier 3 - 1QU CoRE ¦ 5QU LoRE | Red Flag Warning - Destructive Fires | Vegetation Contact | Branch (Not overhanging, within 4ft) | 2020 | 2.5907e-08 | 57.0212 | 1.4773e-06 | 2020 | Mitigation | 0.9 | 30 | 0 | esc | 0.066382 | 1.7198e-09 | 0 | 0 | 0 | 0 | 0 | 0
[120 empty] | 7.3.5.15 Identification and remediation of “at-risk species”WLDFRVegetation ContactBranch (OverHanging) | WLDFR | HFTD - Distribution - Tier 3 - 1QU CoRE ¦ 5QU LoRE | Red Flag Warning - Destructive Fires | Vegetation Contact | Branch (OverHanging) | 2020 | 1.5262e-06 | 57.0212 | 8.7027e-05 | 2020 | Mitigation | 0.9 | 30 | 0 | esc | 0.066382 | 1.0131e-07 | 0 | 0 | 0 | 0 | 0 | 0
[120 empty] | 7.3.5.15 Identification and remediation of “at-risk species”WLDFRVegetation ContactFell into (Moderate-Severe defect) | WLDFR | HFTD - Distribution - Tier 3 - 1QU CoRE ¦ 5QU LoRE | Red Flag Warning - Destructive Fires | Vegetation Contact | Fell into (Moderate-Severe defect) | 2020 | 5.6857e-07 | 57.0212 | 3.242e-05 | 2020 | Mitigation | 0.95 | 1 | 0 | esc | 0.07007 | 3.9839e-08 | 0 | 0 | 0 | 0 | 0 | 0
[120 empty] | 7.3.5.15 Identification and remediation of “at-risk species”WLDFRVegetation ContactFell into (slight defect) | WLDFR | HFTD - Distribution - Tier 3 - 1QU CoRE ¦ 5QU LoRE | Red Flag Warning - Destructive Fires | Vegetation Contact | Fell into (slight defect) | 2020 | 6.2974e-07 | 57.0212 | 3.5908e-05 | 2020 | Mitigation | 0.5 | 1 | 0 | esc | 0.036879 | 2.3224e-08 | 0 | 0 | 0 | 0 | 0 | 0
[120 empty] | 7.3.5.15 Identification and remediation of “at-risk species”WLDFRVegetation ContactGrow Into | WLDFR | HFTD - Distribution - Tier 3 - 1QU CoRE ¦ 5QU LoRE | Red Flag Warning - Destructive Fires | Vegetation Contact | Grow Into | 2020 | 6.6328e-08 | 57.0212 | 3.7821e-06 | 2020 | Mitigation | 0.5 | 1 | 0 | esc | 0.036879 | 2.4461e-09 | 0 | 0 | 0 | 0 | 0 | 0
[120 empty] | 7.3.5.15 Identification and remediation of “at-risk species”WLDFRVegetation ContactBranch (Not overhanging, 4-12ft) | WLDFR | HFTD - Distribution - Tier 3 - 1QU CoRE ¦ 5QU LoRE | Red Flag Warning - Large Fires | Vegetation Contact | Branch (Not overhanging, 4-12ft) | 2020 | 3.5758e-07 | 57.0212 | 2.0389e-05 | 2020 | Mitigation | 0.5 | 30 | 0 | esc | 0.036879 | 1.3187e-08 | 0 | 0 | 0 | 0 | 0 | 0
[120 empty] | 7.3.5.15 Identification and remediation of “at-risk species”WLDFRVegetation ContactBranch (Not overhanging, within 4ft) | WLDFR | HFTD - Distribution - Tier 3 - 1QU CoRE ¦ 5QU LoRE | Red Flag Warning - Large Fires | Vegetation Contact | Branch (Not overhanging, within 4ft) | 2020 | 7.9027e-08 | 57.0212 | 4.5062e-06 | 2020 | Mitigation | 0.9 | 30 | 0 | esc | 0.066382 | 5.246e-09 | 0 | 0 | 0 | 0 | 0 | 0
[120 empty] | 7.3.5.15 Identification and remediation of “at-risk species”WLDFRVegetation ContactBranch (OverHanging) | WLDFR | HFTD - Distribution - Tier 3 - 1QU CoRE ¦ 5QU LoRE | Red Flag Warning - Large Fires | Vegetation Contact | Branch (OverHanging) | 2020 | 4.6556e-06 | 57.0212 | 0.00026547 | 2020 | Mitigation | 0.9 | 30 | 0 | esc | 0.066382 | 3.0905e-07 | 0 | 0 | 0 | 0 | 0 | 0
[120 empty] | 7.3.5.15 Identification and remediation of “at-risk species”WLDFRVegetation ContactFell into (Moderate-Severe defect) | WLDFR | HFTD - Distribution - Tier 3 - 1QU CoRE ¦ 5QU LoRE | Red Flag Warning - Large Fires | Vegetation Contact | Fell into (Moderate-Severe defect) | 2020 | 1.7465e-06 | 57.0212 | 9.9585e-05 | 2020 | Mitigation | 0.95 | 1 | 0 | esc | 0.07007 | 1.2237e-07 | 0 | 0 | 0 | 0 | 0 | 0
[120 empty] | 7.3.5.15 Identification and remediation of “at-risk species”WLDFRVegetation ContactFell into (slight defect) | WLDFR | HFTD - Distribution - Tier 3 - 1QU CoRE ¦ 5QU LoRE | Red Flag Warning - Large Fires | Vegetation Contact | Fell into (slight defect) | 2020 | 1.9344e-06 | 57.0212 | 0.0001103 | 2020 | Mitigation | 0.5 | 1 | 0 | esc | 0.036879 | 7.1337e-08 | 0 | 0 | 0 | 0 | 0 | 0
[120 empty] | 7.3.5.15 Identification and remediation of “at-risk species”WLDFRVegetation ContactGrow Into | WLDFR | HFTD - Distribution - Tier 3 - 1QU CoRE ¦ 5QU LoRE | Red Flag Warning - Large Fires | Vegetation Contact | Grow Into | 2020 | 2.0374e-07 | 57.0212 | 1.1618e-05 | 2020 | Mitigation | 0.5 | 1 | 0 | esc | 0.036879 | 7.5137e-09 | 0 | 0 | 0 | 0 | 0 | 0
[120 empty] | 7.3.5.15 Identification and remediation of “at-risk species”WLDFRVegetation ContactBranch (Not overhanging, 4-12ft) | WLDFR | HFTD - Distribution - Tier 3 - 1QU CoRE ¦ 5QU LoRE | Red Flag Warning - Small Fires | Vegetation Contact | Branch (Not overhanging, 4-12ft) | 2020 | 4.0835e-06 | 57.0212 | 0.00023284 | 2020 | Mitigation | 0.5 | 30 | 0 | esc | 0.036879 | 1.5059e-07 | 0 | 0 | 0 | 0 | 0 | 0
[120 empty] | 7.3.5.15 Identification and remediation of “at-risk species”WLDFRVegetation ContactBranch (Not overhanging, within 4ft) | WLDFR | HFTD - Distribution - Tier 3 - 1QU CoRE ¦ 5QU LoRE | Red Flag Warning - Small Fires | Vegetation Contact | Branch (Not overhanging, within 4ft) | 2020 | 9.7165e-07 | 57.0212 | 5.5405e-05 | 2020 | Mitigation | 0.9 | 30 | 0 | esc | 0.066382 | 6.45e-08 | 0 | 0 | 0 | 0 | 0 | 0
[120 empty] | 7.3.5.15 Identification and remediation of “at-risk species”WLDFRVegetation ContactBranch (OverHanging) | WLDFR | HFTD - Distribution - Tier 3 - 1QU CoRE ¦ 5QU LoRE | Red Flag Warning - Small Fires | Vegetation Contact | Branch (OverHanging) | 2020 | 5.7241e-05 | 57.0212 | 0.0032639 | 2020 | Mitigation | 0.9 | 30 | 0 | esc | 0.066382 | 3.7998e-06 | 0 | 0 | 0 | 0 | 0 | 0
[120 empty] | 7.3.5.15 Identification and remediation of “at-risk species”WLDFRVegetation ContactFell into (Moderate-Severe defect) | WLDFR | HFTD - Distribution - Tier 3 - 1QU CoRE ¦ 5QU LoRE | Red Flag Warning - Small Fires | Vegetation Contact | Fell into (Moderate-Severe defect) | 2020 | 1.8593e-05 | 57.0212 | 0.0010602 | 2020 | Mitigation | 0.95 | 1 | 0 | esc | 0.07007 | 1.3028e-06 | 0 | 0 | 0 | 0 | 0 | 0
[120 empty] | 7.3.5.15 Identification and remediation of “at-risk species”WLDFRVegetation ContactFell into (slight defect) | WLDFR | HFTD - Distribution - Tier 3 - 1QU CoRE ¦ 5QU LoRE | Red Flag Warning - Small Fires | Vegetation Contact | Fell into (slight defect) | 2020 | 2.0594e-05 | 57.0212 | 0.0011743 | 2020 | Mitigation | 0.5 | 1 | 0 | esc | 0.036879 | 7.5948e-07 | 0 | 0 | 0 | 0 | 0 | 0
[120 empty] | 7.3.5.15 Identification and remediation of “at-risk species”WLDFRVegetation ContactGrow Into | WLDFR | HFTD - Distribution - Tier 3 - 1QU CoRE ¦ 5QU LoRE | Red Flag Warning - Small Fires | Vegetation Contact | Grow Into | 2020 | 2.1691e-06 | 57.0212 | 0.00012368 | 2020 | Mitigation | 0.5 | 1 | 0 | esc | 0.036879 | 7.9993e-08 | 0 | 0 | 0 | 0 | 0 | 0
[120 empty] | 7.3.5.15 Identification and remediation of “at-risk species”WLDFRCC - Seismic ScenarioSeismic Scenario | WLDFR | HFTD - Distribution - Tier 3 - 1QU CoRE ¦ 5QU LoRE | Seismic - Non-Red Flag Warning - Catastrophic Fires | CC - Seismic Scenario | Seismic Scenario | 2020 | 8.0359e-10 | 57.0212 | 4.5822e-08 | 2020 | Mitigation | 0.082056 | 1 | 0 | esc | 0.0060523 | 4.8635e-12 | 0 | 0 | 0 | 0 | 0 | 0
[120 empty] | 7.3.5.15 Identification and remediation of “at-risk species”WLDFRCC - Seismic ScenarioSeismic Scenario | WLDFR | HFTD - Distribution - Tier 3 - 1QU CoRE ¦ 5QU LoRE | Seismic - Red Flag Warning - Catastrophic Fires | CC - Seismic Scenario | Seismic Scenario | 2020 | 3.465e-08 | 57.0212 | 1.9758e-06 | 2020 | Mitigation | 0.082056 | 1 | 0 | esc | 0.0060523 | 2.0971e-10 | 0 | 0 | 0 | 0 | 0 | 0
[120 empty] | 7.3.5.15 Identification and remediation of “at-risk species”WLDFRVegetation ContactBranch (Not overhanging, 4-12ft) | WLDFR | HFTD - Distribution - Tier 3 - 2QU CoRE ¦ 1QU LoRE | Non-Red Flag Warning - Catastrophic Fires | Vegetation Contact | Branch (Not overhanging, 4-12ft) | 2020 | 6.7184e-09 | 226.4749 | 1.5215e-06 | 2020 | Mitigation | 0.5 | 30 | 0 | esc | 0.036879 | 2.4777e-10 | 0 | 0 | 0 | 0 | 0 | 0
[120 empty] | 7.3.5.15 Identification and remediation of “at-risk species”WLDFRVegetation ContactBranch (Not overhanging, within 4ft) | WLDFR | HFTD - Distribution - Tier 3 - 2QU CoRE ¦ 1QU LoRE | Non-Red Flag Warning - Catastrophic Fires | Vegetation Contact | Branch (Not overhanging, within 4ft) | 2020 | 2.7396e-09 | 226.4749 | 6.2044e-07 | 2020 | Mitigation | 0.9 | 30 | 0 | esc | 0.066382 | 1.8186e-10 | 0 | 0 | 0 | 0 | 0 | 0
[120 empty] | 7.3.5.15 Identification and remediation of “at-risk species”WLDFRVegetation ContactBranch (OverHanging) | WLDFR | HFTD - Distribution - Tier 3 - 2QU CoRE ¦ 1QU LoRE | Non-Red Flag Warning - Catastrophic Fires | Vegetation Contact | Branch (OverHanging) | 2020 | 1.2188e-07 | 226.4749 | 2.7602e-05 | 2020 | Mitigation | 0.9 | 30 | 0 | esc | 0.066382 | 8.0904e-09 | 0 | 0 | 0 | 0 | 0 | 0
[120 empty] | 7.3.5.15 Identification and remediation of “at-risk species”WLDFRVegetation ContactFell into (Moderate-Severe defect) | WLDFR | HFTD - Distribution - Tier 3 - 2QU CoRE ¦ 1QU LoRE | Non-Red Flag Warning - Catastrophic Fires | Vegetation Contact | Fell into (Moderate-Severe defect) | 2020 | 6.5067e-08 | 226.4749 | 1.4736e-05 | 2020 | Mitigation | 0.95 | 1 | 0 | esc | 0.07007 | 4.5593e-09 | 0 | 0 | 0 | 0 | 0 | 0
[120 empty] | 7.3.5.15 Identification and remediation of “at-risk species”WLDFRVegetation ContactFell into (slight defect) | WLDFR | HFTD - Distribution - Tier 3 - 2QU CoRE ¦ 1QU LoRE | Non-Red Flag Warning - Catastrophic Fires | Vegetation Contact | Fell into (slight defect) | 2020 | 8.3908e-08 | 226.4749 | 1.9003e-05 | 2020 | Mitigation | 0.5 | 1 | 0 | esc | 0.036879 | 3.0944e-09 | 0 | 0 | 0 | 0 | 0 | 0
[120 empty] | 7.3.5.15 Identification and remediation of “at-risk species”WLDFRVegetation ContactGrow Into | WLDFR | HFTD - Distribution - Tier 3 - 2QU CoRE ¦ 1QU LoRE | Non-Red Flag Warning - Catastrophic Fires | Vegetation Contact | Grow Into | 2020 | 7.2631e-09 | 226.4749 | 1.6449e-06 | 2020 | Mitigation | 0.5 | 1 | 0 | esc | 0.036879 | 2.6785e-10 | 0 | 0 | 0 | 0 | 0 | 0
[120 empty] | 7.3.5.15 Identification and remediation of “at-risk species”WLDFRVegetation ContactBranch (Not overhanging, 4-12ft) | WLDFR | HFTD - Distribution - Tier 3 - 2QU CoRE ¦ 1QU LoRE | Non-Red Flag Warning - Destructive Fires | Vegetation Contact | Branch (Not overhanging, 4-12ft) | 2020 | 1.6143e-08 | 226.4749 | 3.6561e-06 | 2020 | Mitigation | 0.5 | 30 | 0 | esc | 0.036879 | 5.9535e-10 | 0 | 0 | 0 | 0 | 0 | 0
[120 empty] | 7.3.5.15 Identification and remediation of “at-risk species”WLDFRVegetation ContactBranch (Not overhanging, within 4ft) | WLDFR | HFTD - Distribution - Tier 3 - 2QU CoRE ¦ 1QU LoRE | Non-Red Flag Warning - Destructive Fires | Vegetation Contact | Branch (Not overhanging, within 4ft) | 2020 | 6.5879e-09 | 226.4749 | 1.492e-06 | 2020 | Mitigation | 0.9 | 30 | 0 | esc | 0.066382 | 4.3732e-10 | 0 | 0 | 0 | 0 | 0 | 0
[120 empty] | 7.3.5.15 Identification and remediation of “at-risk species”WLDFRVegetation ContactBranch (OverHanging) | WLDFR | HFTD - Distribution - Tier 3 - 2QU CoRE ¦ 1QU LoRE | Non-Red Flag Warning - Destructive Fires | Vegetation Contact | Branch (OverHanging) | 2020 | 2.9308e-07 | 226.4749 | 6.6375e-05 | 2020 | Mitigation | 0.9 | 30 | 0 | esc | 0.066382 | 1.9455e-08 | 0 | 0 | 0 | 0 | 0 | 0
[120 empty] | 7.3.5.15 Identification and remediation of “at-risk species”WLDFRVegetation ContactFell into (Moderate-Severe defect) | WLDFR | HFTD - Distribution - Tier 3 - 2QU CoRE ¦ 1QU LoRE | Non-Red Flag Warning - Destructive Fires | Vegetation Contact | Fell into (Moderate-Severe defect) | 2020 | 1.5623e-07 | 226.4749 | 3.5383e-05 | 2020 | Mitigation | 0.95 | 1 | 0 | esc | 0.07007 | 1.0947e-08 | 0 | 0 | 0 | 0 | 0 | 0
[120 empty] | 7.3.5.15 Identification and remediation of “at-risk species”WLDFRVegetation ContactFell into (slight defect) | WLDFR | HFTD - Distribution - Tier 3 - 2QU CoRE ¦ 1QU LoRE | Non-Red Flag Warning - Destructive Fires | Vegetation Contact | Fell into (slight defect) | 2020 | 2.0147e-07 | 226.4749 | 4.5628e-05 | 2020 | Mitigation | 0.5 | 1 | 0 | esc | 0.036879 | 7.43e-09 | 0 | 0 | 0 | 0 | 0 | 0
[120 empty] | 7.3.5.15 Identification and remediation of “at-risk species”WLDFRVegetation ContactGrow Into | WLDFR | HFTD - Distribution - Tier 3 - 2QU CoRE ¦ 1QU LoRE | Non-Red Flag Warning - Destructive Fires | Vegetation Contact | Grow Into | 2020 | 1.7439e-08 | 226.4749 | 3.9495e-06 | 2020 | Mitigation | 0.5 | 1 | 0 | esc | 0.036879 | 6.4314e-10 | 0 | 0 | 0 | 0 | 0 | 0
[120 empty] | 7.3.5.15 Identification and remediation of “at-risk species”WLDFRVegetation ContactBranch (Not overhanging, 4-12ft) | WLDFR | HFTD - Distribution - Tier 3 - 2QU CoRE ¦ 1QU LoRE | Non-Red Flag Warning - Large Fires | Vegetation Contact | Branch (Not overhanging, 4-12ft) | 2020 | 1.6516e-07 | 226.4749 | 3.7404e-05 | 2020 | Mitigation | 0.5 | 30 | 0 | esc | 0.036879 | 6.0908e-09 | 0 | 0 | 0 | 0 | 0 | 0
[120 empty] | 7.3.5.15 Identification and remediation of “at-risk species”WLDFRVegetation ContactBranch (Not overhanging, within 4ft) | WLDFR | HFTD - Distribution - Tier 3 - 2QU CoRE ¦ 1QU LoRE | Non-Red Flag Warning - Large Fires | Vegetation Contact | Branch (Not overhanging, within 4ft) | 2020 | 6.9436e-08 | 226.4749 | 1.5726e-05 | 2020 | Mitigation | 0.9 | 30 | 0 | esc | 0.066382 | 4.6093e-09 | 0 | 0 | 0 | 0 | 0 | 0
[120 empty] | 7.3.5.15 Identification and remediation of “at-risk species”WLDFRVegetation ContactBranch (OverHanging) | WLDFR | HFTD - Distribution - Tier 3 - 2QU CoRE ¦ 1QU LoRE | Non-Red Flag Warning - Large Fires | Vegetation Contact | Branch (OverHanging) | 2020 | 3.0887e-06 | 226.4749 | 0.00069951 | 2020 | Mitigation | 0.9 | 30 | 0 | esc | 0.066382 | 2.0503e-07 | 0 | 0 | 0 | 0 | 0 | 0
[120 empty] | 7.3.5.15 Identification and remediation of “at-risk species”WLDFRVegetation ContactFell into (Moderate-Severe defect) | WLDFR | HFTD - Distribution - Tier 3 - 2QU CoRE ¦ 1QU LoRE | Non-Red Flag Warning - Large Fires | Vegetation Contact | Fell into (Moderate-Severe defect) | 2020 | 1.5505e-06 | 226.4749 | 0.00035116 | 2020 | Mitigation | 0.95 | 1 | 0 | esc | 0.07007 | 1.0865e-07 | 0 | 0 | 0 | 0 | 0 | 0
[120 empty] | 7.3.5.15 Identification and remediation of “at-risk species”WLDFRVegetation ContactFell into (slight defect) | WLDFR | HFTD - Distribution - Tier 3 - 2QU CoRE ¦ 1QU LoRE | Non-Red Flag Warning - Large Fires | Vegetation Contact | Fell into (slight defect) | 2020 | 1.9995e-06 | 226.4749 | 0.00045283 | 2020 | Mitigation | 0.5 | 1 | 0 | esc | 0.036879 | 7.3739e-08 | 0 | 0 | 0 | 0 | 0 | 0
[120 empty] | 7.3.5.15 Identification and remediation of “at-risk species”WLDFRVegetation ContactGrow Into | WLDFR | HFTD - Distribution - Tier 3 - 2QU CoRE ¦ 1QU LoRE | Non-Red Flag Warning - Large Fires | Vegetation Contact | Grow Into | 2020 | 1.7308e-07 | 226.4749 | 3.9199e-05 | 2020 | Mitigation | 0.5 | 1 | 0 | esc | 0.036879 | 6.3831e-09 | 0 | 0 | 0 | 0 | 0 | 0
[120 empty] | 7.3.5.15 Identification and remediation of “at-risk species”WLDFRVegetation ContactBranch (Not overhanging, 4-12ft) | WLDFR | HFTD - Distribution - Tier 3 - 2QU CoRE ¦ 1QU LoRE | Non-Red Flag Warning - Small Fires | Vegetation Contact | Branch (Not overhanging, 4-12ft) | 2020 | 2.8164e-05 | 226.4749 | 0.0063784 | 2020 | Mitigation | 0.5 | 30 | 0 | esc | 0.036879 | 1.0386e-06 | 0 | 0 | 0 | 0 | 0 | 0
[120 empty] | 7.3.5.15 Identification and remediation of “at-risk species”WLDFRVegetation ContactBranch (Not overhanging, within 4ft) | WLDFR | HFTD - Distribution - Tier 3 - 2QU CoRE ¦ 1QU LoRE | Non-Red Flag Warning - Small Fires | Vegetation Contact | Branch (Not overhanging, within 4ft) | 2020 | 1.1671e-05 | 226.4749 | 0.0026431 | 2020 | Mitigation | 0.9 | 30 | 0 | esc | 0.066382 | 7.7473e-07 | 0 | 0 | 0 | 0 | 0 | 0
[120 empty] | 7.3.5.15 Identification and remediation of “at-risk species”WLDFRVegetation ContactBranch (OverHanging) | WLDFR | HFTD - Distribution - Tier 3 - 2QU CoRE ¦ 1QU LoRE | Non-Red Flag Warning - Small Fires | Vegetation Contact | Branch (OverHanging) | 2020 | 0.0005192 | 226.4749 | 0.11759 | 2020 | Mitigation | 0.9 | 30 | 0 | esc | 0.066382 | 3.4466e-05 | 0 | 0 | 0 | 0 | 0 | 0
[120 empty] | 7.3.5.15 Identification and remediation of “at-risk species”WLDFRVegetation ContactFell into (Moderate-Severe defect) | WLDFR | HFTD - Distribution - Tier 3 - 2QU CoRE ¦ 1QU LoRE | Non-Red Flag Warning - Small Fires | Vegetation Contact | Fell into (Moderate-Severe defect) | 2020 | 0.00026846 | 226.4749 | 0.060798 | 2020 | Mitigation | 0.95 | 1 | 0 | esc | 0.07007 | 1.8811e-05 | 0 | 0 | 0 | 0 | 0 | 0
[120 empty] | 7.3.5.15 Identification and remediation of “at-risk species”WLDFRVegetation ContactFell into (slight defect) | WLDFR | HFTD - Distribution - Tier 3 - 2QU CoRE ¦ 1QU LoRE | Non-Red Flag Warning - Small Fires | Vegetation Contact | Fell into (slight defect) | 2020 | 0.00034619 | 226.4749 | 0.078403 | 2020 | Mitigation | 0.5 | 1 | 0 | esc | 0.036879 | 1.2767e-05 | 0 | 0 | 0 | 0 | 0 | 0
[120 empty] | 7.3.5.15 Identification and remediation of “at-risk species”WLDFRVegetation ContactGrow Into | WLDFR | HFTD - Distribution - Tier 3 - 2QU CoRE ¦ 1QU LoRE | Non-Red Flag Warning - Small Fires | Vegetation Contact | Grow Into | 2020 | 2.9966e-05 | 226.4749 | 0.0067865 | 2020 | Mitigation | 0.5 | 1 | 0 | esc | 0.036879 | 1.1051e-06 | 0 | 0 | 0 | 0 | 0 | 0
[120 empty] | 7.3.5.15 Identification and remediation of “at-risk species”WLDFRVegetation ContactBranch (Not overhanging, 4-12ft) | WLDFR | HFTD - Distribution - Tier 3 - 2QU CoRE ¦ 1QU LoRE | Red Flag Warning - Catastrophic Fires | Vegetation Contact | Branch (Not overhanging, 4-12ft) | 2020 | 1.0985e-06 | 226.4749 | 0.00024879 | 2020 | Mitigation | 0.5 | 30 | 0 | esc | 0.036879 | 4.0513e-08 | 0 | 0 | 0 | 0 | 0 | 0
[120 empty] | 7.3.5.15 Identification and remediation of “at-risk species”WLDFRVegetation ContactBranch (Not overhanging, within 4ft) | WLDFR | HFTD - Distribution - Tier 3 - 2QU CoRE ¦ 1QU LoRE | Red Flag Warning - Catastrophic Fires | Vegetation Contact | Branch (Not overhanging, within 4ft) | 2020 | 2.5601e-07 | 226.4749 | 5.7981e-05 | 2020 | Mitigation | 0.9 | 30 | 0 | esc | 0.066382 | 1.6995e-08 | 0 | 0 | 0 | 0 | 0 | 0
[120 empty] | 7.3.5.15 Identification and remediation of “at-risk species”WLDFRVegetation ContactBranch (OverHanging) | WLDFR | HFTD - Distribution - Tier 3 - 2QU CoRE ¦ 1QU LoRE | Red Flag Warning - Catastrophic Fires | Vegetation Contact | Branch (OverHanging) | 2020 | 1.5089e-05 | 226.4749 | 0.0034173 | 2020 | Mitigation | 0.9 | 30 | 0 | esc | 0.066382 | 1.0016e-06 | 0 | 0 | 0 | 0 | 0 | 0
[120 empty] | 7.3.5.15 Identification and remediation of “at-risk species”WLDFRVegetation ContactFell into (Moderate-Severe defect) | WLDFR | HFTD - Distribution - Tier 3 - 2QU CoRE ¦ 1QU LoRE | Red Flag Warning - Catastrophic Fires | Vegetation Contact | Fell into (Moderate-Severe defect) | 2020 | 5.1141e-06 | 226.4749 | 0.0011582 | 2020 | Mitigation | 0.95 | 1 | 0 | esc | 0.07007 | 3.5834e-07 | 0 | 0 | 0 | 0 | 0 | 0
[120 empty] | 7.3.5.15 Identification and remediation of “at-risk species”WLDFRVegetation ContactFell into (slight defect) | WLDFR | HFTD - Distribution - Tier 3 - 2QU CoRE ¦ 1QU LoRE | Red Flag Warning - Catastrophic Fires | Vegetation Contact | Fell into (slight defect) | 2020 | 5.6645e-06 | 226.4749 | 0.0012829 | 2020 | Mitigation | 0.5 | 1 | 0 | esc | 0.036879 | 2.089e-07 | 0 | 0 | 0 | 0 | 0 | 0
[120 empty] | 7.3.5.15 Identification and remediation of “at-risk species”WLDFRVegetation ContactGrow Into | WLDFR | HFTD - Distribution - Tier 3 - 2QU CoRE ¦ 1QU LoRE | Red Flag Warning - Catastrophic Fires | Vegetation Contact | Grow Into | 2020 | 5.9648e-07 | 226.4749 | 0.00013509 | 2020 | Mitigation | 0.5 | 1 | 0 | esc | 0.036879 | 2.1997e-08 | 0 | 0 | 0 | 0 | 0 | 0
[120 empty] | 7.3.5.15 Identification and remediation of “at-risk species”WLDFRVegetation ContactBranch (Not overhanging, 4-12ft) | WLDFR | HFTD - Distribution - Tier 3 - 2QU CoRE ¦ 1QU LoRE | Red Flag Warning - Destructive Fires | Vegetation Contact | Branch (Not overhanging, 4-12ft) | 2020 | 1.3274e-07 | 226.4749 | 3.0062e-05 | 2020 | Mitigation | 0.5 | 30 | 0 | esc | 0.036879 | 4.8953e-09 | 0 | 0 | 0 | 0 | 0 | 0
[120 empty] | 7.3.5.15 Identification and remediation of “at-risk species”WLDFRVegetation ContactBranch (Not overhanging, within 4ft) | WLDFR | HFTD - Distribution - Tier 3 - 2QU CoRE ¦ 1QU LoRE | Red Flag Warning - Destructive Fires | Vegetation Contact | Branch (Not overhanging, within 4ft) | 2020 | 3.0958e-08 | 226.4749 | 7.0113e-06 | 2020 | Mitigation | 0.9 | 30 | 0 | esc | 0.066382 | 2.0551e-09 | 0 | 0 | 0 | 0 | 0 | 0
[120 empty] | 7.3.5.15 Identification and remediation of “at-risk species”WLDFRVegetation ContactBranch (OverHanging) | WLDFR | HFTD - Distribution - Tier 3 - 2QU CoRE ¦ 1QU LoRE | Red Flag Warning - Destructive Fires | Vegetation Contact | Branch (OverHanging) | 2020 | 1.8246e-06 | 226.4749 | 0.00041323 | 2020 | Mitigation | 0.9 | 30 | 0 | esc | 0.066382 | 1.2112e-07 | 0 | 0 | 0 | 0 | 0 | 0
[120 empty] | 7.3.5.15 Identification and remediation of “at-risk species”WLDFRVegetation ContactFell into (Moderate-Severe defect) | WLDFR | HFTD - Distribution - Tier 3 - 2QU CoRE ¦ 1QU LoRE | Red Flag Warning - Destructive Fires | Vegetation Contact | Fell into (Moderate-Severe defect) | 2020 | 6.1747e-07 | 226.4749 | 0.00013984 | 2020 | Mitigation | 0.95 | 1 | 0 | esc | 0.07007 | 4.3266e-08 | 0 | 0 | 0 | 0 | 0 | 0
[120 empty] | 7.3.5.15 Identification and remediation of “at-risk species”WLDFRVegetation ContactFell into (slight defect) | WLDFR | HFTD - Distribution - Tier 3 - 2QU CoRE ¦ 1QU LoRE | Red Flag Warning - Destructive Fires | Vegetation Contact | Fell into (slight defect) | 2020 | 6.8394e-07 | 226.4749 | 0.00015489 | 2020 | Mitigation | 0.5 | 1 | 0 | esc | 0.036879 | 2.5223e-08 | 0 | 0 | 0 | 0 | 0 | 0
[120 empty] | 7.3.5.15 Identification and remediation of “at-risk species”WLDFRVegetation ContactGrow Into | WLDFR | HFTD - Distribution - Tier 3 - 2QU CoRE ¦ 1QU LoRE | Red Flag Warning - Destructive Fires | Vegetation Contact | Grow Into | 2020 | 7.2019e-08 | 226.4749 | 1.631e-05 | 2020 | Mitigation | 0.5 | 1 | 0 | esc | 0.036879 | 2.656e-09 | 0 | 0 | 0 | 0 | 0 | 0
[120 empty] | 7.3.5.15 Identification and remediation of “at-risk species”WLDFRVegetation ContactBranch (Not overhanging, 4-12ft) | WLDFR | HFTD - Distribution - Tier 3 - 2QU CoRE ¦ 1QU LoRE | Red Flag Warning - Large Fires | Vegetation Contact | Branch (Not overhanging, 4-12ft) | 2020 | 7.4244e-07 | 226.4749 | 0.00016814 | 2020 | Mitigation | 0.5 | 30 | 0 | esc | 0.036879 | 2.738e-08 | 0 | 0 | 0 | 0 | 0 | 0
[120 empty] | 7.3.5.15 Identification and remediation of “at-risk species”WLDFRVegetation ContactBranch (Not overhanging, within 4ft) | WLDFR | HFTD - Distribution - Tier 3 - 2QU CoRE ¦ 1QU LoRE | Red Flag Warning - Large Fires | Vegetation Contact | Branch (Not overhanging, within 4ft) | 2020 | 1.7839e-07 | 226.4749 | 4.0402e-05 | 2020 | Mitigation | 0.9 | 30 | 0 | esc | 0.066382 | 1.1842e-08 | 0 | 0 | 0 | 0 | 0 | 0
[120 empty] | 7.3.5.15 Identification and remediation of “at-risk species”WLDFRVegetation ContactBranch (OverHanging) | WLDFR | HFTD - Distribution - Tier 3 - 2QU CoRE ¦ 1QU LoRE | Red Flag Warning - Large Fires | Vegetation Contact | Branch (OverHanging) | 2020 | 1.0513e-05 | 226.4749 | 0.0023809 | 2020 | Mitigation | 0.9 | 30 | 0 | esc | 0.066382 | 6.9788e-07 | 0 | 0 | 0 | 0 | 0 | 0
[120 empty] | 7.3.5.15 Identification and remediation of “at-risk species”WLDFRVegetation ContactFell into (Moderate-Severe defect) | WLDFR | HFTD - Distribution - Tier 3 - 2QU CoRE ¦ 1QU LoRE | Red Flag Warning - Large Fires | Vegetation Contact | Fell into (Moderate-Severe defect) | 2020 | 3.3504e-06 | 226.4749 | 0.00075878 | 2020 | Mitigation | 0.95 | 1 | 0 | esc | 0.07007 | 2.3476e-07 | 0 | 0 | 0 | 0 | 0 | 0
[120 empty] | 7.3.5.15 Identification and remediation of “at-risk species”WLDFRVegetation ContactFell into (slight defect) | WLDFR | HFTD - Distribution - Tier 3 - 2QU CoRE ¦ 1QU LoRE | Red Flag Warning - Large Fires | Vegetation Contact | Fell into (slight defect) | 2020 | 3.711e-06 | 226.4749 | 0.00084045 | 2020 | Mitigation | 0.5 | 1 | 0 | esc | 0.036879 | 1.3686e-07 | 0 | 0 | 0 | 0 | 0 | 0
[120 empty] | 7.3.5.15 Identification and remediation of “at-risk species”WLDFRVegetation ContactGrow Into | WLDFR | HFTD - Distribution - Tier 3 - 2QU CoRE ¦ 1QU LoRE | Red Flag Warning - Large Fires | Vegetation Contact | Grow Into | 2020 | 3.9079e-07 | 226.4749 | 8.8504e-05 | 2020 | Mitigation | 0.5 | 1 | 0 | esc | 0.036879 | 1.4412e-08 | 0 | 0 | 0 | 0 | 0 | 0
[120 empty] | 7.3.5.15 Identification and remediation of “at-risk species”WLDFRVegetation ContactBranch (Not overhanging, 4-12ft) | WLDFR | HFTD - Distribution - Tier 3 - 2QU CoRE ¦ 1QU LoRE | Red Flag Warning - Small Fires | Vegetation Contact | Branch (Not overhanging, 4-12ft) | 2020 | 1.1454e-05 | 226.4749 | 0.0025942 | 2020 | Mitigation | 0.5 | 30 | 0 | esc | 0.036879 | 4.2243e-07 | 0 | 0 | 0 | 0 | 0 | 0
[120 empty] | 7.3.5.15 Identification and remediation of “at-risk species”WLDFRVegetation ContactBranch (Not overhanging, within 4ft) | WLDFR | HFTD - Distribution - Tier 3 - 2QU CoRE ¦ 1QU LoRE | Red Flag Warning - Small Fires | Vegetation Contact | Branch (Not overhanging, within 4ft) | 2020 | 2.7127e-06 | 226.4749 | 0.00061437 | 2020 | Mitigation | 0.9 | 30 | 0 | esc | 0.066382 | 1.8008e-07 | 0 | 0 | 0 | 0 | 0 | 0
[120 empty] | 7.3.5.15 Identification and remediation of “at-risk species”WLDFRVegetation ContactBranch (OverHanging) | WLDFR | HFTD - Distribution - Tier 3 - 2QU CoRE ¦ 1QU LoRE | Red Flag Warning - Small Fires | Vegetation Contact | Branch (OverHanging) | 2020 | 0.00015989 | 226.4749 | 0.03621 | 2020 | Mitigation | 0.9 | 30 | 0 | esc | 0.066382 | 1.0614e-05 | 0 | 0 | 0 | 0 | 0 | 0
[120 empty] | 7.3.5.15 Identification and remediation of “at-risk species”WLDFRVegetation ContactFell into (Moderate-Severe defect) | WLDFR | HFTD - Distribution - Tier 3 - 2QU CoRE ¦ 1QU LoRE | Red Flag Warning - Small Fires | Vegetation Contact | Fell into (Moderate-Severe defect) | 2020 | 5.2482e-05 | 226.4749 | 0.011886 | 2020 | Mitigation | 0.95 | 1 | 0 | esc | 0.07007 | 3.6774e-06 | 0 | 0 | 0 | 0 | 0 | 0
[120 empty] | 7.3.5.15 Identification and remediation of “at-risk species”WLDFRVegetation ContactFell into (slight defect) | WLDFR | HFTD - Distribution - Tier 3 - 2QU CoRE ¦ 1QU LoRE | Red Flag Warning - Small Fires | Vegetation Contact | Fell into (slight defect) | 2020 | 5.8131e-05 | 226.4749 | 0.013165 | 2020 | Mitigation | 0.5 | 1 | 0 | esc | 0.036879 | 2.1438e-06 | 0 | 0 | 0 | 0 | 0 | 0
[120 empty] | 7.3.5.15 Identification and remediation of “at-risk species”WLDFRVegetation ContactGrow Into | WLDFR | HFTD - Distribution - Tier 3 - 2QU CoRE ¦ 1QU LoRE | Red Flag Warning - Small Fires | Vegetation Contact | Grow Into | 2020 | 6.1211e-06 | 226.4749 | 0.0013863 | 2020 | Mitigation | 0.5 | 1 | 0 | esc | 0.036879 | 2.2574e-07 | 0 | 0 | 0 | 0 | 0 | 0
[120 empty] | 7.3.5.15 Identification and remediation of “at-risk species”WLDFRCC - Seismic ScenarioSeismic Scenario | WLDFR | HFTD - Distribution - Tier 3 - 2QU CoRE ¦ 1QU LoRE | Seismic - Non-Red Flag Warning - Catastrophic Fires | CC - Seismic Scenario | Seismic Scenario | 2020 | 2.1331e-10 | 226.4749 | 4.831e-08 | 2020 | Mitigation | 0.082056 | 1 | 0 | esc | 0.0060523 | 1.291e-12 | 0 | 0 | 0 | 0 | 0 | 0
[120 empty] | 7.3.5.15 Identification and remediation of “at-risk species”WLDFRCC - Seismic ScenarioSeismic Scenario | WLDFR | HFTD - Distribution - Tier 3 - 2QU CoRE ¦ 1QU LoRE | Seismic - Red Flag Warning - Catastrophic Fires | CC - Seismic Scenario | Seismic Scenario | 2020 | 9.198e-09 | 226.4749 | 2.0831e-06 | 2020 | Mitigation | 0.082056 | 1 | 0 | esc | 0.0060523 | 5.5668e-11 | 0 | 0 | 0 | 0 | 0 | 0
[120 empty] | 7.3.5.15 Identification and remediation of “at-risk species”WLDFRVegetation ContactBranch (Not overhanging, 4-12ft) | WLDFR | HFTD - Distribution - Tier 3 - 2QU CoRE ¦ 2QU LoRE | Non-Red Flag Warning - Catastrophic Fires | Vegetation Contact | Branch (Not overhanging, 4-12ft) | 2020 | 4.9844e-09 | 311.9586 | 1.5549e-06 | 2020 | Mitigation | 0.5 | 30 | 0 | esc | 0.036879 | 1.8382e-10 | 0 | 0 | 0 | 0 | 0 | 0
[120 empty] | 7.3.5.15 Identification and remediation of “at-risk species”WLDFRVegetation ContactBranch (Not overhanging, within 4ft) | WLDFR | HFTD - Distribution - Tier 3 - 2QU CoRE ¦ 2QU LoRE | Non-Red Flag Warning - Catastrophic Fires | Vegetation Contact | Branch (Not overhanging, within 4ft) | 2020 | 2.0266e-09 | 311.9586 | 6.3222e-07 | 2020 | Mitigation | 0.9 | 30 | 0 | esc | 0.066382 | 1.3453e-10 | 0 | 0 | 0 | 0 | 0 | 0
[120 empty] | 7.3.5.15 Identification and remediation of “at-risk species”WLDFRVegetation ContactBranch (OverHanging) | WLDFR | HFTD - Distribution - Tier 3 - 2QU CoRE ¦ 2QU LoRE | Non-Red Flag Warning - Catastrophic Fires | Vegetation Contact | Branch (OverHanging) | 2020 | 9.0232e-08 | 311.9586 | 2.8149e-05 | 2020 | Mitigation | 0.9 | 30 | 0 | esc | 0.066382 | 5.9898e-09 | 0 | 0 | 0 | 0 | 0 | 0
[120 empty] | 7.3.5.15 Identification and remediation of “at-risk species”WLDFRVegetation ContactFell into (Moderate-Severe defect) | WLDFR | HFTD - Distribution - Tier 3 - 2QU CoRE ¦ 2QU LoRE | Non-Red Flag Warning - Catastrophic Fires | Vegetation Contact | Fell into (Moderate-Severe defect) | 2020 | 4.8519e-08 | 311.9586 | 1.5136e-05 | 2020 | Mitigation | 0.95 | 1 | 0 | esc | 0.07007 | 3.3997e-09 | 0 | 0 | 0 | 0 | 0 | 0
[120 empty] | 7.3.5.15 Identification and remediation of “at-risk species”WLDFRVegetation ContactFell into (slight defect) | WLDFR | HFTD - Distribution - Tier 3 - 2QU CoRE ¦ 2QU LoRE | Non-Red Flag Warning - Catastrophic Fires | Vegetation Contact | Fell into (slight defect) | 2020 | 6.2572e-08 | 311.9586 | 1.952e-05 | 2020 | Mitigation | 0.5 | 1 | 0 | esc | 0.036879 | 2.3076e-09 | 0 | 0 | 0 | 0 | 0 | 0
[120 empty] | 7.3.5.15 Identification and remediation of “at-risk species”WLDFRVegetation ContactGrow Into | WLDFR | HFTD - Distribution - Tier 3 - 2QU CoRE ¦ 2QU LoRE | Non-Red Flag Warning - Catastrophic Fires | Vegetation Contact | Grow Into | 2020 | 5.414e-09 | 311.9586 | 1.689e-06 | 2020 | Mitigation | 0.5 | 1 | 0 | esc | 0.036879 | 1.9966e-10 | 0 | 0 | 0 | 0 | 0 | 0
[120 empty] | 7.3.5.15 Identification and remediation of “at-risk species”WLDFRVegetation ContactBranch (Not overhanging, 4-12ft) | WLDFR | HFTD - Distribution - Tier 3 - 2QU CoRE ¦ 2QU LoRE | Non-Red Flag Warning - Destructive Fires | Vegetation Contact | Branch (Not overhanging, 4-12ft) | 2020 | 1.1837e-08 | 311.9586 | 3.6928e-06 | 2020 | Mitigation | 0.5 | 30 | 0 | esc | 0.036879 | 4.3655e-10 | 0 | 0 | 0 | 0 | 0 | 0
[120 empty] | 7.3.5.15 Identification and remediation of “at-risk species”WLDFRVegetation ContactBranch (Not overhanging, within 4ft) | WLDFR | HFTD - Distribution - Tier 3 - 2QU CoRE ¦ 2QU LoRE | Non-Red Flag Warning - Destructive Fires | Vegetation Contact | Branch (Not overhanging, within 4ft) | 2020 | 4.813e-09 | 311.9586 | 1.5015e-06 | 2020 | Mitigation | 0.9 | 30 | 0 | esc | 0.066382 | 3.195e-10 | 0 | 0 | 0 | 0 | 0 | 0
[120 empty] | 7.3.5.15 Identification and remediation of “at-risk species”WLDFRVegetation ContactBranch (OverHanging) | WLDFR | HFTD - Distribution - Tier 3 - 2QU CoRE ¦ 2QU LoRE | Non-Red Flag Warning - Destructive Fires | Vegetation Contact | Branch (OverHanging) | 2020 | 2.143e-07 | 311.9586 | 6.6852e-05 | 2020 | Mitigation | 0.9 | 30 | 0 | esc | 0.066382 | 1.4226e-08 | 0 | 0 | 0 | 0 | 0 | 0
[120 empty] | 7.3.5.15 Identification and remediation of “at-risk species”WLDFRVegetation ContactFell into (Moderate-Severe defect) | WLDFR | HFTD - Distribution - Tier 3 - 2QU CoRE ¦ 2QU LoRE | Non-Red Flag Warning - Destructive Fires | Vegetation Contact | Fell into (Moderate-Severe defect) | 2020 | 1.1524e-07 | 311.9586 | 3.5951e-05 | 2020 | Mitigation | 0.95 | 1 | 0 | esc | 0.07007 | 8.075e-09 | 0 | 0 | 0 | 0 | 0 | 0
[120 empty] | 7.3.5.15 Identification and remediation of “at-risk species”WLDFRVegetation ContactFell into (slight defect) | WLDFR | HFTD - Distribution - Tier 3 - 2QU CoRE ¦ 2QU LoRE | Non-Red Flag Warning - Destructive Fires | Vegetation Contact | Fell into (slight defect) | 2020 | 1.4862e-07 | 311.9586 | 4.6364e-05 | 2020 | Mitigation | 0.5 | 1 | 0 | esc | 0.036879 | 5.481e-09 | 0 | 0 | 0 | 0 | 0 | 0
[120 empty] | 7.3.5.15 Identification and remediation of “at-risk species”WLDFRVegetation ContactGrow Into | WLDFR | HFTD - Distribution - Tier 3 - 2QU CoRE ¦ 2QU LoRE | Non-Red Flag Warning - Destructive Fires | Vegetation Contact | Grow Into | 2020 | 1.2859e-08 | 311.9586 | 4.0115e-06 | 2020 | Mitigation | 0.5 | 1 | 0 | esc | 0.036879 | 4.7423e-10 | 0 | 0 | 0 | 0 | 0 | 0
[120 empty] | 7.3.5.15 Identification and remediation of “at-risk species”WLDFRVegetation ContactBranch (Not overhanging, 4-12ft) | WLDFR | HFTD - Distribution - Tier 3 - 2QU CoRE ¦ 2QU LoRE | Non-Red Flag Warning - Large Fires | Vegetation Contact | Branch (Not overhanging, 4-12ft) | 2020 | 9.8542e-08 | 311.9586 | 3.0741e-05 | 2020 | Mitigation | 0.5 | 30 | 0 | esc | 0.036879 | 3.6341e-09 | 0 | 0 | 0 | 0 | 0 | 0
[120 empty] | 7.3.5.15 Identification and remediation of “at-risk species”WLDFRVegetation ContactBranch (Not overhanging, within 4ft) | WLDFR | HFTD - Distribution - Tier 3 - 2QU CoRE ¦ 2QU LoRE | Non-Red Flag Warning - Large Fires | Vegetation Contact | Branch (Not overhanging, within 4ft) | 2020 | 3.9529e-08 | 311.9586 | 1.2331e-05 | 2020 | Mitigation | 0.9 | 30 | 0 | esc | 0.066382 | 2.624e-09 | 0 | 0 | 0 | 0 | 0 | 0
[120 empty] | 7.3.5.15 Identification and remediation of “at-risk species”WLDFRVegetation ContactBranch (OverHanging) | WLDFR | HFTD - Distribution - Tier 3 - 2QU CoRE ¦ 2QU LoRE | Non-Red Flag Warning - Large Fires | Vegetation Contact | Branch (OverHanging) | 2020 | 1.7604e-06 | 311.9586 | 0.00054919 | 2020 | Mitigation | 0.9 | 30 | 0 | esc | 0.066382 | 1.1686e-07 | 0 | 0 | 0 | 0 | 0 | 0
[120 empty] | 7.3.5.15 Identification and remediation of “at-risk species”WLDFRVegetation ContactFell into (Moderate-Severe defect) | WLDFR | HFTD - Distribution - Tier 3 - 2QU CoRE ¦ 2QU LoRE | Non-Red Flag Warning - Large Fires | Vegetation Contact | Fell into (Moderate-Severe defect) | 2020 | 9.7209e-07 | 311.9586 | 0.00030325 | 2020 | Mitigation | 0.95 | 1 | 0 | esc | 0.07007 | 6.8115e-08 | 0 | 0 | 0 | 0 | 0 | 0
[120 empty] | 7.3.5.15 Identification and remediation of “at-risk species”WLDFRVegetation ContactFell into (slight defect) | WLDFR | HFTD - Distribution - Tier 3 - 2QU CoRE ¦ 2QU LoRE | Non-Red Flag Warning - Large Fires | Vegetation Contact | Fell into (slight defect) | 2020 | 1.2537e-06 | 311.9586 | 0.00039109 | 2020 | Mitigation | 0.5 | 1 | 0 | esc | 0.036879 | 4.6234e-08 | 0 | 0 | 0 | 0 | 0 | 0
[120 empty] | 7.3.5.15 Identification and remediation of “at-risk species”WLDFRVegetation ContactGrow Into | WLDFR | HFTD - Distribution - Tier 3 - 2QU CoRE ¦ 2QU LoRE | Non-Red Flag Warning - Large Fires | Vegetation Contact | Grow Into | 2020 | 1.0847e-07 | 311.9586 | 3.3838e-05 | 2020 | Mitigation | 0.5 | 1 | 0 | esc | 0.036879 | 4.0002e-09 | 0 | 0 | 0 | 0 | 0 | 0
[120 empty] | 7.3.5.15 Identification and remediation of “at-risk species”WLDFRVegetation ContactBranch (Not overhanging, 4-12ft) | WLDFR | HFTD - Distribution - Tier 3 - 2QU CoRE ¦ 2QU LoRE | Non-Red Flag Warning - Small Fires | Vegetation Contact | Branch (Not overhanging, 4-12ft) | 2020 | 2.1114e-05 | 311.9586 | 0.0065867 | 2020 | Mitigation | 0.5 | 30 | 0 | esc | 0.036879 | 7.7867e-07 | 0 | 0 | 0 | 0 | 0 | 0
[120 empty] | 7.3.5.15 Identification and remediation of “at-risk species”WLDFRVegetation ContactBranch (Not overhanging, within 4ft) | WLDFR | HFTD - Distribution - Tier 3 - 2QU CoRE ¦ 2QU LoRE | Non-Red Flag Warning - Small Fires | Vegetation Contact | Branch (Not overhanging, within 4ft) | 2020 | 8.5981e-06 | 311.9586 | 0.0026823 | 2020 | Mitigation | 0.9 | 30 | 0 | esc | 0.066382 | 5.7076e-07 | 0 | 0 | 0 | 0 | 0 | 0
[120 empty] | 7.3.5.15 Identification and remediation of “at-risk species”WLDFRVegetation ContactBranch (OverHanging) | WLDFR | HFTD - Distribution - Tier 3 - 2QU CoRE ¦ 2QU LoRE | Non-Red Flag Warning - Small Fires | Vegetation Contact | Branch (OverHanging) | 2020 | 0.00038289 | 311.9586 | 0.11945 | 2020 | Mitigation | 0.9 | 30 | 0 | esc | 0.066382 | 2.5417e-05 | 0 | 0 | 0 | 0 | 0 | 0
[120 empty] | 7.3.5.15 Identification and remediation of “at-risk species”WLDFRVegetation ContactFell into (Moderate-Severe defect) | WLDFR | HFTD - Distribution - Tier 3 - 2QU CoRE ¦ 2QU LoRE | Non-Red Flag Warning - Small Fires | Vegetation Contact | Fell into (Moderate-Severe defect) | 2020 | 0.00020538 | 311.9586 | 0.064071 | 2020 | Mitigation | 0.95 | 1 | 0 | esc | 0.07007 | 1.4391e-05 | 0 | 0 | 0 | 0 | 0 | 0
[120 empty] | 7.3.5.15 Identification and remediation of “at-risk species”WLDFRVegetation ContactFell into (slight defect) | WLDFR | HFTD - Distribution - Tier 3 - 2QU CoRE ¦ 2QU LoRE | Non-Red Flag Warning - Small Fires | Vegetation Contact | Fell into (slight defect) | 2020 | 0.00026488 | 311.9586 | 0.082631 | 2020 | Mitigation | 0.5 | 1 | 0 | esc | 0.036879 | 9.7685e-06 | 0 | 0 | 0 | 0 | 0 | 0
[120 empty] | 7.3.5.15 Identification and remediation of “at-risk species”WLDFRVegetation ContactGrow Into | WLDFR | HFTD - Distribution - Tier 3 - 2QU CoRE ¦ 2QU LoRE | Non-Red Flag Warning - Small Fires | Vegetation Contact | Grow Into | 2020 | 2.2915e-05 | 311.9586 | 0.0071485 | 2020 | Mitigation | 0.5 | 1 | 0 | esc | 0.036879 | 8.4508e-07 | 0 | 0 | 0 | 0 | 0 | 0
[120 empty] | 7.3.5.15 Identification and remediation of “at-risk species”WLDFRVegetation ContactBranch (Not overhanging, 4-12ft) | WLDFR | HFTD - Distribution - Tier 3 - 2QU CoRE ¦ 2QU LoRE | Red Flag Warning - Catastrophic Fires | Vegetation Contact | Branch (Not overhanging, 4-12ft) | 2020 | 8.1502e-07 | 311.9586 | 0.00025425 | 2020 | Mitigation | 0.5 | 30 | 0 | esc | 0.036879 | 3.0057e-08 | 0 | 0 | 0 | 0 | 0 | 0
[120 empty] | 7.3.5.15 Identification and remediation of “at-risk species”WLDFRVegetation ContactBranch (Not overhanging, within 4ft) | WLDFR | HFTD - Distribution - Tier 3 - 2QU CoRE ¦ 2QU LoRE | Red Flag Warning - Catastrophic Fires | Vegetation Contact | Branch (Not overhanging, within 4ft) | 2020 | 1.8939e-07 | 311.9586 | 5.9081e-05 | 2020 | Mitigation | 0.9 | 30 | 0 | esc | 0.066382 | 1.2572e-08 | 0 | 0 | 0 | 0 | 0 | 0
[120 empty] | 7.3.5.15 Identification and remediation of “at-risk species”WLDFRVegetation ContactBranch (OverHanging) | WLDFR | HFTD - Distribution - Tier 3 - 2QU CoRE ¦ 2QU LoRE | Red Flag Warning - Catastrophic Fires | Vegetation Contact | Branch (OverHanging) | 2020 | 1.1171e-05 | 311.9586 | 0.003485 | 2020 | Mitigation | 0.9 | 30 | 0 | esc | 0.066382 | 7.4157e-07 | 0 | 0 | 0 | 0 | 0 | 0
[120 empty] | 7.3.5.15 Identification and remediation of “at-risk species”WLDFRVegetation ContactFell into (Moderate-Severe defect) | WLDFR | HFTD - Distribution - Tier 3 - 2QU CoRE ¦ 2QU LoRE | Red Flag Warning - Catastrophic Fires | Vegetation Contact | Fell into (Moderate-Severe defect) | 2020 | 3.8134e-06 | 311.9586 | 0.0011896 | 2020 | Mitigation | 0.95 | 1 | 0 | esc | 0.07007 | 2.672e-07 | 0 | 0 | 0 | 0 | 0 | 0
[120 empty] | 7.3.5.15 Identification and remediation of “at-risk species”WLDFRVegetation ContactFell into (slight defect) | WLDFR | HFTD - Distribution - Tier 3 - 2QU CoRE ¦ 2QU LoRE | Red Flag Warning - Catastrophic Fires | Vegetation Contact | Fell into (slight defect) | 2020 | 4.2241e-06 | 311.9586 | 0.0013178 | 2020 | Mitigation | 0.5 | 1 | 0 | esc | 0.036879 | 1.5578e-07 | 0 | 0 | 0 | 0 | 0 | 0
[120 empty] | 7.3.5.15 Identification and remediation of “at-risk species”WLDFRVegetation ContactGrow Into | WLDFR | HFTD - Distribution - Tier 3 - 2QU CoRE ¦ 2QU LoRE | Red Flag Warning - Catastrophic Fires | Vegetation Contact | Grow Into | 2020 | 4.4463e-07 | 311.9586 | 0.0001387 | 2020 | Mitigation | 0.5 | 1 | 0 | esc | 0.036879 | 1.6397e-08 | 0 | 0 | 0 | 0 | 0 | 0
[120 empty] | 7.3.5.15 Identification and remediation of “at-risk species”WLDFRVegetation ContactBranch (Not overhanging, 4-12ft) | WLDFR | HFTD - Distribution - Tier 3 - 2QU CoRE ¦ 2QU LoRE | Red Flag Warning - Destructive Fires | Vegetation Contact | Branch (Not overhanging, 4-12ft) | 2020 | 9.7333e-08 | 311.9586 | 3.0364e-05 | 2020 | Mitigation | 0.5 | 30 | 0 | esc | 0.036879 | 3.5895e-09 | 0 | 0 | 0 | 0 | 0 | 0
[120 empty] | 7.3.5.15 Identification and remediation of “at-risk species”WLDFRVegetation ContactBranch (Not overhanging, within 4ft) | WLDFR | HFTD - Distribution - Tier 3 - 2QU CoRE ¦ 2QU LoRE | Red Flag Warning - Destructive Fires | Vegetation Contact | Branch (Not overhanging, within 4ft) | 2020 | 2.2617e-08 | 311.9586 | 7.0557e-06 | 2020 | Mitigation | 0.9 | 30 | 0 | esc | 0.066382 | 1.5014e-09 | 0 | 0 | 0 | 0 | 0 | 0
[120 empty] | 7.3.5.15 Identification and remediation of “at-risk species”WLDFRVegetation ContactBranch (OverHanging) | WLDFR | HFTD - Distribution - Tier 3 - 2QU CoRE ¦ 2QU LoRE | Red Flag Warning - Destructive Fires | Vegetation Contact | Branch (OverHanging) | 2020 | 1.3342e-06 | 311.9586 | 0.0004162 | 2020 | Mitigation | 0.9 | 30 | 0 | esc | 0.066382 | 8.8564e-08 | 0 | 0 | 0 | 0 | 0 | 0
[120 empty] | 7.3.5.15 Identification and remediation of “at-risk species”WLDFRVegetation ContactFell into (Moderate-Severe defect) | WLDFR | HFTD - Distribution - Tier 3 - 2QU CoRE ¦ 2QU LoRE | Red Flag Warning - Destructive Fires | Vegetation Contact | Fell into (Moderate-Severe defect) | 2020 | 4.5547e-07 | 311.9586 | 0.00014209 | 2020 | Mitigation | 0.95 | 1 | 0 | esc | 0.07007 | 3.1915e-08 | 0 | 0 | 0 | 0 | 0 | 0
[120 empty] | 7.3.5.15 Identification and remediation of “at-risk species”WLDFRVegetation ContactFell into (slight defect) | WLDFR | HFTD - Distribution - Tier 3 - 2QU CoRE ¦ 2QU LoRE | Red Flag Warning - Destructive Fires | Vegetation Contact | Fell into (slight defect) | 2020 | 5.0453e-07 | 311.9586 | 0.00015739 | 2020 | Mitigation | 0.5 | 1 | 0 | esc | 0.036879 | 1.8607e-08 | 0 | 0 | 0 | 0 | 0 | 0
[120 empty] | 7.3.5.15 Identification and remediation of “at-risk species”WLDFRVegetation ContactGrow Into | WLDFR | HFTD - Distribution - Tier 3 - 2QU CoRE ¦ 2QU LoRE | Red Flag Warning - Destructive Fires | Vegetation Contact | Grow Into | 2020 | 5.3105e-08 | 311.9586 | 1.6566e-05 | 2020 | Mitigation | 0.5 | 1 | 0 | esc | 0.036879 | 1.9584e-09 | 0 | 0 | 0 | 0 | 0 | 0
[120 empty] | 7.3.5.15 Identification and remediation of “at-risk species”WLDFRVegetation ContactBranch (Not overhanging, 4-12ft) | WLDFR | HFTD - Distribution - Tier 3 - 2QU CoRE ¦ 2QU LoRE | Red Flag Warning - Large Fires | Vegetation Contact | Branch (Not overhanging, 4-12ft) | 2020 | 4.4299e-07 | 311.9586 | 0.00013819 | 2020 | Mitigation | 0.5 | 30 | 0 | esc | 0.036879 | 1.6337e-08 | 0 | 0 | 0 | 0 | 0 | 0
[120 empty] | 7.3.5.15 Identification and remediation of “at-risk species”WLDFRVegetation ContactBranch (Not overhanging, within 4ft) | WLDFR | HFTD - Distribution - Tier 3 - 2QU CoRE ¦ 2QU LoRE | Red Flag Warning - Large Fires | Vegetation Contact | Branch (Not overhanging, within 4ft) | 2020 | 1.0156e-07 | 311.9586 | 3.1681e-05 | 2020 | Mitigation | 0.9 | 30 | 0 | esc | 0.066382 | 6.7416e-09 | 0 | 0 | 0 | 0 | 0 | 0
[120 empty] | 7.3.5.15 Identification and remediation of “at-risk species”WLDFRVegetation ContactBranch (OverHanging) | WLDFR | HFTD - Distribution - Tier 3 - 2QU CoRE ¦ 2QU LoRE | Red Flag Warning - Large Fires | Vegetation Contact | Branch (OverHanging) | 2020 | 5.992e-06 | 311.9586 | 0.0018693 | 2020 | Mitigation | 0.9 | 30 | 0 | esc | 0.066382 | 3.9776e-07 | 0 | 0 | 0 | 0 | 0 | 0
[120 empty] | 7.3.5.15 Identification and remediation of “at-risk species”WLDFRVegetation ContactFell into (Moderate-Severe defect) | WLDFR | HFTD - Distribution - Tier 3 - 2QU CoRE ¦ 2QU LoRE | Red Flag Warning - Large Fires | Vegetation Contact | Fell into (Moderate-Severe defect) | 2020 | 2.1005e-06 | 311.9586 | 0.00065527 | 2020 | Mitigation | 0.95 | 1 | 0 | esc | 0.07007 | 1.4718e-07 | 0 | 0 | 0 | 0 | 0 | 0
[120 empty] | 7.3.5.15 Identification and remediation of “at-risk species”WLDFRVegetation ContactFell into (slight defect) | WLDFR | HFTD - Distribution - Tier 3 - 2QU CoRE ¦ 2QU LoRE | Red Flag Warning - Large Fires | Vegetation Contact | Fell into (slight defect) | 2020 | 2.3268e-06 | 311.9586 | 0.00072586 | 2020 | Mitigation | 0.5 | 1 | 0 | esc | 0.036879 | 8.5809e-08 | 0 | 0 | 0 | 0 | 0 | 0
[120 empty] | 7.3.5.15 Identification and remediation of “at-risk species”WLDFRVegetation ContactGrow Into | WLDFR | HFTD - Distribution - Tier 3 - 2QU CoRE ¦ 2QU LoRE | Red Flag Warning - Large Fires | Vegetation Contact | Grow Into | 2020 | 2.449e-07 | 311.9586 | 7.6399e-05 | 2020 | Mitigation | 0.5 | 1 | 0 | esc | 0.036879 | 9.0317e-09 | 0 | 0 | 0 | 0 | 0 | 0
[120 empty] | 7.3.5.15 Identification and remediation of “at-risk species”WLDFRVegetation ContactBranch (Not overhanging, 4-12ft) | WLDFR | HFTD - Distribution - Tier 3 - 2QU CoRE ¦ 2QU LoRE | Red Flag Warning - Small Fires | Vegetation Contact | Branch (Not overhanging, 4-12ft) | 2020 | 8.5873e-06 | 311.9586 | 0.0026789 | 2020 | Mitigation | 0.5 | 30 | 0 | esc | 0.036879 | 3.1669e-07 | 0 | 0 | 0 | 0 | 0 | 0
[120 empty] | 7.3.5.15 Identification and remediation of “at-risk species”WLDFRVegetation ContactBranch (Not overhanging, within 4ft) | WLDFR | HFTD - Distribution - Tier 3 - 2QU CoRE ¦ 2QU LoRE | Red Flag Warning - Small Fires | Vegetation Contact | Branch (Not overhanging, within 4ft) | 2020 | 1.9986e-06 | 311.9586 | 0.00062347 | 2020 | Mitigation | 0.9 | 30 | 0 | esc | 0.066382 | 1.3267e-07 | 0 | 0 | 0 | 0 | 0 | 0
[120 empty] | 7.3.5.15 Identification and remediation of “at-risk species”WLDFRVegetation ContactBranch (OverHanging) | WLDFR | HFTD - Distribution - Tier 3 - 2QU CoRE ¦ 2QU LoRE | Red Flag Warning - Small Fires | Vegetation Contact | Branch (OverHanging) | 2020 | 0.00011791 | 311.9586 | 0.036782 | 2020 | Mitigation | 0.9 | 30 | 0 | esc | 0.066382 | 7.827e-06 | 0 | 0 | 0 | 0 | 0 | 0
[120 empty] | 7.3.5.15 Identification and remediation of “at-risk species”WLDFRVegetation ContactFell into (Moderate-Severe defect) | WLDFR | HFTD - Distribution - Tier 3 - 2QU CoRE ¦ 2QU LoRE | Red Flag Warning - Small Fires | Vegetation Contact | Fell into (Moderate-Severe defect) | 2020 | 4.0151e-05 | 311.9586 | 0.012526 | 2020 | Mitigation | 0.95 | 1 | 0 | esc | 0.07007 | 2.8134e-06 | 0 | 0 | 0 | 0 | 0 | 0
[120 empty] | 7.3.5.15 Identification and remediation of “at-risk species”WLDFRVegetation ContactFell into (slight defect) | WLDFR | HFTD - Distribution - Tier 3 - 2QU CoRE ¦ 2QU LoRE | Red Flag Warning - Small Fires | Vegetation Contact | Fell into (slight defect) | 2020 | 4.4477e-05 | 311.9586 | 0.013875 | 2020 | Mitigation | 0.5 | 1 | 0 | esc | 0.036879 | 1.6403e-06 | 0 | 0 | 0 | 0 | 0 | 0
[120 empty] | 7.3.5.15 Identification and remediation of “at-risk species”WLDFRVegetation ContactGrow Into | WLDFR | HFTD - Distribution - Tier 3 - 2QU CoRE ¦ 2QU LoRE | Red Flag Warning - Small Fires | Vegetation Contact | Grow Into | 2020 | 4.6808e-06 | 311.9586 | 0.0014602 | 2020 | Mitigation | 0.5 | 1 | 0 | esc | 0.036879 | 1.7262e-07 | 0 | 0 | 0 | 0 | 0 | 0
[120 empty] | 7.3.5.15 Identification and remediation of “at-risk species”WLDFRCC - Seismic ScenarioSeismic Scenario | WLDFR | HFTD - Distribution - Tier 3 - 2QU CoRE ¦ 2QU LoRE | Seismic - Non-Red Flag Warning - Catastrophic Fires | CC - Seismic Scenario | Seismic Scenario | 2020 | 1.4014e-10 | 311.9586 | 4.3718e-08 | 2020 | Mitigation | 0.082056 | 1 | 0 | esc | 0.0060523 | 8.4817e-13 | 0 | 0 | 0 | 0 | 0 | 0
[120 empty] | 7.3.5.15 Identification and remediation of “at-risk species”WLDFRCC - Seismic ScenarioSeismic Scenario | WLDFR | HFTD - Distribution - Tier 3 - 2QU CoRE ¦ 2QU LoRE | Seismic - Red Flag Warning - Catastrophic Fires | CC - Seismic Scenario | Seismic Scenario | 2020 | 6.0428e-09 | 311.9586 | 1.8851e-06 | 2020 | Mitigation | 0.082056 | 1 | 0 | esc | 0.0060523 | 3.6573e-11 | 0 | 0 | 0 | 0 | 0 | 0
[120 empty] | 7.3.5.15 Identification and remediation of “at-risk species”WLDFRVegetation ContactBranch (Not overhanging, 4-12ft) | WLDFR | HFTD - Distribution - Tier 3 - 2QU CoRE ¦ 3QU LoRE | Non-Red Flag Warning - Catastrophic Fires | Vegetation Contact | Branch (Not overhanging, 4-12ft) | 2020 | 3.4436e-09 | 224.2508 | 7.7222e-07 | 2020 | Mitigation | 0.5 | 30 | 0 | esc | 0.036879 | 1.2699e-10 | 0 | 0 | 0 | 0 | 0 | 0
[120 empty] | 7.3.5.15 Identification and remediation of “at-risk species”WLDFRVegetation ContactBranch (Not overhanging, within 4ft) | WLDFR | HFTD - Distribution - Tier 3 - 2QU CoRE ¦ 3QU LoRE | Non-Red Flag Warning - Catastrophic Fires | Vegetation Contact | Branch (Not overhanging, within 4ft) | 2020 | 1.0687e-09 | 224.2508 | 2.3965e-07 | 2020 | Mitigation | 0.9 | 30 | 0 | esc | 0.066382 | 7.094e-11 | 0 | 0 | 0 | 0 | 0 | 0
[120 empty] | 7.3.5.15 Identification and remediation of “at-risk species”WLDFRVegetation ContactBranch (OverHanging) | WLDFR | HFTD - Distribution - Tier 3 - 2QU CoRE ¦ 3QU LoRE | Non-Red Flag Warning - Catastrophic Fires | Vegetation Contact | Branch (OverHanging) | 2020 | 4.7528e-08 | 224.2508 | 1.0658e-05 | 2020 | Mitigation | 0.9 | 30 | 0 | esc | 0.066382 | 3.155e-09 | 0 | 0 | 0 | 0 | 0 | 0
[120 empty] | 7.3.5.15 Identification and remediation of “at-risk species”WLDFRVegetation ContactFell into (Moderate-Severe defect) | WLDFR | HFTD - Distribution - Tier 3 - 2QU CoRE ¦ 3QU LoRE | Non-Red Flag Warning - Catastrophic Fires | Vegetation Contact | Fell into (Moderate-Severe defect) | 2020 | 4.1138e-08 | 224.2508 | 9.2253e-06 | 2020 | Mitigation | 0.95 | 1 | 0 | esc | 0.07007 | 2.8826e-09 | 0 | 0 | 0 | 0 | 0 | 0
[120 empty] | 7.3.5.15 Identification and remediation of “at-risk species”WLDFRVegetation ContactFell into (slight defect) | WLDFR | HFTD - Distribution - Tier 3 - 2QU CoRE ¦ 3QU LoRE | Non-Red Flag Warning - Catastrophic Fires | Vegetation Contact | Fell into (slight defect) | 2020 | 5.305e-08 | 224.2508 | 1.1896e-05 | 2020 | Mitigation | 0.5 | 1 | 0 | esc | 0.036879 | 1.9564e-09 | 0 | 0 | 0 | 0 | 0 | 0
[120 empty] | 7.3.5.15 Identification and remediation of “at-risk species”WLDFRVegetation ContactGrow Into | WLDFR | HFTD - Distribution - Tier 3 - 2QU CoRE ¦ 3QU LoRE | Non-Red Flag Warning - Catastrophic Fires | Vegetation Contact | Grow Into | 2020 | 4.5922e-09 | 224.2508 | 1.0298e-06 | 2020 | Mitigation | 0.5 | 1 | 0 | esc | 0.036879 | 1.6935e-10 | 0 | 0 | 0 | 0 | 0 | 0
[120 empty] | 7.3.5.15 Identification and remediation of “at-risk species”WLDFRVegetation ContactBranch (Not overhanging, 4-12ft) | WLDFR | HFTD - Distribution - Tier 3 - 2QU CoRE ¦ 3QU LoRE | Non-Red Flag Warning - Destructive Fires | Vegetation Contact | Branch (Not overhanging, 4-12ft) | 2020 | 8.333e-09 | 224.2508 | 1.8687e-06 | 2020 | Mitigation | 0.5 | 30 | 0 | esc | 0.036879 | 3.0731e-10 | 0 | 0 | 0 | 0 | 0 | 0
[120 empty] | 7.3.5.15 Identification and remediation of “at-risk species”WLDFRVegetation ContactBranch (Not overhanging, within 4ft) | WLDFR | HFTD - Distribution - Tier 3 - 2QU CoRE ¦ 3QU LoRE | Non-Red Flag Warning - Destructive Fires | Vegetation Contact | Branch (Not overhanging, within 4ft) | 2020 | 2.5723e-09 | 224.2508 | 5.7684e-07 | 2020 | Mitigation | 0.9 | 30 | 0 | esc | 0.066382 | 1.7075e-10 | 0 | 0 | 0 | 0 | 0 | 0
[120 empty] | 7.3.5.15 Identification and remediation of “at-risk species”WLDFRVegetation ContactBranch (OverHanging) | WLDFR | HFTD - Distribution - Tier 3 - 2QU CoRE ¦ 3QU LoRE | Non-Red Flag Warning - Destructive Fires | Vegetation Contact | Branch (OverHanging) | 2020 | 1.144e-07 | 224.2508 | 2.5655e-05 | 2020 | Mitigation | 0.9 | 30 | 0 | esc | 0.066382 | 7.5942e-09 | 0 | 0 | 0 | 0 | 0 | 0
[120 empty] | 7.3.5.15 Identification and remediation of “at-risk species”WLDFRVegetation ContactFell into (Moderate-Severe defect) | WLDFR | HFTD - Distribution - Tier 3 - 2QU CoRE ¦ 3QU LoRE | Non-Red Flag Warning - Destructive Fires | Vegetation Contact | Fell into (Moderate-Severe defect) | 2020 | 9.9869e-08 | 224.2508 | 2.2396e-05 | 2020 | Mitigation | 0.95 | 1 | 0 | esc | 0.07007 | 6.9979e-09 | 0 | 0 | 0 | 0 | 0 | 0
[120 empty] | 7.3.5.15 Identification and remediation of “at-risk species”WLDFRVegetation ContactFell into (slight defect) | WLDFR | HFTD - Distribution - Tier 3 - 2QU CoRE ¦ 3QU LoRE | Non-Red Flag Warning - Destructive Fires | Vegetation Contact | Fell into (slight defect) | 2020 | 1.2879e-07 | 224.2508 | 2.888e-05 | 2020 | Mitigation | 0.5 | 1 | 0 | esc | 0.036879 | 4.7495e-09 | 0 | 0 | 0 | 0 | 0 | 0
[120 empty] | 7.3.5.15 Identification and remediation of “at-risk species”WLDFRVegetation ContactGrow Into | WLDFR | HFTD - Distribution - Tier 3 - 2QU CoRE ¦ 3QU LoRE | Non-Red Flag Warning - Destructive Fires | Vegetation Contact | Grow Into | 2020 | 1.1148e-08 | 224.2508 | 2.5e-06 | 2020 | Mitigation | 0.5 | 1 | 0 | esc | 0.036879 | 4.1113e-10 | 0 | 0 | 0 | 0 | 0 | 0
[120 empty] | 7.3.5.15 Identification and remediation of “at-risk species”WLDFRVegetation ContactBranch (Not overhanging, 4-12ft) | WLDFR | HFTD - Distribution - Tier 3 - 2QU CoRE ¦ 3QU LoRE | Non-Red Flag Warning - Large Fires | Vegetation Contact | Branch (Not overhanging, 4-12ft) | 2020 | 9.2944e-08 | 224.2508 | 2.0843e-05 | 2020 | Mitigation | 0.5 | 30 | 0 | esc | 0.036879 | 3.4277e-09 | 0 | 0 | 0 | 0 | 0 | 0
[120 empty] | 7.3.5.15 Identification and remediation of “at-risk species”WLDFRVegetation ContactBranch (Not overhanging, within 4ft) | WLDFR | HFTD - Distribution - Tier 3 - 2QU CoRE ¦ 3QU LoRE | Non-Red Flag Warning - Large Fires | Vegetation Contact | Branch (Not overhanging, within 4ft) | 2020 | 2.7486e-08 | 224.2508 | 6.1638e-06 | 2020 | Mitigation | 0.9 | 30 | 0 | esc | 0.066382 | 1.8246e-09 | 0 | 0 | 0 | 0 | 0 | 0
[120 empty] | 7.3.5.15 Identification and remediation of “at-risk species”WLDFRVegetation ContactBranch (OverHanging) | WLDFR | HFTD - Distribution - Tier 3 - 2QU CoRE ¦ 3QU LoRE | Non-Red Flag Warning - Large Fires | Vegetation Contact | Branch (OverHanging) | 2020 | 1.2226e-06 | 224.2508 | 0.00027417 | 2020 | Mitigation | 0.9 | 30 | 0 | esc | 0.066382 | 8.116e-08 | 0 | 0 | 0 | 0 | 0 | 0
[120 empty] | 7.3.5.15 Identification and remediation of “at-risk species”WLDFRVegetation ContactFell into (Moderate-Severe defect) | WLDFR | HFTD - Distribution - Tier 3 - 2QU CoRE ¦ 3QU LoRE | Non-Red Flag Warning - Large Fires | Vegetation Contact | Fell into (Moderate-Severe defect) | 2020 | 1.1427e-06 | 224.2508 | 0.00025624 | 2020 | Mitigation | 0.95 | 1 | 0 | esc | 0.07007 | 8.0067e-08 | 0 | 0 | 0 | 0 | 0 | 0
[120 empty] | 7.3.5.15 Identification and remediation of “at-risk species”WLDFRVegetation ContactFell into (slight defect) | WLDFR | HFTD - Distribution - Tier 3 - 2QU CoRE ¦ 3QU LoRE | Non-Red Flag Warning - Large Fires | Vegetation Contact | Fell into (slight defect) | 2020 | 1.4736e-06 | 224.2508 | 0.00033045 | 2020 | Mitigation | 0.5 | 1 | 0 | esc | 0.036879 | 5.4344e-08 | 0 | 0 | 0 | 0 | 0 | 0
[120 empty] | 7.3.5.15 Identification and remediation of “at-risk species”WLDFRVegetation ContactGrow Into | WLDFR | HFTD - Distribution - Tier 3 - 2QU CoRE ¦ 3QU LoRE | Non-Red Flag Warning - Large Fires | Vegetation Contact | Grow Into | 2020 | 1.2754e-07 | 224.2508 | 2.86e-05 | 2020 | Mitigation | 0.5 | 1 | 0 | esc | 0.036879 | 4.7035e-09 | 0 | 0 | 0 | 0 | 0 | 0
[120 empty] | 7.3.5.15 Identification and remediation of “at-risk species”WLDFRVegetation ContactBranch (Not overhanging, 4-12ft) | WLDFR | HFTD - Distribution - Tier 3 - 2QU CoRE ¦ 3QU LoRE | Non-Red Flag Warning - Small Fires | Vegetation Contact | Branch (Not overhanging, 4-12ft) | 2020 | 1.2956e-05 | 224.2508 | 0.0029054 | 2020 | Mitigation | 0.5 | 30 | 0 | esc | 0.036879 | 4.778e-07 | 0 | 0 | 0 | 0 | 0 | 0
[120 empty] | 7.3.5.15 Identification and remediation of “at-risk species”WLDFRVegetation ContactBranch (Not overhanging, within 4ft) | WLDFR | HFTD - Distribution - Tier 3 - 2QU CoRE ¦ 3QU LoRE | Non-Red Flag Warning - Small Fires | Vegetation Contact | Branch (Not overhanging, within 4ft) | 2020 | 4.2009e-06 | 224.2508 | 0.00094204 | 2020 | Mitigation | 0.9 | 30 | 0 | esc | 0.066382 | 2.7886e-07 | 0 | 0 | 0 | 0 | 0 | 0
[120 empty] | 7.3.5.15 Identification and remediation of “at-risk species”WLDFRVegetation ContactBranch (OverHanging) | WLDFR | HFTD - Distribution - Tier 3 - 2QU CoRE ¦ 3QU LoRE | Non-Red Flag Warning - Small Fires | Vegetation Contact | Branch (OverHanging) | 2020 | 0.00018683 | 224.2508 | 0.041898 | 2020 | Mitigation | 0.9 | 30 | 0 | esc | 0.066382 | 1.2402e-05 | 0 | 0 | 0 | 0 | 0 | 0
[120 empty] | 7.3.5.15 Identification and remediation of “at-risk species”WLDFRVegetation ContactFell into (Moderate-Severe defect) | WLDFR | HFTD - Distribution - Tier 3 - 2QU CoRE ¦ 3QU LoRE | Non-Red Flag Warning - Small Fires | Vegetation Contact | Fell into (Moderate-Severe defect) | 2020 | 0.00015061 | 224.2508 | 0.033775 | 2020 | Mitigation | 0.95 | 1 | 0 | esc | 0.07007 | 1.0553e-05 | 0 | 0 | 0 | 0 | 0 | 0
[120 empty] | 7.3.5.15 Identification and remediation of “at-risk species”WLDFRVegetation ContactFell into (slight defect) | WLDFR | HFTD - Distribution - Tier 3 - 2QU CoRE ¦ 3QU LoRE | Non-Red Flag Warning - Small Fires | Vegetation Contact | Fell into (slight defect) | 2020 | 0.00019422 | 224.2508 | 0.043554 | 2020 | Mitigation | 0.5 | 1 | 0 | esc | 0.036879 | 7.1627e-06 | 0 | 0 | 0 | 0 | 0 | 0
[120 empty] | 7.3.5.15 Identification and remediation of “at-risk species”WLDFRVegetation ContactGrow Into | WLDFR | HFTD - Distribution - Tier 3 - 2QU CoRE ¦ 3QU LoRE | Non-Red Flag Warning - Small Fires | Vegetation Contact | Grow Into | 2020 | 1.6812e-05 | 224.2508 | 0.0037701 | 2020 | Mitigation | 0.5 | 1 | 0 | esc | 0.036879 | 6.2e-07 | 0 | 0 | 0 | 0 | 0 | 0
[120 empty] | 7.3.5.15 Identification and remediation of “at-risk species”WLDFRVegetation ContactBranch (Not overhanging, 4-12ft) | WLDFR | HFTD - Distribution - Tier 3 - 2QU CoRE ¦ 3QU LoRE | Red Flag Warning - Catastrophic Fires | Vegetation Contact | Branch (Not overhanging, 4-12ft) | 2020 | 5.6307e-07 | 224.2508 | 0.00012627 | 2020 | Mitigation | 0.5 | 30 | 0 | esc | 0.036879 | 2.0765e-08 | 0 | 0 | 0 | 0 | 0 | 0
[120 empty] | 7.3.5.15 Identification and remediation of “at-risk species”WLDFRVegetation ContactBranch (Not overhanging, within 4ft) | WLDFR | HFTD - Distribution - Tier 3 - 2QU CoRE ¦ 3QU LoRE | Red Flag Warning - Catastrophic Fires | Vegetation Contact | Branch (Not overhanging, within 4ft) | 2020 | 9.9866e-08 | 224.2508 | 2.2395e-05 | 2020 | Mitigation | 0.9 | 30 | 0 | esc | 0.066382 | 6.6293e-09 | 0 | 0 | 0 | 0 | 0 | 0
[120 empty] | 7.3.5.15 Identification and remediation of “at-risk species”WLDFRVegetation ContactBranch (OverHanging) | WLDFR | HFTD - Distribution - Tier 3 - 2QU CoRE ¦ 3QU LoRE | Red Flag Warning - Catastrophic Fires | Vegetation Contact | Branch (OverHanging) | 2020 | 5.8842e-06 | 224.2508 | 0.0013195 | 2020 | Mitigation | 0.9 | 30 | 0 | esc | 0.066382 | 3.9061e-07 | 0 | 0 | 0 | 0 | 0 | 0
[120 empty] | 7.3.5.15 Identification and remediation of “at-risk species”WLDFRVegetation ContactFell into (Moderate-Severe defect) | WLDFR | HFTD - Distribution - Tier 3 - 2QU CoRE ¦ 3QU LoRE | Red Flag Warning - Catastrophic Fires | Vegetation Contact | Fell into (Moderate-Severe defect) | 2020 | 3.2333e-06 | 224.2508 | 0.00072508 | 2020 | Mitigation | 0.95 | 1 | 0 | esc | 0.07007 | 2.2656e-07 | 0 | 0 | 0 | 0 | 0 | 0
[120 empty] | 7.3.5.15 Identification and remediation of “at-risk species”WLDFRVegetation ContactFell into (slight defect) | WLDFR | HFTD - Distribution - Tier 3 - 2QU CoRE ¦ 3QU LoRE | Red Flag Warning - Catastrophic Fires | Vegetation Contact | Fell into (slight defect) | 2020 | 3.5813e-06 | 224.2508 | 0.00080312 | 2020 | Mitigation | 0.5 | 1 | 0 | esc | 0.036879 | 1.3208e-07 | 0 | 0 | 0 | 0 | 0 | 0
[120 empty] | 7.3.5.15 Identification and remediation of “at-risk species”WLDFRVegetation ContactGrow Into | WLDFR | HFTD - Distribution - Tier 3 - 2QU CoRE ¦ 3QU LoRE | Red Flag Warning - Catastrophic Fires | Vegetation Contact | Grow Into | 2020 | 3.7713e-07 | 224.2508 | 8.4572e-05 | 2020 | Mitigation | 0.5 | 1 | 0 | esc | 0.036879 | 1.3908e-08 | 0 | 0 | 0 | 0 | 0 | 0
[120 empty] | 7.3.5.15 Identification and remediation of “at-risk species”WLDFRVegetation ContactBranch (Not overhanging, 4-12ft) | WLDFR | HFTD - Distribution - Tier 3 - 2QU CoRE ¦ 3QU LoRE | Red Flag Warning - Destructive Fires | Vegetation Contact | Branch (Not overhanging, 4-12ft) | 2020 | 6.8518e-08 | 224.2508 | 1.5365e-05 | 2020 | Mitigation | 0.5 | 30 | 0 | esc | 0.036879 | 2.5269e-09 | 0 | 0 | 0 | 0 | 0 | 0
[120 empty] | 7.3.5.15 Identification and remediation of “at-risk species”WLDFRVegetation ContactBranch (Not overhanging, within 4ft) | WLDFR | HFTD - Distribution - Tier 3 - 2QU CoRE ¦ 3QU LoRE | Red Flag Warning - Destructive Fires | Vegetation Contact | Branch (Not overhanging, within 4ft) | 2020 | 1.2088e-08 | 224.2508 | 2.7107e-06 | 2020 | Mitigation | 0.9 | 30 | 0 | esc | 0.066382 | 8.0241e-10 | 0 | 0 | 0 | 0 | 0 | 0
[120 empty] | 7.3.5.15 Identification and remediation of “at-risk species”WLDFRVegetation ContactBranch (OverHanging) | WLDFR | HFTD - Distribution - Tier 3 - 2QU CoRE ¦ 3QU LoRE | Red Flag Warning - Destructive Fires | Vegetation Contact | Branch (OverHanging) | 2020 | 7.1222e-07 | 224.2508 | 0.00015972 | 2020 | Mitigation | 0.9 | 30 | 0 | esc | 0.066382 | 4.7279e-08 | 0 | 0 | 0 | 0 | 0 | 0
[120 empty] | 7.3.5.15 Identification and remediation of “at-risk species”WLDFRVegetation ContactFell into (Moderate-Severe defect) | WLDFR | HFTD - Distribution - Tier 3 - 2QU CoRE ¦ 3QU LoRE | Red Flag Warning - Destructive Fires | Vegetation Contact | Fell into (Moderate-Severe defect) | 2020 | 3.9471e-07 | 224.2508 | 8.8515e-05 | 2020 | Mitigation | 0.95 | 1 | 0 | esc | 0.07007 | 2.7658e-08 | 0 | 0 | 0 | 0 | 0 | 0
[120 empty] | 7.3.5.15 Identification and remediation of “at-risk species”WLDFRVegetation ContactFell into (slight defect) | WLDFR | HFTD - Distribution - Tier 3 - 2QU CoRE ¦ 3QU LoRE | Red Flag Warning - Destructive Fires | Vegetation Contact | Fell into (slight defect) | 2020 | 4.372e-07 | 224.2508 | 9.8042e-05 | 2020 | Mitigation | 0.5 | 1 | 0 | esc | 0.036879 | 1.6123e-08 | 0 | 0 | 0 | 0 | 0 | 0
[120 empty] | 7.3.5.15 Identification and remediation of “at-risk species”WLDFRVegetation ContactGrow Into | WLDFR | HFTD - Distribution - Tier 3 - 2QU CoRE ¦ 3QU LoRE | Red Flag Warning - Destructive Fires | Vegetation Contact | Grow Into | 2020 | 4.6039e-08 | 224.2508 | 1.0324e-05 | 2020 | Mitigation | 0.5 | 1 | 0 | esc | 0.036879 | 1.6979e-09 | 0 | 0 | 0 | 0 | 0 | 0
[120 empty] | 7.3.5.15 Identification and remediation of “at-risk species”WLDFRVegetation ContactBranch (Not overhanging, 4-12ft) | WLDFR | HFTD - Distribution - Tier 3 - 2QU CoRE ¦ 3QU LoRE | Red Flag Warning - Large Fires | Vegetation Contact | Branch (Not overhanging, 4-12ft) | 2020 | 4.1782e-07 | 224.2508 | 9.3696e-05 | 2020 | Mitigation | 0.5 | 30 | 0 | esc | 0.036879 | 1.5409e-08 | 0 | 0 | 0 | 0 | 0 | 0
[120 empty] | 7.3.5.15 Identification and remediation of “at-risk species”WLDFRVegetation ContactBranch (Not overhanging, within 4ft) | WLDFR | HFTD - Distribution - Tier 3 - 2QU CoRE ¦ 3QU LoRE | Red Flag Warning - Large Fires | Vegetation Contact | Branch (Not overhanging, within 4ft) | 2020 | 7.0617e-08 | 224.2508 | 1.5836e-05 | 2020 | Mitigation | 0.9 | 30 | 0 | esc | 0.066382 | 4.6877e-09 | 0 | 0 | 0 | 0 | 0 | 0
[120 empty] | 7.3.5.15 Identification and remediation of “at-risk species”WLDFRVegetation ContactBranch (OverHanging) | WLDFR | HFTD - Distribution - Tier 3 - 2QU CoRE ¦ 3QU LoRE | Red Flag Warning - Large Fires | Vegetation Contact | Branch (OverHanging) | 2020 | 4.1614e-06 | 224.2508 | 0.0009332 | 2020 | Mitigation | 0.9 | 30 | 0 | esc | 0.066382 | 2.7624e-07 | 0 | 0 | 0 | 0 | 0 | 0
[120 empty] | 7.3.5.15 Identification and remediation of “at-risk species”WLDFRVegetation ContactFell into (Moderate-Severe defect) | WLDFR | HFTD - Distribution - Tier 3 - 2QU CoRE ¦ 3QU LoRE | Red Flag Warning - Large Fires | Vegetation Contact | Fell into (Moderate-Severe defect) | 2020 | 2.4691e-06 | 224.2508 | 0.00055369 | 2020 | Mitigation | 0.95 | 1 | 0 | esc | 0.07007 | 1.7301e-07 | 0 | 0 | 0 | 0 | 0 | 0
[120 empty] | 7.3.5.15 Identification and remediation of “at-risk species”WLDFRVegetation ContactFell into (slight defect) | WLDFR | HFTD - Distribution - Tier 3 - 2QU CoRE ¦ 3QU LoRE | Red Flag Warning - Large Fires | Vegetation Contact | Fell into (slight defect) | 2020 | 2.7349e-06 | 224.2508 | 0.0006133 | 2020 | Mitigation | 0.5 | 1 | 0 | esc | 0.036879 | 1.0086e-07 | 0 | 0 | 0 | 0 | 0 | 0
[120 empty] | 7.3.5.15 Identification and remediation of “at-risk species”WLDFRVegetation ContactGrow Into | WLDFR | HFTD - Distribution - Tier 3 - 2QU CoRE ¦ 3QU LoRE | Red Flag Warning - Large Fires | Vegetation Contact | Grow Into | 2020 | 2.8795e-07 | 224.2508 | 6.4574e-05 | 2020 | Mitigation | 0.5 | 1 | 0 | esc | 0.036879 | 1.0619e-08 | 0 | 0 | 0 | 0 | 0 | 0
[120 empty] | 7.3.5.15 Identification and remediation of “at-risk species”WLDFRVegetation ContactBranch (Not overhanging, 4-12ft) | WLDFR | HFTD - Distribution - Tier 3 - 2QU CoRE ¦ 3QU LoRE | Red Flag Warning - Small Fires | Vegetation Contact | Branch (Not overhanging, 4-12ft) | 2020 | 5.2693e-06 | 224.2508 | 0.0011816 | 2020 | Mitigation | 0.5 | 30 | 0 | esc | 0.036879 | 1.9433e-07 | 0 | 0 | 0 | 0 | 0 | 0
[120 empty] | 7.3.5.15 Identification and remediation of “at-risk species”WLDFRVegetation ContactBranch (Not overhanging, within 4ft) | WLDFR | HFTD - Distribution - Tier 3 - 2QU CoRE ¦ 3QU LoRE | Red Flag Warning - Small Fires | Vegetation Contact | Branch (Not overhanging, within 4ft) | 2020 | 9.7645e-07 | 224.2508 | 0.00021897 | 2020 | Mitigation | 0.9 | 30 | 0 | esc | 0.066382 | 6.4819e-08 | 0 | 0 | 0 | 0 | 0 | 0
[120 empty] | 7.3.5.15 Identification and remediation of “at-risk species”WLDFRVegetation ContactBranch (OverHanging) | WLDFR | HFTD - Distribution - Tier 3 - 2QU CoRE ¦ 3QU LoRE | Red Flag Warning - Small Fires | Vegetation Contact | Branch (OverHanging) | 2020 | 5.7534e-05 | 224.2508 | 0.012902 | 2020 | Mitigation | 0.9 | 30 | 0 | esc | 0.066382 | 3.8192e-06 | 0 | 0 | 0 | 0 | 0 | 0
[120 empty] | 7.3.5.15 Identification and remediation of “at-risk species”WLDFRVegetation ContactFell into (Moderate-Severe defect) | WLDFR | HFTD - Distribution - Tier 3 - 2QU CoRE ¦ 3QU LoRE | Red Flag Warning - Small Fires | Vegetation Contact | Fell into (Moderate-Severe defect) | 2020 | 2.9444e-05 | 224.2508 | 0.0066027 | 2020 | Mitigation | 0.95 | 1 | 0 | esc | 0.07007 | 2.0631e-06 | 0 | 0 | 0 | 0 | 0 | 0
[120 empty] | 7.3.5.15 Identification and remediation of “at-risk species”WLDFRVegetation ContactFell into (slight defect) | WLDFR | HFTD - Distribution - Tier 3 - 2QU CoRE ¦ 3QU LoRE | Red Flag Warning - Small Fires | Vegetation Contact | Fell into (slight defect) | 2020 | 3.2613e-05 | 224.2508 | 0.0073134 | 2020 | Mitigation | 0.5 | 1 | 0 | esc | 0.036879 | 1.2027e-06 | 0 | 0 | 0 | 0 | 0 | 0
[120 empty] | 7.3.5.15 Identification and remediation of “at-risk species”WLDFRVegetation ContactGrow Into | WLDFR | HFTD - Distribution - Tier 3 - 2QU CoRE ¦ 3QU LoRE | Red Flag Warning - Small Fires | Vegetation Contact | Grow Into | 2020 | 3.4341e-06 | 224.2508 | 0.00077011 | 2020 | Mitigation | 0.5 | 1 | 0 | esc | 0.036879 | 1.2665e-07 | 0 | 0 | 0 | 0 | 0 | 0
[120 empty] | 7.3.5.15 Identification and remediation of “at-risk species”WLDFRCC - Seismic ScenarioSeismic Scenario | WLDFR | HFTD - Distribution - Tier 3 - 2QU CoRE ¦ 3QU LoRE | Seismic - Non-Red Flag Warning - Catastrophic Fires | CC - Seismic Scenario | Seismic Scenario | 2020 | 3.7803e-10 | 224.2508 | 8.4774e-08 | 2020 | Mitigation | 0.082056 | 1 | 0 | esc | 0.0060523 | 2.288e-12 | 0 | 0 | 0 | 0 | 0 | 0
[120 empty] | 7.3.5.15 Identification and remediation of “at-risk species”WLDFRCC - Seismic ScenarioSeismic Scenario | WLDFR | HFTD - Distribution - Tier 3 - 2QU CoRE ¦ 3QU LoRE | Seismic - Red Flag Warning - Catastrophic Fires | CC - Seismic Scenario | Seismic Scenario | 2020 | 1.6301e-08 | 224.2508 | 3.6554e-06 | 2020 | Mitigation | 0.082056 | 1 | 0 | esc | 0.0060523 | 9.8656e-11 | 0 | 0 | 0 | 0 | 0 | 0
[120 empty] | 7.3.5.15 Identification and remediation of “at-risk species”WLDFRVegetation ContactBranch (Not overhanging, 4-12ft) | WLDFR | HFTD - Distribution - Tier 3 - 2QU CoRE ¦ 4QU LoRE | Non-Red Flag Warning - Catastrophic Fires | Vegetation Contact | Branch (Not overhanging, 4-12ft) | 2020 | 2.994e-09 | 69.0654 | 2.0678e-07 | 2020 | Mitigation | 0.5 | 30 | 0 | esc | 0.036879 | 1.1041e-10 | 0 | 0 | 0 | 0 | 0 | 0
[120 empty] | 7.3.5.15 Identification and remediation of “at-risk species”WLDFRVegetation ContactBranch (Not overhanging, within 4ft) | WLDFR | HFTD - Distribution - Tier 3 - 2QU CoRE ¦ 4QU LoRE | Non-Red Flag Warning - Catastrophic Fires | Vegetation Contact | Branch (Not overhanging, within 4ft) | 2020 | 1.2248e-09 | 69.0654 | 8.4592e-08 | 2020 | Mitigation | 0.9 | 30 | 0 | esc | 0.066382 | 8.1305e-11 | 0 | 0 | 0 | 0 | 0 | 0
[120 empty] | 7.3.5.15 Identification and remediation of “at-risk species”WLDFRVegetation ContactBranch (OverHanging) | WLDFR | HFTD - Distribution - Tier 3 - 2QU CoRE ¦ 4QU LoRE | Non-Red Flag Warning - Catastrophic Fires | Vegetation Contact | Branch (OverHanging) | 2020 | 5.4545e-08 | 69.0654 | 3.7672e-06 | 2020 | Mitigation | 0.9 | 30 | 0 | esc | 0.066382 | 3.6208e-09 | 0 | 0 | 0 | 0 | 0 | 0
[120 empty] | 7.3.5.15 Identification and remediation of “at-risk species”WLDFRVegetation ContactFell into (Moderate-Severe defect) | WLDFR | HFTD - Distribution - Tier 3 - 2QU CoRE ¦ 4QU LoRE | Non-Red Flag Warning - Catastrophic Fires | Vegetation Contact | Fell into (Moderate-Severe defect) | 2020 | 2.8955e-08 | 69.0654 | 1.9998e-06 | 2020 | Mitigation | 0.95 | 1 | 0 | esc | 0.07007 | 2.0288e-09 | 0 | 0 | 0 | 0 | 0 | 0
[120 empty] | 7.3.5.15 Identification and remediation of “at-risk species”WLDFRVegetation ContactFell into (slight defect) | WLDFR | HFTD - Distribution - Tier 3 - 2QU CoRE ¦ 4QU LoRE | Non-Red Flag Warning - Catastrophic Fires | Vegetation Contact | Fell into (slight defect) | 2020 | 3.734e-08 | 69.0654 | 2.5789e-06 | 2020 | Mitigation | 0.5 | 1 | 0 | esc | 0.036879 | 1.3771e-09 | 0 | 0 | 0 | 0 | 0 | 0
[120 empty] | 7.3.5.15 Identification and remediation of “at-risk species”WLDFRVegetation ContactGrow Into | WLDFR | HFTD - Distribution - Tier 3 - 2QU CoRE ¦ 4QU LoRE | Non-Red Flag Warning - Catastrophic Fires | Vegetation Contact | Grow Into | 2020 | 3.2314e-09 | 69.0654 | 2.2318e-07 | 2020 | Mitigation | 0.5 | 1 | 0 | esc | 0.036879 | 1.1917e-10 | 0 | 0 | 0 | 0 | 0 | 0
[120 empty] | 7.3.5.15 Identification and remediation of “at-risk species”WLDFRVegetation ContactBranch (Not overhanging, 4-12ft) | WLDFR | HFTD - Distribution - Tier 3 - 2QU CoRE ¦ 4QU LoRE | Non-Red Flag Warning - Destructive Fires | Vegetation Contact | Branch (Not overhanging, 4-12ft) | 2020 | 7.2296e-09 | 69.0654 | 4.9931e-07 | 2020 | Mitigation | 0.5 | 30 | 0 | esc | 0.036879 | 2.6662e-10 | 0 | 0 | 0 | 0 | 0 | 0
[120 empty] | 7.3.5.15 Identification and remediation of “at-risk species”WLDFRVegetation ContactBranch (Not overhanging, within 4ft) | WLDFR | HFTD - Distribution - Tier 3 - 2QU CoRE ¦ 4QU LoRE | Non-Red Flag Warning - Destructive Fires | Vegetation Contact | Branch (Not overhanging, within 4ft) | 2020 | 2.9583e-09 | 69.0654 | 2.0432e-07 | 2020 | Mitigation | 0.9 | 30 | 0 | esc | 0.066382 | 1.9638e-10 | 0 | 0 | 0 | 0 | 0 | 0
[120 empty] | 7.3.5.15 Identification and remediation of “at-risk species”WLDFRVegetation ContactBranch (OverHanging) | WLDFR | HFTD - Distribution - Tier 3 - 2QU CoRE ¦ 4QU LoRE | Non-Red Flag Warning - Destructive Fires | Vegetation Contact | Branch (OverHanging) | 2020 | 1.3174e-07 | 69.0654 | 9.0989e-06 | 2020 | Mitigation | 0.9 | 30 | 0 | esc | 0.066382 | 8.7454e-09 | 0 | 0 | 0 | 0 | 0 | 0
[120 empty] | 7.3.5.15 Identification and remediation of “at-risk species”WLDFRVegetation ContactFell into (Moderate-Severe defect) | WLDFR | HFTD - Distribution - Tier 3 - 2QU CoRE ¦ 4QU LoRE | Non-Red Flag Warning - Destructive Fires | Vegetation Contact | Fell into (Moderate-Severe defect) | 2020 | 6.9898e-08 | 69.0654 | 4.8275e-06 | 2020 | Mitigation | 0.95 | 1 | 0 | esc | 0.07007 | 4.8978e-09 | 0 | 0 | 0 | 0 | 0 | 0
[120 empty] | 7.3.5.15 Identification and remediation of “at-risk species”WLDFRVegetation ContactFell into (slight defect) | WLDFR | HFTD - Distribution - Tier 3 - 2QU CoRE ¦ 4QU LoRE | Non-Red Flag Warning - Destructive Fires | Vegetation Contact | Fell into (slight defect) | 2020 | 9.0141e-08 | 69.0654 | 6.2256e-06 | 2020 | Mitigation | 0.5 | 1 | 0 | esc | 0.036879 | 3.3243e-09 | 0 | 0 | 0 | 0 | 0 | 0
[120 empty] | 7.3.5.15 Identification and remediation of “at-risk species”WLDFRVegetation ContactGrow Into | WLDFR | HFTD - Distribution - Tier 3 - 2QU CoRE ¦ 4QU LoRE | Non-Red Flag Warning - Destructive Fires | Vegetation Contact | Grow Into | 2020 | 7.8008e-09 | 69.0654 | 5.3876e-07 | 2020 | Mitigation | 0.5 | 1 | 0 | esc | 0.036879 | 2.8768e-10 | 0 | 0 | 0 | 0 | 0 | 0
[120 empty] | 7.3.5.15 Identification and remediation of “at-risk species”WLDFRVegetation ContactBranch (Not overhanging, 4-12ft) | WLDFR | HFTD - Distribution - Tier 3 - 2QU CoRE ¦ 4QU LoRE | Non-Red Flag Warning - Large Fires | Vegetation Contact | Branch (Not overhanging, 4-12ft) | 2020 | 8.1088e-08 | 69.0654 | 5.6004e-06 | 2020 | Mitigation | 0.5 | 30 | 0 | esc | 0.036879 | 2.9904e-09 | 0 | 0 | 0 | 0 | 0 | 0
[120 empty] | 7.3.5.15 Identification and remediation of “at-risk species”WLDFRVegetation ContactBranch (Not overhanging, within 4ft) | WLDFR | HFTD - Distribution - Tier 3 - 2QU CoRE ¦ 4QU LoRE | Non-Red Flag Warning - Large Fires | Vegetation Contact | Branch (Not overhanging, within 4ft) | 2020 | 3.3867e-08 | 69.0654 | 2.339e-06 | 2020 | Mitigation | 0.9 | 30 | 0 | esc | 0.066382 | 2.2482e-09 | 0 | 0 | 0 | 0 | 0 | 0
[120 empty] | 7.3.5.15 Identification and remediation of “at-risk species”WLDFRVegetation ContactBranch (OverHanging) | WLDFR | HFTD - Distribution - Tier 3 - 2QU CoRE ¦ 4QU LoRE | Non-Red Flag Warning - Large Fires | Vegetation Contact | Branch (OverHanging) | 2020 | 1.5086e-06 | 69.0654 | 0.00010419 | 2020 | Mitigation | 0.9 | 30 | 0 | esc | 0.066382 | 1.0014e-07 | 0 | 0 | 0 | 0 | 0 | 0
[120 empty] | 7.3.5.15 Identification and remediation of “at-risk species”WLDFRVegetation ContactFell into (Moderate-Severe defect) | WLDFR | HFTD - Distribution - Tier 3 - 2QU CoRE ¦ 4QU LoRE | Non-Red Flag Warning - Large Fires | Vegetation Contact | Fell into (Moderate-Severe defect) | 2020 | 7.6852e-07 | 69.0654 | 5.3078e-05 | 2020 | Mitigation | 0.95 | 1 | 0 | esc | 0.07007 | 5.385e-08 | 0 | 0 | 0 | 0 | 0 | 0
[120 empty] | 7.3.5.15 Identification and remediation of “at-risk species”WLDFRVegetation ContactFell into (slight defect) | WLDFR | HFTD - Distribution - Tier 3 - 2QU CoRE ¦ 4QU LoRE | Non-Red Flag Warning - Large Fires | Vegetation Contact | Fell into (slight defect) | 2020 | 9.911e-07 | 69.0654 | 6.8451e-05 | 2020 | Mitigation | 0.5 | 1 | 0 | esc | 0.036879 | 3.6551e-08 | 0 | 0 | 0 | 0 | 0 | 0
[120 empty] | 7.3.5.15 Identification and remediation of “at-risk species”WLDFRVegetation ContactGrow Into | WLDFR | HFTD - Distribution - Tier 3 - 2QU CoRE ¦ 4QU LoRE | Non-Red Flag Warning - Large Fires | Vegetation Contact | Grow Into | 2020 | 8.576e-08 | 69.0654 | 5.9231e-06 | 2020 | Mitigation | 0.5 | 1 | 0 | esc | 0.036879 | 3.1628e-09 | 0 | 0 | 0 | 0 | 0 | 0
[120 empty] | 7.3.5.15 Identification and remediation of “at-risk species”WLDFRVegetation ContactBranch (Not overhanging, 4-12ft) | WLDFR | HFTD - Distribution - Tier 3 - 2QU CoRE ¦ 4QU LoRE | Non-Red Flag Warning - Small Fires | Vegetation Contact | Branch (Not overhanging, 4-12ft) | 2020 | 1.1438e-05 | 69.0654 | 0.00078995 | 2020 | Mitigation | 0.5 | 30 | 0 | esc | 0.036879 | 4.2181e-07 | 0 | 0 | 0 | 0 | 0 | 0
[120 empty] | 7.3.5.15 Identification and remediation of “at-risk species”WLDFRVegetation ContactBranch (Not overhanging, within 4ft) | WLDFR | HFTD - Distribution - Tier 3 - 2QU CoRE ¦ 4QU LoRE | Non-Red Flag Warning - Small Fires | Vegetation Contact | Branch (Not overhanging, within 4ft) | 2020 | 4.7302e-06 | 69.0654 | 0.00032669 | 2020 | Mitigation | 0.9 | 30 | 0 | esc | 0.066382 | 3.14e-07 | 0 | 0 | 0 | 0 | 0 | 0
[120 empty] | 7.3.5.15 Identification and remediation of “at-risk species”WLDFRVegetation ContactBranch (OverHanging) | WLDFR | HFTD - Distribution - Tier 3 - 2QU CoRE ¦ 4QU LoRE | Non-Red Flag Warning - Small Fires | Vegetation Contact | Branch (OverHanging) | 2020 | 0.00021059 | 69.0654 | 0.014545 | 2020 | Mitigation | 0.9 | 30 | 0 | esc | 0.066382 | 1.3979e-05 | 0 | 0 | 0 | 0 | 0 | 0
[120 empty] | 7.3.5.15 Identification and remediation of “at-risk species”WLDFRVegetation ContactFell into (Moderate-Severe defect) | WLDFR | HFTD - Distribution - Tier 3 - 2QU CoRE ¦ 4QU LoRE | Non-Red Flag Warning - Small Fires | Vegetation Contact | Fell into (Moderate-Severe defect) | 2020 | 0.00010936 | 69.0654 | 0.0075532 | 2020 | Mitigation | 0.95 | 1 | 0 | esc | 0.07007 | 7.6631e-06 | 0 | 0 | 0 | 0 | 0 | 0
[120 empty] | 7.3.5.15 Identification and remediation of “at-risk species”WLDFRVegetation ContactFell into (slight defect) | WLDFR | HFTD - Distribution - Tier 3 - 2QU CoRE ¦ 4QU LoRE | Non-Red Flag Warning - Small Fires | Vegetation Contact | Fell into (slight defect) | 2020 | 0.00014103 | 69.0654 | 0.0097405 | 2020 | Mitigation | 0.5 | 1 | 0 | esc | 0.036879 | 5.2012e-06 | 0 | 0 | 0 | 0 | 0 | 0
[120 empty] | 7.3.5.15 Identification and remediation of “at-risk species”WLDFRVegetation ContactGrow Into | WLDFR | HFTD - Distribution - Tier 3 - 2QU CoRE ¦ 4QU LoRE | Non-Red Flag Warning - Small Fires | Vegetation Contact | Grow Into | 2020 | 1.2206e-05 | 69.0654 | 0.00084301 | 2020 | Mitigation | 0.5 | 1 | 0 | esc | 0.036879 | 4.5014e-07 | 0 | 0 | 0 | 0 | 0 | 0
[120 empty] | 7.3.5.15 Identification and remediation of “at-risk species”WLDFRVegetation ContactBranch (Not overhanging, 4-12ft) | WLDFR | HFTD - Distribution - Tier 3 - 2QU CoRE ¦ 4QU LoRE | Red Flag Warning - Catastrophic Fires | Vegetation Contact | Branch (Not overhanging, 4-12ft) | 2020 | 4.8956e-07 | 69.0654 | 3.3811e-05 | 2020 | Mitigation | 0.5 | 30 | 0 | esc | 0.036879 | 1.8054e-08 | 0 | 0 | 0 | 0 | 0 | 0
[120 empty] | 7.3.5.15 Identification and remediation of “at-risk species”WLDFRVegetation ContactBranch (Not overhanging, within 4ft) | WLDFR | HFTD - Distribution - Tier 3 - 2QU CoRE ¦ 4QU LoRE | Red Flag Warning - Catastrophic Fires | Vegetation Contact | Branch (Not overhanging, within 4ft) | 2020 | 1.1446e-07 | 69.0654 | 7.9051e-06 | 2020 | Mitigation | 0.9 | 30 | 0 | esc | 0.066382 | 7.598e-09 | 0 | 0 | 0 | 0 | 0 | 0
[120 empty] | 7.3.5.15 Identification and remediation of “at-risk species”WLDFRVegetation ContactBranch (OverHanging) | WLDFR | HFTD - Distribution - Tier 3 - 2QU CoRE ¦ 4QU LoRE | Red Flag Warning - Catastrophic Fires | Vegetation Contact | Branch (OverHanging) | 2020 | 6.753e-06 | 69.0654 | 0.0004664 | 2020 | Mitigation | 0.9 | 30 | 0 | esc | 0.066382 | 4.4828e-07 | 0 | 0 | 0 | 0 | 0 | 0
[120 empty] | 7.3.5.15 Identification and remediation of “at-risk species”WLDFRVegetation ContactFell into (Moderate-Severe defect) | WLDFR | HFTD - Distribution - Tier 3 - 2QU CoRE ¦ 4QU LoRE | Red Flag Warning - Catastrophic Fires | Vegetation Contact | Fell into (Moderate-Severe defect) | 2020 | 2.2757e-06 | 69.0654 | 0.00015717 | 2020 | Mitigation | 0.95 | 1 | 0 | esc | 0.07007 | 1.5946e-07 | 0 | 0 | 0 | 0 | 0 | 0
[120 empty] | 7.3.5.15 Identification and remediation of “at-risk species”WLDFRVegetation ContactFell into (slight defect) | WLDFR | HFTD - Distribution - Tier 3 - 2QU CoRE ¦ 4QU LoRE | Red Flag Warning - Catastrophic Fires | Vegetation Contact | Fell into (slight defect) | 2020 | 2.5208e-06 | 69.0654 | 0.0001741 | 2020 | Mitigation | 0.5 | 1 | 0 | esc | 0.036879 | 9.2964e-08 | 0 | 0 | 0 | 0 | 0 | 0
[120 empty] | 7.3.5.15 Identification and remediation of “at-risk species”WLDFRVegetation ContactGrow Into | WLDFR | HFTD - Distribution - Tier 3 - 2QU CoRE ¦ 4QU LoRE | Red Flag Warning - Catastrophic Fires | Vegetation Contact | Grow Into | 2020 | 2.6538e-07 | 69.0654 | 1.8328e-05 | 2020 | Mitigation | 0.5 | 1 | 0 | esc | 0.036879 | 9.7868e-09 | 0 | 0 | 0 | 0 | 0 | 0
[120 empty] | 7.3.5.15 Identification and remediation of “at-risk species”WLDFRVegetation ContactBranch (Not overhanging, 4-12ft) | WLDFR | HFTD - Distribution - Tier 3 - 2QU CoRE ¦ 4QU LoRE | Red Flag Warning - Destructive Fires | Vegetation Contact | Branch (Not overhanging, 4-12ft) | 2020 | 5.9445e-08 | 69.0654 | 4.1056e-06 | 2020 | Mitigation | 0.5 | 30 | 0 | esc | 0.036879 | 2.1923e-09 | 0 | 0 | 0 | 0 | 0 | 0
[120 empty] | 7.3.5.15 Identification and remediation of “at-risk species”WLDFRVegetation ContactBranch (Not overhanging, within 4ft) | WLDFR | HFTD - Distribution - Tier 3 - 2QU CoRE ¦ 4QU LoRE | Red Flag Warning - Destructive Fires | Vegetation Contact | Branch (Not overhanging, within 4ft) | 2020 | 1.3902e-08 | 69.0654 | 9.6013e-07 | 2020 | Mitigation | 0.9 | 30 | 0 | esc | 0.066382 | 9.2283e-10 | 0 | 0 | 0 | 0 | 0 | 0
[120 empty] | 7.3.5.15 Identification and remediation of “at-risk species”WLDFRVegetation ContactBranch (OverHanging) | WLDFR | HFTD - Distribution - Tier 3 - 2QU CoRE ¦ 4QU LoRE | Red Flag Warning - Destructive Fires | Vegetation Contact | Branch (OverHanging) | 2020 | 8.2019e-07 | 69.0654 | 5.6647e-05 | 2020 | Mitigation | 0.9 | 30 | 0 | esc | 0.066382 | 5.4446e-08 | 0 | 0 | 0 | 0 | 0 | 0
[120 empty] | 7.3.5.15 Identification and remediation of “at-risk species”WLDFRVegetation ContactFell into (Moderate-Severe defect) | WLDFR | HFTD - Distribution - Tier 3 - 2QU CoRE ¦ 4QU LoRE | Red Flag Warning - Destructive Fires | Vegetation Contact | Fell into (Moderate-Severe defect) | 2020 | 2.7626e-07 | 69.0654 | 1.908e-05 | 2020 | Mitigation | 0.95 | 1 | 0 | esc | 0.07007 | 1.9357e-08 | 0 | 0 | 0 | 0 | 0 | 0
[120 empty] | 7.3.5.15 Identification and remediation of “at-risk species”WLDFRVegetation ContactFell into (slight defect) | WLDFR | HFTD - Distribution - Tier 3 - 2QU CoRE ¦ 4QU LoRE | Red Flag Warning - Destructive Fires | Vegetation Contact | Fell into (slight defect) | 2020 | 3.0601e-07 | 69.0654 | 2.1134e-05 | 2020 | Mitigation | 0.5 | 1 | 0 | esc | 0.036879 | 1.1285e-08 | 0 | 0 | 0 | 0 | 0 | 0
[120 empty] | 7.3.5.15 Identification and remediation of “at-risk species”WLDFRVegetation ContactGrow Into | WLDFR | HFTD - Distribution - Tier 3 - 2QU CoRE ¦ 4QU LoRE | Red Flag Warning - Destructive Fires | Vegetation Contact | Grow Into | 2020 | 3.2215e-08 | 69.0654 | 2.2249e-06 | 2020 | Mitigation | 0.5 | 1 | 0 | esc | 0.036879 | 1.188e-09 | 0 | 0 | 0 | 0 | 0 | 0
[120 empty] | 7.3.5.15 Identification and remediation of “at-risk species”WLDFRVegetation ContactBranch (Not overhanging, 4-12ft) | WLDFR | HFTD - Distribution - Tier 3 - 2QU CoRE ¦ 4QU LoRE | Red Flag Warning - Large Fires | Vegetation Contact | Branch (Not overhanging, 4-12ft) | 2020 | 3.6452e-07 | 69.0654 | 2.5176e-05 | 2020 | Mitigation | 0.5 | 30 | 0 | esc | 0.036879 | 1.3443e-08 | 0 | 0 | 0 | 0 | 0 | 0
[120 empty] | 7.3.5.15 Identification and remediation of “at-risk species”WLDFRVegetation ContactBranch (Not overhanging, within 4ft) | WLDFR | HFTD - Distribution - Tier 3 - 2QU CoRE ¦ 4QU LoRE | Red Flag Warning - Large Fires | Vegetation Contact | Branch (Not overhanging, within 4ft) | 2020 | 8.701e-08 | 69.0654 | 6.0094e-06 | 2020 | Mitigation | 0.9 | 30 | 0 | esc | 0.066382 | 5.7759e-09 | 0 | 0 | 0 | 0 | 0 | 0
[120 empty] | 7.3.5.15 Identification and remediation of “at-risk species”WLDFRVegetation ContactBranch (OverHanging) | WLDFR | HFTD - Distribution - Tier 3 - 2QU CoRE ¦ 4QU LoRE | Red Flag Warning - Large Fires | Vegetation Contact | Branch (OverHanging) | 2020 | 5.1348e-06 | 69.0654 | 0.00035464 | 2020 | Mitigation | 0.9 | 30 | 0 | esc | 0.066382 | 3.4086e-07 | 0 | 0 | 0 | 0 | 0 | 0
[120 empty] | 7.3.5.15 Identification and remediation of “at-risk species”WLDFRVegetation ContactFell into (Moderate-Severe defect) | WLDFR | HFTD - Distribution - Tier 3 - 2QU CoRE ¦ 4QU LoRE | Red Flag Warning - Large Fires | Vegetation Contact | Fell into (Moderate-Severe defect) | 2020 | 1.6606e-06 | 69.0654 | 0.00011469 | 2020 | Mitigation | 0.95 | 1 | 0 | esc | 0.07007 | 1.1636e-07 | 0 | 0 | 0 | 0 | 0 | 0
[120 empty] | 7.3.5.15 Identification and remediation of “at-risk species”WLDFRVegetation ContactFell into (slight defect) | WLDFR | HFTD - Distribution - Tier 3 - 2QU CoRE ¦ 4QU LoRE | Red Flag Warning - Large Fires | Vegetation Contact | Fell into (slight defect) | 2020 | 1.8395e-06 | 69.0654 | 0.00012704 | 2020 | Mitigation | 0.5 | 1 | 0 | esc | 0.036879 | 6.7838e-08 | 0 | 0 | 0 | 0 | 0 | 0
[120 empty] | 7.3.5.15 Identification and remediation of “at-risk species”WLDFRVegetation ContactGrow Into | WLDFR | HFTD - Distribution - Tier 3 - 2QU CoRE ¦ 4QU LoRE | Red Flag Warning - Large Fires | Vegetation Contact | Grow Into | 2020 | 1.9363e-07 | 69.0654 | 1.3373e-05 | 2020 | Mitigation | 0.5 | 1 | 0 | esc | 0.036879 | 7.1409e-09 | 0 | 0 | 0 | 0 | 0 | 0
[120 empty] | 7.3.5.15 Identification and remediation of “at-risk species”WLDFRVegetation ContactBranch (Not overhanging, 4-12ft) | WLDFR | HFTD - Distribution - Tier 3 - 2QU CoRE ¦ 4QU LoRE | Red Flag Warning - Small Fires | Vegetation Contact | Branch (Not overhanging, 4-12ft) | 2020 | 4.6518e-06 | 69.0654 | 0.00032128 | 2020 | Mitigation | 0.5 | 30 | 0 | esc | 0.036879 | 1.7155e-07 | 0 | 0 | 0 | 0 | 0 | 0
[120 empty] | 7.3.5.15 Identification and remediation of “at-risk species”WLDFRVegetation ContactBranch (Not overhanging, within 4ft) | WLDFR | HFTD - Distribution - Tier 3 - 2QU CoRE ¦ 4QU LoRE | Red Flag Warning - Small Fires | Vegetation Contact | Branch (Not overhanging, within 4ft) | 2020 | 1.0995e-06 | 69.0654 | 7.5936e-05 | 2020 | Mitigation | 0.9 | 30 | 0 | esc | 0.066382 | 7.2986e-08 | 0 | 0 | 0 | 0 | 0 | 0
[120 empty] | 7.3.5.15 Identification and remediation of “at-risk species”WLDFRVegetation ContactBranch (OverHanging) | WLDFR | HFTD - Distribution - Tier 3 - 2QU CoRE ¦ 4QU LoRE | Red Flag Warning - Small Fires | Vegetation Contact | Branch (OverHanging) | 2020 | 6.485e-05 | 69.0654 | 0.0044789 | 2020 | Mitigation | 0.9 | 30 | 0 | esc | 0.066382 | 4.3049e-06 | 0 | 0 | 0 | 0 | 0 | 0
[120 empty] | 7.3.5.15 Identification and remediation of “at-risk species”WLDFRVegetation ContactFell into (Moderate-Severe defect) | WLDFR | HFTD - Distribution - Tier 3 - 2QU CoRE ¦ 4QU LoRE | Red Flag Warning - Small Fires | Vegetation Contact | Fell into (Moderate-Severe defect) | 2020 | 2.138e-05 | 69.0654 | 0.0014766 | 2020 | Mitigation | 0.95 | 1 | 0 | esc | 0.07007 | 1.4981e-06 | 0 | 0 | 0 | 0 | 0 | 0
[120 empty] | 7.3.5.15 Identification and remediation of “at-risk species”WLDFRVegetation ContactFell into (slight defect) | WLDFR | HFTD - Distribution - Tier 3 - 2QU CoRE ¦ 4QU LoRE | Red Flag Warning - Small Fires | Vegetation Contact | Fell into (slight defect) | 2020 | 2.3682e-05 | 69.0654 | 0.0016356 | 2020 | Mitigation | 0.5 | 1 | 0 | esc | 0.036879 | 8.7336e-07 | 0 | 0 | 0 | 0 | 0 | 0
[120 empty] | 7.3.5.15 Identification and remediation of “at-risk species”WLDFRVegetation ContactGrow Into | WLDFR | HFTD - Distribution - Tier 3 - 2QU CoRE ¦ 4QU LoRE | Red Flag Warning - Small Fires | Vegetation Contact | Grow Into | 2020 | 2.4933e-06 | 69.0654 | 0.0001722 | 2020 | Mitigation | 0.5 | 1 | 0 | esc | 0.036879 | 9.1951e-08 | 0 | 0 | 0 | 0 | 0 | 0
[120 empty] | 7.3.5.15 Identification and remediation of “at-risk species”WLDFRCC - Seismic ScenarioSeismic Scenario | WLDFR | HFTD - Distribution - Tier 3 - 2QU CoRE ¦ 4QU LoRE | Seismic - Non-Red Flag Warning - Catastrophic Fires | CC - Seismic Scenario | Seismic Scenario | 2020 | 3.9916e-10 | 69.0654 | 2.7568e-08 | 2020 | Mitigation | 0.082056 | 1 | 0 | esc | 0.0060523 | 2.4158e-12 | 0 | 0 | 0 | 0 | 0 | 0
[120 empty] | 7.3.5.15 Identification and remediation of “at-risk species”WLDFRCC - Seismic ScenarioSeismic Scenario | WLDFR | HFTD - Distribution - Tier 3 - 2QU CoRE ¦ 4QU LoRE | Seismic - Red Flag Warning - Catastrophic Fires | CC - Seismic Scenario | Seismic Scenario | 2020 | 1.7212e-08 | 69.0654 | 1.1887e-06 | 2020 | Mitigation | 0.082056 | 1 | 0 | esc | 0.0060523 | 1.0417e-10 | 0 | 0 | 0 | 0 | 0 | 0
[120 empty] | 7.3.5.15 Identification and remediation of “at-risk species”WLDFRVegetation ContactBranch (Not overhanging, 4-12ft) | WLDFR | HFTD - Distribution - Tier 3 - 2QU CoRE ¦ 5QU LoRE | Non-Red Flag Warning - Catastrophic Fires | Vegetation Contact | Branch (Not overhanging, 4-12ft) | 2020 | 2.3439e-09 | 33.5215 | 7.8571e-08 | 2020 | Mitigation | 0.5 | 30 | 0 | esc | 0.036879 | 8.6441e-11 | 0 | 0 | 0 | 0 | 0 | 0
[120 empty] | 7.3.5.15 Identification and remediation of “at-risk species”WLDFRVegetation ContactBranch (Not overhanging, within 4ft) | WLDFR | HFTD - Distribution - Tier 3 - 2QU CoRE ¦ 5QU LoRE | Non-Red Flag Warning - Catastrophic Fires | Vegetation Contact | Branch (Not overhanging, within 4ft) | 2020 | 9.9895e-10 | 33.5215 | 3.3486e-08 | 2020 | Mitigation | 0.9 | 30 | 0 | esc | 0.066382 | 6.6313e-11 | 0 | 0 | 0 | 0 | 0 | 0
[120 empty] | 7.3.5.15 Identification and remediation of “at-risk species”WLDFRVegetation ContactBranch (OverHanging) | WLDFR | HFTD - Distribution - Tier 3 - 2QU CoRE ¦ 5QU LoRE | Non-Red Flag Warning - Catastrophic Fires | Vegetation Contact | Branch (OverHanging) | 2020 | 4.442e-08 | 33.5215 | 1.489e-06 | 2020 | Mitigation | 0.9 | 30 | 0 | esc | 0.066382 | 2.9487e-09 | 0 | 0 | 0 | 0 | 0 | 0
[120 empty] | 7.3.5.15 Identification and remediation of “at-risk species”WLDFRVegetation ContactFell into (Moderate-Severe defect) | WLDFR | HFTD - Distribution - Tier 3 - 2QU CoRE ¦ 5QU LoRE | Non-Red Flag Warning - Catastrophic Fires | Vegetation Contact | Fell into (Moderate-Severe defect) | 2020 | 2.1667e-08 | 33.5215 | 7.2632e-07 | 2020 | Mitigation | 0.95 | 1 | 0 | esc | 0.07007 | 1.5182e-09 | 0 | 0 | 0 | 0 | 0 | 0
[120 empty] | 7.3.5.15 Identification and remediation of “at-risk species”WLDFRVegetation ContactFell into (slight defect) | WLDFR | HFTD - Distribution - Tier 3 - 2QU CoRE ¦ 5QU LoRE | Non-Red Flag Warning - Catastrophic Fires | Vegetation Contact | Fell into (slight defect) | 2020 | 2.794e-08 | 33.5215 | 9.366e-07 | 2020 | Mitigation | 0.5 | 1 | 0 | esc | 0.036879 | 1.0304e-09 | 0 | 0 | 0 | 0 | 0 | 0
[120 empty] | 7.3.5.15 Identification and remediation of “at-risk species”WLDFRVegetation ContactGrow Into | WLDFR | HFTD - Distribution - Tier 3 - 2QU CoRE ¦ 5QU LoRE | Non-Red Flag Warning - Catastrophic Fires | Vegetation Contact | Grow Into | 2020 | 2.4191e-09 | 33.5215 | 8.1092e-08 | 2020 | Mitigation | 0.5 | 1 | 0 | esc | 0.036879 | 8.9214e-11 | 0 | 0 | 0 | 0 | 0 | 0
[120 empty] | 7.3.5.15 Identification and remediation of “at-risk species”WLDFRVegetation ContactBranch (Not overhanging, 4-12ft) | WLDFR | HFTD - Distribution - Tier 3 - 2QU CoRE ¦ 5QU LoRE | Non-Red Flag Warning - Destructive Fires | Vegetation Contact | Branch (Not overhanging, 4-12ft) | 2020 | 5.5607e-09 | 33.5215 | 1.864e-07 | 2020 | Mitigation | 0.5 | 30 | 0 | esc | 0.036879 | 2.0507e-10 | 0 | 0 | 0 | 0 | 0 | 0
[120 empty] | 7.3.5.15 Identification and remediation of “at-risk species”WLDFRVegetation ContactBranch (Not overhanging, within 4ft) | WLDFR | HFTD - Distribution - Tier 3 - 2QU CoRE ¦ 5QU LoRE | Non-Red Flag Warning - Destructive Fires | Vegetation Contact | Branch (Not overhanging, within 4ft) | 2020 | 2.3707e-09 | 33.5215 | 7.947e-08 | 2020 | Mitigation | 0.9 | 30 | 0 | esc | 0.066382 | 1.5737e-10 | 0 | 0 | 0 | 0 | 0 | 0
[120 empty] | 7.3.5.15 Identification and remediation of “at-risk species”WLDFRVegetation ContactBranch (OverHanging) | WLDFR | HFTD - Distribution - Tier 3 - 2QU CoRE ¦ 5QU LoRE | Non-Red Flag Warning - Destructive Fires | Vegetation Contact | Branch (OverHanging) | 2020 | 1.0542e-07 | 33.5215 | 3.5338e-06 | 2020 | Mitigation | 0.9 | 30 | 0 | esc | 0.066382 | 6.998e-09 | 0 | 0 | 0 | 0 | 0 | 0
[120 empty] | 7.3.5.15 Identification and remediation of “at-risk species”WLDFRVegetation ContactFell into (Moderate-Severe defect) | WLDFR | HFTD - Distribution - Tier 3 - 2QU CoRE ¦ 5QU LoRE | Non-Red Flag Warning - Destructive Fires | Vegetation Contact | Fell into (Moderate-Severe defect) | 2020 | 5.1384e-08 | 33.5215 | 1.7225e-06 | 2020 | Mitigation | 0.95 | 1 | 0 | esc | 0.07007 | 3.6005e-09 | 0 | 0 | 0 | 0 | 0 | 0
[120 empty] | 7.3.5.15 Identification and remediation of “at-risk species”WLDFRVegetation ContactFell into (slight defect) | WLDFR | HFTD - Distribution - Tier 3 - 2QU CoRE ¦ 5QU LoRE | Non-Red Flag Warning - Destructive Fires | Vegetation Contact | Fell into (slight defect) | 2020 | 6.626e-08 | 33.5215 | 2.2211e-06 | 2020 | Mitigation | 0.5 | 1 | 0 | esc | 0.036879 | 2.4436e-09 | 0 | 0 | 0 | 0 | 0 | 0
[120 empty] | 7.3.5.15 Identification and remediation of “at-risk species”WLDFRVegetation ContactGrow Into | WLDFR | HFTD - Distribution - Tier 3 - 2QU CoRE ¦ 5QU LoRE | Non-Red Flag Warning - Destructive Fires | Vegetation Contact | Grow Into | 2020 | 5.7369e-09 | 33.5215 | 1.9231e-07 | 2020 | Mitigation | 0.5 | 1 | 0 | esc | 0.036879 | 2.1157e-10 | 0 | 0 | 0 | 0 | 0 | 0
[120 empty] | 7.3.5.15 Identification and remediation of “at-risk species”WLDFRVegetation ContactBranch (Not overhanging, 4-12ft) | WLDFR | HFTD - Distribution - Tier 3 - 2QU CoRE ¦ 5QU LoRE | Non-Red Flag Warning - Large Fires | Vegetation Contact | Branch (Not overhanging, 4-12ft) | 2020 | 4.471e-08 | 33.5215 | 1.4987e-06 | 2020 | Mitigation | 0.5 | 30 | 0 | esc | 0.036879 | 1.6489e-09 | 0 | 0 | 0 | 0 | 0 | 0
[120 empty] | 7.3.5.15 Identification and remediation of “at-risk species”WLDFRVegetation ContactBranch (Not overhanging, within 4ft) | WLDFR | HFTD - Distribution - Tier 3 - 2QU CoRE ¦ 5QU LoRE | Non-Red Flag Warning - Large Fires | Vegetation Contact | Branch (Not overhanging, within 4ft) | 2020 | 1.935e-08 | 33.5215 | 6.4863e-07 | 2020 | Mitigation | 0.9 | 30 | 0 | esc | 0.066382 | 1.2845e-09 | 0 | 0 | 0 | 0 | 0 | 0
[120 empty] | 7.3.5.15 Identification and remediation of “at-risk species”WLDFRVegetation ContactBranch (OverHanging) | WLDFR | HFTD - Distribution - Tier 3 - 2QU CoRE ¦ 5QU LoRE | Non-Red Flag Warning - Large Fires | Vegetation Contact | Branch (OverHanging) | 2020 | 8.6042e-07 | 33.5215 | 2.8842e-05 | 2020 | Mitigation | 0.9 | 30 | 0 | esc | 0.066382 | 5.7116e-08 | 0 | 0 | 0 | 0 | 0 | 0
[120 empty] | 7.3.5.15 Identification and remediation of “at-risk species”WLDFRVegetation ContactFell into (Moderate-Severe defect) | WLDFR | HFTD - Distribution - Tier 3 - 2QU CoRE ¦ 5QU LoRE | Non-Red Flag Warning - Large Fires | Vegetation Contact | Fell into (Moderate-Severe defect) | 2020 | 4.0647e-07 | 33.5215 | 1.3625e-05 | 2020 | Mitigation | 0.95 | 1 | 0 | esc | 0.07007 | 2.8481e-08 | 0 | 0 | 0 | 0 | 0 | 0
[120 empty] | 7.3.5.15 Identification and remediation of “at-risk species”WLDFRVegetation ContactFell into (slight defect) | WLDFR | HFTD - Distribution - Tier 3 - 2QU CoRE ¦ 5QU LoRE | Non-Red Flag Warning - Large Fires | Vegetation Contact | Fell into (slight defect) | 2020 | 5.2414e-07 | 33.5215 | 1.757e-05 | 2020 | Mitigation | 0.5 | 1 | 0 | esc | 0.036879 | 1.933e-08 | 0 | 0 | 0 | 0 | 0 | 0
[120 empty] | 7.3.5.15 Identification and remediation of “at-risk species”WLDFRVegetation ContactGrow Into | WLDFR | HFTD - Distribution - Tier 3 - 2QU CoRE ¦ 5QU LoRE | Non-Red Flag Warning - Large Fires | Vegetation Contact | Grow Into | 2020 | 4.5381e-08 | 33.5215 | 1.5212e-06 | 2020 | Mitigation | 0.5 | 1 | 0 | esc | 0.036879 | 1.6736e-09 | 0 | 0 | 0 | 0 | 0 | 0
[120 empty] | 7.3.5.15 Identification and remediation of “at-risk species”WLDFRVegetation ContactBranch (Not overhanging, 4-12ft) | WLDFR | HFTD - Distribution - Tier 3 - 2QU CoRE ¦ 5QU LoRE | Non-Red Flag Warning - Small Fires | Vegetation Contact | Branch (Not overhanging, 4-12ft) | 2020 | 6.499e-06 | 33.5215 | 0.00021786 | 2020 | Mitigation | 0.5 | 30 | 0 | esc | 0.036879 | 2.3968e-07 | 0 | 0 | 0 | 0 | 0 | 0
[120 empty] | 7.3.5.15 Identification and remediation of “at-risk species”WLDFRVegetation ContactBranch (Not overhanging, within 4ft) | WLDFR | HFTD - Distribution - Tier 3 - 2QU CoRE ¦ 5QU LoRE | Non-Red Flag Warning - Small Fires | Vegetation Contact | Branch (Not overhanging, within 4ft) | 2020 | 2.8105e-06 | 33.5215 | 9.4212e-05 | 2020 | Mitigation | 0.9 | 30 | 0 | esc | 0.066382 | 1.8657e-07 | 0 | 0 | 0 | 0 | 0 | 0
[120 empty] | 7.3.5.15 Identification and remediation of “at-risk species”WLDFRVegetation ContactBranch (OverHanging) | WLDFR | HFTD - Distribution - Tier 3 - 2QU CoRE ¦ 5QU LoRE | Non-Red Flag Warning - Small Fires | Vegetation Contact | Branch (OverHanging) | 2020 | 0.00012497 | 33.5215 | 0.0041893 | 2020 | Mitigation | 0.9 | 30 | 0 | esc | 0.066382 | 8.296e-06 | 0 | 0 | 0 | 0 | 0 | 0
[120 empty] | 7.3.5.15 Identification and remediation of “at-risk species”WLDFRVegetation ContactFell into (Moderate-Severe defect) | WLDFR | HFTD - Distribution - Tier 3 - 2QU CoRE ¦ 5QU LoRE | Non-Red Flag Warning - Small Fires | Vegetation Contact | Fell into (Moderate-Severe defect) | 2020 | 5.9133e-05 | 33.5215 | 0.0019822 | 2020 | Mitigation | 0.95 | 1 | 0 | esc | 0.07007 | 4.1435e-06 | 0 | 0 | 0 | 0 | 0 | 0
[120 empty] | 7.3.5.15 Identification and remediation of “at-risk species”WLDFRVegetation ContactFell into (slight defect) | WLDFR | HFTD - Distribution - Tier 3 - 2QU CoRE ¦ 5QU LoRE | Non-Red Flag Warning - Small Fires | Vegetation Contact | Fell into (slight defect) | 2020 | 7.6252e-05 | 33.5215 | 0.0025561 | 2020 | Mitigation | 0.5 | 1 | 0 | esc | 0.036879 | 2.8121e-06 | 0 | 0 | 0 | 0 | 0 | 0
[120 empty] | 7.3.5.15 Identification and remediation of “at-risk species”WLDFRVegetation ContactGrow Into | WLDFR | HFTD - Distribution - Tier 3 - 2QU CoRE ¦ 5QU LoRE | Non-Red Flag Warning - Small Fires | Vegetation Contact | Grow Into | 2020 | 6.602e-06 | 33.5215 | 0.00022131 | 2020 | Mitigation | 0.5 | 1 | 0 | esc | 0.036879 | 2.4348e-07 | 0 | 0 | 0 | 0 | 0 | 0
[120 empty] | 7.3.5.15 Identification and remediation of “at-risk species”WLDFRVegetation ContactBranch (Not overhanging, 4-12ft) | WLDFR | HFTD - Distribution - Tier 3 - 2QU CoRE ¦ 5QU LoRE | Red Flag Warning - Catastrophic Fires | Vegetation Contact | Branch (Not overhanging, 4-12ft) | 2020 | 3.8326e-07 | 33.5215 | 1.2848e-05 | 2020 | Mitigation | 0.5 | 30 | 0 | esc | 0.036879 | 1.4134e-08 | 0 | 0 | 0 | 0 | 0 | 0
[120 empty] | 7.3.5.15 Identification and remediation of “at-risk species”WLDFRVegetation ContactBranch (Not overhanging, within 4ft) | WLDFR | HFTD - Distribution - Tier 3 - 2QU CoRE ¦ 5QU LoRE | Red Flag Warning - Catastrophic Fires | Vegetation Contact | Branch (Not overhanging, within 4ft) | 2020 | 9.3353e-08 | 33.5215 | 3.1293e-06 | 2020 | Mitigation | 0.9 | 30 | 0 | esc | 0.066382 | 6.1969e-09 | 0 | 0 | 0 | 0 | 0 | 0
[120 empty] | 7.3.5.15 Identification and remediation of “at-risk species”WLDFRVegetation ContactBranch (OverHanging) | WLDFR | HFTD - Distribution - Tier 3 - 2QU CoRE ¦ 5QU LoRE | Red Flag Warning - Catastrophic Fires | Vegetation Contact | Branch (OverHanging) | 2020 | 5.4995e-06 | 33.5215 | 0.00018435 | 2020 | Mitigation | 0.9 | 30 | 0 | esc | 0.066382 | 3.6507e-07 | 0 | 0 | 0 | 0 | 0 | 0
[120 empty] | 7.3.5.15 Identification and remediation of “at-risk species”WLDFRVegetation ContactFell into (Moderate-Severe defect) | WLDFR | HFTD - Distribution - Tier 3 - 2QU CoRE ¦ 5QU LoRE | Red Flag Warning - Catastrophic Fires | Vegetation Contact | Fell into (Moderate-Severe defect) | 2020 | 1.703e-06 | 33.5215 | 5.7087e-05 | 2020 | Mitigation | 0.95 | 1 | 0 | esc | 0.07007 | 1.1933e-07 | 0 | 0 | 0 | 0 | 0 | 0
[120 empty] | 7.3.5.15 Identification and remediation of “at-risk species”WLDFRVegetation ContactFell into (slight defect) | WLDFR | HFTD - Distribution - Tier 3 - 2QU CoRE ¦ 5QU LoRE | Red Flag Warning - Catastrophic Fires | Vegetation Contact | Fell into (slight defect) | 2020 | 1.8862e-06 | 33.5215 | 6.3229e-05 | 2020 | Mitigation | 0.5 | 1 | 0 | esc | 0.036879 | 6.9562e-08 | 0 | 0 | 0 | 0 | 0 | 0
[120 empty] | 7.3.5.15 Identification and remediation of “at-risk species”WLDFRVegetation ContactGrow Into | WLDFR | HFTD - Distribution - Tier 3 - 2QU CoRE ¦ 5QU LoRE | Red Flag Warning - Catastrophic Fires | Vegetation Contact | Grow Into | 2020 | 1.9867e-07 | 33.5215 | 6.6597e-06 | 2020 | Mitigation | 0.5 | 1 | 0 | esc | 0.036879 | 7.3267e-09 | 0 | 0 | 0 | 0 | 0 | 0
[120 empty] | 7.3.5.15 Identification and remediation of “at-risk species”WLDFRVegetation ContactBranch (Not overhanging, 4-12ft) | WLDFR | HFTD - Distribution - Tier 3 - 2QU CoRE ¦ 5QU LoRE | Red Flag Warning - Destructive Fires | Vegetation Contact | Branch (Not overhanging, 4-12ft) | 2020 | 4.5722e-08 | 33.5215 | 1.5327e-06 | 2020 | Mitigation | 0.5 | 30 | 0 | esc | 0.036879 | 1.6862e-09 | 0 | 0 | 0 | 0 | 0 | 0
[120 empty] | 7.3.5.15 Identification and remediation of “at-risk species”WLDFRVegetation ContactBranch (Not overhanging, within 4ft) | WLDFR | HFTD - Distribution - Tier 3 - 2QU CoRE ¦ 5QU LoRE | Red Flag Warning - Destructive Fires | Vegetation Contact | Branch (Not overhanging, within 4ft) | 2020 | 1.1141e-08 | 33.5215 | 3.7345e-07 | 2020 | Mitigation | 0.9 | 30 | 0 | esc | 0.066382 | 7.3954e-10 | 0 | 0 | 0 | 0 | 0 | 0
[120 empty] | 7.3.5.15 Identification and remediation of “at-risk species”WLDFRVegetation ContactBranch (OverHanging) | WLDFR | HFTD - Distribution - Tier 3 - 2QU CoRE ¦ 5QU LoRE | Red Flag Warning - Destructive Fires | Vegetation Contact | Branch (OverHanging) | 2020 | 6.563e-07 | 33.5215 | 2.2e-05 | 2020 | Mitigation | 0.9 | 30 | 0 | esc | 0.066382 | 4.3567e-08 | 0 | 0 | 0 | 0 | 0 | 0
[120 empty] | 7.3.5.15 Identification and remediation of “at-risk species”WLDFRVegetation ContactFell into (Moderate-Severe defect) | WLDFR | HFTD - Distribution - Tier 3 - 2QU CoRE ¦ 5QU LoRE | Red Flag Warning - Destructive Fires | Vegetation Contact | Fell into (Moderate-Severe defect) | 2020 | 2.0309e-07 | 33.5215 | 6.8077e-06 | 2020 | Mitigation | 0.95 | 1 | 0 | esc | 0.07007 | 1.423e-08 | 0 | 0 | 0 | 0 | 0 | 0
[120 empty] | 7.3.5.15 Identification and remediation of “at-risk species”WLDFRVegetation ContactFell into (slight defect) | WLDFR | HFTD - Distribution - Tier 3 - 2QU CoRE ¦ 5QU LoRE | Red Flag Warning - Destructive Fires | Vegetation Contact | Fell into (slight defect) | 2020 | 2.2494e-07 | 33.5215 | 7.5402e-06 | 2020 | Mitigation | 0.5 | 1 | 0 | esc | 0.036879 | 8.2954e-09 | 0 | 0 | 0 | 0 | 0 | 0
[120 empty] | 7.3.5.15 Identification and remediation of “at-risk species”WLDFRVegetation ContactGrow Into | WLDFR | HFTD - Distribution - Tier 3 - 2QU CoRE ¦ 5QU LoRE | Red Flag Warning - Destructive Fires | Vegetation Contact | Grow Into | 2020 | 2.3692e-08 | 33.5215 | 7.9418e-07 | 2020 | Mitigation | 0.5 | 1 | 0 | esc | 0.036879 | 8.7373e-10 | 0 | 0 | 0 | 0 | 0 | 0
[120 empty] | 7.3.5.15 Identification and remediation of “at-risk species”WLDFRVegetation ContactBranch (Not overhanging, 4-12ft) | WLDFR | HFTD - Distribution - Tier 3 - 2QU CoRE ¦ 5QU LoRE | Red Flag Warning - Large Fires | Vegetation Contact | Branch (Not overhanging, 4-12ft) | 2020 | 2.0099e-07 | 33.5215 | 6.7374e-06 | 2020 | Mitigation | 0.5 | 30 | 0 | esc | 0.036879 | 7.4123e-09 | 0 | 0 | 0 | 0 | 0 | 0
[120 empty] | 7.3.5.15 Identification and remediation of “at-risk species”WLDFRVegetation ContactBranch (Not overhanging, within 4ft) | WLDFR | HFTD - Distribution - Tier 3 - 2QU CoRE ¦ 5QU LoRE | Red Flag Warning - Large Fires | Vegetation Contact | Branch (Not overhanging, within 4ft) | 2020 | 4.9712e-08 | 33.5215 | 1.6664e-06 | 2020 | Mitigation | 0.9 | 30 | 0 | esc | 0.066382 | 3.3e-09 | 0 | 0 | 0 | 0 | 0 | 0
[120 empty] | 7.3.5.15 Identification and remediation of “at-risk species”WLDFRVegetation ContactBranch (OverHanging) | WLDFR | HFTD - Distribution - Tier 3 - 2QU CoRE ¦ 5QU LoRE | Red Flag Warning - Large Fires | Vegetation Contact | Branch (OverHanging) | 2020 | 2.9286e-06 | 33.5215 | 9.8171e-05 | 2020 | Mitigation | 0.9 | 30 | 0 | esc | 0.066382 | 1.9441e-07 | 0 | 0 | 0 | 0 | 0 | 0
[120 empty] | 7.3.5.15 Identification and remediation of “at-risk species”WLDFRVegetation ContactFell into (Moderate-Severe defect) | WLDFR | HFTD - Distribution - Tier 3 - 2QU CoRE ¦ 5QU LoRE | Red Flag Warning - Large Fires | Vegetation Contact | Fell into (Moderate-Severe defect) | 2020 | 8.7829e-07 | 33.5215 | 2.9442e-05 | 2020 | Mitigation | 0.95 | 1 | 0 | esc | 0.07007 | 6.1542e-08 | 0 | 0 | 0 | 0 | 0 | 0
[120 empty] | 7.3.5.15 Identification and remediation of “at-risk species”WLDFRVegetation ContactFell into (slight defect) | WLDFR | HFTD - Distribution - Tier 3 - 2QU CoRE ¦ 5QU LoRE | Red Flag Warning - Large Fires | Vegetation Contact | Fell into (slight defect) | 2020 | 9.7279e-07 | 33.5215 | 3.2609e-05 | 2020 | Mitigation | 0.5 | 1 | 0 | esc | 0.036879 | 3.5875e-08 | 0 | 0 | 0 | 0 | 0 | 0
[120 empty] | 7.3.5.15 Identification and remediation of “at-risk species”WLDFRVegetation ContactGrow Into | WLDFR | HFTD - Distribution - Tier 3 - 2QU CoRE ¦ 5QU LoRE | Red Flag Warning - Large Fires | Vegetation Contact | Grow Into | 2020 | 1.0246e-07 | 33.5215 | 3.4346e-06 | 2020 | Mitigation | 0.5 | 1 | 0 | esc | 0.036879 | 3.7786e-09 | 0 | 0 | 0 | 0 | 0 | 0
[120 empty] | 7.3.5.15 Identification and remediation of “at-risk species”WLDFRVegetation ContactBranch (Not overhanging, 4-12ft) | WLDFR | HFTD - Distribution - Tier 3 - 2QU CoRE ¦ 5QU LoRE | Red Flag Warning - Small Fires | Vegetation Contact | Branch (Not overhanging, 4-12ft) | 2020 | 2.6432e-06 | 33.5215 | 8.8604e-05 | 2020 | Mitigation | 0.5 | 30 | 0 | esc | 0.036879 | 9.7479e-08 | 0 | 0 | 0 | 0 | 0 | 0
[120 empty] | 7.3.5.15 Identification and remediation of “at-risk species”WLDFRVegetation ContactBranch (Not overhanging, within 4ft) | WLDFR | HFTD - Distribution - Tier 3 - 2QU CoRE ¦ 5QU LoRE | Red Flag Warning - Small Fires | Vegetation Contact | Branch (Not overhanging, within 4ft) | 2020 | 6.5327e-07 | 33.5215 | 2.1899e-05 | 2020 | Mitigation | 0.9 | 30 | 0 | esc | 0.066382 | 4.3366e-08 | 0 | 0 | 0 | 0 | 0 | 0
[120 empty] | 7.3.5.15 Identification and remediation of “at-risk species”WLDFRVegetation ContactBranch (OverHanging) | WLDFR | HFTD - Distribution - Tier 3 - 2QU CoRE ¦ 5QU LoRE | Red Flag Warning - Small Fires | Vegetation Contact | Branch (OverHanging) | 2020 | 3.8485e-05 | 33.5215 | 0.0012901 | 2020 | Mitigation | 0.9 | 30 | 0 | esc | 0.066382 | 2.5547e-06 | 0 | 0 | 0 | 0 | 0 | 0
[120 empty] | 7.3.5.15 Identification and remediation of “at-risk species”WLDFRVegetation ContactFell into (Moderate-Severe defect) | WLDFR | HFTD - Distribution - Tier 3 - 2QU CoRE ¦ 5QU LoRE | Red Flag Warning - Small Fires | Vegetation Contact | Fell into (Moderate-Severe defect) | 2020 | 1.156e-05 | 33.5215 | 0.00038751 | 2020 | Mitigation | 0.95 | 1 | 0 | esc | 0.07007 | 8.1002e-07 | 0 | 0 | 0 | 0 | 0 | 0
[120 empty] | 7.3.5.15 Identification and remediation of “at-risk species”WLDFRVegetation ContactFell into (slight defect) | WLDFR | HFTD - Distribution - Tier 3 - 2QU CoRE ¦ 5QU LoRE | Red Flag Warning - Small Fires | Vegetation Contact | Fell into (slight defect) | 2020 | 1.2804e-05 | 33.5215 | 0.00042921 | 2020 | Mitigation | 0.5 | 1 | 0 | esc | 0.036879 | 4.722e-07 | 0 | 0 | 0 | 0 | 0 | 0
[120 empty] | 7.3.5.15 Identification and remediation of “at-risk species”WLDFRVegetation ContactGrow Into | WLDFR | HFTD - Distribution - Tier 3 - 2QU CoRE ¦ 5QU LoRE | Red Flag Warning - Small Fires | Vegetation Contact | Grow Into | 2020 | 1.3486e-06 | 33.5215 | 4.5207e-05 | 2020 | Mitigation | 0.5 | 1 | 0 | esc | 0.036879 | 4.9735e-08 | 0 | 0 | 0 | 0 | 0 | 0
[120 empty] | 7.3.5.15 Identification and remediation of “at-risk species”WLDFRCC - Seismic ScenarioSeismic Scenario | WLDFR | HFTD - Distribution - Tier 3 - 2QU CoRE ¦ 5QU LoRE | Seismic - Non-Red Flag Warning - Catastrophic Fires | CC - Seismic Scenario | Seismic Scenario | 2020 | 3.2072e-10 | 33.5215 | 1.0751e-08 | 2020 | Mitigation | 0.082056 | 1 | 0 | esc | 0.0060523 | 1.9411e-12 | 0 | 0 | 0 | 0 | 0 | 0
[120 empty] | 7.3.5.15 Identification and remediation of “at-risk species”WLDFRCC - Seismic ScenarioSeismic Scenario | WLDFR | HFTD - Distribution - Tier 3 - 2QU CoRE ¦ 5QU LoRE | Seismic - Red Flag Warning - Catastrophic Fires | CC - Seismic Scenario | Seismic Scenario | 2020 | 1.3829e-08 | 33.5215 | 4.6357e-07 | 2020 | Mitigation | 0.082056 | 1 | 0 | esc | 0.0060523 | 8.3697e-11 | 0 | 0 | 0 | 0 | 0 | 0
[120 empty] | 7.3.5.15 Identification and remediation of “at-risk species”WLDFRVegetation ContactBranch (Not overhanging, 4-12ft) | WLDFR | HFTD - Distribution - Tier 3 - 3QU CoRE ¦ 1QU LoRE | Non-Red Flag Warning - Catastrophic Fires | Vegetation Contact | Branch (Not overhanging, 4-12ft) | 2020 | 3.3652e-09 | 449.4697 | 1.5126e-06 | 2020 | Mitigation | 0.5 | 30 | 0 | esc | 0.036879 | 1.2411e-10 | 0 | 0 | 0 | 0 | 0 | 0
[120 empty] | 7.3.5.15 Identification and remediation of “at-risk species”WLDFRVegetation ContactBranch (Not overhanging, within 4ft) | WLDFR | HFTD - Distribution - Tier 3 - 3QU CoRE ¦ 1QU LoRE | Non-Red Flag Warning - Catastrophic Fires | Vegetation Contact | Branch (Not overhanging, within 4ft) | 2020 | 1.4822e-09 | 449.4697 | 6.6622e-07 | 2020 | Mitigation | 0.9 | 30 | 0 | esc | 0.066382 | 9.8394e-11 | 0 | 0 | 0 | 0 | 0 | 0
[120 empty] | 7.3.5.15 Identification and remediation of “at-risk species”WLDFRVegetation ContactBranch (OverHanging) | WLDFR | HFTD - Distribution - Tier 3 - 3QU CoRE ¦ 1QU LoRE | Non-Red Flag Warning - Catastrophic Fires | Vegetation Contact | Branch (OverHanging) | 2020 | 6.5936e-08 | 449.4697 | 2.9636e-05 | 2020 | Mitigation | 0.9 | 30 | 0 | esc | 0.066382 | 4.377e-09 | 0 | 0 | 0 | 0 | 0 | 0
[120 empty] | 7.3.5.15 Identification and remediation of “at-risk species”WLDFRVegetation ContactFell into (Moderate-Severe defect) | WLDFR | HFTD - Distribution - Tier 3 - 3QU CoRE ¦ 1QU LoRE | Non-Red Flag Warning - Catastrophic Fires | Vegetation Contact | Fell into (Moderate-Severe defect) | 2020 | 3.0029e-08 | 449.4697 | 1.3497e-05 | 2020 | Mitigation | 0.95 | 1 | 0 | esc | 0.07007 | 2.1041e-09 | 0 | 0 | 0 | 0 | 0 | 0
[120 empty] | 7.3.5.15 Identification and remediation of “at-risk species”WLDFRVegetation ContactFell into (slight defect) | WLDFR | HFTD - Distribution - Tier 3 - 3QU CoRE ¦ 1QU LoRE | Non-Red Flag Warning - Catastrophic Fires | Vegetation Contact | Fell into (slight defect) | 2020 | 3.8723e-08 | 449.4697 | 1.7405e-05 | 2020 | Mitigation | 0.5 | 1 | 0 | esc | 0.036879 | 1.4281e-09 | 0 | 0 | 0 | 0 | 0 | 0
[120 empty] | 7.3.5.15 Identification and remediation of “at-risk species”WLDFRVegetation ContactGrow Into | WLDFR | HFTD - Distribution - Tier 3 - 3QU CoRE ¦ 1QU LoRE | Non-Red Flag Warning - Catastrophic Fires | Vegetation Contact | Grow Into | 2020 | 3.352e-09 | 449.4697 | 1.5066e-06 | 2020 | Mitigation | 0.5 | 1 | 0 | esc | 0.036879 | 1.2362e-10 | 0 | 0 | 0 | 0 | 0 | 0
[120 empty] | 7.3.5.15 Identification and remediation of “at-risk species”WLDFRVegetation ContactBranch (Not overhanging, 4-12ft) | WLDFR | HFTD - Distribution - Tier 3 - 3QU CoRE ¦ 1QU LoRE | Non-Red Flag Warning - Destructive Fires | Vegetation Contact | Branch (Not overhanging, 4-12ft) | 2020 | 8.4828e-09 | 449.4697 | 3.8128e-06 | 2020 | Mitigation | 0.5 | 30 | 0 | esc | 0.036879 | 3.1284e-10 | 0 | 0 | 0 | 0 | 0 | 0
[120 empty] | 7.3.5.15 Identification and remediation of “at-risk species”WLDFRVegetation ContactBranch (Not overhanging, within 4ft) | WLDFR | HFTD - Distribution - Tier 3 - 3QU CoRE ¦ 1QU LoRE | Non-Red Flag Warning - Destructive Fires | Vegetation Contact | Branch (Not overhanging, within 4ft) | 2020 | 3.733e-09 | 449.4697 | 1.6778e-06 | 2020 | Mitigation | 0.9 | 30 | 0 | esc | 0.066382 | 2.478e-10 | 0 | 0 | 0 | 0 | 0 | 0
[120 empty] | 7.3.5.15 Identification and remediation of “at-risk species”WLDFRVegetation ContactBranch (OverHanging) | WLDFR | HFTD - Distribution - Tier 3 - 3QU CoRE ¦ 1QU LoRE | Non-Red Flag Warning - Destructive Fires | Vegetation Contact | Branch (OverHanging) | 2020 | 1.6606e-07 | 449.4697 | 7.4639e-05 | 2020 | Mitigation | 0.9 | 30 | 0 | esc | 0.066382 | 1.1023e-08 | 0 | 0 | 0 | 0 | 0 | 0
[120 empty] | 7.3.5.15 Identification and remediation of “at-risk species”WLDFRVegetation ContactFell into (Moderate-Severe defect) | WLDFR | HFTD - Distribution - Tier 3 - 3QU CoRE ¦ 1QU LoRE | Non-Red Flag Warning - Destructive Fires | Vegetation Contact | Fell into (Moderate-Severe defect) | 2020 | 7.5774e-08 | 449.4697 | 3.4058e-05 | 2020 | Mitigation | 0.95 | 1 | 0 | esc | 0.07007 | 5.3095e-09 | 0 | 0 | 0 | 0 | 0 | 0
[120 empty] | 7.3.5.15 Identification and remediation of “at-risk species”WLDFRVegetation ContactFell into (slight defect) | WLDFR | HFTD - Distribution - Tier 3 - 3QU CoRE ¦ 1QU LoRE | Non-Red Flag Warning - Destructive Fires | Vegetation Contact | Fell into (slight defect) | 2020 | 9.7714e-08 | 449.4697 | 4.3919e-05 | 2020 | Mitigation | 0.5 | 1 | 0 | esc | 0.036879 | 3.6036e-09 | 0 | 0 | 0 | 0 | 0 | 0
[120 empty] | 7.3.5.15 Identification and remediation of “at-risk species”WLDFRVegetation ContactGrow Into | WLDFR | HFTD - Distribution - Tier 3 - 3QU CoRE ¦ 1QU LoRE | Non-Red Flag Warning - Destructive Fires | Vegetation Contact | Grow Into | 2020 | 8.4584e-09 | 449.4697 | 3.8018e-06 | 2020 | Mitigation | 0.5 | 1 | 0 | esc | 0.036879 | 3.1194e-10 | 0 | 0 | 0 | 0 | 0 | 0
[120 empty] | 7.3.5.15 Identification and remediation of “at-risk species”WLDFRVegetation ContactBranch (Not overhanging, 4-12ft) | WLDFR | HFTD - Distribution - Tier 3 - 3QU CoRE ¦ 1QU LoRE | Non-Red Flag Warning - Large Fires | Vegetation Contact | Branch (Not overhanging, 4-12ft) | 2020 | 1.0435e-07 | 449.4697 | 4.6903e-05 | 2020 | Mitigation | 0.5 | 30 | 0 | esc | 0.036879 | 3.8484e-09 | 0 | 0 | 0 | 0 | 0 | 0
[120 empty] | 7.3.5.15 Identification and remediation of “at-risk species”WLDFRVegetation ContactBranch (Not overhanging, within 4ft) | WLDFR | HFTD - Distribution - Tier 3 - 3QU CoRE ¦ 1QU LoRE | Non-Red Flag Warning - Large Fires | Vegetation Contact | Branch (Not overhanging, within 4ft) | 2020 | 4.5524e-08 | 449.4697 | 2.0462e-05 | 2020 | Mitigation | 0.9 | 30 | 0 | esc | 0.066382 | 3.022e-09 | 0 | 0 | 0 | 0 | 0 | 0
[120 empty] | 7.3.5.15 Identification and remediation of “at-risk species”WLDFRVegetation ContactBranch (OverHanging) | WLDFR | HFTD - Distribution - Tier 3 - 3QU CoRE ¦ 1QU LoRE | Non-Red Flag Warning - Large Fires | Vegetation Contact | Branch (OverHanging) | 2020 | 2.0249e-06 | 449.4697 | 0.00091012 | 2020 | Mitigation | 0.9 | 30 | 0 | esc | 0.066382 | 1.3442e-07 | 0 | 0 | 0 | 0 | 0 | 0
[120 empty] | 7.3.5.15 Identification and remediation of “at-risk species”WLDFRVegetation ContactFell into (Moderate-Severe defect) | WLDFR | HFTD - Distribution - Tier 3 - 3QU CoRE ¦ 1QU LoRE | Non-Red Flag Warning - Large Fires | Vegetation Contact | Fell into (Moderate-Severe defect) | 2020 | 9.41e-07 | 449.4697 | 0.00042295 | 2020 | Mitigation | 0.95 | 1 | 0 | esc | 0.07007 | 6.5936e-08 | 0 | 0 | 0 | 0 | 0 | 0
[120 empty] | 7.3.5.15 Identification and remediation of “at-risk species”WLDFRVegetation ContactFell into (slight defect) | WLDFR | HFTD - Distribution - Tier 3 - 3QU CoRE ¦ 1QU LoRE | Non-Red Flag Warning - Large Fires | Vegetation Contact | Fell into (slight defect) | 2020 | 1.2135e-06 | 449.4697 | 0.00054541 | 2020 | Mitigation | 0.5 | 1 | 0 | esc | 0.036879 | 4.4751e-08 | 0 | 0 | 0 | 0 | 0 | 0
[120 empty] | 7.3.5.15 Identification and remediation of “at-risk species”WLDFRVegetation ContactGrow Into | WLDFR | HFTD - Distribution - Tier 3 - 3QU CoRE ¦ 1QU LoRE | Non-Red Flag Warning - Large Fires | Vegetation Contact | Grow Into | 2020 | 1.0505e-07 | 449.4697 | 4.7216e-05 | 2020 | Mitigation | 0.5 | 1 | 0 | esc | 0.036879 | 3.8741e-09 | 0 | 0 | 0 | 0 | 0 | 0
[120 empty] | 7.3.5.15 Identification and remediation of “at-risk species”WLDFRVegetation ContactBranch (Not overhanging, 4-12ft) | WLDFR | HFTD - Distribution - Tier 3 - 3QU CoRE ¦ 1QU LoRE | Non-Red Flag Warning - Small Fires | Vegetation Contact | Branch (Not overhanging, 4-12ft) | 2020 | 3.1452e-05 | 449.4697 | 0.014137 | 2020 | Mitigation | 0.5 | 30 | 0 | esc | 0.036879 | 1.1599e-06 | 0 | 0 | 0 | 0 | 0 | 0
[120 empty] | 7.3.5.15 Identification and remediation of “at-risk species”WLDFRVegetation ContactBranch (Not overhanging, within 4ft) | WLDFR | HFTD - Distribution - Tier 3 - 3QU CoRE ¦ 1QU LoRE | Non-Red Flag Warning - Small Fires | Vegetation Contact | Branch (Not overhanging, within 4ft) | 2020 | 1.38e-05 | 449.4697 | 0.0062028 | 2020 | Mitigation | 0.9 | 30 | 0 | esc | 0.066382 | 9.1609e-07 | 0 | 0 | 0 | 0 | 0 | 0
[120 empty] | 7.3.5.15 Identification and remediation of “at-risk species”WLDFRVegetation ContactBranch (OverHanging) | WLDFR | HFTD - Distribution - Tier 3 - 3QU CoRE ¦ 1QU LoRE | Non-Red Flag Warning - Small Fires | Vegetation Contact | Branch (OverHanging) | 2020 | 0.00061391 | 449.4697 | 0.27593 | 2020 | Mitigation | 0.9 | 30 | 0 | esc | 0.066382 | 4.0753e-05 | 0 | 0 | 0 | 0 | 0 | 0
[120 empty] | 7.3.5.15 Identification and remediation of “at-risk species”WLDFRVegetation ContactFell into (Moderate-Severe defect) | WLDFR | HFTD - Distribution - Tier 3 - 3QU CoRE ¦ 1QU LoRE | Non-Red Flag Warning - Small Fires | Vegetation Contact | Fell into (Moderate-Severe defect) | 2020 | 0.00028191 | 449.4697 | 0.12671 | 2020 | Mitigation | 0.95 | 1 | 0 | esc | 0.07007 | 1.9753e-05 | 0 | 0 | 0 | 0 | 0 | 0
[120 empty] | 7.3.5.15 Identification and remediation of “at-risk species”WLDFRVegetation ContactFell into (slight defect) | WLDFR | HFTD - Distribution - Tier 3 - 3QU CoRE ¦ 1QU LoRE | Non-Red Flag Warning - Small Fires | Vegetation Contact | Fell into (slight defect) | 2020 | 0.00036353 | 449.4697 | 0.1634 | 2020 | Mitigation | 0.5 | 1 | 0 | esc | 0.036879 | 1.3407e-05 | 0 | 0 | 0 | 0 | 0 | 0
[120 empty] | 7.3.5.15 Identification and remediation of “at-risk species”WLDFRVegetation ContactGrow Into | WLDFR | HFTD - Distribution - Tier 3 - 3QU CoRE ¦ 1QU LoRE | Non-Red Flag Warning - Small Fires | Vegetation Contact | Grow Into | 2020 | 3.1468e-05 | 449.4697 | 0.014144 | 2020 | Mitigation | 0.5 | 1 | 0 | esc | 0.036879 | 1.1605e-06 | 0 | 0 | 0 | 0 | 0 | 0
[120 empty] | 7.3.5.15 Identification and remediation of “at-risk species”WLDFRVegetation ContactBranch (Not overhanging, 4-12ft) | WLDFR | HFTD - Distribution - Tier 3 - 3QU CoRE ¦ 1QU LoRE | Red Flag Warning - Catastrophic Fires | Vegetation Contact | Branch (Not overhanging, 4-12ft) | 2020 | 5.5026e-07 | 449.4697 | 0.00024733 | 2020 | Mitigation | 0.5 | 30 | 0 | esc | 0.036879 | 2.0293e-08 | 0 | 0 | 0 | 0 | 0 | 0
[120 empty] | 7.3.5.15 Identification and remediation of “at-risk species”WLDFRVegetation ContactBranch (Not overhanging, within 4ft) | WLDFR | HFTD - Distribution - Tier 3 - 3QU CoRE ¦ 1QU LoRE | Red Flag Warning - Catastrophic Fires | Vegetation Contact | Branch (Not overhanging, within 4ft) | 2020 | 1.3852e-07 | 449.4697 | 6.2259e-05 | 2020 | Mitigation | 0.9 | 30 | 0 | esc | 0.066382 | 9.195e-09 | 0 | 0 | 0 | 0 | 0 | 0
[120 empty] | 7.3.5.15 Identification and remediation of “at-risk species”WLDFRVegetation ContactBranch (OverHanging) | WLDFR | HFTD - Distribution - Tier 3 - 3QU CoRE ¦ 1QU LoRE | Red Flag Warning - Catastrophic Fires | Vegetation Contact | Branch (OverHanging) | 2020 | 8.1633e-06 | 449.4697 | 0.0036691 | 2020 | Mitigation | 0.9 | 30 | 0 | esc | 0.066382 | 5.419e-07 | 0 | 0 | 0 | 0 | 0 | 0
[120 empty] | 7.3.5.15 Identification and remediation of “at-risk species”WLDFRVegetation ContactFell into (Moderate-Severe defect) | WLDFR | HFTD - Distribution - Tier 3 - 3QU CoRE ¦ 1QU LoRE | Red Flag Warning - Catastrophic Fires | Vegetation Contact | Fell into (Moderate-Severe defect) | 2020 | 2.3601e-06 | 449.4697 | 0.0010608 | 2020 | Mitigation | 0.95 | 1 | 0 | esc | 0.07007 | 1.6538e-07 | 0 | 0 | 0 | 0 | 0 | 0
[120 empty] | 7.3.5.15 Identification and remediation of “at-risk species”WLDFRVegetation ContactFell into (slight defect) | WLDFR | HFTD - Distribution - Tier 3 - 3QU CoRE ¦ 1QU LoRE | Red Flag Warning - Catastrophic Fires | Vegetation Contact | Fell into (slight defect) | 2020 | 2.6142e-06 | 449.4697 | 0.001175 | 2020 | Mitigation | 0.5 | 1 | 0 | esc | 0.036879 | 9.6408e-08 | 0 | 0 | 0 | 0 | 0 | 0
[120 empty] | 7.3.5.15 Identification and remediation of “at-risk species”WLDFRVegetation ContactGrow Into | WLDFR | HFTD - Distribution - Tier 3 - 3QU CoRE ¦ 1QU LoRE | Red Flag Warning - Catastrophic Fires | Vegetation Contact | Grow Into | 2020 | 2.7528e-07 | 449.4697 | 0.00012373 | 2020 | Mitigation | 0.5 | 1 | 0 | esc | 0.036879 | 1.0152e-08 | 0 | 0 | 0 | 0 | 0 | 0
[120 empty] | 7.3.5.15 Identification and remediation of “at-risk species”WLDFRVegetation ContactBranch (Not overhanging, 4-12ft) | WLDFR | HFTD - Distribution - Tier 3 - 3QU CoRE ¦ 1QU LoRE | Red Flag Warning - Destructive Fires | Vegetation Contact | Branch (Not overhanging, 4-12ft) | 2020 | 6.9749e-08 | 449.4697 | 3.135e-05 | 2020 | Mitigation | 0.5 | 30 | 0 | esc | 0.036879 | 2.5723e-09 | 0 | 0 | 0 | 0 | 0 | 0
[120 empty] | 7.3.5.15 Identification and remediation of “at-risk species”WLDFRVegetation ContactBranch (Not overhanging, within 4ft) | WLDFR | HFTD - Distribution - Tier 3 - 3QU CoRE ¦ 1QU LoRE | Red Flag Warning - Destructive Fires | Vegetation Contact | Branch (Not overhanging, within 4ft) | 2020 | 1.7542e-08 | 449.4697 | 7.8846e-06 | 2020 | Mitigation | 0.9 | 30 | 0 | esc | 0.066382 | 1.1645e-09 | 0 | 0 | 0 | 0 | 0 | 0
[120 empty] | 7.3.5.15 Identification and remediation of “at-risk species”WLDFRVegetation ContactBranch (OverHanging) | WLDFR | HFTD - Distribution - Tier 3 - 3QU CoRE ¦ 1QU LoRE | Red Flag Warning - Destructive Fires | Vegetation Contact | Branch (OverHanging) | 2020 | 1.0338e-06 | 449.4697 | 0.00046467 | 2020 | Mitigation | 0.9 | 30 | 0 | esc | 0.066382 | 6.8628e-08 | 0 | 0 | 0 | 0 | 0 | 0
[120 empty] | 7.3.5.15 Identification and remediation of “at-risk species”WLDFRVegetation ContactFell into (Moderate-Severe defect) | WLDFR | HFTD - Distribution - Tier 3 - 3QU CoRE ¦ 1QU LoRE | Red Flag Warning - Destructive Fires | Vegetation Contact | Fell into (Moderate-Severe defect) | 2020 | 2.9948e-07 | 449.4697 | 0.00013461 | 2020 | Mitigation | 0.95 | 1 | 0 | esc | 0.07007 | 2.0985e-08 | 0 | 0 | 0 | 0 | 0 | 0
[120 empty] | 7.3.5.15 Identification and remediation of “at-risk species”WLDFRVegetation ContactFell into (slight defect) | WLDFR | HFTD - Distribution - Tier 3 - 3QU CoRE ¦ 1QU LoRE | Red Flag Warning - Destructive Fires | Vegetation Contact | Fell into (slight defect) | 2020 | 3.3171e-07 | 449.4697 | 0.0001491 | 2020 | Mitigation | 0.5 | 1 | 0 | esc | 0.036879 | 1.2233e-08 | 0 | 0 | 0 | 0 | 0 | 0
[120 empty] | 7.3.5.15 Identification and remediation of “at-risk species”WLDFRVegetation ContactGrow Into | WLDFR | HFTD - Distribution - Tier 3 - 3QU CoRE ¦ 1QU LoRE | Red Flag Warning - Destructive Fires | Vegetation Contact | Grow Into | 2020 | 3.4931e-08 | 449.4697 | 1.57e-05 | 2020 | Mitigation | 0.5 | 1 | 0 | esc | 0.036879 | 1.2882e-09 | 0 | 0 | 0 | 0 | 0 | 0
[120 empty] | 7.3.5.15 Identification and remediation of “at-risk species”WLDFRVegetation ContactBranch (Not overhanging, 4-12ft) | WLDFR | HFTD - Distribution - Tier 3 - 3QU CoRE ¦ 1QU LoRE | Red Flag Warning - Large Fires | Vegetation Contact | Branch (Not overhanging, 4-12ft) | 2020 | 4.691e-07 | 449.4697 | 0.00021084 | 2020 | Mitigation | 0.5 | 30 | 0 | esc | 0.036879 | 1.73e-08 | 0 | 0 | 0 | 0 | 0 | 0
[120 empty] | 7.3.5.15 Identification and remediation of “at-risk species”WLDFRVegetation ContactBranch (Not overhanging, within 4ft) | WLDFR | HFTD - Distribution - Tier 3 - 3QU CoRE ¦ 1QU LoRE | Red Flag Warning - Large Fires | Vegetation Contact | Branch (Not overhanging, within 4ft) | 2020 | 1.1696e-07 | 449.4697 | 5.2569e-05 | 2020 | Mitigation | 0.9 | 30 | 0 | esc | 0.066382 | 7.764e-09 | 0 | 0 | 0 | 0 | 0 | 0
[120 empty] | 7.3.5.15 Identification and remediation of “at-risk species”WLDFRVegetation ContactBranch (OverHanging) | WLDFR | HFTD - Distribution - Tier 3 - 3QU CoRE ¦ 1QU LoRE | Red Flag Warning - Large Fires | Vegetation Contact | Branch (OverHanging) | 2020 | 6.8921e-06 | 449.4697 | 0.0030978 | 2020 | Mitigation | 0.9 | 30 | 0 | esc | 0.066382 | 4.5751e-07 | 0 | 0 | 0 | 0 | 0 | 0
[120 empty] | 7.3.5.15 Identification and remediation of “at-risk species”WLDFRVegetation ContactFell into (Moderate-Severe defect) | WLDFR | HFTD - Distribution - Tier 3 - 3QU CoRE ¦ 1QU LoRE | Red Flag Warning - Large Fires | Vegetation Contact | Fell into (Moderate-Severe defect) | 2020 | 2.0333e-06 | 449.4697 | 0.00091392 | 2020 | Mitigation | 0.95 | 1 | 0 | esc | 0.07007 | 1.4247e-07 | 0 | 0 | 0 | 0 | 0 | 0
[120 empty] | 7.3.5.15 Identification and remediation of “at-risk species”WLDFRVegetation ContactFell into (slight defect) | WLDFR | HFTD - Distribution - Tier 3 - 3QU CoRE ¦ 1QU LoRE | Red Flag Warning - Large Fires | Vegetation Contact | Fell into (slight defect) | 2020 | 2.2521e-06 | 449.4697 | 0.0010123 | 2020 | Mitigation | 0.5 | 1 | 0 | esc | 0.036879 | 8.3057e-08 | 0 | 0 | 0 | 0 | 0 | 0
[120 empty] | 7.3.5.15 Identification and remediation of “at-risk species”WLDFRVegetation ContactGrow Into | WLDFR | HFTD - Distribution - Tier 3 - 3QU CoRE ¦ 1QU LoRE | Red Flag Warning - Large Fires | Vegetation Contact | Grow Into | 2020 | 2.3718e-07 | 449.4697 | 0.0001066 | 2020 | Mitigation | 0.5 | 1 | 0 | esc | 0.036879 | 8.7468e-09 | 0 | 0 | 0 | 0 | 0 | 0
[120 empty] | 7.3.5.15 Identification and remediation of “at-risk species”WLDFRVegetation ContactBranch (Not overhanging, 4-12ft) | WLDFR | HFTD - Distribution - Tier 3 - 3QU CoRE ¦ 1QU LoRE | Red Flag Warning - Small Fires | Vegetation Contact | Branch (Not overhanging, 4-12ft) | 2020 | 1.2792e-05 | 449.4697 | 0.0057496 | 2020 | Mitigation | 0.5 | 30 | 0 | esc | 0.036879 | 4.7176e-07 | 0 | 0 | 0 | 0 | 0 | 0
[120 empty] | 7.3.5.15 Identification and remediation of “at-risk species”WLDFRVegetation ContactBranch (Not overhanging, within 4ft) | WLDFR | HFTD - Distribution - Tier 3 - 3QU CoRE ¦ 1QU LoRE | Red Flag Warning - Small Fires | Vegetation Contact | Branch (Not overhanging, within 4ft) | 2020 | 3.2077e-06 | 449.4697 | 0.0014418 | 2020 | Mitigation | 0.9 | 30 | 0 | esc | 0.066382 | 2.1294e-07 | 0 | 0 | 0 | 0 | 0 | 0
[120 empty] | 7.3.5.15 Identification and remediation of “at-risk species”WLDFRVegetation ContactBranch (OverHanging) | WLDFR | HFTD - Distribution - Tier 3 - 3QU CoRE ¦ 1QU LoRE | Red Flag Warning - Small Fires | Vegetation Contact | Branch (OverHanging) | 2020 | 0.00018905 | 449.4697 | 0.084972 | 2020 | Mitigation | 0.9 | 30 | 0 | esc | 0.066382 | 1.2549e-05 | 0 | 0 | 0 | 0 | 0 | 0
[120 empty] | 7.3.5.15 Identification and remediation of “at-risk species”WLDFRVegetation ContactFell into (Moderate-Severe defect) | WLDFR | HFTD - Distribution - Tier 3 - 3QU CoRE ¦ 1QU LoRE | Red Flag Warning - Small Fires | Vegetation Contact | Fell into (Moderate-Severe defect) | 2020 | 5.5111e-05 | 449.4697 | 0.024771 | 2020 | Mitigation | 0.95 | 1 | 0 | esc | 0.07007 | 3.8616e-06 | 0 | 0 | 0 | 0 | 0 | 0
[120 empty] | 7.3.5.15 Identification and remediation of “at-risk species”WLDFRVegetation ContactFell into (slight defect) | WLDFR | HFTD - Distribution - Tier 3 - 3QU CoRE ¦ 1QU LoRE | Red Flag Warning - Small Fires | Vegetation Contact | Fell into (slight defect) | 2020 | 6.1043e-05 | 449.4697 | 0.027437 | 2020 | Mitigation | 0.5 | 1 | 0 | esc | 0.036879 | 2.2512e-06 | 0 | 0 | 0 | 0 | 0 | 0
[120 empty] | 7.3.5.15 Identification and remediation of “at-risk species”WLDFRVegetation ContactGrow Into | WLDFR | HFTD - Distribution - Tier 3 - 3QU CoRE ¦ 1QU LoRE | Red Flag Warning - Small Fires | Vegetation Contact | Grow Into | 2020 | 6.4281e-06 | 449.4697 | 0.0028892 | 2020 | Mitigation | 0.5 | 1 | 0 | esc | 0.036879 | 2.3706e-07 | 0 | 0 | 0 | 0 | 0 | 0
[120 empty] | 7.3.5.15 Identification and remediation of “at-risk species”WLDFRCC - Seismic ScenarioSeismic Scenario | WLDFR | HFTD - Distribution - Tier 3 - 3QU CoRE ¦ 1QU LoRE | Seismic - Non-Red Flag Warning - Catastrophic Fires | CC - Seismic Scenario | Seismic Scenario | 2020 | 2.1215e-10 | 449.4697 | 9.5355e-08 | 2020 | Mitigation | 0.082056 | 1 | 0 | esc | 0.0060523 | 1.284e-12 | 0 | 0 | 0 | 0 | 0 | 0
[120 empty] | 7.3.5.15 Identification and remediation of “at-risk species”WLDFRCC - Seismic ScenarioSeismic Scenario | WLDFR | HFTD - Distribution - Tier 3 - 3QU CoRE ¦ 1QU LoRE | Seismic - Red Flag Warning - Catastrophic Fires | CC - Seismic Scenario | Seismic Scenario | 2020 | 9.1478e-09 | 449.4697 | 4.1117e-06 | 2020 | Mitigation | 0.082056 | 1 | 0 | esc | 0.0060523 | 5.5365e-11 | 0 | 0 | 0 | 0 | 0 | 0
[120 empty] | 7.3.5.15 Identification and remediation of “at-risk species”WLDFRVegetation ContactBranch (Not overhanging, 4-12ft) | WLDFR | HFTD - Distribution - Tier 3 - 3QU CoRE ¦ 2QU LoRE | Non-Red Flag Warning - Catastrophic Fires | Vegetation Contact | Branch (Not overhanging, 4-12ft) | 2020 | 2.3454e-09 | 574.4306 | 1.3473e-06 | 2020 | Mitigation | 0.5 | 30 | 0 | esc | 0.036879 | 8.6498e-11 | 0 | 0 | 0 | 0 | 0 | 0
[120 empty] | 7.3.5.15 Identification and remediation of “at-risk species”WLDFRVegetation ContactBranch (Not overhanging, within 4ft) | WLDFR | HFTD - Distribution - Tier 3 - 3QU CoRE ¦ 2QU LoRE | Non-Red Flag Warning - Catastrophic Fires | Vegetation Contact | Branch (Not overhanging, within 4ft) | 2020 | 1.0286e-09 | 574.4306 | 5.9087e-07 | 2020 | Mitigation | 0.9 | 30 | 0 | esc | 0.066382 | 6.8282e-11 | 0 | 0 | 0 | 0 | 0 | 0
[120 empty] | 7.3.5.15 Identification and remediation of “at-risk species”WLDFRVegetation ContactBranch (OverHanging) | WLDFR | HFTD - Distribution - Tier 3 - 3QU CoRE ¦ 2QU LoRE | Non-Red Flag Warning - Catastrophic Fires | Vegetation Contact | Branch (OverHanging) | 2020 | 4.5921e-08 | 574.4306 | 2.6378e-05 | 2020 | Mitigation | 0.9 | 30 | 0 | esc | 0.066382 | 3.0483e-09 | 0 | 0 | 0 | 0 | 0 | 0
[120 empty] | 7.3.5.15 Identification and remediation of “at-risk species”WLDFRVegetation ContactFell into (Moderate-Severe defect) | WLDFR | HFTD - Distribution - Tier 3 - 3QU CoRE ¦ 2QU LoRE | Non-Red Flag Warning - Catastrophic Fires | Vegetation Contact | Fell into (Moderate-Severe defect) | 2020 | 2.1317e-08 | 574.4306 | 1.2245e-05 | 2020 | Mitigation | 0.95 | 1 | 0 | esc | 0.07007 | 1.4937e-09 | 0 | 0 | 0 | 0 | 0 | 0
[120 empty] | 7.3.5.15 Identification and remediation of “at-risk species”WLDFRVegetation ContactFell into (slight defect) | WLDFR | HFTD - Distribution - Tier 3 - 3QU CoRE ¦ 2QU LoRE | Non-Red Flag Warning - Catastrophic Fires | Vegetation Contact | Fell into (slight defect) | 2020 | 2.7501e-08 | 574.4306 | 1.5798e-05 | 2020 | Mitigation | 0.5 | 1 | 0 | esc | 0.036879 | 1.0142e-09 | 0 | 0 | 0 | 0 | 0 | 0
[120 empty] | 7.3.5.15 Identification and remediation of “at-risk species”WLDFRVegetation ContactGrow Into | WLDFR | HFTD - Distribution - Tier 3 - 3QU CoRE ¦ 2QU LoRE | Non-Red Flag Warning - Catastrophic Fires | Vegetation Contact | Grow Into | 2020 | 2.3746e-09 | 574.4306 | 1.364e-06 | 2020 | Mitigation | 0.5 | 1 | 0 | esc | 0.036879 | 8.7572e-11 | 0 | 0 | 0 | 0 | 0 | 0
[120 empty] | 7.3.5.15 Identification and remediation of “at-risk species”WLDFRVegetation ContactBranch (Not overhanging, 4-12ft) | WLDFR | HFTD - Distribution - Tier 3 - 3QU CoRE ¦ 2QU LoRE | Non-Red Flag Warning - Destructive Fires | Vegetation Contact | Branch (Not overhanging, 4-12ft) | 2020 | 5.8273e-09 | 574.4306 | 3.3474e-06 | 2020 | Mitigation | 0.5 | 30 | 0 | esc | 0.036879 | 2.149e-10 | 0 | 0 | 0 | 0 | 0 | 0
[120 empty] | 7.3.5.15 Identification and remediation of “at-risk species”WLDFRVegetation ContactBranch (Not overhanging, within 4ft) | WLDFR | HFTD - Distribution - Tier 3 - 3QU CoRE ¦ 2QU LoRE | Non-Red Flag Warning - Destructive Fires | Vegetation Contact | Branch (Not overhanging, within 4ft) | 2020 | 2.5555e-09 | 574.4306 | 1.4679e-06 | 2020 | Mitigation | 0.9 | 30 | 0 | esc | 0.066382 | 1.6964e-10 | 0 | 0 | 0 | 0 | 0 | 0
[120 empty] | 7.3.5.15 Identification and remediation of “at-risk species”WLDFRVegetation ContactBranch (OverHanging) | WLDFR | HFTD - Distribution - Tier 3 - 3QU CoRE ¦ 2QU LoRE | Non-Red Flag Warning - Destructive Fires | Vegetation Contact | Branch (OverHanging) | 2020 | 1.1409e-07 | 574.4306 | 6.5534e-05 | 2020 | Mitigation | 0.9 | 30 | 0 | esc | 0.066382 | 7.5732e-09 | 0 | 0 | 0 | 0 | 0 | 0
[120 empty] | 7.3.5.15 Identification and remediation of “at-risk species”WLDFRVegetation ContactFell into (Moderate-Severe defect) | WLDFR | HFTD - Distribution - Tier 3 - 3QU CoRE ¦ 2QU LoRE | Non-Red Flag Warning - Destructive Fires | Vegetation Contact | Fell into (Moderate-Severe defect) | 2020 | 5.2965e-08 | 574.4306 | 3.0425e-05 | 2020 | Mitigation | 0.95 | 1 | 0 | esc | 0.07007 | 3.7112e-09 | 0 | 0 | 0 | 0 | 0 | 0
[120 empty] | 7.3.5.15 Identification and remediation of “at-risk species”WLDFRVegetation ContactFell into (slight defect) | WLDFR | HFTD - Distribution - Tier 3 - 3QU CoRE ¦ 2QU LoRE | Non-Red Flag Warning - Destructive Fires | Vegetation Contact | Fell into (slight defect) | 2020 | 6.833e-08 | 574.4306 | 3.9251e-05 | 2020 | Mitigation | 0.5 | 1 | 0 | esc | 0.036879 | 2.5199e-09 | 0 | 0 | 0 | 0 | 0 | 0
[120 empty] | 7.3.5.15 Identification and remediation of “at-risk species”WLDFRVegetation ContactGrow Into | WLDFR | HFTD - Distribution - Tier 3 - 3QU CoRE ¦ 2QU LoRE | Non-Red Flag Warning - Destructive Fires | Vegetation Contact | Grow Into | 2020 | 5.8999e-09 | 574.4306 | 3.3891e-06 | 2020 | Mitigation | 0.5 | 1 | 0 | esc | 0.036879 | 2.1758e-10 | 0 | 0 | 0 | 0 | 0 | 0
[120 empty] | 7.3.5.15 Identification and remediation of “at-risk species”WLDFRVegetation ContactBranch (Not overhanging, 4-12ft) | WLDFR | HFTD - Distribution - Tier 3 - 3QU CoRE ¦ 2QU LoRE | Non-Red Flag Warning - Large Fires | Vegetation Contact | Branch (Not overhanging, 4-12ft) | 2020 | 6.8551e-08 | 574.4306 | 3.9378e-05 | 2020 | Mitigation | 0.5 | 30 | 0 | esc | 0.036879 | 2.5281e-09 | 0 | 0 | 0 | 0 | 0 | 0
[120 empty] | 7.3.5.15 Identification and remediation of “at-risk species”WLDFRVegetation ContactBranch (Not overhanging, within 4ft) | WLDFR | HFTD - Distribution - Tier 3 - 3QU CoRE ¦ 2QU LoRE | Non-Red Flag Warning - Large Fires | Vegetation Contact | Branch (Not overhanging, within 4ft) | 2020 | 3.0172e-08 | 574.4306 | 1.7332e-05 | 2020 | Mitigation | 0.9 | 30 | 0 | esc | 0.066382 | 2.0029e-09 | 0 | 0 | 0 | 0 | 0 | 0
[120 empty] | 7.3.5.15 Identification and remediation of “at-risk species”WLDFRVegetation ContactBranch (OverHanging) | WLDFR | HFTD - Distribution - Tier 3 - 3QU CoRE ¦ 2QU LoRE | Non-Red Flag Warning - Large Fires | Vegetation Contact | Branch (OverHanging) | 2020 | 1.3458e-06 | 574.4306 | 0.00077305 | 2020 | Mitigation | 0.9 | 30 | 0 | esc | 0.066382 | 8.9335e-08 | 0 | 0 | 0 | 0 | 0 | 0
[120 empty] | 7.3.5.15 Identification and remediation of “at-risk species”WLDFRVegetation ContactFell into (Moderate-Severe defect) | WLDFR | HFTD - Distribution - Tier 3 - 3QU CoRE ¦ 2QU LoRE | Non-Red Flag Warning - Large Fires | Vegetation Contact | Fell into (Moderate-Severe defect) | 2020 | 6.1861e-07 | 574.4306 | 0.00035535 | 2020 | Mitigation | 0.95 | 1 | 0 | esc | 0.07007 | 4.3346e-08 | 0 | 0 | 0 | 0 | 0 | 0
[120 empty] | 7.3.5.15 Identification and remediation of “at-risk species”WLDFRVegetation ContactFell into (slight defect) | WLDFR | HFTD - Distribution - Tier 3 - 3QU CoRE ¦ 2QU LoRE | Non-Red Flag Warning - Large Fires | Vegetation Contact | Fell into (slight defect) | 2020 | 7.9799e-07 | 574.4306 | 0.00045839 | 2020 | Mitigation | 0.5 | 1 | 0 | esc | 0.036879 | 2.9429e-08 | 0 | 0 | 0 | 0 | 0 | 0
[120 empty] | 7.3.5.15 Identification and remediation of “at-risk species”WLDFRVegetation ContactGrow Into | WLDFR | HFTD - Distribution - Tier 3 - 3QU CoRE ¦ 2QU LoRE | Non-Red Flag Warning - Large Fires | Vegetation Contact | Grow Into | 2020 | 6.894e-08 | 574.4306 | 3.9601e-05 | 2020 | Mitigation | 0.5 | 1 | 0 | esc | 0.036879 | 2.5424e-09 | 0 | 0 | 0 | 0 | 0 | 0
[120 empty] | 7.3.5.15 Identification and remediation of “at-risk species”WLDFRVegetation ContactBranch (Not overhanging, 4-12ft) | WLDFR | HFTD - Distribution - Tier 3 - 3QU CoRE ¦ 2QU LoRE | Non-Red Flag Warning - Small Fires | Vegetation Contact | Branch (Not overhanging, 4-12ft) | 2020 | 2.3207e-05 | 574.4306 | 0.013331 | 2020 | Mitigation | 0.5 | 30 | 0 | esc | 0.036879 | 8.5583e-07 | 0 | 0 | 0 | 0 | 0 | 0
[120 empty] | 7.3.5.15 Identification and remediation of “at-risk species”WLDFRVegetation ContactBranch (Not overhanging, within 4ft) | WLDFR | HFTD - Distribution - Tier 3 - 3QU CoRE ¦ 2QU LoRE | Non-Red Flag Warning - Small Fires | Vegetation Contact | Branch (Not overhanging, within 4ft) | 2020 | 1.0162e-05 | 574.4306 | 0.0058374 | 2020 | Mitigation | 0.9 | 30 | 0 | esc | 0.066382 | 6.7458e-07 | 0 | 0 | 0 | 0 | 0 | 0
[120 empty] | 7.3.5.15 Identification and remediation of “at-risk species”WLDFRVegetation ContactBranch (OverHanging) | WLDFR | HFTD - Distribution - Tier 3 - 3QU CoRE ¦ 2QU LoRE | Non-Red Flag Warning - Small Fires | Vegetation Contact | Branch (OverHanging) | 2020 | 0.00045354 | 574.4306 | 0.26053 | 2020 | Mitigation | 0.9 | 30 | 0 | esc | 0.066382 | 3.0107e-05 | 0 | 0 | 0 | 0 | 0 | 0
[120 empty] | 7.3.5.15 Identification and remediation of “at-risk species”WLDFRVegetation ContactFell into (Moderate-Severe defect) | WLDFR | HFTD - Distribution - Tier 3 - 3QU CoRE ¦ 2QU LoRE | Non-Red Flag Warning - Small Fires | Vegetation Contact | Fell into (Moderate-Severe defect) | 2020 | 0.00021104 | 574.4306 | 0.12123 | 2020 | Mitigation | 0.95 | 1 | 0 | esc | 0.07007 | 1.4787e-05 | 0 | 0 | 0 | 0 | 0 | 0
[120 empty] | 7.3.5.15 Identification and remediation of “at-risk species”WLDFRVegetation ContactFell into (slight defect) | WLDFR | HFTD - Distribution - Tier 3 - 3QU CoRE ¦ 2QU LoRE | Non-Red Flag Warning - Small Fires | Vegetation Contact | Fell into (slight defect) | 2020 | 0.00027225 | 574.4306 | 0.15639 | 2020 | Mitigation | 0.5 | 1 | 0 | esc | 0.036879 | 1.004e-05 | 0 | 0 | 0 | 0 | 0 | 0
[120 empty] | 7.3.5.15 Identification and remediation of “at-risk species”WLDFRVegetation ContactGrow Into | WLDFR | HFTD - Distribution - Tier 3 - 3QU CoRE ¦ 2QU LoRE | Non-Red Flag Warning - Small Fires | Vegetation Contact | Grow Into | 2020 | 2.3512e-05 | 574.4306 | 0.013506 | 2020 | Mitigation | 0.5 | 1 | 0 | esc | 0.036879 | 8.6711e-07 | 0 | 0 | 0 | 0 | 0 | 0
[120 empty] | 7.3.5.15 Identification and remediation of “at-risk species”WLDFRVegetation ContactBranch (Not overhanging, 4-12ft) | WLDFR | HFTD - Distribution - Tier 3 - 3QU CoRE ¦ 2QU LoRE | Red Flag Warning - Catastrophic Fires | Vegetation Contact | Branch (Not overhanging, 4-12ft) | 2020 | 3.8351e-07 | 574.4306 | 0.0002203 | 2020 | Mitigation | 0.5 | 30 | 0 | esc | 0.036879 | 1.4144e-08 | 0 | 0 | 0 | 0 | 0 | 0
[120 empty] | 7.3.5.15 Identification and remediation of “at-risk species”WLDFRVegetation ContactBranch (Not overhanging, within 4ft) | WLDFR | HFTD - Distribution - Tier 3 - 3QU CoRE ¦ 2QU LoRE | Red Flag Warning - Catastrophic Fires | Vegetation Contact | Branch (Not overhanging, within 4ft) | 2020 | 9.6125e-08 | 574.4306 | 5.5217e-05 | 2020 | Mitigation | 0.9 | 30 | 0 | esc | 0.066382 | 6.381e-09 | 0 | 0 | 0 | 0 | 0 | 0
[120 empty] | 7.3.5.15 Identification and remediation of “at-risk species”WLDFRVegetation ContactBranch (OverHanging) | WLDFR | HFTD - Distribution - Tier 3 - 3QU CoRE ¦ 2QU LoRE | Red Flag Warning - Catastrophic Fires | Vegetation Contact | Branch (OverHanging) | 2020 | 5.6853e-06 | 574.4306 | 0.0032658 | 2020 | Mitigation | 0.9 | 30 | 0 | esc | 0.066382 | 3.774e-07 | 0 | 0 | 0 | 0 | 0 | 0
[120 empty] | 7.3.5.15 Identification and remediation of “at-risk species”WLDFRVegetation ContactFell into (Moderate-Severe defect) | WLDFR | HFTD - Distribution - Tier 3 - 3QU CoRE ¦ 2QU LoRE | Red Flag Warning - Catastrophic Fires | Vegetation Contact | Fell into (Moderate-Severe defect) | 2020 | 1.6755e-06 | 574.4306 | 0.00096244 | 2020 | Mitigation | 0.95 | 1 | 0 | esc | 0.07007 | 1.174e-07 | 0 | 0 | 0 | 0 | 0 | 0
[120 empty] | 7.3.5.15 Identification and remediation of “at-risk species”WLDFRVegetation ContactFell into (slight defect) | WLDFR | HFTD - Distribution - Tier 3 - 3QU CoRE ¦ 2QU LoRE | Red Flag Warning - Catastrophic Fires | Vegetation Contact | Fell into (slight defect) | 2020 | 1.8566e-06 | 574.4306 | 0.0010665 | 2020 | Mitigation | 0.5 | 1 | 0 | esc | 0.036879 | 6.8469e-08 | 0 | 0 | 0 | 0 | 0 | 0
[120 empty] | 7.3.5.15 Identification and remediation of “at-risk species”WLDFRVegetation ContactGrow Into | WLDFR | HFTD - Distribution - Tier 3 - 3QU CoRE ¦ 2QU LoRE | Red Flag Warning - Catastrophic Fires | Vegetation Contact | Grow Into | 2020 | 1.9501e-07 | 574.4306 | 0.00011202 | 2020 | Mitigation | 0.5 | 1 | 0 | esc | 0.036879 | 7.1918e-09 | 0 | 0 | 0 | 0 | 0 | 0
[120 empty] | 7.3.5.15 Identification and remediation of “at-risk species”WLDFRVegetation ContactBranch (Not overhanging, 4-12ft) | WLDFR | HFTD - Distribution - Tier 3 - 3QU CoRE ¦ 2QU LoRE | Red Flag Warning - Destructive Fires | Vegetation Contact | Branch (Not overhanging, 4-12ft) | 2020 | 4.7914e-08 | 574.4306 | 2.7524e-05 | 2020 | Mitigation | 0.5 | 30 | 0 | esc | 0.036879 | 1.767e-09 | 0 | 0 | 0 | 0 | 0 | 0
[120 empty] | 7.3.5.15 Identification and remediation of “at-risk species”WLDFRVegetation ContactBranch (Not overhanging, within 4ft) | WLDFR | HFTD - Distribution - Tier 3 - 3QU CoRE ¦ 2QU LoRE | Red Flag Warning - Destructive Fires | Vegetation Contact | Branch (Not overhanging, within 4ft) | 2020 | 1.2009e-08 | 574.4306 | 6.8982e-06 | 2020 | Mitigation | 0.9 | 30 | 0 | esc | 0.066382 | 7.9717e-10 | 0 | 0 | 0 | 0 | 0 | 0
[120 empty] | 7.3.5.15 Identification and remediation of “at-risk species”WLDFRVegetation ContactBranch (OverHanging) | WLDFR | HFTD - Distribution - Tier 3 - 3QU CoRE ¦ 2QU LoRE | Red Flag Warning - Destructive Fires | Vegetation Contact | Branch (OverHanging) | 2020 | 7.1026e-07 | 574.4306 | 0.00040799 | 2020 | Mitigation | 0.9 | 30 | 0 | esc | 0.066382 | 4.7148e-08 | 0 | 0 | 0 | 0 | 0 | 0
[120 empty] | 7.3.5.15 Identification and remediation of “at-risk species”WLDFRVegetation ContactFell into (Moderate-Severe defect) | WLDFR | HFTD - Distribution - Tier 3 - 3QU CoRE ¦ 2QU LoRE | Red Flag Warning - Destructive Fires | Vegetation Contact | Fell into (Moderate-Severe defect) | 2020 | 2.0933e-07 | 574.4306 | 0.00012025 | 2020 | Mitigation | 0.95 | 1 | 0 | esc | 0.07007 | 1.4668e-08 | 0 | 0 | 0 | 0 | 0 | 0
[120 empty] | 7.3.5.15 Identification and remediation of “at-risk species”WLDFRVegetation ContactFell into (slight defect) | WLDFR | HFTD - Distribution - Tier 3 - 3QU CoRE ¦ 2QU LoRE | Red Flag Warning - Destructive Fires | Vegetation Contact | Fell into (slight defect) | 2020 | 2.3196e-07 | 574.4306 | 0.00013325 | 2020 | Mitigation | 0.5 | 1 | 0 | esc | 0.036879 | 8.5545e-09 | 0 | 0 | 0 | 0 | 0 | 0
[120 empty] | 7.3.5.15 Identification and remediation of “at-risk species”WLDFRVegetation ContactGrow Into | WLDFR | HFTD - Distribution - Tier 3 - 3QU CoRE ¦ 2QU LoRE | Red Flag Warning - Destructive Fires | Vegetation Contact | Grow Into | 2020 | 2.4365e-08 | 574.4306 | 1.3996e-05 | 2020 | Mitigation | 0.5 | 1 | 0 | esc | 0.036879 | 8.9855e-10 | 0 | 0 | 0 | 0 | 0 | 0
[120 empty] | 7.3.5.15 Identification and remediation of “at-risk species”WLDFRVegetation ContactBranch (Not overhanging, 4-12ft) | WLDFR | HFTD - Distribution - Tier 3 - 3QU CoRE ¦ 2QU LoRE | Red Flag Warning - Large Fires | Vegetation Contact | Branch (Not overhanging, 4-12ft) | 2020 | 3.0816e-07 | 574.4306 | 0.00017702 | 2020 | Mitigation | 0.5 | 30 | 0 | esc | 0.036879 | 1.1365e-08 | 0 | 0 | 0 | 0 | 0 | 0
[120 empty] | 7.3.5.15 Identification and remediation of “at-risk species”WLDFRVegetation ContactBranch (Not overhanging, within 4ft) | WLDFR | HFTD - Distribution - Tier 3 - 3QU CoRE ¦ 2QU LoRE | Red Flag Warning - Large Fires | Vegetation Contact | Branch (Not overhanging, within 4ft) | 2020 | 7.7516e-08 | 574.4306 | 4.4528e-05 | 2020 | Mitigation | 0.9 | 30 | 0 | esc | 0.066382 | 5.1457e-09 | 0 | 0 | 0 | 0 | 0 | 0
[120 empty] | 7.3.5.15 Identification and remediation of “at-risk species”WLDFRVegetation ContactBranch (OverHanging) | WLDFR | HFTD - Distribution - Tier 3 - 3QU CoRE ¦ 2QU LoRE | Red Flag Warning - Large Fires | Vegetation Contact | Branch (OverHanging) | 2020 | 4.5806e-06 | 574.4306 | 0.0026312 | 2020 | Mitigation | 0.9 | 30 | 0 | esc | 0.066382 | 3.0407e-07 | 0 | 0 | 0 | 0 | 0 | 0
[120 empty] | 7.3.5.15 Identification and remediation of “at-risk species”WLDFRVegetation ContactFell into (Moderate-Severe defect) | WLDFR | HFTD - Distribution - Tier 3 - 3QU CoRE ¦ 2QU LoRE | Red Flag Warning - Large Fires | Vegetation Contact | Fell into (Moderate-Severe defect) | 2020 | 1.3367e-06 | 574.4306 | 0.00076783 | 2020 | Mitigation | 0.95 | 1 | 0 | esc | 0.07007 | 9.3662e-08 | 0 | 0 | 0 | 0 | 0 | 0
[120 empty] | 7.3.5.15 Identification and remediation of “at-risk species”WLDFRVegetation ContactFell into (slight defect) | WLDFR | HFTD - Distribution - Tier 3 - 3QU CoRE ¦ 2QU LoRE | Red Flag Warning - Large Fires | Vegetation Contact | Fell into (slight defect) | 2020 | 1.481e-06 | 574.4306 | 0.00085076 | 2020 | Mitigation | 0.5 | 1 | 0 | esc | 0.036879 | 5.462e-08 | 0 | 0 | 0 | 0 | 0 | 0
[120 empty] | 7.3.5.15 Identification and remediation of “at-risk species”WLDFRVegetation ContactGrow Into | WLDFR | HFTD - Distribution - Tier 3 - 3QU CoRE ¦ 2QU LoRE | Red Flag Warning - Large Fires | Vegetation Contact | Grow Into | 2020 | 1.5565e-07 | 574.4306 | 8.9412e-05 | 2020 | Mitigation | 0.5 | 1 | 0 | esc | 0.036879 | 5.7403e-09 | 0 | 0 | 0 | 0 | 0 | 0
[120 empty] | 7.3.5.15 Identification and remediation of “at-risk species”WLDFRVegetation ContactBranch (Not overhanging, 4-12ft) | WLDFR | HFTD - Distribution - Tier 3 - 3QU CoRE ¦ 2QU LoRE | Red Flag Warning - Small Fires | Vegetation Contact | Branch (Not overhanging, 4-12ft) | 2020 | 9.4384e-06 | 574.4306 | 0.0054217 | 2020 | Mitigation | 0.5 | 30 | 0 | esc | 0.036879 | 3.4808e-07 | 0 | 0 | 0 | 0 | 0 | 0
[120 empty] | 7.3.5.15 Identification and remediation of “at-risk species”WLDFRVegetation ContactBranch (Not overhanging, within 4ft) | WLDFR | HFTD - Distribution - Tier 3 - 3QU CoRE ¦ 2QU LoRE | Red Flag Warning - Small Fires | Vegetation Contact | Branch (Not overhanging, within 4ft) | 2020 | 2.3621e-06 | 574.4306 | 0.0013568 | 2020 | Mitigation | 0.9 | 30 | 0 | esc | 0.066382 | 1.568e-07 | 0 | 0 | 0 | 0 | 0 | 0
[120 empty] | 7.3.5.15 Identification and remediation of “at-risk species”WLDFRVegetation ContactBranch (OverHanging) | WLDFR | HFTD - Distribution - Tier 3 - 3QU CoRE ¦ 2QU LoRE | Red Flag Warning - Small Fires | Vegetation Contact | Branch (OverHanging) | 2020 | 0.00013966 | 574.4306 | 0.080228 | 2020 | Mitigation | 0.9 | 30 | 0 | esc | 0.066382 | 9.2712e-06 | 0 | 0 | 0 | 0 | 0 | 0
[120 empty] | 7.3.5.15 Identification and remediation of “at-risk species”WLDFRVegetation ContactFell into (Moderate-Severe defect) | WLDFR | HFTD - Distribution - Tier 3 - 3QU CoRE ¦ 2QU LoRE | Red Flag Warning - Small Fires | Vegetation Contact | Fell into (Moderate-Severe defect) | 2020 | 4.1257e-05 | 574.4306 | 0.023699 | 2020 | Mitigation | 0.95 | 1 | 0 | esc | 0.07007 | 2.8909e-06 | 0 | 0 | 0 | 0 | 0 | 0
[120 empty] | 7.3.5.15 Identification and remediation of “at-risk species”WLDFRVegetation ContactFell into (slight defect) | WLDFR | HFTD - Distribution - Tier 3 - 3QU CoRE ¦ 2QU LoRE | Red Flag Warning - Small Fires | Vegetation Contact | Fell into (slight defect) | 2020 | 4.5715e-05 | 574.4306 | 0.02626 | 2020 | Mitigation | 0.5 | 1 | 0 | esc | 0.036879 | 1.6859e-06 | 0 | 0 | 0 | 0 | 0 | 0
[120 empty] | 7.3.5.15 Identification and remediation of “at-risk species”WLDFRVegetation ContactGrow Into | WLDFR | HFTD - Distribution - Tier 3 - 3QU CoRE ¦ 2QU LoRE | Red Flag Warning - Small Fires | Vegetation Contact | Grow Into | 2020 | 4.8029e-06 | 574.4306 | 0.0027589 | 2020 | Mitigation | 0.5 | 1 | 0 | esc | 0.036879 | 1.7712e-07 | 0 | 0 | 0 | 0 | 0 | 0
[120 empty] | 7.3.5.15 Identification and remediation of “at-risk species”WLDFRCC - Seismic ScenarioSeismic Scenario | WLDFR | HFTD - Distribution - Tier 3 - 3QU CoRE ¦ 2QU LoRE | Seismic - Non-Red Flag Warning - Catastrophic Fires | CC - Seismic Scenario | Seismic Scenario | 2020 | 1.6113e-10 | 574.4306 | 9.2556e-08 | 2020 | Mitigation | 0.082056 | 1 | 0 | esc | 0.0060523 | 9.7518e-13 | 0 | 0 | 0 | 0 | 0 | 0
[120 empty] | 7.3.5.15 Identification and remediation of “at-risk species”WLDFRCC - Seismic ScenarioSeismic Scenario | WLDFR | HFTD - Distribution - Tier 3 - 3QU CoRE ¦ 2QU LoRE | Seismic - Red Flag Warning - Catastrophic Fires | CC - Seismic Scenario | Seismic Scenario | 2020 | 6.9477e-09 | 574.4306 | 3.991e-06 | 2020 | Mitigation | 0.082056 | 1 | 0 | esc | 0.0060523 | 4.2049e-11 | 0 | 0 | 0 | 0 | 0 | 0
[120 empty] | 7.3.5.15 Identification and remediation of “at-risk species”WLDFRVegetation ContactBranch (Not overhanging, 4-12ft) | WLDFR | HFTD - Distribution - Tier 3 - 3QU CoRE ¦ 3QU LoRE | Non-Red Flag Warning - Catastrophic Fires | Vegetation Contact | Branch (Not overhanging, 4-12ft) | 2020 | 1.7393e-09 | 247.7504 | 4.309e-07 | 2020 | Mitigation | 0.5 | 30 | 0 | esc | 0.036879 | 6.4142e-11 | 0 | 0 | 0 | 0 | 0 | 0
[120 empty] | 7.3.5.15 Identification and remediation of “at-risk species”WLDFRVegetation ContactBranch (Not overhanging, within 4ft) | WLDFR | HFTD - Distribution - Tier 3 - 3QU CoRE ¦ 3QU LoRE | Non-Red Flag Warning - Catastrophic Fires | Vegetation Contact | Branch (Not overhanging, within 4ft) | 2020 | 7.9432e-10 | 247.7504 | 1.9679e-07 | 2020 | Mitigation | 0.9 | 30 | 0 | esc | 0.066382 | 5.2729e-11 | 0 | 0 | 0 | 0 | 0 | 0
[120 empty] | 7.3.5.15 Identification and remediation of “at-risk species”WLDFRVegetation ContactBranch (OverHanging) | WLDFR | HFTD - Distribution - Tier 3 - 3QU CoRE ¦ 3QU LoRE | Non-Red Flag Warning - Catastrophic Fires | Vegetation Contact | Branch (OverHanging) | 2020 | 3.5759e-08 | 247.7504 | 8.8593e-06 | 2020 | Mitigation | 0.9 | 30 | 0 | esc | 0.066382 | 2.3737e-09 | 0 | 0 | 0 | 0 | 0 | 0
[120 empty] | 7.3.5.15 Identification and remediation of “at-risk species”WLDFRVegetation ContactFell into (Moderate-Severe defect) | WLDFR | HFTD - Distribution - Tier 3 - 3QU CoRE ¦ 3QU LoRE | Non-Red Flag Warning - Catastrophic Fires | Vegetation Contact | Fell into (Moderate-Severe defect) | 2020 | 1.532e-08 | 247.7504 | 3.7955e-06 | 2020 | Mitigation | 0.95 | 1 | 0 | esc | 0.07007 | 1.0735e-09 | 0 | 0 | 0 | 0 | 0 | 0
[120 empty] | 7.3.5.15 Identification and remediation of “at-risk species”WLDFRVegetation ContactFell into (slight defect) | WLDFR | HFTD - Distribution - Tier 3 - 3QU CoRE ¦ 3QU LoRE | Non-Red Flag Warning - Catastrophic Fires | Vegetation Contact | Fell into (slight defect) | 2020 | 1.9772e-08 | 247.7504 | 4.8984e-06 | 2020 | Mitigation | 0.5 | 1 | 0 | esc | 0.036879 | 7.2915e-10 | 0 | 0 | 0 | 0 | 0 | 0
[120 empty] | 7.3.5.15 Identification and remediation of “at-risk species”WLDFRVegetation ContactGrow Into | WLDFR | HFTD - Distribution - Tier 3 - 3QU CoRE ¦ 3QU LoRE | Non-Red Flag Warning - Catastrophic Fires | Vegetation Contact | Grow Into | 2020 | 1.7034e-09 | 247.7504 | 4.2202e-07 | 2020 | Mitigation | 0.5 | 1 | 0 | esc | 0.036879 | 6.282e-11 | 0 | 0 | 0 | 0 | 0 | 0
[120 empty] | 7.3.5.15 Identification and remediation of “at-risk species”WLDFRVegetation ContactBranch (Not overhanging, 4-12ft) | WLDFR | HFTD - Distribution - Tier 3 - 3QU CoRE ¦ 3QU LoRE | Non-Red Flag Warning - Destructive Fires | Vegetation Contact | Branch (Not overhanging, 4-12ft) | 2020 | 4.4691e-09 | 247.7504 | 1.1072e-06 | 2020 | Mitigation | 0.5 | 30 | 0 | esc | 0.036879 | 1.6482e-10 | 0 | 0 | 0 | 0 | 0 | 0
[120 empty] | 7.3.5.15 Identification and remediation of “at-risk species”WLDFRVegetation ContactBranch (Not overhanging, within 4ft) | WLDFR | HFTD - Distribution - Tier 3 - 3QU CoRE ¦ 3QU LoRE | Non-Red Flag Warning - Destructive Fires | Vegetation Contact | Branch (Not overhanging, within 4ft) | 2020 | 2.0415e-09 | 247.7504 | 5.0578e-07 | 2020 | Mitigation | 0.9 | 30 | 0 | esc | 0.066382 | 1.3552e-10 | 0 | 0 | 0 | 0 | 0 | 0
[120 empty] | 7.3.5.15 Identification and remediation of “at-risk species”WLDFRVegetation ContactBranch (OverHanging) | WLDFR | HFTD - Distribution - Tier 3 - 3QU CoRE ¦ 3QU LoRE | Non-Red Flag Warning - Destructive Fires | Vegetation Contact | Branch (OverHanging) | 2020 | 9.192e-08 | 247.7504 | 2.2773e-05 | 2020 | Mitigation | 0.9 | 30 | 0 | esc | 0.066382 | 6.1018e-09 | 0 | 0 | 0 | 0 | 0 | 0
[120 empty] | 7.3.5.15 Identification and remediation of “at-risk species”WLDFRVegetation ContactFell into (Moderate-Severe defect) | WLDFR | HFTD - Distribution - Tier 3 - 3QU CoRE ¦ 3QU LoRE | Non-Red Flag Warning - Destructive Fires | Vegetation Contact | Fell into (Moderate-Severe defect) | 2020 | 3.9373e-08 | 247.7504 | 9.7547e-06 | 2020 | Mitigation | 0.95 | 1 | 0 | esc | 0.07007 | 2.7589e-09 | 0 | 0 | 0 | 0 | 0 | 0
[120 empty] | 7.3.5.15 Identification and remediation of “at-risk species”WLDFRVegetation ContactFell into (slight defect) | WLDFR | HFTD - Distribution - Tier 3 - 3QU CoRE ¦ 3QU LoRE | Non-Red Flag Warning - Destructive Fires | Vegetation Contact | Fell into (slight defect) | 2020 | 5.0814e-08 | 247.7504 | 1.2589e-05 | 2020 | Mitigation | 0.5 | 1 | 0 | esc | 0.036879 | 1.874e-09 | 0 | 0 | 0 | 0 | 0 | 0
[120 empty] | 7.3.5.15 Identification and remediation of “at-risk species”WLDFRVegetation ContactGrow Into | WLDFR | HFTD - Distribution - Tier 3 - 3QU CoRE ¦ 3QU LoRE | Non-Red Flag Warning - Destructive Fires | Vegetation Contact | Grow Into | 2020 | 4.3776e-09 | 247.7504 | 1.0845e-06 | 2020 | Mitigation | 0.5 | 1 | 0 | esc | 0.036879 | 1.6144e-10 | 0 | 0 | 0 | 0 | 0 | 0
[120 empty] | 7.3.5.15 Identification and remediation of “at-risk species”WLDFRVegetation ContactBranch (Not overhanging, 4-12ft) | WLDFR | HFTD - Distribution - Tier 3 - 3QU CoRE ¦ 3QU LoRE | Non-Red Flag Warning - Large Fires | Vegetation Contact | Branch (Not overhanging, 4-12ft) | 2020 | 7.4901e-08 | 247.7504 | 1.8557e-05 | 2020 | Mitigation | 0.5 | 30 | 0 | esc | 0.036879 | 2.7623e-09 | 0 | 0 | 0 | 0 | 0 | 0
[120 empty] | 7.3.5.15 Identification and remediation of “at-risk species”WLDFRVegetation ContactBranch (Not overhanging, within 4ft) | WLDFR | HFTD - Distribution - Tier 3 - 3QU CoRE ¦ 3QU LoRE | Non-Red Flag Warning - Large Fires | Vegetation Contact | Branch (Not overhanging, within 4ft) | 2020 | 3.375e-08 | 247.7504 | 8.3616e-06 | 2020 | Mitigation | 0.9 | 30 | 0 | esc | 0.066382 | 2.2404e-09 | 0 | 0 | 0 | 0 | 0 | 0
[120 empty] | 7.3.5.15 Identification and remediation of “at-risk species”WLDFRVegetation ContactBranch (OverHanging) | WLDFR | HFTD - Distribution - Tier 3 - 3QU CoRE ¦ 3QU LoRE | Non-Red Flag Warning - Large Fires | Vegetation Contact | Branch (OverHanging) | 2020 | 1.51e-06 | 247.7504 | 0.0003741 | 2020 | Mitigation | 0.9 | 30 | 0 | esc | 0.066382 | 1.0024e-07 | 0 | 0 | 0 | 0 | 0 | 0
[120 empty] | 7.3.5.15 Identification and remediation of “at-risk species”WLDFRVegetation ContactFell into (Moderate-Severe defect) | WLDFR | HFTD - Distribution - Tier 3 - 3QU CoRE ¦ 3QU LoRE | Non-Red Flag Warning - Large Fires | Vegetation Contact | Fell into (Moderate-Severe defect) | 2020 | 6.599e-07 | 247.7504 | 0.00016349 | 2020 | Mitigation | 0.95 | 1 | 0 | esc | 0.07007 | 4.6239e-08 | 0 | 0 | 0 | 0 | 0 | 0
[120 empty] | 7.3.5.15 Identification and remediation of “at-risk species”WLDFRVegetation ContactFell into (slight defect) | WLDFR | HFTD - Distribution - Tier 3 - 3QU CoRE ¦ 3QU LoRE | Non-Red Flag Warning - Large Fires | Vegetation Contact | Fell into (slight defect) | 2020 | 8.5128e-07 | 247.7504 | 0.00021091 | 2020 | Mitigation | 0.5 | 1 | 0 | esc | 0.036879 | 3.1394e-08 | 0 | 0 | 0 | 0 | 0 | 0
[120 empty] | 7.3.5.15 Identification and remediation of “at-risk species”WLDFRVegetation ContactGrow Into | WLDFR | HFTD - Distribution - Tier 3 - 3QU CoRE ¦ 3QU LoRE | Non-Red Flag Warning - Large Fires | Vegetation Contact | Grow Into | 2020 | 7.3528e-08 | 247.7504 | 1.8217e-05 | 2020 | Mitigation | 0.5 | 1 | 0 | esc | 0.036879 | 2.7116e-09 | 0 | 0 | 0 | 0 | 0 | 0
[120 empty] | 7.3.5.15 Identification and remediation of “at-risk species”WLDFRVegetation ContactBranch (Not overhanging, 4-12ft) | WLDFR | HFTD - Distribution - Tier 3 - 3QU CoRE ¦ 3QU LoRE | Non-Red Flag Warning - Small Fires | Vegetation Contact | Branch (Not overhanging, 4-12ft) | 2020 | 1.759e-05 | 247.7504 | 0.0043578 | 2020 | Mitigation | 0.5 | 30 | 0 | esc | 0.036879 | 6.4868e-07 | 0 | 0 | 0 | 0 | 0 | 0
[120 empty] | 7.3.5.15 Identification and remediation of “at-risk species”WLDFRVegetation ContactBranch (Not overhanging, within 4ft) | WLDFR | HFTD - Distribution - Tier 3 - 3QU CoRE ¦ 3QU LoRE | Non-Red Flag Warning - Small Fires | Vegetation Contact | Branch (Not overhanging, within 4ft) | 2020 | 8.0064e-06 | 247.7504 | 0.0019836 | 2020 | Mitigation | 0.9 | 30 | 0 | esc | 0.066382 | 5.3148e-07 | 0 | 0 | 0 | 0 | 0 | 0
[120 empty] | 7.3.5.15 Identification and remediation of “at-risk species”WLDFRVegetation ContactBranch (OverHanging) | WLDFR | HFTD - Distribution - Tier 3 - 3QU CoRE ¦ 3QU LoRE | Non-Red Flag Warning - Small Fires | Vegetation Contact | Branch (OverHanging) | 2020 | 0.00036021 | 247.7504 | 0.089243 | 2020 | Mitigation | 0.9 | 30 | 0 | esc | 0.066382 | 2.3912e-05 | 0 | 0 | 0 | 0 | 0 | 0
[120 empty] | 7.3.5.15 Identification and remediation of “at-risk species”WLDFRVegetation ContactFell into (Moderate-Severe defect) | WLDFR | HFTD - Distribution - Tier 3 - 3QU CoRE ¦ 3QU LoRE | Non-Red Flag Warning - Small Fires | Vegetation Contact | Fell into (Moderate-Severe defect) | 2020 | 0.0001553 | 247.7504 | 0.038476 | 2020 | Mitigation | 0.95 | 1 | 0 | esc | 0.07007 | 1.0882e-05 | 0 | 0 | 0 | 0 | 0 | 0
[120 empty] | 7.3.5.15 Identification and remediation of “at-risk species”WLDFRVegetation ContactFell into (slight defect) | WLDFR | HFTD - Distribution - Tier 3 - 3QU CoRE ¦ 3QU LoRE | Non-Red Flag Warning - Small Fires | Vegetation Contact | Fell into (slight defect) | 2020 | 0.00020042 | 247.7504 | 0.049654 | 2020 | Mitigation | 0.5 | 1 | 0 | esc | 0.036879 | 7.3913e-06 | 0 | 0 | 0 | 0 | 0 | 0
[120 empty] | 7.3.5.15 Identification and remediation of “at-risk species”WLDFRVegetation ContactGrow Into | WLDFR | HFTD - Distribution - Tier 3 - 3QU CoRE ¦ 3QU LoRE | Non-Red Flag Warning - Small Fires | Vegetation Contact | Grow Into | 2020 | 1.7272e-05 | 247.7504 | 0.0042791 | 2020 | Mitigation | 0.5 | 1 | 0 | esc | 0.036879 | 6.3697e-07 | 0 | 0 | 0 | 0 | 0 | 0
[120 empty] | 7.3.5.15 Identification and remediation of “at-risk species”WLDFRVegetation ContactBranch (Not overhanging, 4-12ft) | WLDFR | HFTD - Distribution - Tier 3 - 3QU CoRE ¦ 3QU LoRE | Red Flag Warning - Catastrophic Fires | Vegetation Contact | Branch (Not overhanging, 4-12ft) | 2020 | 2.8439e-07 | 247.7504 | 7.0459e-05 | 2020 | Mitigation | 0.5 | 30 | 0 | esc | 0.036879 | 1.0488e-08 | 0 | 0 | 0 | 0 | 0 | 0
[120 empty] | 7.3.5.15 Identification and remediation of “at-risk species”WLDFRVegetation ContactBranch (Not overhanging, within 4ft) | WLDFR | HFTD - Distribution - Tier 3 - 3QU CoRE ¦ 3QU LoRE | Red Flag Warning - Catastrophic Fires | Vegetation Contact | Branch (Not overhanging, within 4ft) | 2020 | 7.423e-08 | 247.7504 | 1.839e-05 | 2020 | Mitigation | 0.9 | 30 | 0 | esc | 0.066382 | 4.9275e-09 | 0 | 0 | 0 | 0 | 0 | 0
[120 empty] | 7.3.5.15 Identification and remediation of “at-risk species”WLDFRVegetation ContactBranch (OverHanging) | WLDFR | HFTD - Distribution - Tier 3 - 3QU CoRE ¦ 3QU LoRE | Red Flag Warning - Catastrophic Fires | Vegetation Contact | Branch (OverHanging) | 2020 | 4.4271e-06 | 247.7504 | 0.0010968 | 2020 | Mitigation | 0.9 | 30 | 0 | esc | 0.066382 | 2.9388e-07 | 0 | 0 | 0 | 0 | 0 | 0
[120 empty] | 7.3.5.15 Identification and remediation of “at-risk species”WLDFRVegetation ContactFell into (Moderate-Severe defect) | WLDFR | HFTD - Distribution - Tier 3 - 3QU CoRE ¦ 3QU LoRE | Red Flag Warning - Catastrophic Fires | Vegetation Contact | Fell into (Moderate-Severe defect) | 2020 | 1.2041e-06 | 247.7504 | 0.00029831 | 2020 | Mitigation | 0.95 | 1 | 0 | esc | 0.07007 | 8.4371e-08 | 0 | 0 | 0 | 0 | 0 | 0
[120 empty] | 7.3.5.15 Identification and remediation of “at-risk species”WLDFRVegetation ContactFell into (slight defect) | WLDFR | HFTD - Distribution - Tier 3 - 3QU CoRE ¦ 3QU LoRE | Red Flag Warning - Catastrophic Fires | Vegetation Contact | Fell into (slight defect) | 2020 | 1.3348e-06 | 247.7504 | 0.00033069 | 2020 | Mitigation | 0.5 | 1 | 0 | esc | 0.036879 | 4.9224e-08 | 0 | 0 | 0 | 0 | 0 | 0
[120 empty] | 7.3.5.15 Identification and remediation of “at-risk species”WLDFRVegetation ContactGrow Into | WLDFR | HFTD - Distribution - Tier 3 - 3QU CoRE ¦ 3QU LoRE | Red Flag Warning - Catastrophic Fires | Vegetation Contact | Grow Into | 2020 | 1.3989e-07 | 247.7504 | 3.4658e-05 | 2020 | Mitigation | 0.5 | 1 | 0 | esc | 0.036879 | 5.159e-09 | 0 | 0 | 0 | 0 | 0 | 0
[120 empty] | 7.3.5.15 Identification and remediation of “at-risk species”WLDFRVegetation ContactBranch (Not overhanging, 4-12ft) | WLDFR | HFTD - Distribution - Tier 3 - 3QU CoRE ¦ 3QU LoRE | Red Flag Warning - Destructive Fires | Vegetation Contact | Branch (Not overhanging, 4-12ft) | 2020 | 3.6747e-08 | 247.7504 | 9.1041e-06 | 2020 | Mitigation | 0.5 | 30 | 0 | esc | 0.036879 | 1.3552e-09 | 0 | 0 | 0 | 0 | 0 | 0
[120 empty] | 7.3.5.15 Identification and remediation of “at-risk species”WLDFRVegetation ContactBranch (Not overhanging, within 4ft) | WLDFR | HFTD - Distribution - Tier 3 - 3QU CoRE ¦ 3QU LoRE | Red Flag Warning - Destructive Fires | Vegetation Contact | Branch (Not overhanging, within 4ft) | 2020 | 9.5934e-09 | 247.7504 | 2.3768e-06 | 2020 | Mitigation | 0.9 | 30 | 0 | esc | 0.066382 | 6.3683e-10 | 0 | 0 | 0 | 0 | 0 | 0
[120 empty] | 7.3.5.15 Identification and remediation of “at-risk species”WLDFRVegetation ContactBranch (OverHanging) | WLDFR | HFTD - Distribution - Tier 3 - 3QU CoRE ¦ 3QU LoRE | Red Flag Warning - Destructive Fires | Vegetation Contact | Branch (OverHanging) | 2020 | 5.7226e-07 | 247.7504 | 0.00014178 | 2020 | Mitigation | 0.9 | 30 | 0 | esc | 0.066382 | 3.7988e-08 | 0 | 0 | 0 | 0 | 0 | 0
[120 empty] | 7.3.5.15 Identification and remediation of “at-risk species”WLDFRVegetation ContactFell into (Moderate-Severe defect) | WLDFR | HFTD - Distribution - Tier 3 - 3QU CoRE ¦ 3QU LoRE | Red Flag Warning - Destructive Fires | Vegetation Contact | Fell into (Moderate-Severe defect) | 2020 | 1.5561e-07 | 247.7504 | 3.8553e-05 | 2020 | Mitigation | 0.95 | 1 | 0 | esc | 0.07007 | 1.0904e-08 | 0 | 0 | 0 | 0 | 0 | 0
[120 empty] | 7.3.5.15 Identification and remediation of “at-risk species”WLDFRVegetation ContactFell into (slight defect) | WLDFR | HFTD - Distribution - Tier 3 - 3QU CoRE ¦ 3QU LoRE | Red Flag Warning - Destructive Fires | Vegetation Contact | Fell into (slight defect) | 2020 | 1.725e-07 | 247.7504 | 4.2737e-05 | 2020 | Mitigation | 0.5 | 1 | 0 | esc | 0.036879 | 6.3617e-09 | 0 | 0 | 0 | 0 | 0 | 0
[120 empty] | 7.3.5.15 Identification and remediation of “at-risk species”WLDFRVegetation ContactGrow Into | WLDFR | HFTD - Distribution - Tier 3 - 3QU CoRE ¦ 3QU LoRE | Red Flag Warning - Destructive Fires | Vegetation Contact | Grow Into | 2020 | 1.8078e-08 | 247.7504 | 4.4788e-06 | 2020 | Mitigation | 0.5 | 1 | 0 | esc | 0.036879 | 6.667e-10 | 0 | 0 | 0 | 0 | 0 | 0
[120 empty] | 7.3.5.15 Identification and remediation of “at-risk species”WLDFRVegetation ContactBranch (Not overhanging, 4-12ft) | WLDFR | HFTD - Distribution - Tier 3 - 3QU CoRE ¦ 3QU LoRE | Red Flag Warning - Large Fires | Vegetation Contact | Branch (Not overhanging, 4-12ft) | 2020 | 3.3671e-07 | 247.7504 | 8.3419e-05 | 2020 | Mitigation | 0.5 | 30 | 0 | esc | 0.036879 | 1.2417e-08 | 0 | 0 | 0 | 0 | 0 | 0
[120 empty] | 7.3.5.15 Identification and remediation of “at-risk species”WLDFRVegetation ContactBranch (Not overhanging, within 4ft) | WLDFR | HFTD - Distribution - Tier 3 - 3QU CoRE ¦ 3QU LoRE | Red Flag Warning - Large Fires | Vegetation Contact | Branch (Not overhanging, within 4ft) | 2020 | 8.671e-08 | 247.7504 | 2.1483e-05 | 2020 | Mitigation | 0.9 | 30 | 0 | esc | 0.066382 | 5.756e-09 | 0 | 0 | 0 | 0 | 0 | 0
[120 empty] | 7.3.5.15 Identification and remediation of “at-risk species”WLDFRVegetation ContactBranch (OverHanging) | WLDFR | HFTD - Distribution - Tier 3 - 3QU CoRE ¦ 3QU LoRE | Red Flag Warning - Large Fires | Vegetation Contact | Branch (OverHanging) | 2020 | 5.1395e-06 | 247.7504 | 0.0012733 | 2020 | Mitigation | 0.9 | 30 | 0 | esc | 0.066382 | 3.4117e-07 | 0 | 0 | 0 | 0 | 0 | 0
[120 empty] | 7.3.5.15 Identification and remediation of “at-risk species”WLDFRVegetation ContactFell into (Moderate-Severe defect) | WLDFR | HFTD - Distribution - Tier 3 - 3QU CoRE ¦ 3QU LoRE | Red Flag Warning - Large Fires | Vegetation Contact | Fell into (Moderate-Severe defect) | 2020 | 1.4259e-06 | 247.7504 | 0.00035327 | 2020 | Mitigation | 0.95 | 1 | 0 | esc | 0.07007 | 9.9913e-08 | 0 | 0 | 0 | 0 | 0 | 0
[120 empty] | 7.3.5.15 Identification and remediation of “at-risk species”WLDFRVegetation ContactFell into (slight defect) | WLDFR | HFTD - Distribution - Tier 3 - 3QU CoRE ¦ 3QU LoRE | Red Flag Warning - Large Fires | Vegetation Contact | Fell into (slight defect) | 2020 | 1.58e-06 | 247.7504 | 0.00039144 | 2020 | Mitigation | 0.5 | 1 | 0 | esc | 0.036879 | 5.8267e-08 | 0 | 0 | 0 | 0 | 0 | 0
[120 empty] | 7.3.5.15 Identification and remediation of “at-risk species”WLDFRVegetation ContactGrow Into | WLDFR | HFTD - Distribution - Tier 3 - 3QU CoRE ¦ 3QU LoRE | Red Flag Warning - Large Fires | Vegetation Contact | Grow Into | 2020 | 1.6601e-07 | 247.7504 | 4.1129e-05 | 2020 | Mitigation | 0.5 | 1 | 0 | esc | 0.036879 | 6.1223e-09 | 0 | 0 | 0 | 0 | 0 | 0
[120 empty] | 7.3.5.15 Identification and remediation of “at-risk species”WLDFRVegetation ContactBranch (Not overhanging, 4-12ft) | WLDFR | HFTD - Distribution - Tier 3 - 3QU CoRE ¦ 3QU LoRE | Red Flag Warning - Small Fires | Vegetation Contact | Branch (Not overhanging, 4-12ft) | 2020 | 7.1538e-06 | 247.7504 | 0.0017724 | 2020 | Mitigation | 0.5 | 30 | 0 | esc | 0.036879 | 2.6383e-07 | 0 | 0 | 0 | 0 | 0 | 0
[120 empty] | 7.3.5.15 Identification and remediation of “at-risk species”WLDFRVegetation ContactBranch (Not overhanging, within 4ft) | WLDFR | HFTD - Distribution - Tier 3 - 3QU CoRE ¦ 3QU LoRE | Red Flag Warning - Small Fires | Vegetation Contact | Branch (Not overhanging, within 4ft) | 2020 | 1.861e-06 | 247.7504 | 0.00046107 | 2020 | Mitigation | 0.9 | 30 | 0 | esc | 0.066382 | 1.2354e-07 | 0 | 0 | 0 | 0 | 0 | 0
[120 empty] | 7.3.5.15 Identification and remediation of “at-risk species”WLDFRVegetation ContactBranch (OverHanging) | WLDFR | HFTD - Distribution - Tier 3 - 3QU CoRE ¦ 3QU LoRE | Red Flag Warning - Small Fires | Vegetation Contact | Branch (OverHanging) | 2020 | 0.00011093 | 247.7504 | 0.027482 | 2020 | Mitigation | 0.9 | 30 | 0 | esc | 0.066382 | 7.3635e-06 | 0 | 0 | 0 | 0 | 0 | 0
[120 empty] | 7.3.5.15 Identification and remediation of “at-risk species”WLDFRVegetation ContactFell into (Moderate-Severe defect) | WLDFR | HFTD - Distribution - Tier 3 - 3QU CoRE ¦ 3QU LoRE | Red Flag Warning - Small Fires | Vegetation Contact | Fell into (Moderate-Severe defect) | 2020 | 3.0361e-05 | 247.7504 | 0.0075219 | 2020 | Mitigation | 0.95 | 1 | 0 | esc | 0.07007 | 2.1274e-06 | 0 | 0 | 0 | 0 | 0 | 0
[120 empty] | 7.3.5.15 Identification and remediation of “at-risk species”WLDFRVegetation ContactFell into (slight defect) | WLDFR | HFTD - Distribution - Tier 3 - 3QU CoRE ¦ 3QU LoRE | Red Flag Warning - Small Fires | Vegetation Contact | Fell into (slight defect) | 2020 | 3.3654e-05 | 247.7504 | 0.0083378 | 2020 | Mitigation | 0.5 | 1 | 0 | esc | 0.036879 | 1.2411e-06 | 0 | 0 | 0 | 0 | 0 | 0
[120 empty] | 7.3.5.15 Identification and remediation of “at-risk species”WLDFRVegetation ContactGrow Into | WLDFR | HFTD - Distribution - Tier 3 - 3QU CoRE ¦ 3QU LoRE | Red Flag Warning - Small Fires | Vegetation Contact | Grow Into | 2020 | 3.5281e-06 | 247.7504 | 0.00087409 | 2020 | Mitigation | 0.5 | 1 | 0 | esc | 0.036879 | 1.3011e-07 | 0 | 0 | 0 | 0 | 0 | 0
[120 empty] | 7.3.5.15 Identification and remediation of “at-risk species”WLDFRCC - Seismic ScenarioSeismic Scenario | WLDFR | HFTD - Distribution - Tier 3 - 3QU CoRE ¦ 3QU LoRE | Seismic - Non-Red Flag Warning - Catastrophic Fires | CC - Seismic Scenario | Seismic Scenario | 2020 | 8.6516e-11 | 247.7504 | 2.1434e-08 | 2020 | Mitigation | 0.082056 | 1 | 0 | esc | 0.0060523 | 5.2362e-13 | 0 | 0 | 0 | 0 | 0 | 0
[120 empty] | 7.3.5.15 Identification and remediation of “at-risk species”WLDFRCC - Seismic ScenarioSeismic Scenario | WLDFR | HFTD - Distribution - Tier 3 - 3QU CoRE ¦ 3QU LoRE | Seismic - Red Flag Warning - Catastrophic Fires | CC - Seismic Scenario | Seismic Scenario | 2020 | 3.7306e-09 | 247.7504 | 9.2425e-07 | 2020 | Mitigation | 0.082056 | 1 | 0 | esc | 0.0060523 | 2.2578e-11 | 0 | 0 | 0 | 0 | 0 | 0
[120 empty] | 7.3.5.15 Identification and remediation of “at-risk species”WLDFRVegetation ContactBranch (Not overhanging, 4-12ft) | WLDFR | HFTD - Distribution - Tier 3 - 3QU CoRE ¦ 4QU LoRE | Non-Red Flag Warning - Catastrophic Fires | Vegetation Contact | Branch (Not overhanging, 4-12ft) | 2020 | 1.1804e-09 | 213.7942 | 2.5236e-07 | 2020 | Mitigation | 0.5 | 30 | 0 | esc | 0.036879 | 4.3532e-11 | 0 | 0 | 0 | 0 | 0 | 0
[120 empty] | 7.3.5.15 Identification and remediation of “at-risk species”WLDFRVegetation ContactBranch (Not overhanging, within 4ft) | WLDFR | HFTD - Distribution - Tier 3 - 3QU CoRE ¦ 4QU LoRE | Non-Red Flag Warning - Catastrophic Fires | Vegetation Contact | Branch (Not overhanging, within 4ft) | 2020 | 5.0428e-10 | 213.7942 | 1.0781e-07 | 2020 | Mitigation | 0.9 | 30 | 0 | esc | 0.066382 | 3.3475e-11 | 0 | 0 | 0 | 0 | 0 | 0
[120 empty] | 7.3.5.15 Identification and remediation of “at-risk species”WLDFRVegetation ContactBranch (OverHanging) | WLDFR | HFTD - Distribution - Tier 3 - 3QU CoRE ¦ 4QU LoRE | Non-Red Flag Warning - Catastrophic Fires | Vegetation Contact | Branch (OverHanging) | 2020 | 2.2695e-08 | 213.7942 | 4.8522e-06 | 2020 | Mitigation | 0.9 | 30 | 0 | esc | 0.066382 | 1.5066e-09 | 0 | 0 | 0 | 0 | 0 | 0
[120 empty] | 7.3.5.15 Identification and remediation of “at-risk species”WLDFRVegetation ContactFell into (Moderate-Severe defect) | WLDFR | HFTD - Distribution - Tier 3 - 3QU CoRE ¦ 4QU LoRE | Non-Red Flag Warning - Catastrophic Fires | Vegetation Contact | Fell into (Moderate-Severe defect) | 2020 | 1.1178e-08 | 213.7942 | 2.3899e-06 | 2020 | Mitigation | 0.95 | 1 | 0 | esc | 0.07007 | 7.8326e-10 | 0 | 0 | 0 | 0 | 0 | 0
[120 empty] | 7.3.5.15 Identification and remediation of “at-risk species”WLDFRVegetation ContactFell into (slight defect) | WLDFR | HFTD - Distribution - Tier 3 - 3QU CoRE ¦ 4QU LoRE | Non-Red Flag Warning - Catastrophic Fires | Vegetation Contact | Fell into (slight defect) | 2020 | 1.4425e-08 | 213.7942 | 3.0839e-06 | 2020 | Mitigation | 0.5 | 1 | 0 | esc | 0.036879 | 5.3196e-10 | 0 | 0 | 0 | 0 | 0 | 0
[120 empty] | 7.3.5.15 Identification and remediation of “at-risk species”WLDFRVegetation ContactGrow Into | WLDFR | HFTD - Distribution - Tier 3 - 3QU CoRE ¦ 4QU LoRE | Non-Red Flag Warning - Catastrophic Fires | Vegetation Contact | Grow Into | 2020 | 1.2437e-09 | 213.7942 | 2.6589e-07 | 2020 | Mitigation | 0.5 | 1 | 0 | esc | 0.036879 | 4.5865e-11 | 0 | 0 | 0 | 0 | 0 | 0
[120 empty] | 7.3.5.15 Identification and remediation of “at-risk species”WLDFRVegetation ContactBranch (Not overhanging, 4-12ft) | WLDFR | HFTD - Distribution - Tier 3 - 3QU CoRE ¦ 4QU LoRE | Non-Red Flag Warning - Destructive Fires | Vegetation Contact | Branch (Not overhanging, 4-12ft) | 2020 | 3.0306e-09 | 213.7942 | 6.4791e-07 | 2020 | Mitigation | 0.5 | 30 | 0 | esc | 0.036879 | 1.1176e-10 | 0 | 0 | 0 | 0 | 0 | 0
[120 empty] | 7.3.5.15 Identification and remediation of “at-risk species”WLDFRVegetation ContactBranch (Not overhanging, within 4ft) | WLDFR | HFTD - Distribution - Tier 3 - 3QU CoRE ¦ 4QU LoRE | Non-Red Flag Warning - Destructive Fires | Vegetation Contact | Branch (Not overhanging, within 4ft) | 2020 | 1.2971e-09 | 213.7942 | 2.7731e-07 | 2020 | Mitigation | 0.9 | 30 | 0 | esc | 0.066382 | 8.6104e-11 | 0 | 0 | 0 | 0 | 0 | 0
[120 empty] | 7.3.5.15 Identification and remediation of “at-risk species”WLDFRVegetation ContactBranch (OverHanging) | WLDFR | HFTD - Distribution - Tier 3 - 3QU CoRE ¦ 4QU LoRE | Non-Red Flag Warning - Destructive Fires | Vegetation Contact | Branch (OverHanging) | 2020 | 5.8378e-08 | 213.7942 | 1.2481e-05 | 2020 | Mitigation | 0.9 | 30 | 0 | esc | 0.066382 | 3.8753e-09 | 0 | 0 | 0 | 0 | 0 | 0
[120 empty] | 7.3.5.15 Identification and remediation of “at-risk species”WLDFRVegetation ContactFell into (Moderate-Severe defect) | WLDFR | HFTD - Distribution - Tier 3 - 3QU CoRE ¦ 4QU LoRE | Non-Red Flag Warning - Destructive Fires | Vegetation Contact | Fell into (Moderate-Severe defect) | 2020 | 2.8646e-08 | 213.7942 | 6.1244e-06 | 2020 | Mitigation | 0.95 | 1 | 0 | esc | 0.07007 | 2.0072e-09 | 0 | 0 | 0 | 0 | 0 | 0
[120 empty] | 7.3.5.15 Identification and remediation of “at-risk species”WLDFRVegetation ContactFell into (slight defect) | WLDFR | HFTD - Distribution - Tier 3 - 3QU CoRE ¦ 4QU LoRE | Non-Red Flag Warning - Destructive Fires | Vegetation Contact | Fell into (slight defect) | 2020 | 3.6966e-08 | 213.7942 | 7.903e-06 | 2020 | Mitigation | 0.5 | 1 | 0 | esc | 0.036879 | 1.3633e-09 | 0 | 0 | 0 | 0 | 0 | 0
[120 empty] | 7.3.5.15 Identification and remediation of “at-risk species”WLDFRVegetation ContactGrow Into | WLDFR | HFTD - Distribution - Tier 3 - 3QU CoRE ¦ 4QU LoRE | Non-Red Flag Warning - Destructive Fires | Vegetation Contact | Grow Into | 2020 | 3.187e-09 | 213.7942 | 6.8137e-07 | 2020 | Mitigation | 0.5 | 1 | 0 | esc | 0.036879 | 1.1753e-10 | 0 | 0 | 0 | 0 | 0 | 0
[120 empty] | 7.3.5.15 Identification and remediation of “at-risk species”WLDFRVegetation ContactBranch (Not overhanging, 4-12ft) | WLDFR | HFTD - Distribution - Tier 3 - 3QU CoRE ¦ 4QU LoRE | Non-Red Flag Warning - Large Fires | Vegetation Contact | Branch (Not overhanging, 4-12ft) | 2020 | 3.5287e-08 | 213.7942 | 7.5441e-06 | 2020 | Mitigation | 0.5 | 30 | 0 | esc | 0.036879 | 1.3013e-09 | 0 | 0 | 0 | 0 | 0 | 0
[120 empty] | 7.3.5.15 Identification and remediation of “at-risk species”WLDFRVegetation ContactBranch (Not overhanging, within 4ft) | WLDFR | HFTD - Distribution - Tier 3 - 3QU CoRE ¦ 4QU LoRE | Non-Red Flag Warning - Large Fires | Vegetation Contact | Branch (Not overhanging, within 4ft) | 2020 | 1.4364e-08 | 213.7942 | 3.071e-06 | 2020 | Mitigation | 0.9 | 30 | 0 | esc | 0.066382 | 9.5353e-10 | 0 | 0 | 0 | 0 | 0 | 0
[120 empty] | 7.3.5.15 Identification and remediation of “at-risk species”WLDFRVegetation ContactBranch (OverHanging) | WLDFR | HFTD - Distribution - Tier 3 - 3QU CoRE ¦ 4QU LoRE | Non-Red Flag Warning - Large Fires | Vegetation Contact | Branch (OverHanging) | 2020 | 6.4473e-07 | 213.7942 | 0.00013784 | 2020 | Mitigation | 0.9 | 30 | 0 | esc | 0.066382 | 4.2798e-08 | 0 | 0 | 0 | 0 | 0 | 0
[120 empty] | 7.3.5.15 Identification and remediation of “at-risk species”WLDFRVegetation ContactFell into (Moderate-Severe defect) | WLDFR | HFTD - Distribution - Tier 3 - 3QU CoRE ¦ 4QU LoRE | Non-Red Flag Warning - Large Fires | Vegetation Contact | Fell into (Moderate-Severe defect) | 2020 | 3.4836e-07 | 213.7942 | 7.4476e-05 | 2020 | Mitigation | 0.95 | 1 | 0 | esc | 0.07007 | 2.4409e-08 | 0 | 0 | 0 | 0 | 0 | 0
[120 empty] | 7.3.5.15 Identification and remediation of “at-risk species”WLDFRVegetation ContactFell into (slight defect) | WLDFR | HFTD - Distribution - Tier 3 - 3QU CoRE ¦ 4QU LoRE | Non-Red Flag Warning - Large Fires | Vegetation Contact | Fell into (slight defect) | 2020 | 4.4943e-07 | 213.7942 | 9.6086e-05 | 2020 | Mitigation | 0.5 | 1 | 0 | esc | 0.036879 | 1.6575e-08 | 0 | 0 | 0 | 0 | 0 | 0
[120 empty] | 7.3.5.15 Identification and remediation of “at-risk species”WLDFRVegetation ContactGrow Into | WLDFR | HFTD - Distribution - Tier 3 - 3QU CoRE ¦ 4QU LoRE | Non-Red Flag Warning - Large Fires | Vegetation Contact | Grow Into | 2020 | 3.8797e-08 | 213.7942 | 8.2945e-06 | 2020 | Mitigation | 0.5 | 1 | 0 | esc | 0.036879 | 1.4308e-09 | 0 | 0 | 0 | 0 | 0 | 0
[120 empty] | 7.3.5.15 Identification and remediation of “at-risk species”WLDFRVegetation ContactBranch (Not overhanging, 4-12ft) | WLDFR | HFTD - Distribution - Tier 3 - 3QU CoRE ¦ 4QU LoRE | Non-Red Flag Warning - Small Fires | Vegetation Contact | Branch (Not overhanging, 4-12ft) | 2020 | 1.1446e-05 | 213.7942 | 0.0024472 | 2020 | Mitigation | 0.5 | 30 | 0 | esc | 0.036879 | 4.2213e-07 | 0 | 0 | 0 | 0 | 0 | 0
[120 empty] | 7.3.5.15 Identification and remediation of “at-risk species”WLDFRVegetation ContactBranch (Not overhanging, within 4ft) | WLDFR | HFTD - Distribution - Tier 3 - 3QU CoRE ¦ 4QU LoRE | Non-Red Flag Warning - Small Fires | Vegetation Contact | Branch (Not overhanging, within 4ft) | 2020 | 4.9205e-06 | 213.7942 | 0.001052 | 2020 | Mitigation | 0.9 | 30 | 0 | esc | 0.066382 | 3.2663e-07 | 0 | 0 | 0 | 0 | 0 | 0
[120 empty] | 7.3.5.15 Identification and remediation of “at-risk species”WLDFRVegetation ContactBranch (OverHanging) | WLDFR | HFTD - Distribution - Tier 3 - 3QU CoRE ¦ 4QU LoRE | Non-Red Flag Warning - Small Fires | Vegetation Contact | Branch (OverHanging) | 2020 | 0.00022134 | 213.7942 | 0.047322 | 2020 | Mitigation | 0.9 | 30 | 0 | esc | 0.066382 | 1.4693e-05 | 0 | 0 | 0 | 0 | 0 | 0
[120 empty] | 7.3.5.15 Identification and remediation of “at-risk species”WLDFRVegetation ContactFell into (Moderate-Severe defect) | WLDFR | HFTD - Distribution - Tier 3 - 3QU CoRE ¦ 4QU LoRE | Non-Red Flag Warning - Small Fires | Vegetation Contact | Fell into (Moderate-Severe defect) | 2020 | 0.00010759 | 213.7942 | 0.023002 | 2020 | Mitigation | 0.95 | 1 | 0 | esc | 0.07007 | 7.5389e-06 | 0 | 0 | 0 | 0 | 0 | 0
[120 empty] | 7.3.5.15 Identification and remediation of “at-risk species”WLDFRVegetation ContactFell into (slight defect) | WLDFR | HFTD - Distribution - Tier 3 - 3QU CoRE ¦ 4QU LoRE | Non-Red Flag Warning - Small Fires | Vegetation Contact | Fell into (slight defect) | 2020 | 0.00013883 | 213.7942 | 0.029682 | 2020 | Mitigation | 0.5 | 1 | 0 | esc | 0.036879 | 5.1201e-06 | 0 | 0 | 0 | 0 | 0 | 0
[120 empty] | 7.3.5.15 Identification and remediation of “at-risk species”WLDFRVegetation ContactGrow Into | WLDFR | HFTD - Distribution - Tier 3 - 3QU CoRE ¦ 4QU LoRE | Non-Red Flag Warning - Small Fires | Vegetation Contact | Grow Into | 2020 | 1.1971e-05 | 213.7942 | 0.0025594 | 2020 | Mitigation | 0.5 | 1 | 0 | esc | 0.036879 | 4.4149e-07 | 0 | 0 | 0 | 0 | 0 | 0
[120 empty] | 7.3.5.15 Identification and remediation of “at-risk species”WLDFRVegetation ContactBranch (Not overhanging, 4-12ft) | WLDFR | HFTD - Distribution - Tier 3 - 3QU CoRE ¦ 4QU LoRE | Red Flag Warning - Catastrophic Fires | Vegetation Contact | Branch (Not overhanging, 4-12ft) | 2020 | 1.9301e-07 | 213.7942 | 4.1265e-05 | 2020 | Mitigation | 0.5 | 30 | 0 | esc | 0.036879 | 7.1181e-09 | 0 | 0 | 0 | 0 | 0 | 0
[120 empty] | 7.3.5.15 Identification and remediation of “at-risk species”WLDFRVegetation ContactBranch (Not overhanging, within 4ft) | WLDFR | HFTD - Distribution - Tier 3 - 3QU CoRE ¦ 4QU LoRE | Red Flag Warning - Catastrophic Fires | Vegetation Contact | Branch (Not overhanging, within 4ft) | 2020 | 4.7125e-08 | 213.7942 | 1.0075e-05 | 2020 | Mitigation | 0.9 | 30 | 0 | esc | 0.066382 | 3.1283e-09 | 0 | 0 | 0 | 0 | 0 | 0
[120 empty] | 7.3.5.15 Identification and remediation of “at-risk species”WLDFRVegetation ContactBranch (OverHanging) | WLDFR | HFTD - Distribution - Tier 3 - 3QU CoRE ¦ 4QU LoRE | Red Flag Warning - Catastrophic Fires | Vegetation Contact | Branch (OverHanging) | 2020 | 2.8098e-06 | 213.7942 | 0.00060073 | 2020 | Mitigation | 0.9 | 30 | 0 | esc | 0.066382 | 1.8652e-07 | 0 | 0 | 0 | 0 | 0 | 0
[120 empty] | 7.3.5.15 Identification and remediation of “at-risk species”WLDFRVegetation ContactFell into (Moderate-Severe defect) | WLDFR | HFTD - Distribution - Tier 3 - 3QU CoRE ¦ 4QU LoRE | Red Flag Warning - Catastrophic Fires | Vegetation Contact | Fell into (Moderate-Severe defect) | 2020 | 8.7858e-07 | 213.7942 | 0.00018783 | 2020 | Mitigation | 0.95 | 1 | 0 | esc | 0.07007 | 6.1562e-08 | 0 | 0 | 0 | 0 | 0 | 0
[120 empty] | 7.3.5.15 Identification and remediation of “at-risk species”WLDFRVegetation ContactFell into (slight defect) | WLDFR | HFTD - Distribution - Tier 3 - 3QU CoRE ¦ 4QU LoRE | Red Flag Warning - Catastrophic Fires | Vegetation Contact | Fell into (slight defect) | 2020 | 9.7379e-07 | 213.7942 | 0.00020819 | 2020 | Mitigation | 0.5 | 1 | 0 | esc | 0.036879 | 3.5912e-08 | 0 | 0 | 0 | 0 | 0 | 0
[120 empty] | 7.3.5.15 Identification and remediation of “at-risk species”WLDFRVegetation ContactGrow Into | WLDFR | HFTD - Distribution - Tier 3 - 3QU CoRE ¦ 4QU LoRE | Red Flag Warning - Catastrophic Fires | Vegetation Contact | Grow Into | 2020 | 1.0214e-07 | 213.7942 | 2.1836e-05 | 2020 | Mitigation | 0.5 | 1 | 0 | esc | 0.036879 | 3.7667e-09 | 0 | 0 | 0 | 0 | 0 | 0
[120 empty] | 7.3.5.15 Identification and remediation of “at-risk species”WLDFRVegetation ContactBranch (Not overhanging, 4-12ft) | WLDFR | HFTD - Distribution - Tier 3 - 3QU CoRE ¦ 4QU LoRE | Red Flag Warning - Destructive Fires | Vegetation Contact | Branch (Not overhanging, 4-12ft) | 2020 | 2.4919e-08 | 213.7942 | 5.3274e-06 | 2020 | Mitigation | 0.5 | 30 | 0 | esc | 0.036879 | 9.1897e-10 | 0 | 0 | 0 | 0 | 0 | 0
[120 empty] | 7.3.5.15 Identification and remediation of “at-risk species”WLDFRVegetation ContactBranch (Not overhanging, within 4ft) | WLDFR | HFTD - Distribution - Tier 3 - 3QU CoRE ¦ 4QU LoRE | Red Flag Warning - Destructive Fires | Vegetation Contact | Branch (Not overhanging, within 4ft) | 2020 | 6.0953e-09 | 213.7942 | 1.3031e-06 | 2020 | Mitigation | 0.9 | 30 | 0 | esc | 0.066382 | 4.0462e-10 | 0 | 0 | 0 | 0 | 0 | 0
[120 empty] | 7.3.5.15 Identification and remediation of “at-risk species”WLDFRVegetation ContactBranch (OverHanging) | WLDFR | HFTD - Distribution - Tier 3 - 3QU CoRE ¦ 4QU LoRE | Red Flag Warning - Destructive Fires | Vegetation Contact | Branch (OverHanging) | 2020 | 3.6344e-07 | 213.7942 | 7.7702e-05 | 2020 | Mitigation | 0.9 | 30 | 0 | esc | 0.066382 | 2.4126e-08 | 0 | 0 | 0 | 0 | 0 | 0
[120 empty] | 7.3.5.15 Identification and remediation of “at-risk species”WLDFRVegetation ContactFell into (Moderate-Severe defect) | WLDFR | HFTD - Distribution - Tier 3 - 3QU CoRE ¦ 4QU LoRE | Red Flag Warning - Destructive Fires | Vegetation Contact | Fell into (Moderate-Severe defect) | 2020 | 1.1322e-07 | 213.7942 | 2.4205e-05 | 2020 | Mitigation | 0.95 | 1 | 0 | esc | 0.07007 | 7.9332e-09 | 0 | 0 | 0 | 0 | 0 | 0
[120 empty] | 7.3.5.15 Identification and remediation of “at-risk species”WLDFRVegetation ContactFell into (slight defect) | WLDFR | HFTD - Distribution - Tier 3 - 3QU CoRE ¦ 4QU LoRE | Red Flag Warning - Destructive Fires | Vegetation Contact | Fell into (slight defect) | 2020 | 1.2549e-07 | 213.7942 | 2.6829e-05 | 2020 | Mitigation | 0.5 | 1 | 0 | esc | 0.036879 | 4.6279e-09 | 0 | 0 | 0 | 0 | 0 | 0
[120 empty] | 7.3.5.15 Identification and remediation of “at-risk species”WLDFRVegetation ContactGrow Into | WLDFR | HFTD - Distribution - Tier 3 - 3QU CoRE ¦ 4QU LoRE | Red Flag Warning - Destructive Fires | Vegetation Contact | Grow Into | 2020 | 1.3161e-08 | 213.7942 | 2.8138e-06 | 2020 | Mitigation | 0.5 | 1 | 0 | esc | 0.036879 | 4.8538e-10 | 0 | 0 | 0 | 0 | 0 | 0
[120 empty] | 7.3.5.15 Identification and remediation of “at-risk species”WLDFRVegetation ContactBranch (Not overhanging, 4-12ft) | WLDFR | HFTD - Distribution - Tier 3 - 3QU CoRE ¦ 4QU LoRE | Red Flag Warning - Large Fires | Vegetation Contact | Branch (Not overhanging, 4-12ft) | 2020 | 1.5863e-07 | 213.7942 | 3.3914e-05 | 2020 | Mitigation | 0.5 | 30 | 0 | esc | 0.036879 | 5.85e-09 | 0 | 0 | 0 | 0 | 0 | 0
[120 empty] | 7.3.5.15 Identification and remediation of “at-risk species”WLDFRVegetation ContactBranch (Not overhanging, within 4ft) | WLDFR | HFTD - Distribution - Tier 3 - 3QU CoRE ¦ 4QU LoRE | Red Flag Warning - Large Fires | Vegetation Contact | Branch (Not overhanging, within 4ft) | 2020 | 3.6904e-08 | 213.7942 | 7.8899e-06 | 2020 | Mitigation | 0.9 | 30 | 0 | esc | 0.066382 | 2.4498e-09 | 0 | 0 | 0 | 0 | 0 | 0
[120 empty] | 7.3.5.15 Identification and remediation of “at-risk species”WLDFRVegetation ContactBranch (OverHanging) | WLDFR | HFTD - Distribution - Tier 3 - 3QU CoRE ¦ 4QU LoRE | Red Flag Warning - Large Fires | Vegetation Contact | Branch (OverHanging) | 2020 | 2.1945e-06 | 213.7942 | 0.00046916 | 2020 | Mitigation | 0.9 | 30 | 0 | esc | 0.066382 | 1.4567e-07 | 0 | 0 | 0 | 0 | 0 | 0
[120 empty] | 7.3.5.15 Identification and remediation of “at-risk species”WLDFRVegetation ContactFell into (Moderate-Severe defect) | WLDFR | HFTD - Distribution - Tier 3 - 3QU CoRE ¦ 4QU LoRE | Red Flag Warning - Large Fires | Vegetation Contact | Fell into (Moderate-Severe defect) | 2020 | 7.5273e-07 | 213.7942 | 0.00016093 | 2020 | Mitigation | 0.95 | 1 | 0 | esc | 0.07007 | 5.2744e-08 | 0 | 0 | 0 | 0 | 0 | 0
[120 empty] | 7.3.5.15 Identification and remediation of “at-risk species”WLDFRVegetation ContactFell into (slight defect) | WLDFR | HFTD - Distribution - Tier 3 - 3QU CoRE ¦ 4QU LoRE | Red Flag Warning - Large Fires | Vegetation Contact | Fell into (slight defect) | 2020 | 8.3413e-07 | 213.7942 | 0.00017833 | 2020 | Mitigation | 0.5 | 1 | 0 | esc | 0.036879 | 3.0762e-08 | 0 | 0 | 0 | 0 | 0 | 0
[120 empty] | 7.3.5.15 Identification and remediation of “at-risk species”WLDFRVegetation ContactGrow Into | WLDFR | HFTD - Distribution - Tier 3 - 3QU CoRE ¦ 4QU LoRE | Red Flag Warning - Large Fires | Vegetation Contact | Grow Into | 2020 | 8.7595e-08 | 213.7942 | 1.8727e-05 | 2020 | Mitigation | 0.5 | 1 | 0 | esc | 0.036879 | 3.2304e-09 | 0 | 0 | 0 | 0 | 0 | 0
[120 empty] | 7.3.5.15 Identification and remediation of “at-risk species”WLDFRVegetation ContactBranch (Not overhanging, 4-12ft) | WLDFR | HFTD - Distribution - Tier 3 - 3QU CoRE ¦ 4QU LoRE | Red Flag Warning - Small Fires | Vegetation Contact | Branch (Not overhanging, 4-12ft) | 2020 | 4.6554e-06 | 213.7942 | 0.0009953 | 2020 | Mitigation | 0.5 | 30 | 0 | esc | 0.036879 | 1.7169e-07 | 0 | 0 | 0 | 0 | 0 | 0
[120 empty] | 7.3.5.15 Identification and remediation of “at-risk species”WLDFRVegetation ContactBranch (Not overhanging, within 4ft) | WLDFR | HFTD - Distribution - Tier 3 - 3QU CoRE ¦ 4QU LoRE | Red Flag Warning - Small Fires | Vegetation Contact | Branch (Not overhanging, within 4ft) | 2020 | 1.1437e-06 | 213.7942 | 0.00024452 | 2020 | Mitigation | 0.9 | 30 | 0 | esc | 0.066382 | 7.5923e-08 | 0 | 0 | 0 | 0 | 0 | 0
[120 empty] | 7.3.5.15 Identification and remediation of “at-risk species”WLDFRVegetation ContactBranch (OverHanging) | WLDFR | HFTD - Distribution - Tier 3 - 3QU CoRE ¦ 4QU LoRE | Red Flag Warning - Small Fires | Vegetation Contact | Branch (OverHanging) | 2020 | 6.8162e-05 | 213.7942 | 0.014573 | 2020 | Mitigation | 0.9 | 30 | 0 | esc | 0.066382 | 4.5247e-06 | 0 | 0 | 0 | 0 | 0 | 0
[120 empty] | 7.3.5.15 Identification and remediation of “at-risk species”WLDFRVegetation ContactFell into (Moderate-Severe defect) | WLDFR | HFTD - Distribution - Tier 3 - 3QU CoRE ¦ 4QU LoRE | Red Flag Warning - Small Fires | Vegetation Contact | Fell into (Moderate-Severe defect) | 2020 | 2.1034e-05 | 213.7942 | 0.0044968 | 2020 | Mitigation | 0.95 | 1 | 0 | esc | 0.07007 | 1.4738e-06 | 0 | 0 | 0 | 0 | 0 | 0
[120 empty] | 7.3.5.15 Identification and remediation of “at-risk species”WLDFRVegetation ContactFell into (slight defect) | WLDFR | HFTD - Distribution - Tier 3 - 3QU CoRE ¦ 4QU LoRE | Red Flag Warning - Small Fires | Vegetation Contact | Fell into (slight defect) | 2020 | 2.3313e-05 | 213.7942 | 0.0049841 | 2020 | Mitigation | 0.5 | 1 | 0 | esc | 0.036879 | 8.5974e-07 | 0 | 0 | 0 | 0 | 0 | 0
[120 empty] | 7.3.5.15 Identification and remediation of “at-risk species”WLDFRVegetation ContactGrow Into | WLDFR | HFTD - Distribution - Tier 3 - 3QU CoRE ¦ 4QU LoRE | Red Flag Warning - Small Fires | Vegetation Contact | Grow Into | 2020 | 2.4454e-06 | 213.7942 | 0.00052281 | 2020 | Mitigation | 0.5 | 1 | 0 | esc | 0.036879 | 9.0184e-08 | 0 | 0 | 0 | 0 | 0 | 0
[120 empty] | 7.3.5.15 Identification and remediation of “at-risk species”WLDFRCC - Seismic ScenarioSeismic Scenario | WLDFR | HFTD - Distribution - Tier 3 - 3QU CoRE ¦ 4QU LoRE | Seismic - Non-Red Flag Warning - Catastrophic Fires | CC - Seismic Scenario | Seismic Scenario | 2020 | 9.5714e-11 | 213.7942 | 2.0463e-08 | 2020 | Mitigation | 0.082056 | 1 | 0 | esc | 0.0060523 | 5.7928e-13 | 0 | 0 | 0 | 0 | 0 | 0
[120 empty] | 7.3.5.15 Identification and remediation of “at-risk species”WLDFRCC - Seismic ScenarioSeismic Scenario | WLDFR | HFTD - Distribution - Tier 3 - 3QU CoRE ¦ 4QU LoRE | Seismic - Red Flag Warning - Catastrophic Fires | CC - Seismic Scenario | Seismic Scenario | 2020 | 4.1271e-09 | 213.7942 | 8.8236e-07 | 2020 | Mitigation | 0.082056 | 1 | 0 | esc | 0.0060523 | 2.4979e-11 | 0 | 0 | 0 | 0 | 0 | 0
[120 empty] | 7.3.5.15 Identification and remediation of “at-risk species”WLDFRVegetation ContactBranch (Not overhanging, 4-12ft) | WLDFR | HFTD - Distribution - Tier 3 - 3QU CoRE ¦ 5QU LoRE | Non-Red Flag Warning - Catastrophic Fires | Vegetation Contact | Branch (Not overhanging, 4-12ft) | 2020 | 8.503e-10 | 105.542 | 8.9742e-08 | 2020 | Mitigation | 0.5 | 30 | 0 | esc | 0.036879 | 3.1358e-11 | 0 | 0 | 0 | 0 | 0 | 0
[120 empty] | 7.3.5.15 Identification and remediation of “at-risk species”WLDFRVegetation ContactBranch (Not overhanging, within 4ft) | WLDFR | HFTD - Distribution - Tier 3 - 3QU CoRE ¦ 5QU LoRE | Non-Red Flag Warning - Catastrophic Fires | Vegetation Contact | Branch (Not overhanging, within 4ft) | 2020 | 3.8981e-10 | 105.542 | 4.1141e-08 | 2020 | Mitigation | 0.9 | 30 | 0 | esc | 0.066382 | 2.5876e-11 | 0 | 0 | 0 | 0 | 0 | 0
[120 empty] | 7.3.5.15 Identification and remediation of “at-risk species”WLDFRVegetation ContactBranch (OverHanging) | WLDFR | HFTD - Distribution - Tier 3 - 3QU CoRE ¦ 5QU LoRE | Non-Red Flag Warning - Catastrophic Fires | Vegetation Contact | Branch (OverHanging) | 2020 | 1.7579e-08 | 105.542 | 1.8553e-06 | 2020 | Mitigation | 0.9 | 30 | 0 | esc | 0.066382 | 1.1669e-09 | 0 | 0 | 0 | 0 | 0 | 0
[120 empty] | 7.3.5.15 Identification and remediation of “at-risk species”WLDFRVegetation ContactFell into (Moderate-Severe defect) | WLDFR | HFTD - Distribution - Tier 3 - 3QU CoRE ¦ 5QU LoRE | Non-Red Flag Warning - Catastrophic Fires | Vegetation Contact | Fell into (Moderate-Severe defect) | 2020 | 7.5211e-09 | 105.542 | 7.9379e-07 | 2020 | Mitigation | 0.95 | 1 | 0 | esc | 0.07007 | 5.27e-10 | 0 | 0 | 0 | 0 | 0 | 0
[120 empty] | 7.3.5.15 Identification and remediation of “at-risk species”WLDFRVegetation ContactFell into (slight defect) | WLDFR | HFTD - Distribution - Tier 3 - 3QU CoRE ¦ 5QU LoRE | Non-Red Flag Warning - Catastrophic Fires | Vegetation Contact | Fell into (slight defect) | 2020 | 9.7094e-09 | 105.542 | 1.0247e-06 | 2020 | Mitigation | 0.5 | 1 | 0 | esc | 0.036879 | 3.5807e-10 | 0 | 0 | 0 | 0 | 0 | 0
[120 empty] | 7.3.5.15 Identification and remediation of “at-risk species”WLDFRVegetation ContactGrow Into | WLDFR | HFTD - Distribution - Tier 3 - 3QU CoRE ¦ 5QU LoRE | Non-Red Flag Warning - Catastrophic Fires | Vegetation Contact | Grow Into | 2020 | 8.3506e-10 | 105.542 | 8.8134e-08 | 2020 | Mitigation | 0.5 | 1 | 0 | esc | 0.036879 | 3.0796e-11 | 0 | 0 | 0 | 0 | 0 | 0
[120 empty] | 7.3.5.15 Identification and remediation of “at-risk species”WLDFRVegetation ContactBranch (Not overhanging, 4-12ft) | WLDFR | HFTD - Distribution - Tier 3 - 3QU CoRE ¦ 5QU LoRE | Non-Red Flag Warning - Destructive Fires | Vegetation Contact | Branch (Not overhanging, 4-12ft) | 2020 | 2.2278e-09 | 105.542 | 2.3513e-07 | 2020 | Mitigation | 0.5 | 30 | 0 | esc | 0.036879 | 8.2161e-11 | 0 | 0 | 0 | 0 | 0 | 0
[120 empty] | 7.3.5.15 Identification and remediation of “at-risk species”WLDFRVegetation ContactBranch (Not overhanging, within 4ft) | WLDFR | HFTD - Distribution - Tier 3 - 3QU CoRE ¦ 5QU LoRE | Non-Red Flag Warning - Destructive Fires | Vegetation Contact | Branch (Not overhanging, within 4ft) | 2020 | 1.0216e-09 | 105.542 | 1.0782e-07 | 2020 | Mitigation | 0.9 | 30 | 0 | esc | 0.066382 | 6.7818e-11 | 0 | 0 | 0 | 0 | 0 | 0
[120 empty] | 7.3.5.15 Identification and remediation of “at-risk species”WLDFRVegetation ContactBranch (OverHanging) | WLDFR | HFTD - Distribution - Tier 3 - 3QU CoRE ¦ 5QU LoRE | Non-Red Flag Warning - Destructive Fires | Vegetation Contact | Branch (OverHanging) | 2020 | 4.6106e-08 | 105.542 | 4.8661e-06 | 2020 | Mitigation | 0.9 | 30 | 0 | esc | 0.066382 | 3.0606e-09 | 0 | 0 | 0 | 0 | 0 | 0
[120 empty] | 7.3.5.15 Identification and remediation of “at-risk species”WLDFRVegetation ContactFell into (Moderate-Severe defect) | WLDFR | HFTD - Distribution - Tier 3 - 3QU CoRE ¦ 5QU LoRE | Non-Red Flag Warning - Destructive Fires | Vegetation Contact | Fell into (Moderate-Severe defect) | 2020 | 1.9742e-08 | 105.542 | 2.0836e-06 | 2020 | Mitigation | 0.95 | 1 | 0 | esc | 0.07007 | 1.3833e-09 | 0 | 0 | 0 | 0 | 0 | 0
[120 empty] | 7.3.5.15 Identification and remediation of “at-risk species”WLDFRVegetation ContactFell into (slight defect) | WLDFR | HFTD - Distribution - Tier 3 - 3QU CoRE ¦ 5QU LoRE | Non-Red Flag Warning - Destructive Fires | Vegetation Contact | Fell into (slight defect) | 2020 | 2.5487e-08 | 105.542 | 2.69e-06 | 2020 | Mitigation | 0.5 | 1 | 0 | esc | 0.036879 | 9.3995e-10 | 0 | 0 | 0 | 0 | 0 | 0
[120 empty] | 7.3.5.15 Identification and remediation of “at-risk species”WLDFRVegetation ContactGrow Into | WLDFR | HFTD - Distribution - Tier 3 - 3QU CoRE ¦ 5QU LoRE | Non-Red Flag Warning - Destructive Fires | Vegetation Contact | Grow Into | 2020 | 2.1913e-09 | 105.542 | 2.3127e-07 | 2020 | Mitigation | 0.5 | 1 | 0 | esc | 0.036879 | 8.0812e-11 | 0 | 0 | 0 | 0 | 0 | 0
[120 empty] | 7.3.5.15 Identification and remediation of “at-risk species”WLDFRVegetation ContactBranch (Not overhanging, 4-12ft) | WLDFR | HFTD - Distribution - Tier 3 - 3QU CoRE ¦ 5QU LoRE | Non-Red Flag Warning - Large Fires | Vegetation Contact | Branch (Not overhanging, 4-12ft) | 2020 | 3.42e-08 | 105.542 | 3.6096e-06 | 2020 | Mitigation | 0.5 | 30 | 0 | esc | 0.036879 | 1.2613e-09 | 0 | 0 | 0 | 0 | 0 | 0
[120 empty] | 7.3.5.15 Identification and remediation of “at-risk species”WLDFRVegetation ContactBranch (Not overhanging, within 4ft) | WLDFR | HFTD - Distribution - Tier 3 - 3QU CoRE ¦ 5QU LoRE | Non-Red Flag Warning - Large Fires | Vegetation Contact | Branch (Not overhanging, within 4ft) | 2020 | 1.5687e-08 | 105.542 | 1.6556e-06 | 2020 | Mitigation | 0.9 | 30 | 0 | esc | 0.066382 | 1.0413e-09 | 0 | 0 | 0 | 0 | 0 | 0
[120 empty] | 7.3.5.15 Identification and remediation of “at-risk species”WLDFRVegetation ContactBranch (OverHanging) | WLDFR | HFTD - Distribution - Tier 3 - 3QU CoRE ¦ 5QU LoRE | Non-Red Flag Warning - Large Fires | Vegetation Contact | Branch (OverHanging) | 2020 | 7.0637e-07 | 105.542 | 7.4552e-05 | 2020 | Mitigation | 0.9 | 30 | 0 | esc | 0.066382 | 4.689e-08 | 0 | 0 | 0 | 0 | 0 | 0
[120 empty] | 7.3.5.15 Identification and remediation of “at-risk species”WLDFRVegetation ContactFell into (Moderate-Severe defect) | WLDFR | HFTD - Distribution - Tier 3 - 3QU CoRE ¦ 5QU LoRE | Non-Red Flag Warning - Large Fires | Vegetation Contact | Fell into (Moderate-Severe defect) | 2020 | 3.0107e-07 | 105.542 | 3.1776e-05 | 2020 | Mitigation | 0.95 | 1 | 0 | esc | 0.07007 | 2.1096e-08 | 0 | 0 | 0 | 0 | 0 | 0
[120 empty] | 7.3.5.15 Identification and remediation of “at-risk species”WLDFRVegetation ContactFell into (slight defect) | WLDFR | HFTD - Distribution - Tier 3 - 3QU CoRE ¦ 5QU LoRE | Non-Red Flag Warning - Large Fires | Vegetation Contact | Fell into (slight defect) | 2020 | 3.8863e-07 | 105.542 | 4.1016e-05 | 2020 | Mitigation | 0.5 | 1 | 0 | esc | 0.036879 | 1.4332e-08 | 0 | 0 | 0 | 0 | 0 | 0
[120 empty] | 7.3.5.15 Identification and remediation of “at-risk species”WLDFRVegetation ContactGrow Into | WLDFR | HFTD - Distribution - Tier 3 - 3QU CoRE ¦ 5QU LoRE | Non-Red Flag Warning - Large Fires | Vegetation Contact | Grow Into | 2020 | 3.3446e-08 | 105.542 | 3.53e-06 | 2020 | Mitigation | 0.5 | 1 | 0 | esc | 0.036879 | 1.2335e-09 | 0 | 0 | 0 | 0 | 0 | 0
[120 empty] | 7.3.5.15 Identification and remediation of “at-risk species”WLDFRVegetation ContactBranch (Not overhanging, 4-12ft) | WLDFR | HFTD - Distribution - Tier 3 - 3QU CoRE ¦ 5QU LoRE | Non-Red Flag Warning - Small Fires | Vegetation Contact | Branch (Not overhanging, 4-12ft) | 2020 | 9.0033e-06 | 105.542 | 0.00095023 | 2020 | Mitigation | 0.5 | 30 | 0 | esc | 0.036879 | 3.3203e-07 | 0 | 0 | 0 | 0 | 0 | 0
[120 empty] | 7.3.5.15 Identification and remediation of “at-risk species”WLDFRVegetation ContactBranch (Not overhanging, within 4ft) | WLDFR | HFTD - Distribution - Tier 3 - 3QU CoRE ¦ 5QU LoRE | Non-Red Flag Warning - Small Fires | Vegetation Contact | Branch (Not overhanging, within 4ft) | 2020 | 4.1341e-06 | 105.542 | 0.00043632 | 2020 | Mitigation | 0.9 | 30 | 0 | esc | 0.066382 | 2.7443e-07 | 0 | 0 | 0 | 0 | 0 | 0
[120 empty] | 7.3.5.15 Identification and remediation of “at-risk species”WLDFRVegetation ContactBranch (OverHanging) | WLDFR | HFTD - Distribution - Tier 3 - 3QU CoRE ¦ 5QU LoRE | Non-Red Flag Warning - Small Fires | Vegetation Contact | Branch (OverHanging) | 2020 | 0.00018757 | 105.542 | 0.019796 | 2020 | Mitigation | 0.9 | 30 | 0 | esc | 0.066382 | 1.2451e-05 | 0 | 0 | 0 | 0 | 0 | 0
[120 empty] | 7.3.5.15 Identification and remediation of “at-risk species”WLDFRVegetation ContactFell into (Moderate-Severe defect) | WLDFR | HFTD - Distribution - Tier 3 - 3QU CoRE ¦ 5QU LoRE | Non-Red Flag Warning - Small Fires | Vegetation Contact | Fell into (Moderate-Severe defect) | 2020 | 8.0868e-05 | 105.542 | 0.008535 | 2020 | Mitigation | 0.95 | 1 | 0 | esc | 0.07007 | 5.6665e-06 | 0 | 0 | 0 | 0 | 0 | 0
[120 empty] | 7.3.5.15 Identification and remediation of “at-risk species”WLDFRVegetation ContactFell into (slight defect) | WLDFR | HFTD - Distribution - Tier 3 - 3QU CoRE ¦ 5QU LoRE | Non-Red Flag Warning - Small Fires | Vegetation Contact | Fell into (slight defect) | 2020 | 0.00010445 | 105.542 | 0.011023 | 2020 | Mitigation | 0.5 | 1 | 0 | esc | 0.036879 | 3.8519e-06 | 0 | 0 | 0 | 0 | 0 | 0
[120 empty] | 7.3.5.15 Identification and remediation of “at-risk species”WLDFRVegetation ContactGrow Into | WLDFR | HFTD - Distribution - Tier 3 - 3QU CoRE ¦ 5QU LoRE | Non-Red Flag Warning - Small Fires | Vegetation Contact | Grow Into | 2020 | 8.9578e-06 | 105.542 | 0.00094543 | 2020 | Mitigation | 0.5 | 1 | 0 | esc | 0.036879 | 3.3036e-07 | 0 | 0 | 0 | 0 | 0 | 0
[120 empty] | 7.3.5.15 Identification and remediation of “at-risk species”WLDFRVegetation ContactBranch (Not overhanging, 4-12ft) | WLDFR | HFTD - Distribution - Tier 3 - 3QU CoRE ¦ 5QU LoRE | Red Flag Warning - Catastrophic Fires | Vegetation Contact | Branch (Not overhanging, 4-12ft) | 2020 | 1.3904e-07 | 105.542 | 1.4674e-05 | 2020 | Mitigation | 0.5 | 30 | 0 | esc | 0.036879 | 5.1275e-09 | 0 | 0 | 0 | 0 | 0 | 0
[120 empty] | 7.3.5.15 Identification and remediation of “at-risk species”WLDFRVegetation ContactBranch (Not overhanging, within 4ft) | WLDFR | HFTD - Distribution - Tier 3 - 3QU CoRE ¦ 5QU LoRE | Red Flag Warning - Catastrophic Fires | Vegetation Contact | Branch (Not overhanging, within 4ft) | 2020 | 3.6428e-08 | 105.542 | 3.8446e-06 | 2020 | Mitigation | 0.9 | 30 | 0 | esc | 0.066382 | 2.4181e-09 | 0 | 0 | 0 | 0 | 0 | 0
[120 empty] | 7.3.5.15 Identification and remediation of “at-risk species”WLDFRVegetation ContactBranch (OverHanging) | WLDFR | HFTD - Distribution - Tier 3 - 3QU CoRE ¦ 5QU LoRE | Red Flag Warning - Catastrophic Fires | Vegetation Contact | Branch (OverHanging) | 2020 | 2.1763e-06 | 105.542 | 0.00022969 | 2020 | Mitigation | 0.9 | 30 | 0 | esc | 0.066382 | 1.4447e-07 | 0 | 0 | 0 | 0 | 0 | 0
[120 empty] | 7.3.5.15 Identification and remediation of “at-risk species”WLDFRVegetation ContactFell into (Moderate-Severe defect) | WLDFR | HFTD - Distribution - Tier 3 - 3QU CoRE ¦ 5QU LoRE | Red Flag Warning - Catastrophic Fires | Vegetation Contact | Fell into (Moderate-Severe defect) | 2020 | 5.9113e-07 | 105.542 | 6.2389e-05 | 2020 | Mitigation | 0.95 | 1 | 0 | esc | 0.07007 | 4.1421e-08 | 0 | 0 | 0 | 0 | 0 | 0
[120 empty] | 7.3.5.15 Identification and remediation of “at-risk species”WLDFRVegetation ContactFell into (slight defect) | WLDFR | HFTD - Distribution - Tier 3 - 3QU CoRE ¦ 5QU LoRE | Red Flag Warning - Catastrophic Fires | Vegetation Contact | Fell into (slight defect) | 2020 | 6.5547e-07 | 105.542 | 6.9179e-05 | 2020 | Mitigation | 0.5 | 1 | 0 | esc | 0.036879 | 2.4173e-08 | 0 | 0 | 0 | 0 | 0 | 0
[120 empty] | 7.3.5.15 Identification and remediation of “at-risk species”WLDFRVegetation ContactGrow Into | WLDFR | HFTD - Distribution - Tier 3 - 3QU CoRE ¦ 5QU LoRE | Red Flag Warning - Catastrophic Fires | Vegetation Contact | Grow Into | 2020 | 6.8579e-08 | 105.542 | 7.238e-06 | 2020 | Mitigation | 0.5 | 1 | 0 | esc | 0.036879 | 2.5291e-09 | 0 | 0 | 0 | 0 | 0 | 0
[120 empty] | 7.3.5.15 Identification and remediation of “at-risk species”WLDFRVegetation ContactBranch (Not overhanging, 4-12ft) | WLDFR | HFTD - Distribution - Tier 3 - 3QU CoRE ¦ 5QU LoRE | Red Flag Warning - Destructive Fires | Vegetation Contact | Branch (Not overhanging, 4-12ft) | 2020 | 1.8318e-08 | 105.542 | 1.9334e-06 | 2020 | Mitigation | 0.5 | 30 | 0 | esc | 0.036879 | 6.7556e-10 | 0 | 0 | 0 | 0 | 0 | 0
[120 empty] | 7.3.5.15 Identification and remediation of “at-risk species”WLDFRVegetation ContactBranch (Not overhanging, within 4ft) | WLDFR | HFTD - Distribution - Tier 3 - 3QU CoRE ¦ 5QU LoRE | Red Flag Warning - Destructive Fires | Vegetation Contact | Branch (Not overhanging, within 4ft) | 2020 | 4.8009e-09 | 105.542 | 5.0669e-07 | 2020 | Mitigation | 0.9 | 30 | 0 | esc | 0.066382 | 3.1869e-10 | 0 | 0 | 0 | 0 | 0 | 0
[120 empty] | 7.3.5.15 Identification and remediation of “at-risk species”WLDFRVegetation ContactBranch (OverHanging) | WLDFR | HFTD - Distribution - Tier 3 - 3QU CoRE ¦ 5QU LoRE | Red Flag Warning - Destructive Fires | Vegetation Contact | Branch (OverHanging) | 2020 | 2.8704e-07 | 105.542 | 3.0295e-05 | 2020 | Mitigation | 0.9 | 30 | 0 | esc | 0.066382 | 1.9054e-08 | 0 | 0 | 0 | 0 | 0 | 0
[120 empty] | 7.3.5.15 Identification and remediation of “at-risk species”WLDFRVegetation ContactFell into (Moderate-Severe defect) | WLDFR | HFTD - Distribution - Tier 3 - 3QU CoRE ¦ 5QU LoRE | Red Flag Warning - Destructive Fires | Vegetation Contact | Fell into (Moderate-Severe defect) | 2020 | 7.8026e-08 | 105.542 | 8.235e-06 | 2020 | Mitigation | 0.95 | 1 | 0 | esc | 0.07007 | 5.4673e-09 | 0 | 0 | 0 | 0 | 0 | 0
[120 empty] | 7.3.5.15 Identification and remediation of “at-risk species”WLDFRVegetation ContactFell into (slight defect) | WLDFR | HFTD - Distribution - Tier 3 - 3QU CoRE ¦ 5QU LoRE | Red Flag Warning - Destructive Fires | Vegetation Contact | Fell into (slight defect) | 2020 | 8.6523e-08 | 105.542 | 9.1318e-06 | 2020 | Mitigation | 0.5 | 1 | 0 | esc | 0.036879 | 3.1909e-09 | 0 | 0 | 0 | 0 | 0 | 0
[120 empty] | 7.3.5.15 Identification and remediation of “at-risk species”WLDFRVegetation ContactGrow Into | WLDFR | HFTD - Distribution - Tier 3 - 3QU CoRE ¦ 5QU LoRE | Red Flag Warning - Destructive Fires | Vegetation Contact | Grow Into | 2020 | 9.0493e-09 | 105.542 | 9.5508e-07 | 2020 | Mitigation | 0.5 | 1 | 0 | esc | 0.036879 | 3.3373e-10 | 0 | 0 | 0 | 0 | 0 | 0
[120 empty] | 7.3.5.15 Identification and remediation of “at-risk species”WLDFRVegetation ContactBranch (Not overhanging, 4-12ft) | WLDFR | HFTD - Distribution - Tier 3 - 3QU CoRE ¦ 5QU LoRE | Red Flag Warning - Large Fires | Vegetation Contact | Branch (Not overhanging, 4-12ft) | 2020 | 1.5374e-07 | 105.542 | 1.6226e-05 | 2020 | Mitigation | 0.5 | 30 | 0 | esc | 0.036879 | 5.6699e-09 | 0 | 0 | 0 | 0 | 0 | 0
[120 empty] | 7.3.5.15 Identification and remediation of “at-risk species”WLDFRVegetation ContactBranch (Not overhanging, within 4ft) | WLDFR | HFTD - Distribution - Tier 3 - 3QU CoRE ¦ 5QU LoRE | Red Flag Warning - Large Fires | Vegetation Contact | Branch (Not overhanging, within 4ft) | 2020 | 4.0302e-08 | 105.542 | 4.2535e-06 | 2020 | Mitigation | 0.9 | 30 | 0 | esc | 0.066382 | 2.6753e-09 | 0 | 0 | 0 | 0 | 0 | 0
[120 empty] | 7.3.5.15 Identification and remediation of “at-risk species”WLDFRVegetation ContactBranch (OverHanging) | WLDFR | HFTD - Distribution - Tier 3 - 3QU CoRE ¦ 5QU LoRE | Red Flag Warning - Large Fires | Vegetation Contact | Branch (OverHanging) | 2020 | 2.4043e-06 | 105.542 | 0.00025375 | 2020 | Mitigation | 0.9 | 30 | 0 | esc | 0.066382 | 1.596e-07 | 0 | 0 | 0 | 0 | 0 | 0
[120 empty] | 7.3.5.15 Identification and remediation of “at-risk species”WLDFRVegetation ContactFell into (Moderate-Severe defect) | WLDFR | HFTD - Distribution - Tier 3 - 3QU CoRE ¦ 5QU LoRE | Red Flag Warning - Large Fires | Vegetation Contact | Fell into (Moderate-Severe defect) | 2020 | 6.5056e-07 | 105.542 | 6.8662e-05 | 2020 | Mitigation | 0.95 | 1 | 0 | esc | 0.07007 | 4.5585e-08 | 0 | 0 | 0 | 0 | 0 | 0
[120 empty] | 7.3.5.15 Identification and remediation of “at-risk species”WLDFRVegetation ContactFell into (slight defect) | WLDFR | HFTD - Distribution - Tier 3 - 3QU CoRE ¦ 5QU LoRE | Red Flag Warning - Large Fires | Vegetation Contact | Fell into (slight defect) | 2020 | 7.2128e-07 | 105.542 | 7.6126e-05 | 2020 | Mitigation | 0.5 | 1 | 0 | esc | 0.036879 | 2.66e-08 | 0 | 0 | 0 | 0 | 0 | 0
[120 empty] | 7.3.5.15 Identification and remediation of “at-risk species”WLDFRVegetation ContactGrow Into | WLDFR | HFTD - Distribution - Tier 3 - 3QU CoRE ¦ 5QU LoRE | Red Flag Warning - Large Fires | Vegetation Contact | Grow Into | 2020 | 7.5515e-08 | 105.542 | 7.97e-06 | 2020 | Mitigation | 0.5 | 1 | 0 | esc | 0.036879 | 2.7849e-09 | 0 | 0 | 0 | 0 | 0 | 0
[120 empty] | 7.3.5.15 Identification and remediation of “at-risk species”WLDFRVegetation ContactBranch (Not overhanging, 4-12ft) | WLDFR | HFTD - Distribution - Tier 3 - 3QU CoRE ¦ 5QU LoRE | Red Flag Warning - Small Fires | Vegetation Contact | Branch (Not overhanging, 4-12ft) | 2020 | 3.6617e-06 | 105.542 | 0.00038647 | 2020 | Mitigation | 0.5 | 30 | 0 | esc | 0.036879 | 1.3504e-07 | 0 | 0 | 0 | 0 | 0 | 0
[120 empty] | 7.3.5.15 Identification and remediation of “at-risk species”WLDFRVegetation ContactBranch (Not overhanging, within 4ft) | WLDFR | HFTD - Distribution - Tier 3 - 3QU CoRE ¦ 5QU LoRE | Red Flag Warning - Small Fires | Vegetation Contact | Branch (Not overhanging, within 4ft) | 2020 | 9.6093e-07 | 105.542 | 0.00010142 | 2020 | Mitigation | 0.9 | 30 | 0 | esc | 0.066382 | 6.3788e-08 | 0 | 0 | 0 | 0 | 0 | 0
[120 empty] | 7.3.5.15 Identification and remediation of “at-risk species”WLDFRVegetation ContactBranch (OverHanging) | WLDFR | HFTD - Distribution - Tier 3 - 3QU CoRE ¦ 5QU LoRE | Red Flag Warning - Small Fires | Vegetation Contact | Branch (OverHanging) | 2020 | 5.7759e-05 | 105.542 | 0.006096 | 2020 | Mitigation | 0.9 | 30 | 0 | esc | 0.066382 | 3.8342e-06 | 0 | 0 | 0 | 0 | 0 | 0
[120 empty] | 7.3.5.15 Identification and remediation of “at-risk species”WLDFRVegetation ContactFell into (Moderate-Severe defect) | WLDFR | HFTD - Distribution - Tier 3 - 3QU CoRE ¦ 5QU LoRE | Red Flag Warning - Small Fires | Vegetation Contact | Fell into (Moderate-Severe defect) | 2020 | 1.5809e-05 | 105.542 | 0.0016685 | 2020 | Mitigation | 0.95 | 1 | 0 | esc | 0.07007 | 1.1078e-06 | 0 | 0 | 0 | 0 | 0 | 0
[120 empty] | 7.3.5.15 Identification and remediation of “at-risk species”WLDFRVegetation ContactFell into (slight defect) | WLDFR | HFTD - Distribution - Tier 3 - 3QU CoRE ¦ 5QU LoRE | Red Flag Warning - Small Fires | Vegetation Contact | Fell into (slight defect) | 2020 | 1.7538e-05 | 105.542 | 0.001851 | 2020 | Mitigation | 0.5 | 1 | 0 | esc | 0.036879 | 6.4679e-07 | 0 | 0 | 0 | 0 | 0 | 0
[120 empty] | 7.3.5.15 Identification and remediation of “at-risk species”WLDFRVegetation ContactGrow Into | WLDFR | HFTD - Distribution - Tier 3 - 3QU CoRE ¦ 5QU LoRE | Red Flag Warning - Small Fires | Vegetation Contact | Grow Into | 2020 | 1.8298e-06 | 105.542 | 0.00019312 | 2020 | Mitigation | 0.5 | 1 | 0 | esc | 0.036879 | 6.7482e-08 | 0 | 0 | 0 | 0 | 0 | 0
[120 empty] | 7.3.5.15 Identification and remediation of “at-risk species”WLDFRCC - Seismic ScenarioSeismic Scenario | WLDFR | HFTD - Distribution - Tier 3 - 3QU CoRE ¦ 5QU LoRE | Seismic - Non-Red Flag Warning - Catastrophic Fires | CC - Seismic Scenario | Seismic Scenario | 2020 | 2.259e-10 | 105.542 | 2.3842e-08 | 2020 | Mitigation | 0.082056 | 1 | 0 | esc | 0.0060523 | 1.3672e-12 | 0 | 0 | 0 | 0 | 0 | 0
[120 empty] | 7.3.5.15 Identification and remediation of “at-risk species”WLDFRCC - Seismic ScenarioSeismic Scenario | WLDFR | HFTD - Distribution - Tier 3 - 3QU CoRE ¦ 5QU LoRE | Seismic - Red Flag Warning - Catastrophic Fires | CC - Seismic Scenario | Seismic Scenario | 2020 | 9.7409e-09 | 105.542 | 1.0281e-06 | 2020 | Mitigation | 0.082056 | 1 | 0 | esc | 0.0060523 | 5.8954e-11 | 0 | 0 | 0 | 0 | 0 | 0
[120 empty] | 7.3.5.15 Identification and remediation of “at-risk species”WLDFRVegetation ContactBranch (Not overhanging, 4-12ft) | WLDFR | HFTD - Distribution - Tier 3 - 4QU CoRE ¦ 1QU LoRE | Non-Red Flag Warning - Catastrophic Fires | Vegetation Contact | Branch (Not overhanging, 4-12ft) | 2020 | 9.4275e-10 | 608.7309 | 5.7388e-07 | 2020 | Mitigation | 0.5 | 30 | 0 | esc | 0.036879 | 3.4768e-11 | 0 | 0 | 0 | 0 | 0 | 0
[120 empty] | 7.3.5.15 Identification and remediation of “at-risk species”WLDFRVegetation ContactBranch (Not overhanging, within 4ft) | WLDFR | HFTD - Distribution - Tier 3 - 4QU CoRE ¦ 1QU LoRE | Non-Red Flag Warning - Catastrophic Fires | Vegetation Contact | Branch (Not overhanging, within 4ft) | 2020 | 3.9994e-10 | 608.7309 | 2.4346e-07 | 2020 | Mitigation | 0.9 | 30 | 0 | esc | 0.066382 | 2.6549e-11 | 0 | 0 | 0 | 0 | 0 | 0
[120 empty] | 7.3.5.15 Identification and remediation of “at-risk species”WLDFRVegetation ContactBranch (OverHanging) | WLDFR | HFTD - Distribution - Tier 3 - 4QU CoRE ¦ 1QU LoRE | Non-Red Flag Warning - Catastrophic Fires | Vegetation Contact | Branch (OverHanging) | 2020 | 1.78e-08 | 608.7309 | 1.0835e-05 | 2020 | Mitigation | 0.9 | 30 | 0 | esc | 0.066382 | 1.1816e-09 | 0 | 0 | 0 | 0 | 0 | 0
[120 empty] | 7.3.5.15 Identification and remediation of “at-risk species”WLDFRVegetation ContactFell into (Moderate-Severe defect) | WLDFR | HFTD - Distribution - Tier 3 - 4QU CoRE ¦ 1QU LoRE | Non-Red Flag Warning - Catastrophic Fires | Vegetation Contact | Fell into (Moderate-Severe defect) | 2020 | 8.7773e-09 | 608.7309 | 5.343e-06 | 2020 | Mitigation | 0.95 | 1 | 0 | esc | 0.07007 | 6.1502e-10 | 0 | 0 | 0 | 0 | 0 | 0
[120 empty] | 7.3.5.15 Identification and remediation of “at-risk species”WLDFRVegetation ContactFell into (slight defect) | WLDFR | HFTD - Distribution - Tier 3 - 4QU CoRE ¦ 1QU LoRE | Non-Red Flag Warning - Catastrophic Fires | Vegetation Contact | Fell into (slight defect) | 2020 | 1.1319e-08 | 608.7309 | 6.8902e-06 | 2020 | Mitigation | 0.5 | 1 | 0 | esc | 0.036879 | 4.1743e-10 | 0 | 0 | 0 | 0 | 0 | 0
[120 empty] | 7.3.5.15 Identification and remediation of “at-risk species”WLDFRVegetation ContactGrow Into | WLDFR | HFTD - Distribution - Tier 3 - 4QU CoRE ¦ 1QU LoRE | Non-Red Flag Warning - Catastrophic Fires | Vegetation Contact | Grow Into | 2020 | 9.7965e-10 | 608.7309 | 5.9635e-07 | 2020 | Mitigation | 0.5 | 1 | 0 | esc | 0.036879 | 3.6129e-11 | 0 | 0 | 0 | 0 | 0 | 0
[120 empty] | 7.3.5.15 Identification and remediation of “at-risk species”WLDFRVegetation ContactBranch (Not overhanging, 4-12ft) | WLDFR | HFTD - Distribution - Tier 3 - 4QU CoRE ¦ 1QU LoRE | Non-Red Flag Warning - Destructive Fires | Vegetation Contact | Branch (Not overhanging, 4-12ft) | 2020 | 2.5843e-09 | 608.7309 | 1.5731e-06 | 2020 | Mitigation | 0.5 | 30 | 0 | esc | 0.036879 | 9.5305e-11 | 0 | 0 | 0 | 0 | 0 | 0
[120 empty] | 7.3.5.15 Identification and remediation of “at-risk species”WLDFRVegetation ContactBranch (Not overhanging, within 4ft) | WLDFR | HFTD - Distribution - Tier 3 - 4QU CoRE ¦ 1QU LoRE | Non-Red Flag Warning - Destructive Fires | Vegetation Contact | Branch (Not overhanging, within 4ft) | 2020 | 1.0994e-09 | 608.7309 | 6.6925e-07 | 2020 | Mitigation | 0.9 | 30 | 0 | esc | 0.066382 | 7.2982e-11 | 0 | 0 | 0 | 0 | 0 | 0
[120 empty] | 7.3.5.15 Identification and remediation of “at-risk species”WLDFRVegetation ContactBranch (OverHanging) | WLDFR | HFTD - Distribution - Tier 3 - 4QU CoRE ¦ 1QU LoRE | Non-Red Flag Warning - Destructive Fires | Vegetation Contact | Branch (OverHanging) | 2020 | 4.8931e-08 | 608.7309 | 2.9786e-05 | 2020 | Mitigation | 0.9 | 30 | 0 | esc | 0.066382 | 3.2482e-09 | 0 | 0 | 0 | 0 | 0 | 0
[120 empty] | 7.3.5.15 Identification and remediation of “at-risk species”WLDFRVegetation ContactFell into (Moderate-Severe defect) | WLDFR | HFTD - Distribution - Tier 3 - 4QU CoRE ¦ 1QU LoRE | Non-Red Flag Warning - Destructive Fires | Vegetation Contact | Fell into (Moderate-Severe defect) | 2020 | 2.3988e-08 | 608.7309 | 1.4602e-05 | 2020 | Mitigation | 0.95 | 1 | 0 | esc | 0.07007 | 1.6808e-09 | 0 | 0 | 0 | 0 | 0 | 0
[120 empty] | 7.3.5.15 Identification and remediation of “at-risk species”WLDFRVegetation ContactFell into (slight defect) | WLDFR | HFTD - Distribution - Tier 3 - 4QU CoRE ¦ 1QU LoRE | Non-Red Flag Warning - Destructive Fires | Vegetation Contact | Fell into (slight defect) | 2020 | 3.0934e-08 | 608.7309 | 1.8831e-05 | 2020 | Mitigation | 0.5 | 1 | 0 | esc | 0.036879 | 1.1408e-09 | 0 | 0 | 0 | 0 | 0 | 0
[120 empty] | 7.3.5.15 Identification and remediation of “at-risk species”WLDFRVegetation ContactGrow Into | WLDFR | HFTD - Distribution - Tier 3 - 4QU CoRE ¦ 1QU LoRE | Non-Red Flag Warning - Destructive Fires | Vegetation Contact | Grow Into | 2020 | 2.6773e-09 | 608.7309 | 1.6298e-06 | 2020 | Mitigation | 0.5 | 1 | 0 | esc | 0.036879 | 9.8738e-11 | 0 | 0 | 0 | 0 | 0 | 0
[120 empty] | 7.3.5.15 Identification and remediation of “at-risk species”WLDFRVegetation ContactBranch (Not overhanging, 4-12ft) | WLDFR | HFTD - Distribution - Tier 3 - 4QU CoRE ¦ 1QU LoRE | Non-Red Flag Warning - Large Fires | Vegetation Contact | Branch (Not overhanging, 4-12ft) | 2020 | 5.9065e-08 | 608.7309 | 3.5955e-05 | 2020 | Mitigation | 0.5 | 30 | 0 | esc | 0.036879 | 2.1783e-09 | 0 | 0 | 0 | 0 | 0 | 0
[120 empty] | 7.3.5.15 Identification and remediation of “at-risk species”WLDFRVegetation ContactBranch (Not overhanging, within 4ft) | WLDFR | HFTD - Distribution - Tier 3 - 4QU CoRE ¦ 1QU LoRE | Non-Red Flag Warning - Large Fires | Vegetation Contact | Branch (Not overhanging, within 4ft) | 2020 | 2.5066e-08 | 608.7309 | 1.5259e-05 | 2020 | Mitigation | 0.9 | 30 | 0 | esc | 0.066382 | 1.6639e-09 | 0 | 0 | 0 | 0 | 0 | 0
[120 empty] | 7.3.5.15 Identification and remediation of “at-risk species”WLDFRVegetation ContactBranch (OverHanging) | WLDFR | HFTD - Distribution - Tier 3 - 4QU CoRE ¦ 1QU LoRE | Non-Red Flag Warning - Large Fires | Vegetation Contact | Branch (OverHanging) | 2020 | 1.1158e-06 | 608.7309 | 0.00067924 | 2020 | Mitigation | 0.9 | 30 | 0 | esc | 0.066382 | 7.4071e-08 | 0 | 0 | 0 | 0 | 0 | 0
[120 empty] | 7.3.5.15 Identification and remediation of “at-risk species”WLDFRVegetation ContactFell into (Moderate-Severe defect) | WLDFR | HFTD - Distribution - Tier 3 - 4QU CoRE ¦ 1QU LoRE | Non-Red Flag Warning - Large Fires | Vegetation Contact | Fell into (Moderate-Severe defect) | 2020 | 5.4993e-07 | 608.7309 | 0.00033476 | 2020 | Mitigation | 0.95 | 1 | 0 | esc | 0.07007 | 3.8533e-08 | 0 | 0 | 0 | 0 | 0 | 0
[120 empty] | 7.3.5.15 Identification and remediation of “at-risk species”WLDFRVegetation ContactFell into (slight defect) | WLDFR | HFTD - Distribution - Tier 3 - 4QU CoRE ¦ 1QU LoRE | Non-Red Flag Warning - Large Fires | Vegetation Contact | Fell into (slight defect) | 2020 | 7.0918e-07 | 608.7309 | 0.0004317 | 2020 | Mitigation | 0.5 | 1 | 0 | esc | 0.036879 | 2.6154e-08 | 0 | 0 | 0 | 0 | 0 | 0
[120 empty] | 7.3.5.15 Identification and remediation of “at-risk species”WLDFRVegetation ContactGrow Into | WLDFR | HFTD - Distribution - Tier 3 - 4QU CoRE ¦ 1QU LoRE | Non-Red Flag Warning - Large Fires | Vegetation Contact | Grow Into | 2020 | 6.1375e-08 | 608.7309 | 3.7361e-05 | 2020 | Mitigation | 0.5 | 1 | 0 | esc | 0.036879 | 2.2635e-09 | 0 | 0 | 0 | 0 | 0 | 0
[120 empty] | 7.3.5.15 Identification and remediation of “at-risk species”WLDFRVegetation ContactBranch (Not overhanging, 4-12ft) | WLDFR | HFTD - Distribution - Tier 3 - 4QU CoRE ¦ 1QU LoRE | Non-Red Flag Warning - Small Fires | Vegetation Contact | Branch (Not overhanging, 4-12ft) | 2020 | 2.4574e-05 | 608.7309 | 0.014959 | 2020 | Mitigation | 0.5 | 30 | 0 | esc | 0.036879 | 9.0627e-07 | 0 | 0 | 0 | 0 | 0 | 0
[120 empty] | 7.3.5.15 Identification and remediation of “at-risk species”WLDFRVegetation ContactBranch (Not overhanging, within 4ft) | WLDFR | HFTD - Distribution - Tier 3 - 4QU CoRE ¦ 1QU LoRE | Non-Red Flag Warning - Small Fires | Vegetation Contact | Branch (Not overhanging, within 4ft) | 2020 | 1.0531e-05 | 608.7309 | 0.0064107 | 2020 | Mitigation | 0.9 | 30 | 0 | esc | 0.066382 | 6.9909e-07 | 0 | 0 | 0 | 0 | 0 | 0
[120 empty] | 7.3.5.15 Identification and remediation of “at-risk species”WLDFRVegetation ContactBranch (OverHanging) | WLDFR | HFTD - Distribution - Tier 3 - 4QU CoRE ¦ 1QU LoRE | Non-Red Flag Warning - Small Fires | Vegetation Contact | Branch (OverHanging) | 2020 | 0.00046882 | 608.7309 | 0.28539 | 2020 | Mitigation | 0.9 | 30 | 0 | esc | 0.066382 | 3.1121e-05 | 0 | 0 | 0 | 0 | 0 | 0
[120 empty] | 7.3.5.15 Identification and remediation of “at-risk species”WLDFRVegetation ContactFell into (Moderate-Severe defect) | WLDFR | HFTD - Distribution - Tier 3 - 4QU CoRE ¦ 1QU LoRE | Non-Red Flag Warning - Small Fires | Vegetation Contact | Fell into (Moderate-Severe defect) | 2020 | 0.00022645 | 608.7309 | 0.13785 | 2020 | Mitigation | 0.95 | 1 | 0 | esc | 0.07007 | 1.5867e-05 | 0 | 0 | 0 | 0 | 0 | 0
[120 empty] | 7.3.5.15 Identification and remediation of “at-risk species”WLDFRVegetation ContactFell into (slight defect) | WLDFR | HFTD - Distribution - Tier 3 - 4QU CoRE ¦ 1QU LoRE | Non-Red Flag Warning - Small Fires | Vegetation Contact | Fell into (slight defect) | 2020 | 0.00029203 | 608.7309 | 0.17777 | 2020 | Mitigation | 0.5 | 1 | 0 | esc | 0.036879 | 1.077e-05 | 0 | 0 | 0 | 0 | 0 | 0
[120 empty] | 7.3.5.15 Identification and remediation of “at-risk species”WLDFRVegetation ContactGrow Into | WLDFR | HFTD - Distribution - Tier 3 - 4QU CoRE ¦ 1QU LoRE | Non-Red Flag Warning - Small Fires | Vegetation Contact | Grow Into | 2020 | 2.5273e-05 | 608.7309 | 0.015384 | 2020 | Mitigation | 0.5 | 1 | 0 | esc | 0.036879 | 9.3203e-07 | 0 | 0 | 0 | 0 | 0 | 0
[120 empty] | 7.3.5.15 Identification and remediation of “at-risk species”WLDFRVegetation ContactBranch (Not overhanging, 4-12ft) | WLDFR | HFTD - Distribution - Tier 3 - 4QU CoRE ¦ 1QU LoRE | Red Flag Warning - Catastrophic Fires | Vegetation Contact | Branch (Not overhanging, 4-12ft) | 2020 | 1.5415e-07 | 608.7309 | 9.3838e-05 | 2020 | Mitigation | 0.5 | 30 | 0 | esc | 0.036879 | 5.685e-09 | 0 | 0 | 0 | 0 | 0 | 0
[120 empty] | 7.3.5.15 Identification and remediation of “at-risk species”WLDFRVegetation ContactBranch (Not overhanging, within 4ft) | WLDFR | HFTD - Distribution - Tier 3 - 4QU CoRE ¦ 1QU LoRE | Red Flag Warning - Catastrophic Fires | Vegetation Contact | Branch (Not overhanging, within 4ft) | 2020 | 3.7375e-08 | 608.7309 | 2.2751e-05 | 2020 | Mitigation | 0.9 | 30 | 0 | esc | 0.066382 | 2.481e-09 | 0 | 0 | 0 | 0 | 0 | 0
[120 empty] | 7.3.5.15 Identification and remediation of “at-risk species”WLDFRVegetation ContactBranch (OverHanging) | WLDFR | HFTD - Distribution - Tier 3 - 4QU CoRE ¦ 1QU LoRE | Red Flag Warning - Catastrophic Fires | Vegetation Contact | Branch (OverHanging) | 2020 | 2.2037e-06 | 608.7309 | 0.0013415 | 2020 | Mitigation | 0.9 | 30 | 0 | esc | 0.066382 | 1.4629e-07 | 0 | 0 | 0 | 0 | 0 | 0
[120 empty] | 7.3.5.15 Identification and remediation of “at-risk species”WLDFRVegetation ContactFell into (Moderate-Severe defect) | WLDFR | HFTD - Distribution - Tier 3 - 4QU CoRE ¦ 1QU LoRE | Red Flag Warning - Catastrophic Fires | Vegetation Contact | Fell into (Moderate-Severe defect) | 2020 | 6.8986e-07 | 608.7309 | 0.00041994 | 2020 | Mitigation | 0.95 | 1 | 0 | esc | 0.07007 | 4.8339e-08 | 0 | 0 | 0 | 0 | 0 | 0
[120 empty] | 7.3.5.15 Identification and remediation of “at-risk species”WLDFRVegetation ContactFell into (slight defect) | WLDFR | HFTD - Distribution - Tier 3 - 4QU CoRE ¦ 1QU LoRE | Red Flag Warning - Catastrophic Fires | Vegetation Contact | Fell into (slight defect) | 2020 | 7.6414e-07 | 608.7309 | 0.00046515 | 2020 | Mitigation | 0.5 | 1 | 0 | esc | 0.036879 | 2.8181e-08 | 0 | 0 | 0 | 0 | 0 | 0
[120 empty] | 7.3.5.15 Identification and remediation of “at-risk species”WLDFRVegetation ContactGrow Into | WLDFR | HFTD - Distribution - Tier 3 - 4QU CoRE ¦ 1QU LoRE | Red Flag Warning - Catastrophic Fires | Vegetation Contact | Grow Into | 2020 | 8.0454e-08 | 608.7309 | 4.8975e-05 | 2020 | Mitigation | 0.5 | 1 | 0 | esc | 0.036879 | 2.9671e-09 | 0 | 0 | 0 | 0 | 0 | 0
[120 empty] | 7.3.5.15 Identification and remediation of “at-risk species”WLDFRVegetation ContactBranch (Not overhanging, 4-12ft) | WLDFR | HFTD - Distribution - Tier 3 - 4QU CoRE ¦ 1QU LoRE | Red Flag Warning - Destructive Fires | Vegetation Contact | Branch (Not overhanging, 4-12ft) | 2020 | 2.1249e-08 | 608.7309 | 1.2935e-05 | 2020 | Mitigation | 0.5 | 30 | 0 | esc | 0.036879 | 7.8364e-10 | 0 | 0 | 0 | 0 | 0 | 0
[120 empty] | 7.3.5.15 Identification and remediation of “at-risk species”WLDFRVegetation ContactBranch (Not overhanging, within 4ft) | WLDFR | HFTD - Distribution - Tier 3 - 4QU CoRE ¦ 1QU LoRE | Red Flag Warning - Destructive Fires | Vegetation Contact | Branch (Not overhanging, within 4ft) | 2020 | 5.1665e-09 | 608.7309 | 3.145e-06 | 2020 | Mitigation | 0.9 | 30 | 0 | esc | 0.066382 | 3.4296e-10 | 0 | 0 | 0 | 0 | 0 | 0
[120 empty] | 7.3.5.15 Identification and remediation of “at-risk species”WLDFRVegetation ContactBranch (OverHanging) | WLDFR | HFTD - Distribution - Tier 3 - 4QU CoRE ¦ 1QU LoRE | Red Flag Warning - Destructive Fires | Vegetation Contact | Branch (OverHanging) | 2020 | 3.0463e-07 | 608.7309 | 0.00018544 | 2020 | Mitigation | 0.9 | 30 | 0 | esc | 0.066382 | 2.0222e-08 | 0 | 0 | 0 | 0 | 0 | 0
[120 empty] | 7.3.5.15 Identification and remediation of “at-risk species”WLDFRVegetation ContactFell into (Moderate-Severe defect) | WLDFR | HFTD - Distribution - Tier 3 - 4QU CoRE ¦ 1QU LoRE | Red Flag Warning - Destructive Fires | Vegetation Contact | Fell into (Moderate-Severe defect) | 2020 | 9.4807e-08 | 608.7309 | 5.7712e-05 | 2020 | Mitigation | 0.95 | 1 | 0 | esc | 0.07007 | 6.6431e-09 | 0 | 0 | 0 | 0 | 0 | 0
[120 empty] | 7.3.5.15 Identification and remediation of “at-risk species”WLDFRVegetation ContactFell into (slight defect) | WLDFR | HFTD - Distribution - Tier 3 - 4QU CoRE ¦ 1QU LoRE | Red Flag Warning - Destructive Fires | Vegetation Contact | Fell into (slight defect) | 2020 | 1.0501e-07 | 608.7309 | 6.3925e-05 | 2020 | Mitigation | 0.5 | 1 | 0 | esc | 0.036879 | 3.8728e-09 | 0 | 0 | 0 | 0 | 0 | 0
[120 empty] | 7.3.5.15 Identification and remediation of “at-risk species”WLDFRVegetation ContactGrow Into | WLDFR | HFTD - Distribution - Tier 3 - 4QU CoRE ¦ 1QU LoRE | Red Flag Warning - Destructive Fires | Vegetation Contact | Grow Into | 2020 | 1.1057e-08 | 608.7309 | 6.7305e-06 | 2020 | Mitigation | 0.5 | 1 | 0 | esc | 0.036879 | 4.0776e-10 | 0 | 0 | 0 | 0 | 0 | 0
[120 empty] | 7.3.5.15 Identification and remediation of “at-risk species”WLDFRVegetation ContactBranch (Not overhanging, 4-12ft) | WLDFR | HFTD - Distribution - Tier 3 - 4QU CoRE ¦ 1QU LoRE | Red Flag Warning - Large Fires | Vegetation Contact | Branch (Not overhanging, 4-12ft) | 2020 | 2.6552e-07 | 608.7309 | 0.00016163 | 2020 | Mitigation | 0.5 | 30 | 0 | esc | 0.036879 | 9.7921e-09 | 0 | 0 | 0 | 0 | 0 | 0
[120 empty] | 7.3.5.15 Identification and remediation of “at-risk species”WLDFRVegetation ContactBranch (Not overhanging, within 4ft) | WLDFR | HFTD - Distribution - Tier 3 - 4QU CoRE ¦ 1QU LoRE | Red Flag Warning - Large Fires | Vegetation Contact | Branch (Not overhanging, within 4ft) | 2020 | 6.4399e-08 | 608.7309 | 3.9202e-05 | 2020 | Mitigation | 0.9 | 30 | 0 | esc | 0.066382 | 4.275e-09 | 0 | 0 | 0 | 0 | 0 | 0
[120 empty] | 7.3.5.15 Identification and remediation of “at-risk species”WLDFRVegetation ContactBranch (OverHanging) | WLDFR | HFTD - Distribution - Tier 3 - 4QU CoRE ¦ 1QU LoRE | Red Flag Warning - Large Fires | Vegetation Contact | Branch (OverHanging) | 2020 | 3.7979e-06 | 608.7309 | 0.0023119 | 2020 | Mitigation | 0.9 | 30 | 0 | esc | 0.066382 | 2.5211e-07 | 0 | 0 | 0 | 0 | 0 | 0
[120 empty] | 7.3.5.15 Identification and remediation of “at-risk species”WLDFRVegetation ContactFell into (Moderate-Severe defect) | WLDFR | HFTD - Distribution - Tier 3 - 4QU CoRE ¦ 1QU LoRE | Red Flag Warning - Large Fires | Vegetation Contact | Fell into (Moderate-Severe defect) | 2020 | 1.1883e-06 | 608.7309 | 0.00072334 | 2020 | Mitigation | 0.95 | 1 | 0 | esc | 0.07007 | 8.3263e-08 | 0 | 0 | 0 | 0 | 0 | 0
[120 empty] | 7.3.5.15 Identification and remediation of “at-risk species”WLDFRVegetation ContactFell into (slight defect) | WLDFR | HFTD - Distribution - Tier 3 - 4QU CoRE ¦ 1QU LoRE | Red Flag Warning - Large Fires | Vegetation Contact | Fell into (slight defect) | 2020 | 1.3162e-06 | 608.7309 | 0.00080123 | 2020 | Mitigation | 0.5 | 1 | 0 | esc | 0.036879 | 4.8541e-08 | 0 | 0 | 0 | 0 | 0 | 0
[120 empty] | 7.3.5.15 Identification and remediation of “at-risk species”WLDFRVegetation ContactGrow Into | WLDFR | HFTD - Distribution - Tier 3 - 4QU CoRE ¦ 1QU LoRE | Red Flag Warning - Large Fires | Vegetation Contact | Grow Into | 2020 | 1.3857e-07 | 608.7309 | 8.4354e-05 | 2020 | Mitigation | 0.5 | 1 | 0 | esc | 0.036879 | 5.1104e-09 | 0 | 0 | 0 | 0 | 0 | 0
[120 empty] | 7.3.5.15 Identification and remediation of “at-risk species”WLDFRVegetation ContactBranch (Not overhanging, 4-12ft) | WLDFR | HFTD - Distribution - Tier 3 - 4QU CoRE ¦ 1QU LoRE | Red Flag Warning - Small Fires | Vegetation Contact | Branch (Not overhanging, 4-12ft) | 2020 | 9.9946e-06 | 608.7309 | 0.006084 | 2020 | Mitigation | 0.5 | 30 | 0 | esc | 0.036879 | 3.6859e-07 | 0 | 0 | 0 | 0 | 0 | 0
[120 empty] | 7.3.5.15 Identification and remediation of “at-risk species”WLDFRVegetation ContactBranch (Not overhanging, within 4ft) | WLDFR | HFTD - Distribution - Tier 3 - 4QU CoRE ¦ 1QU LoRE | Red Flag Warning - Small Fires | Vegetation Contact | Branch (Not overhanging, within 4ft) | 2020 | 2.4479e-06 | 608.7309 | 0.0014901 | 2020 | Mitigation | 0.9 | 30 | 0 | esc | 0.066382 | 1.625e-07 | 0 | 0 | 0 | 0 | 0 | 0
[120 empty] | 7.3.5.15 Identification and remediation of “at-risk species”WLDFRVegetation ContactBranch (OverHanging) | WLDFR | HFTD - Distribution - Tier 3 - 4QU CoRE ¦ 1QU LoRE | Red Flag Warning - Small Fires | Vegetation Contact | Branch (OverHanging) | 2020 | 0.00014437 | 608.7309 | 0.087883 | 2020 | Mitigation | 0.9 | 30 | 0 | esc | 0.066382 | 9.5836e-06 | 0 | 0 | 0 | 0 | 0 | 0
[120 empty] | 7.3.5.15 Identification and remediation of “at-risk species”WLDFRVegetation ContactFell into (Moderate-Severe defect) | WLDFR | HFTD - Distribution - Tier 3 - 4QU CoRE ¦ 1QU LoRE | Red Flag Warning - Small Fires | Vegetation Contact | Fell into (Moderate-Severe defect) | 2020 | 4.427e-05 | 608.7309 | 0.026948 | 2020 | Mitigation | 0.95 | 1 | 0 | esc | 0.07007 | 3.102e-06 | 0 | 0 | 0 | 0 | 0 | 0
[120 empty] | 7.3.5.15 Identification and remediation of “at-risk species”WLDFRVegetation ContactFell into (slight defect) | WLDFR | HFTD - Distribution - Tier 3 - 4QU CoRE ¦ 1QU LoRE | Red Flag Warning - Small Fires | Vegetation Contact | Fell into (slight defect) | 2020 | 4.9036e-05 | 608.7309 | 0.02985 | 2020 | Mitigation | 0.5 | 1 | 0 | esc | 0.036879 | 1.8084e-06 | 0 | 0 | 0 | 0 | 0 | 0
[120 empty] | 7.3.5.15 Identification and remediation of “at-risk species”WLDFRVegetation ContactGrow Into | WLDFR | HFTD - Distribution - Tier 3 - 4QU CoRE ¦ 1QU LoRE | Red Flag Warning - Small Fires | Vegetation Contact | Grow Into | 2020 | 5.1625e-06 | 608.7309 | 0.0031425 | 2020 | Mitigation | 0.5 | 1 | 0 | esc | 0.036879 | 1.9039e-07 | 0 | 0 | 0 | 0 | 0 | 0
[120 empty] | 7.3.5.15 Identification and remediation of “at-risk species”WLDFRCC - Seismic ScenarioSeismic Scenario | WLDFR | HFTD - Distribution - Tier 3 - 4QU CoRE ¦ 1QU LoRE | Seismic - Non-Red Flag Warning - Catastrophic Fires | CC - Seismic Scenario | Seismic Scenario | 2020 | 5.9439e-10 | 608.7309 | 3.6182e-07 | 2020 | Mitigation | 0.082056 | 1 | 0 | esc | 0.0060523 | 3.5974e-12 | 0 | 0 | 0 | 0 | 0 | 0
[120 empty] | 7.3.5.15 Identification and remediation of “at-risk species”WLDFRCC - Seismic ScenarioSeismic Scenario | WLDFR | HFTD - Distribution - Tier 3 - 4QU CoRE ¦ 1QU LoRE | Seismic - Red Flag Warning - Catastrophic Fires | CC - Seismic Scenario | Seismic Scenario | 2020 | 2.563e-08 | 608.7309 | 1.5602e-05 | 2020 | Mitigation | 0.082056 | 1 | 0 | esc | 0.0060523 | 1.5512e-10 | 0 | 0 | 0 | 0 | 0 | 0
[120 empty] | 7.3.5.15 Identification and remediation of “at-risk species”WLDFRVegetation ContactBranch (Not overhanging, 4-12ft) | WLDFR | HFTD - Distribution - Tier 3 - 4QU CoRE ¦ 2QU LoRE | Non-Red Flag Warning - Catastrophic Fires | Vegetation Contact | Branch (Not overhanging, 4-12ft) | 2020 | 5.9387e-10 | 551.9796 | 3.278e-07 | 2020 | Mitigation | 0.5 | 30 | 0 | esc | 0.036879 | 2.1901e-11 | 0 | 0 | 0 | 0 | 0 | 0
[120 empty] | 7.3.5.15 Identification and remediation of “at-risk species”WLDFRVegetation ContactBranch (Not overhanging, within 4ft) | WLDFR | HFTD - Distribution - Tier 3 - 4QU CoRE ¦ 2QU LoRE | Non-Red Flag Warning - Catastrophic Fires | Vegetation Contact | Branch (Not overhanging, within 4ft) | 2020 | 2.5939e-10 | 551.9796 | 1.4318e-07 | 2020 | Mitigation | 0.9 | 30 | 0 | esc | 0.066382 | 1.7219e-11 | 0 | 0 | 0 | 0 | 0 | 0
[120 empty] | 7.3.5.15 Identification and remediation of “at-risk species”WLDFRVegetation ContactBranch (OverHanging) | WLDFR | HFTD - Distribution - Tier 3 - 4QU CoRE ¦ 2QU LoRE | Non-Red Flag Warning - Catastrophic Fires | Vegetation Contact | Branch (OverHanging) | 2020 | 1.1614e-08 | 551.9796 | 6.4109e-06 | 2020 | Mitigation | 0.9 | 30 | 0 | esc | 0.066382 | 7.7099e-10 | 0 | 0 | 0 | 0 | 0 | 0
[120 empty] | 7.3.5.15 Identification and remediation of “at-risk species”WLDFRVegetation ContactFell into (Moderate-Severe defect) | WLDFR | HFTD - Distribution - Tier 3 - 4QU CoRE ¦ 2QU LoRE | Non-Red Flag Warning - Catastrophic Fires | Vegetation Contact | Fell into (Moderate-Severe defect) | 2020 | 5.4561e-09 | 551.9796 | 3.0116e-06 | 2020 | Mitigation | 0.95 | 1 | 0 | esc | 0.07007 | 3.8231e-10 | 0 | 0 | 0 | 0 | 0 | 0
[120 empty] | 7.3.5.15 Identification and remediation of “at-risk species”WLDFRVegetation ContactFell into (slight defect) | WLDFR | HFTD - Distribution - Tier 3 - 4QU CoRE ¦ 2QU LoRE | Non-Red Flag Warning - Catastrophic Fires | Vegetation Contact | Fell into (slight defect) | 2020 | 7.0399e-09 | 551.9796 | 3.8859e-06 | 2020 | Mitigation | 0.5 | 1 | 0 | esc | 0.036879 | 2.5963e-10 | 0 | 0 | 0 | 0 | 0 | 0
[120 empty] | 7.3.5.15 Identification and remediation of “at-risk species”WLDFRVegetation ContactGrow Into | WLDFR | HFTD - Distribution - Tier 3 - 4QU CoRE ¦ 2QU LoRE | Non-Red Flag Warning - Catastrophic Fires | Vegetation Contact | Grow Into | 2020 | 6.073e-10 | 551.9796 | 3.3522e-07 | 2020 | Mitigation | 0.5 | 1 | 0 | esc | 0.036879 | 2.2396e-11 | 0 | 0 | 0 | 0 | 0 | 0
[120 empty] | 7.3.5.15 Identification and remediation of “at-risk species”WLDFRVegetation ContactBranch (Not overhanging, 4-12ft) | WLDFR | HFTD - Distribution - Tier 3 - 4QU CoRE ¦ 2QU LoRE | Non-Red Flag Warning - Destructive Fires | Vegetation Contact | Branch (Not overhanging, 4-12ft) | 2020 | 1.6597e-09 | 551.9796 | 9.1613e-07 | 2020 | Mitigation | 0.5 | 30 | 0 | esc | 0.036879 | 6.1208e-11 | 0 | 0 | 0 | 0 | 0 | 0
[120 empty] | 7.3.5.15 Identification and remediation of “at-risk species”WLDFRVegetation ContactBranch (Not overhanging, within 4ft) | WLDFR | HFTD - Distribution - Tier 3 - 4QU CoRE ¦ 2QU LoRE | Non-Red Flag Warning - Destructive Fires | Vegetation Contact | Branch (Not overhanging, within 4ft) | 2020 | 7.2531e-10 | 551.9796 | 4.0036e-07 | 2020 | Mitigation | 0.9 | 30 | 0 | esc | 0.066382 | 4.8148e-11 | 0 | 0 | 0 | 0 | 0 | 0
[120 empty] | 7.3.5.15 Identification and remediation of “at-risk species”WLDFRVegetation ContactBranch (OverHanging) | WLDFR | HFTD - Distribution - Tier 3 - 4QU CoRE ¦ 2QU LoRE | Non-Red Flag Warning - Destructive Fires | Vegetation Contact | Branch (OverHanging) | 2020 | 3.2466e-08 | 551.9796 | 1.792e-05 | 2020 | Mitigation | 0.9 | 30 | 0 | esc | 0.066382 | 2.1551e-09 | 0 | 0 | 0 | 0 | 0 | 0
[120 empty] | 7.3.5.15 Identification and remediation of “at-risk species”WLDFRVegetation ContactFell into (Moderate-Severe defect) | WLDFR | HFTD - Distribution - Tier 3 - 4QU CoRE ¦ 2QU LoRE | Non-Red Flag Warning - Destructive Fires | Vegetation Contact | Fell into (Moderate-Severe defect) | 2020 | 1.5225e-08 | 551.9796 | 8.4038e-06 | 2020 | Mitigation | 0.95 | 1 | 0 | esc | 0.07007 | 1.0668e-09 | 0 | 0 | 0 | 0 | 0 | 0
[120 empty] | 7.3.5.15 Identification and remediation of “at-risk species”WLDFRVegetation ContactFell into (slight defect) | WLDFR | HFTD - Distribution - Tier 3 - 4QU CoRE ¦ 2QU LoRE | Non-Red Flag Warning - Destructive Fires | Vegetation Contact | Fell into (slight defect) | 2020 | 1.9644e-08 | 551.9796 | 1.0843e-05 | 2020 | Mitigation | 0.5 | 1 | 0 | esc | 0.036879 | 7.2445e-10 | 0 | 0 | 0 | 0 | 0 | 0
[120 empty] | 7.3.5.15 Identification and remediation of “at-risk species”WLDFRVegetation ContactGrow Into | WLDFR | HFTD - Distribution - Tier 3 - 4QU CoRE ¦ 2QU LoRE | Non-Red Flag Warning - Destructive Fires | Vegetation Contact | Grow Into | 2020 | 1.6949e-09 | 551.9796 | 9.3553e-07 | 2020 | Mitigation | 0.5 | 1 | 0 | esc | 0.036879 | 6.2505e-11 | 0 | 0 | 0 | 0 | 0 | 0
[120 empty] | 7.3.5.15 Identification and remediation of “at-risk species”WLDFRVegetation ContactBranch (Not overhanging, 4-12ft) | WLDFR | HFTD - Distribution - Tier 3 - 4QU CoRE ¦ 2QU LoRE | Non-Red Flag Warning - Large Fires | Vegetation Contact | Branch (Not overhanging, 4-12ft) | 2020 | 4.4521e-08 | 551.9796 | 2.4575e-05 | 2020 | Mitigation | 0.5 | 30 | 0 | esc | 0.036879 | 1.6419e-09 | 0 | 0 | 0 | 0 | 0 | 0
[120 empty] | 7.3.5.15 Identification and remediation of “at-risk species”WLDFRVegetation ContactBranch (Not overhanging, within 4ft) | WLDFR | HFTD - Distribution - Tier 3 - 4QU CoRE ¦ 2QU LoRE | Non-Red Flag Warning - Large Fires | Vegetation Contact | Branch (Not overhanging, within 4ft) | 2020 | 1.9556e-08 | 551.9796 | 1.0795e-05 | 2020 | Mitigation | 0.9 | 30 | 0 | esc | 0.066382 | 1.2982e-09 | 0 | 0 | 0 | 0 | 0 | 0
[120 empty] | 7.3.5.15 Identification and remediation of “at-risk species”WLDFRVegetation ContactBranch (OverHanging) | WLDFR | HFTD - Distribution - Tier 3 - 4QU CoRE ¦ 2QU LoRE | Non-Red Flag Warning - Large Fires | Vegetation Contact | Branch (OverHanging) | 2020 | 8.7691e-07 | 551.9796 | 0.00048404 | 2020 | Mitigation | 0.9 | 30 | 0 | esc | 0.066382 | 5.8211e-08 | 0 | 0 | 0 | 0 | 0 | 0
[120 empty] | 7.3.5.15 Identification and remediation of “at-risk species”WLDFRVegetation ContactFell into (Moderate-Severe defect) | WLDFR | HFTD - Distribution - Tier 3 - 4QU CoRE ¦ 2QU LoRE | Non-Red Flag Warning - Large Fires | Vegetation Contact | Fell into (Moderate-Severe defect) | 2020 | 4.0745e-07 | 551.9796 | 0.0002249 | 2020 | Mitigation | 0.95 | 1 | 0 | esc | 0.07007 | 2.855e-08 | 0 | 0 | 0 | 0 | 0 | 0
[120 empty] | 7.3.5.15 Identification and remediation of “at-risk species”WLDFRVegetation ContactFell into (slight defect) | WLDFR | HFTD - Distribution - Tier 3 - 4QU CoRE ¦ 2QU LoRE | Non-Red Flag Warning - Large Fires | Vegetation Contact | Fell into (slight defect) | 2020 | 5.2576e-07 | 551.9796 | 0.00029021 | 2020 | Mitigation | 0.5 | 1 | 0 | esc | 0.036879 | 1.9389e-08 | 0 | 0 | 0 | 0 | 0 | 0
[120 empty] | 7.3.5.15 Identification and remediation of “at-risk species”WLDFRVegetation ContactGrow Into | WLDFR | HFTD - Distribution - Tier 3 - 4QU CoRE ¦ 2QU LoRE | Non-Red Flag Warning - Large Fires | Vegetation Contact | Grow Into | 2020 | 4.534e-08 | 551.9796 | 2.5027e-05 | 2020 | Mitigation | 0.5 | 1 | 0 | esc | 0.036879 | 1.6721e-09 | 0 | 0 | 0 | 0 | 0 | 0
[120 empty] | 7.3.5.15 Identification and remediation of “at-risk species”WLDFRVegetation ContactBranch (Not overhanging, 4-12ft) | WLDFR | HFTD - Distribution - Tier 3 - 4QU CoRE ¦ 2QU LoRE | Non-Red Flag Warning - Small Fires | Vegetation Contact | Branch (Not overhanging, 4-12ft) | 2020 | 1.9258e-05 | 551.9796 | 0.01063 | 2020 | Mitigation | 0.5 | 30 | 0 | esc | 0.036879 | 7.1022e-07 | 0 | 0 | 0 | 0 | 0 | 0
[120 empty] | 7.3.5.15 Identification and remediation of “at-risk species”WLDFRVegetation ContactBranch (Not overhanging, within 4ft) | WLDFR | HFTD - Distribution - Tier 3 - 4QU CoRE ¦ 2QU LoRE | Non-Red Flag Warning - Small Fires | Vegetation Contact | Branch (Not overhanging, within 4ft) | 2020 | 8.4888e-06 | 551.9796 | 0.0046856 | 2020 | Mitigation | 0.9 | 30 | 0 | esc | 0.066382 | 5.635e-07 | 0 | 0 | 0 | 0 | 0 | 0
[120 empty] | 7.3.5.15 Identification and remediation of “at-risk species”WLDFRVegetation ContactBranch (OverHanging) | WLDFR | HFTD - Distribution - Tier 3 - 4QU CoRE ¦ 2QU LoRE | Non-Red Flag Warning - Small Fires | Vegetation Contact | Branch (OverHanging) | 2020 | 0.00038073 | 551.9796 | 0.21016 | 2020 | Mitigation | 0.9 | 30 | 0 | esc | 0.066382 | 2.5274e-05 | 0 | 0 | 0 | 0 | 0 | 0
[120 empty] | 7.3.5.15 Identification and remediation of “at-risk species”WLDFRVegetation ContactFell into (Moderate-Severe defect) | WLDFR | HFTD - Distribution - Tier 3 - 4QU CoRE ¦ 2QU LoRE | Non-Red Flag Warning - Small Fires | Vegetation Contact | Fell into (Moderate-Severe defect) | 2020 | 0.00017569 | 551.9796 | 0.096977 | 2020 | Mitigation | 0.95 | 1 | 0 | esc | 0.07007 | 1.2311e-05 | 0 | 0 | 0 | 0 | 0 | 0
[120 empty] | 7.3.5.15 Identification and remediation of “at-risk species”WLDFRVegetation ContactFell into (slight defect) | WLDFR | HFTD - Distribution - Tier 3 - 4QU CoRE ¦ 2QU LoRE | Non-Red Flag Warning - Small Fires | Vegetation Contact | Fell into (slight defect) | 2020 | 0.00022671 | 551.9796 | 0.12514 | 2020 | Mitigation | 0.5 | 1 | 0 | esc | 0.036879 | 8.3608e-06 | 0 | 0 | 0 | 0 | 0 | 0
[120 empty] | 7.3.5.15 Identification and remediation of “at-risk species”WLDFRVegetation ContactGrow Into | WLDFR | HFTD - Distribution - Tier 3 - 4QU CoRE ¦ 2QU LoRE | Non-Red Flag Warning - Small Fires | Vegetation Contact | Grow Into | 2020 | 1.9548e-05 | 551.9796 | 0.01079 | 2020 | Mitigation | 0.5 | 1 | 0 | esc | 0.036879 | 7.2092e-07 | 0 | 0 | 0 | 0 | 0 | 0
[120 empty] | 7.3.5.15 Identification and remediation of “at-risk species”WLDFRVegetation ContactBranch (Not overhanging, 4-12ft) | WLDFR | HFTD - Distribution - Tier 3 - 4QU CoRE ¦ 2QU LoRE | Red Flag Warning - Catastrophic Fires | Vegetation Contact | Branch (Not overhanging, 4-12ft) | 2020 | 9.7106e-08 | 551.9796 | 5.3601e-05 | 2020 | Mitigation | 0.5 | 30 | 0 | esc | 0.036879 | 3.5812e-09 | 0 | 0 | 0 | 0 | 0 | 0
[120 empty] | 7.3.5.15 Identification and remediation of “at-risk species”WLDFRVegetation ContactBranch (Not overhanging, within 4ft) | WLDFR | HFTD - Distribution - Tier 3 - 4QU CoRE ¦ 2QU LoRE | Red Flag Warning - Catastrophic Fires | Vegetation Contact | Branch (Not overhanging, within 4ft) | 2020 | 2.424e-08 | 551.9796 | 1.338e-05 | 2020 | Mitigation | 0.9 | 30 | 0 | esc | 0.066382 | 1.6091e-09 | 0 | 0 | 0 | 0 | 0 | 0
[120 empty] | 7.3.5.15 Identification and remediation of “at-risk species”WLDFRVegetation ContactBranch (OverHanging) | WLDFR | HFTD - Distribution - Tier 3 - 4QU CoRE ¦ 2QU LoRE | Red Flag Warning - Catastrophic Fires | Vegetation Contact | Branch (OverHanging) | 2020 | 1.4379e-06 | 551.9796 | 0.00079371 | 2020 | Mitigation | 0.9 | 30 | 0 | esc | 0.066382 | 9.5453e-08 | 0 | 0 | 0 | 0 | 0 | 0
[120 empty] | 7.3.5.15 Identification and remediation of “at-risk species”WLDFRVegetation ContactFell into (Moderate-Severe defect) | WLDFR | HFTD - Distribution - Tier 3 - 4QU CoRE ¦ 2QU LoRE | Red Flag Warning - Catastrophic Fires | Vegetation Contact | Fell into (Moderate-Severe defect) | 2020 | 4.2883e-07 | 551.9796 | 0.0002367 | 2020 | Mitigation | 0.95 | 1 | 0 | esc | 0.07007 | 3.0048e-08 | 0 | 0 | 0 | 0 | 0 | 0
[120 empty] | 7.3.5.15 Identification and remediation of “at-risk species”WLDFRVegetation ContactFell into (slight defect) | WLDFR | HFTD - Distribution - Tier 3 - 4QU CoRE ¦ 2QU LoRE | Red Flag Warning - Catastrophic Fires | Vegetation Contact | Fell into (slight defect) | 2020 | 4.7526e-07 | 551.9796 | 0.00026233 | 2020 | Mitigation | 0.5 | 1 | 0 | esc | 0.036879 | 1.7527e-08 | 0 | 0 | 0 | 0 | 0 | 0
[120 empty] | 7.3.5.15 Identification and remediation of “at-risk species”WLDFRVegetation ContactGrow Into | WLDFR | HFTD - Distribution - Tier 3 - 4QU CoRE ¦ 2QU LoRE | Red Flag Warning - Catastrophic Fires | Vegetation Contact | Grow Into | 2020 | 4.9874e-08 | 551.9796 | 2.7529e-05 | 2020 | Mitigation | 0.5 | 1 | 0 | esc | 0.036879 | 1.8393e-09 | 0 | 0 | 0 | 0 | 0 | 0
[120 empty] | 7.3.5.15 Identification and remediation of “at-risk species”WLDFRVegetation ContactBranch (Not overhanging, 4-12ft) | WLDFR | HFTD - Distribution - Tier 3 - 4QU CoRE ¦ 2QU LoRE | Red Flag Warning - Destructive Fires | Vegetation Contact | Branch (Not overhanging, 4-12ft) | 2020 | 1.3647e-08 | 551.9796 | 7.5328e-06 | 2020 | Mitigation | 0.5 | 30 | 0 | esc | 0.036879 | 5.0328e-10 | 0 | 0 | 0 | 0 | 0 | 0
[120 empty] | 7.3.5.15 Identification and remediation of “at-risk species”WLDFRVegetation ContactBranch (Not overhanging, within 4ft) | WLDFR | HFTD - Distribution - Tier 3 - 4QU CoRE ¦ 2QU LoRE | Red Flag Warning - Destructive Fires | Vegetation Contact | Branch (Not overhanging, within 4ft) | 2020 | 3.4084e-09 | 551.9796 | 1.8814e-06 | 2020 | Mitigation | 0.9 | 30 | 0 | esc | 0.066382 | 2.2626e-10 | 0 | 0 | 0 | 0 | 0 | 0
[120 empty] | 7.3.5.15 Identification and remediation of “at-risk species”WLDFRVegetation ContactBranch (OverHanging) | WLDFR | HFTD - Distribution - Tier 3 - 4QU CoRE ¦ 2QU LoRE | Red Flag Warning - Destructive Fires | Vegetation Contact | Branch (OverHanging) | 2020 | 2.0212e-07 | 551.9796 | 0.00011157 | 2020 | Mitigation | 0.9 | 30 | 0 | esc | 0.066382 | 1.3417e-08 | 0 | 0 | 0 | 0 | 0 | 0
[120 empty] | 7.3.5.15 Identification and remediation of “at-risk species”WLDFRVegetation ContactFell into (Moderate-Severe defect) | WLDFR | HFTD - Distribution - Tier 3 - 4QU CoRE ¦ 2QU LoRE | Red Flag Warning - Destructive Fires | Vegetation Contact | Fell into (Moderate-Severe defect) | 2020 | 6.0173e-08 | 551.9796 | 3.3214e-05 | 2020 | Mitigation | 0.95 | 1 | 0 | esc | 0.07007 | 4.2163e-09 | 0 | 0 | 0 | 0 | 0 | 0
[120 empty] | 7.3.5.15 Identification and remediation of “at-risk species”WLDFRVegetation ContactFell into (slight defect) | WLDFR | HFTD - Distribution - Tier 3 - 4QU CoRE ¦ 2QU LoRE | Red Flag Warning - Destructive Fires | Vegetation Contact | Fell into (slight defect) | 2020 | 6.6687e-08 | 551.9796 | 3.681e-05 | 2020 | Mitigation | 0.5 | 1 | 0 | esc | 0.036879 | 2.4593e-09 | 0 | 0 | 0 | 0 | 0 | 0
[120 empty] | 7.3.5.15 Identification and remediation of “at-risk species”WLDFRVegetation ContactGrow Into | WLDFR | HFTD - Distribution - Tier 3 - 4QU CoRE ¦ 2QU LoRE | Red Flag Warning - Destructive Fires | Vegetation Contact | Grow Into | 2020 | 6.9993e-09 | 551.9796 | 3.8635e-06 | 2020 | Mitigation | 0.5 | 1 | 0 | esc | 0.036879 | 2.5813e-10 | 0 | 0 | 0 | 0 | 0 | 0
[120 empty] | 7.3.5.15 Identification and remediation of “at-risk species”WLDFRVegetation ContactBranch (Not overhanging, 4-12ft) | WLDFR | HFTD - Distribution - Tier 3 - 4QU CoRE ¦ 2QU LoRE | Red Flag Warning - Large Fires | Vegetation Contact | Branch (Not overhanging, 4-12ft) | 2020 | 2.0014e-07 | 551.9796 | 0.00011047 | 2020 | Mitigation | 0.5 | 30 | 0 | esc | 0.036879 | 7.3809e-09 | 0 | 0 | 0 | 0 | 0 | 0
[120 empty] | 7.3.5.15 Identification and remediation of “at-risk species”WLDFRVegetation ContactBranch (Not overhanging, within 4ft) | WLDFR | HFTD - Distribution - Tier 3 - 4QU CoRE ¦ 2QU LoRE | Red Flag Warning - Large Fires | Vegetation Contact | Branch (Not overhanging, within 4ft) | 2020 | 5.0243e-08 | 551.9796 | 2.7733e-05 | 2020 | Mitigation | 0.9 | 30 | 0 | esc | 0.066382 | 3.3353e-09 | 0 | 0 | 0 | 0 | 0 | 0
[120 empty] | 7.3.5.15 Identification and remediation of “at-risk species”WLDFRVegetation ContactBranch (OverHanging) | WLDFR | HFTD - Distribution - Tier 3 - 4QU CoRE ¦ 2QU LoRE | Red Flag Warning - Large Fires | Vegetation Contact | Branch (OverHanging) | 2020 | 2.9847e-06 | 551.9796 | 0.0016475 | 2020 | Mitigation | 0.9 | 30 | 0 | esc | 0.066382 | 1.9813e-07 | 0 | 0 | 0 | 0 | 0 | 0
[120 empty] | 7.3.5.15 Identification and remediation of “at-risk species”WLDFRVegetation ContactFell into (Moderate-Severe defect) | WLDFR | HFTD - Distribution - Tier 3 - 4QU CoRE ¦ 2QU LoRE | Red Flag Warning - Large Fires | Vegetation Contact | Fell into (Moderate-Severe defect) | 2020 | 8.8041e-07 | 551.9796 | 0.00048597 | 2020 | Mitigation | 0.95 | 1 | 0 | esc | 0.07007 | 6.1691e-08 | 0 | 0 | 0 | 0 | 0 | 0
[120 empty] | 7.3.5.15 Identification and remediation of “at-risk species”WLDFRVegetation ContactFell into (slight defect) | WLDFR | HFTD - Distribution - Tier 3 - 4QU CoRE ¦ 2QU LoRE | Red Flag Warning - Large Fires | Vegetation Contact | Fell into (slight defect) | 2020 | 9.7579e-07 | 551.9796 | 0.00053862 | 2020 | Mitigation | 0.5 | 1 | 0 | esc | 0.036879 | 3.5986e-08 | 0 | 0 | 0 | 0 | 0 | 0
[120 empty] | 7.3.5.15 Identification and remediation of “at-risk species”WLDFRVegetation ContactGrow Into | WLDFR | HFTD - Distribution - Tier 3 - 4QU CoRE ¦ 2QU LoRE | Red Flag Warning - Large Fires | Vegetation Contact | Grow Into | 2020 | 1.0237e-07 | 551.9796 | 5.6505e-05 | 2020 | Mitigation | 0.5 | 1 | 0 | esc | 0.036879 | 3.7752e-09 | 0 | 0 | 0 | 0 | 0 | 0
[120 empty] | 7.3.5.15 Identification and remediation of “at-risk species”WLDFRVegetation ContactBranch (Not overhanging, 4-12ft) | WLDFR | HFTD - Distribution - Tier 3 - 4QU CoRE ¦ 2QU LoRE | Red Flag Warning - Small Fires | Vegetation Contact | Branch (Not overhanging, 4-12ft) | 2020 | 7.8325e-06 | 551.9796 | 0.0043234 | 2020 | Mitigation | 0.5 | 30 | 0 | esc | 0.036879 | 2.8886e-07 | 0 | 0 | 0 | 0 | 0 | 0
[120 empty] | 7.3.5.15 Identification and remediation of “at-risk species”WLDFRVegetation ContactBranch (Not overhanging, within 4ft) | WLDFR | HFTD - Distribution - Tier 3 - 4QU CoRE ¦ 2QU LoRE | Red Flag Warning - Small Fires | Vegetation Contact | Branch (Not overhanging, within 4ft) | 2020 | 1.9731e-06 | 551.9796 | 0.0010891 | 2020 | Mitigation | 0.9 | 30 | 0 | esc | 0.066382 | 1.3098e-07 | 0 | 0 | 0 | 0 | 0 | 0
[120 empty] | 7.3.5.15 Identification and remediation of “at-risk species”WLDFRVegetation ContactBranch (OverHanging) | WLDFR | HFTD - Distribution - Tier 3 - 4QU CoRE ¦ 2QU LoRE | Red Flag Warning - Small Fires | Vegetation Contact | Branch (OverHanging) | 2020 | 0.00011724 | 551.9796 | 0.064716 | 2020 | Mitigation | 0.9 | 30 | 0 | esc | 0.066382 | 7.7829e-06 | 0 | 0 | 0 | 0 | 0 | 0
[120 empty] | 7.3.5.15 Identification and remediation of “at-risk species”WLDFRVegetation ContactFell into (Moderate-Severe defect) | WLDFR | HFTD - Distribution - Tier 3 - 4QU CoRE ¦ 2QU LoRE | Red Flag Warning - Small Fires | Vegetation Contact | Fell into (Moderate-Severe defect) | 2020 | 3.4346e-05 | 551.9796 | 0.018958 | 2020 | Mitigation | 0.95 | 1 | 0 | esc | 0.07007 | 2.4066e-06 | 0 | 0 | 0 | 0 | 0 | 0
[120 empty] | 7.3.5.15 Identification and remediation of “at-risk species”WLDFRVegetation ContactFell into (slight defect) | WLDFR | HFTD - Distribution - Tier 3 - 4QU CoRE ¦ 2QU LoRE | Red Flag Warning - Small Fires | Vegetation Contact | Fell into (slight defect) | 2020 | 3.8068e-05 | 551.9796 | 0.021013 | 2020 | Mitigation | 0.5 | 1 | 0 | esc | 0.036879 | 1.4039e-06 | 0 | 0 | 0 | 0 | 0 | 0
[120 empty] | 7.3.5.15 Identification and remediation of “at-risk species”WLDFRVegetation ContactGrow Into | WLDFR | HFTD - Distribution - Tier 3 - 4QU CoRE ¦ 2QU LoRE | Red Flag Warning - Small Fires | Vegetation Contact | Grow Into | 2020 | 3.9931e-06 | 551.9796 | 0.0022041 | 2020 | Mitigation | 0.5 | 1 | 0 | esc | 0.036879 | 1.4726e-07 | 0 | 0 | 0 | 0 | 0 | 0
[120 empty] | 7.3.5.15 Identification and remediation of “at-risk species”WLDFRCC - Seismic ScenarioSeismic Scenario | WLDFR | HFTD - Distribution - Tier 3 - 4QU CoRE ¦ 2QU LoRE | Seismic - Non-Red Flag Warning - Catastrophic Fires | CC - Seismic Scenario | Seismic Scenario | 2020 | 3.0079e-10 | 551.9796 | 1.6603e-07 | 2020 | Mitigation | 0.082056 | 1 | 0 | esc | 0.0060523 | 1.8205e-12 | 0 | 0 | 0 | 0 | 0 | 0
[120 empty] | 7.3.5.15 Identification and remediation of “at-risk species”WLDFRCC - Seismic ScenarioSeismic Scenario | WLDFR | HFTD - Distribution - Tier 3 - 4QU CoRE ¦ 2QU LoRE | Seismic - Red Flag Warning - Catastrophic Fires | CC - Seismic Scenario | Seismic Scenario | 2020 | 1.297e-08 | 551.9796 | 7.1592e-06 | 2020 | Mitigation | 0.082056 | 1 | 0 | esc | 0.0060523 | 7.8498e-11 | 0 | 0 | 0 | 0 | 0 | 0
[120 empty] | 7.3.5.15 Identification and remediation of “at-risk species”WLDFRVegetation ContactBranch (Not overhanging, 4-12ft) | WLDFR | HFTD - Distribution - Tier 3 - 4QU CoRE ¦ 3QU LoRE | Non-Red Flag Warning - Catastrophic Fires | Vegetation Contact | Branch (Not overhanging, 4-12ft) | 2020 | 4.4776e-10 | 400.6021 | 1.7937e-07 | 2020 | Mitigation | 0.5 | 30 | 0 | esc | 0.036879 | 1.6513e-11 | 0 | 0 | 0 | 0 | 0 | 0
[120 empty] | 7.3.5.15 Identification and remediation of “at-risk species”WLDFRVegetation ContactBranch (Not overhanging, within 4ft) | WLDFR | HFTD - Distribution - Tier 3 - 4QU CoRE ¦ 3QU LoRE | Non-Red Flag Warning - Catastrophic Fires | Vegetation Contact | Branch (Not overhanging, within 4ft) | 2020 | 1.9373e-10 | 400.6021 | 7.7607e-08 | 2020 | Mitigation | 0.9 | 30 | 0 | esc | 0.066382 | 1.286e-11 | 0 | 0 | 0 | 0 | 0 | 0
[120 empty] | 7.3.5.15 Identification and remediation of “at-risk species”WLDFRVegetation ContactBranch (OverHanging) | WLDFR | HFTD - Distribution - Tier 3 - 4QU CoRE ¦ 3QU LoRE | Non-Red Flag Warning - Catastrophic Fires | Vegetation Contact | Branch (OverHanging) | 2020 | 8.7163e-09 | 400.6021 | 3.4918e-06 | 2020 | Mitigation | 0.9 | 30 | 0 | esc | 0.066382 | 5.786e-10 | 0 | 0 | 0 | 0 | 0 | 0
[120 empty] | 7.3.5.15 Identification and remediation of “at-risk species”WLDFRVegetation ContactFell into (Moderate-Severe defect) | WLDFR | HFTD - Distribution - Tier 3 - 4QU CoRE ¦ 3QU LoRE | Non-Red Flag Warning - Catastrophic Fires | Vegetation Contact | Fell into (Moderate-Severe defect) | 2020 | 4.1857e-09 | 400.6021 | 1.6768e-06 | 2020 | Mitigation | 0.95 | 1 | 0 | esc | 0.07007 | 2.9329e-10 | 0 | 0 | 0 | 0 | 0 | 0
[120 empty] | 7.3.5.15 Identification and remediation of “at-risk species”WLDFRVegetation ContactFell into (slight defect) | WLDFR | HFTD - Distribution - Tier 3 - 4QU CoRE ¦ 3QU LoRE | Non-Red Flag Warning - Catastrophic Fires | Vegetation Contact | Fell into (slight defect) | 2020 | 5.4014e-09 | 400.6021 | 2.1638e-06 | 2020 | Mitigation | 0.5 | 1 | 0 | esc | 0.036879 | 1.992e-10 | 0 | 0 | 0 | 0 | 0 | 0
[120 empty] | 7.3.5.15 Identification and remediation of “at-risk species”WLDFRVegetation ContactGrow Into | WLDFR | HFTD - Distribution - Tier 3 - 4QU CoRE ¦ 3QU LoRE | Non-Red Flag Warning - Catastrophic Fires | Vegetation Contact | Grow Into | 2020 | 4.6561e-10 | 400.6021 | 1.8652e-07 | 2020 | Mitigation | 0.5 | 1 | 0 | esc | 0.036879 | 1.7171e-11 | 0 | 0 | 0 | 0 | 0 | 0
[120 empty] | 7.3.5.15 Identification and remediation of “at-risk species”WLDFRVegetation ContactBranch (Not overhanging, 4-12ft) | WLDFR | HFTD - Distribution - Tier 3 - 4QU CoRE ¦ 3QU LoRE | Non-Red Flag Warning - Destructive Fires | Vegetation Contact | Branch (Not overhanging, 4-12ft) | 2020 | 1.3034e-09 | 400.6021 | 5.2213e-07 | 2020 | Mitigation | 0.5 | 30 | 0 | esc | 0.036879 | 4.8066e-11 | 0 | 0 | 0 | 0 | 0 | 0
[120 empty] | 7.3.5.15 Identification and remediation of “at-risk species”WLDFRVegetation ContactBranch (Not overhanging, within 4ft) | WLDFR | HFTD - Distribution - Tier 3 - 4QU CoRE ¦ 3QU LoRE | Non-Red Flag Warning - Destructive Fires | Vegetation Contact | Branch (Not overhanging, within 4ft) | 2020 | 5.6648e-10 | 400.6021 | 2.2693e-07 | 2020 | Mitigation | 0.9 | 30 | 0 | esc | 0.066382 | 3.7604e-11 | 0 | 0 | 0 | 0 | 0 | 0
[120 empty] | 7.3.5.15 Identification and remediation of “at-risk species”WLDFRVegetation ContactBranch (OverHanging) | WLDFR | HFTD - Distribution - Tier 3 - 4QU CoRE ¦ 3QU LoRE | Non-Red Flag Warning - Destructive Fires | Vegetation Contact | Branch (OverHanging) | 2020 | 2.5494e-08 | 400.6021 | 1.0213e-05 | 2020 | Mitigation | 0.9 | 30 | 0 | esc | 0.066382 | 1.6923e-09 | 0 | 0 | 0 | 0 | 0 | 0
[120 empty] | 7.3.5.15 Identification and remediation of “at-risk species”WLDFRVegetation ContactFell into (Moderate-Severe defect) | WLDFR | HFTD - Distribution - Tier 3 - 4QU CoRE ¦ 3QU LoRE | Non-Red Flag Warning - Destructive Fires | Vegetation Contact | Fell into (Moderate-Severe defect) | 2020 | 1.2132e-08 | 400.6021 | 4.8599e-06 | 2020 | Mitigation | 0.95 | 1 | 0 | esc | 0.07007 | 8.5006e-10 | 0 | 0 | 0 | 0 | 0 | 0
[120 empty] | 7.3.5.15 Identification and remediation of “at-risk species”WLDFRVegetation ContactFell into (slight defect) | WLDFR | HFTD - Distribution - Tier 3 - 4QU CoRE ¦ 3QU LoRE | Non-Red Flag Warning - Destructive Fires | Vegetation Contact | Fell into (slight defect) | 2020 | 1.5656e-08 | 400.6021 | 6.2716e-06 | 2020 | Mitigation | 0.5 | 1 | 0 | esc | 0.036879 | 5.7736e-10 | 0 | 0 | 0 | 0 | 0 | 0
[120 empty] | 7.3.5.15 Identification and remediation of “at-risk species”WLDFRVegetation ContactGrow Into | WLDFR | HFTD - Distribution - Tier 3 - 4QU CoRE ¦ 3QU LoRE | Non-Red Flag Warning - Destructive Fires | Vegetation Contact | Grow Into | 2020 | 1.3494e-09 | 400.6021 | 5.4056e-07 | 2020 | Mitigation | 0.5 | 1 | 0 | esc | 0.036879 | 4.9763e-11 | 0 | 0 | 0 | 0 | 0 | 0
[120 empty] | 7.3.5.15 Identification and remediation of “at-risk species”WLDFRVegetation ContactBranch (Not overhanging, 4-12ft) | WLDFR | HFTD - Distribution - Tier 3 - 4QU CoRE ¦ 3QU LoRE | Non-Red Flag Warning - Large Fires | Vegetation Contact | Branch (Not overhanging, 4-12ft) | 2020 | 3.6171e-08 | 400.6021 | 1.449e-05 | 2020 | Mitigation | 0.5 | 30 | 0 | esc | 0.036879 | 1.3339e-09 | 0 | 0 | 0 | 0 | 0 | 0
[120 empty] | 7.3.5.15 Identification and remediation of “at-risk species”WLDFRVegetation ContactBranch (Not overhanging, within 4ft) | WLDFR | HFTD - Distribution - Tier 3 - 4QU CoRE ¦ 3QU LoRE | Non-Red Flag Warning - Large Fires | Vegetation Contact | Branch (Not overhanging, within 4ft) | 2020 | 1.5608e-08 | 400.6021 | 6.2526e-06 | 2020 | Mitigation | 0.9 | 30 | 0 | esc | 0.066382 | 1.0361e-09 | 0 | 0 | 0 | 0 | 0 | 0
[120 empty] | 7.3.5.15 Identification and remediation of “at-risk species”WLDFRVegetation ContactBranch (OverHanging) | WLDFR | HFTD - Distribution - Tier 3 - 4QU CoRE ¦ 3QU LoRE | Non-Red Flag Warning - Large Fires | Vegetation Contact | Branch (OverHanging) | 2020 | 6.984e-07 | 400.6021 | 0.00027978 | 2020 | Mitigation | 0.9 | 30 | 0 | esc | 0.066382 | 4.6361e-08 | 0 | 0 | 0 | 0 | 0 | 0
[120 empty] | 7.3.5.15 Identification and remediation of “at-risk species”WLDFRVegetation ContactFell into (Moderate-Severe defect) | WLDFR | HFTD - Distribution - Tier 3 - 4QU CoRE ¦ 3QU LoRE | Non-Red Flag Warning - Large Fires | Vegetation Contact | Fell into (Moderate-Severe defect) | 2020 | 3.3499e-07 | 400.6021 | 0.0001342 | 2020 | Mitigation | 0.95 | 1 | 0 | esc | 0.07007 | 2.3473e-08 | 0 | 0 | 0 | 0 | 0 | 0
[120 empty] | 7.3.5.15 Identification and remediation of “at-risk species”WLDFRVegetation ContactFell into (slight defect) | WLDFR | HFTD - Distribution - Tier 3 - 4QU CoRE ¦ 3QU LoRE | Non-Red Flag Warning - Large Fires | Vegetation Contact | Fell into (slight defect) | 2020 | 4.3215e-07 | 400.6021 | 0.00017312 | 2020 | Mitigation | 0.5 | 1 | 0 | esc | 0.036879 | 1.5937e-08 | 0 | 0 | 0 | 0 | 0 | 0
[120 empty] | 7.3.5.15 Identification and remediation of “at-risk species”WLDFRVegetation ContactGrow Into | WLDFR | HFTD - Distribution - Tier 3 - 4QU CoRE ¦ 3QU LoRE | Non-Red Flag Warning - Large Fires | Vegetation Contact | Grow Into | 2020 | 3.7323e-08 | 400.6021 | 1.4951e-05 | 2020 | Mitigation | 0.5 | 1 | 0 | esc | 0.036879 | 1.3764e-09 | 0 | 0 | 0 | 0 | 0 | 0
[120 empty] | 7.3.5.15 Identification and remediation of “at-risk species”WLDFRVegetation ContactBranch (Not overhanging, 4-12ft) | WLDFR | HFTD - Distribution - Tier 3 - 4QU CoRE ¦ 3QU LoRE | Non-Red Flag Warning - Small Fires | Vegetation Contact | Branch (Not overhanging, 4-12ft) | 2020 | 1.4564e-05 | 400.6021 | 0.0058345 | 2020 | Mitigation | 0.5 | 30 | 0 | esc | 0.036879 | 5.3712e-07 | 0 | 0 | 0 | 0 | 0 | 0
[120 empty] | 7.3.5.15 Identification and remediation of “at-risk species”WLDFRVegetation ContactBranch (Not overhanging, within 4ft) | WLDFR | HFTD - Distribution - Tier 3 - 4QU CoRE ¦ 3QU LoRE | Non-Red Flag Warning - Small Fires | Vegetation Contact | Branch (Not overhanging, within 4ft) | 2020 | 6.2904e-06 | 400.6021 | 0.00252 | 2020 | Mitigation | 0.9 | 30 | 0 | esc | 0.066382 | 4.1757e-07 | 0 | 0 | 0 | 0 | 0 | 0
[120 empty] | 7.3.5.15 Identification and remediation of “at-risk species”WLDFRVegetation ContactBranch (OverHanging) | WLDFR | HFTD - Distribution - Tier 3 - 4QU CoRE ¦ 3QU LoRE | Non-Red Flag Warning - Small Fires | Vegetation Contact | Branch (OverHanging) | 2020 | 0.00028161 | 400.6021 | 0.11281 | 2020 | Mitigation | 0.9 | 30 | 0 | esc | 0.066382 | 1.8694e-05 | 0 | 0 | 0 | 0 | 0 | 0
[120 empty] | 7.3.5.15 Identification and remediation of “at-risk species”WLDFRVegetation ContactFell into (Moderate-Severe defect) | WLDFR | HFTD - Distribution - Tier 3 - 4QU CoRE ¦ 3QU LoRE | Non-Red Flag Warning - Small Fires | Vegetation Contact | Fell into (Moderate-Severe defect) | 2020 | 0.00013491 | 400.6021 | 0.054045 | 2020 | Mitigation | 0.95 | 1 | 0 | esc | 0.07007 | 9.4532e-06 | 0 | 0 | 0 | 0 | 0 | 0
[120 empty] | 7.3.5.15 Identification and remediation of “at-risk species”WLDFRVegetation ContactFell into (slight defect) | WLDFR | HFTD - Distribution - Tier 3 - 4QU CoRE ¦ 3QU LoRE | Non-Red Flag Warning - Small Fires | Vegetation Contact | Fell into (slight defect) | 2020 | 0.00017405 | 400.6021 | 0.069723 | 2020 | Mitigation | 0.5 | 1 | 0 | esc | 0.036879 | 6.4186e-06 | 0 | 0 | 0 | 0 | 0 | 0
[120 empty] | 7.3.5.15 Identification and remediation of “at-risk species”WLDFRVegetation ContactGrow Into | WLDFR | HFTD - Distribution - Tier 3 - 4QU CoRE ¦ 3QU LoRE | Non-Red Flag Warning - Small Fires | Vegetation Contact | Grow Into | 2020 | 1.5028e-05 | 400.6021 | 0.0060204 | 2020 | Mitigation | 0.5 | 1 | 0 | esc | 0.036879 | 5.5423e-07 | 0 | 0 | 0 | 0 | 0 | 0
[120 empty] | 7.3.5.15 Identification and remediation of “at-risk species”WLDFRVegetation ContactBranch (Not overhanging, 4-12ft) | WLDFR | HFTD - Distribution - Tier 3 - 4QU CoRE ¦ 3QU LoRE | Red Flag Warning - Catastrophic Fires | Vegetation Contact | Branch (Not overhanging, 4-12ft) | 2020 | 7.3215e-08 | 400.6021 | 2.933e-05 | 2020 | Mitigation | 0.5 | 30 | 0 | esc | 0.036879 | 2.7001e-09 | 0 | 0 | 0 | 0 | 0 | 0
[120 empty] | 7.3.5.15 Identification and remediation of “at-risk species”WLDFRVegetation ContactBranch (Not overhanging, within 4ft) | WLDFR | HFTD - Distribution - Tier 3 - 4QU CoRE ¦ 3QU LoRE | Red Flag Warning - Catastrophic Fires | Vegetation Contact | Branch (Not overhanging, within 4ft) | 2020 | 1.8104e-08 | 400.6021 | 7.2524e-06 | 2020 | Mitigation | 0.9 | 30 | 0 | esc | 0.066382 | 1.2018e-09 | 0 | 0 | 0 | 0 | 0 | 0
[120 empty] | 7.3.5.15 Identification and remediation of “at-risk species”WLDFRVegetation ContactBranch (OverHanging) | WLDFR | HFTD - Distribution - Tier 3 - 4QU CoRE ¦ 3QU LoRE | Red Flag Warning - Catastrophic Fires | Vegetation Contact | Branch (OverHanging) | 2020 | 1.0791e-06 | 400.6021 | 0.0004323 | 2020 | Mitigation | 0.9 | 30 | 0 | esc | 0.066382 | 7.1635e-08 | 0 | 0 | 0 | 0 | 0 | 0
[120 empty] | 7.3.5.15 Identification and remediation of “at-risk species”WLDFRVegetation ContactFell into (Moderate-Severe defect) | WLDFR | HFTD - Distribution - Tier 3 - 4QU CoRE ¦ 3QU LoRE | Red Flag Warning - Catastrophic Fires | Vegetation Contact | Fell into (Moderate-Severe defect) | 2020 | 3.2898e-07 | 400.6021 | 0.00013179 | 2020 | Mitigation | 0.95 | 1 | 0 | esc | 0.07007 | 2.3052e-08 | 0 | 0 | 0 | 0 | 0 | 0
[120 empty] | 7.3.5.15 Identification and remediation of “at-risk species”WLDFRVegetation ContactFell into (slight defect) | WLDFR | HFTD - Distribution - Tier 3 - 4QU CoRE ¦ 3QU LoRE | Red Flag Warning - Catastrophic Fires | Vegetation Contact | Fell into (slight defect) | 2020 | 3.6465e-07 | 400.6021 | 0.00014608 | 2020 | Mitigation | 0.5 | 1 | 0 | esc | 0.036879 | 1.3448e-08 | 0 | 0 | 0 | 0 | 0 | 0
[120 empty] | 7.3.5.15 Identification and remediation of “at-risk species”WLDFRVegetation ContactGrow Into | WLDFR | HFTD - Distribution - Tier 3 - 4QU CoRE ¦ 3QU LoRE | Red Flag Warning - Catastrophic Fires | Vegetation Contact | Grow Into | 2020 | 3.8238e-08 | 400.6021 | 1.5318e-05 | 2020 | Mitigation | 0.5 | 1 | 0 | esc | 0.036879 | 1.4102e-09 | 0 | 0 | 0 | 0 | 0 | 0
[120 empty] | 7.3.5.15 Identification and remediation of “at-risk species”WLDFRVegetation ContactBranch (Not overhanging, 4-12ft) | WLDFR | HFTD - Distribution - Tier 3 - 4QU CoRE ¦ 3QU LoRE | Red Flag Warning - Destructive Fires | Vegetation Contact | Branch (Not overhanging, 4-12ft) | 2020 | 1.0717e-08 | 400.6021 | 4.2931e-06 | 2020 | Mitigation | 0.5 | 30 | 0 | esc | 0.036879 | 3.9522e-10 | 0 | 0 | 0 | 0 | 0 | 0
[120 empty] | 7.3.5.15 Identification and remediation of “at-risk species”WLDFRVegetation ContactBranch (Not overhanging, within 4ft) | WLDFR | HFTD - Distribution - Tier 3 - 4QU CoRE ¦ 3QU LoRE | Red Flag Warning - Destructive Fires | Vegetation Contact | Branch (Not overhanging, within 4ft) | 2020 | 2.662e-09 | 400.6021 | 1.0664e-06 | 2020 | Mitigation | 0.9 | 30 | 0 | esc | 0.066382 | 1.7671e-10 | 0 | 0 | 0 | 0 | 0 | 0
[120 empty] | 7.3.5.15 Identification and remediation of “at-risk species”WLDFRVegetation ContactBranch (OverHanging) | WLDFR | HFTD - Distribution - Tier 3 - 4QU CoRE ¦ 3QU LoRE | Red Flag Warning - Destructive Fires | Vegetation Contact | Branch (OverHanging) | 2020 | 1.5871e-07 | 400.6021 | 6.3581e-05 | 2020 | Mitigation | 0.9 | 30 | 0 | esc | 0.066382 | 1.0536e-08 | 0 | 0 | 0 | 0 | 0 | 0
[120 empty] | 7.3.5.15 Identification and remediation of “at-risk species”WLDFRVegetation ContactFell into (Moderate-Severe defect) | WLDFR | HFTD - Distribution - Tier 3 - 4QU CoRE ¦ 3QU LoRE | Red Flag Warning - Destructive Fires | Vegetation Contact | Fell into (Moderate-Severe defect) | 2020 | 4.7947e-08 | 400.6021 | 1.9208e-05 | 2020 | Mitigation | 0.95 | 1 | 0 | esc | 0.07007 | 3.3597e-09 | 0 | 0 | 0 | 0 | 0 | 0
[120 empty] | 7.3.5.15 Identification and remediation of “at-risk species”WLDFRVegetation ContactFell into (slight defect) | WLDFR | HFTD - Distribution - Tier 3 - 4QU CoRE ¦ 3QU LoRE | Red Flag Warning - Destructive Fires | Vegetation Contact | Fell into (slight defect) | 2020 | 5.3147e-08 | 400.6021 | 2.1291e-05 | 2020 | Mitigation | 0.5 | 1 | 0 | esc | 0.036879 | 1.96e-09 | 0 | 0 | 0 | 0 | 0 | 0
[120 empty] | 7.3.5.15 Identification and remediation of “at-risk species”WLDFRVegetation ContactGrow Into | WLDFR | HFTD - Distribution - Tier 3 - 4QU CoRE ¦ 3QU LoRE | Red Flag Warning - Destructive Fires | Vegetation Contact | Grow Into | 2020 | 5.5725e-09 | 400.6021 | 2.2323e-06 | 2020 | Mitigation | 0.5 | 1 | 0 | esc | 0.036879 | 2.0551e-10 | 0 | 0 | 0 | 0 | 0 | 0
[120 empty] | 7.3.5.15 Identification and remediation of “at-risk species”WLDFRVegetation ContactBranch (Not overhanging, 4-12ft) | WLDFR | HFTD - Distribution - Tier 3 - 4QU CoRE ¦ 3QU LoRE | Red Flag Warning - Large Fires | Vegetation Contact | Branch (Not overhanging, 4-12ft) | 2020 | 1.626e-07 | 400.6021 | 6.5139e-05 | 2020 | Mitigation | 0.5 | 30 | 0 | esc | 0.036879 | 5.9966e-09 | 0 | 0 | 0 | 0 | 0 | 0
[120 empty] | 7.3.5.15 Identification and remediation of “at-risk species”WLDFRVegetation ContactBranch (Not overhanging, within 4ft) | WLDFR | HFTD - Distribution - Tier 3 - 4QU CoRE ¦ 3QU LoRE | Red Flag Warning - Large Fires | Vegetation Contact | Branch (Not overhanging, within 4ft) | 2020 | 4.01e-08 | 400.6021 | 1.6064e-05 | 2020 | Mitigation | 0.9 | 30 | 0 | esc | 0.066382 | 2.6619e-09 | 0 | 0 | 0 | 0 | 0 | 0
[120 empty] | 7.3.5.15 Identification and remediation of “at-risk species”WLDFRVegetation ContactBranch (OverHanging) | WLDFR | HFTD - Distribution - Tier 3 - 4QU CoRE ¦ 3QU LoRE | Red Flag Warning - Large Fires | Vegetation Contact | Branch (OverHanging) | 2020 | 2.3772e-06 | 400.6021 | 0.00095229 | 2020 | Mitigation | 0.9 | 30 | 0 | esc | 0.066382 | 1.578e-07 | 0 | 0 | 0 | 0 | 0 | 0
[120 empty] | 7.3.5.15 Identification and remediation of “at-risk species”WLDFRVegetation ContactFell into (Moderate-Severe defect) | WLDFR | HFTD - Distribution - Tier 3 - 4QU CoRE ¦ 3QU LoRE | Red Flag Warning - Large Fires | Vegetation Contact | Fell into (Moderate-Severe defect) | 2020 | 7.2384e-07 | 400.6021 | 0.00028997 | 2020 | Mitigation | 0.95 | 1 | 0 | esc | 0.07007 | 5.072e-08 | 0 | 0 | 0 | 0 | 0 | 0
[120 empty] | 7.3.5.15 Identification and remediation of “at-risk species”WLDFRVegetation ContactFell into (slight defect) | WLDFR | HFTD - Distribution - Tier 3 - 4QU CoRE ¦ 3QU LoRE | Red Flag Warning - Large Fires | Vegetation Contact | Fell into (slight defect) | 2020 | 8.0206e-07 | 400.6021 | 0.00032131 | 2020 | Mitigation | 0.5 | 1 | 0 | esc | 0.036879 | 2.9579e-08 | 0 | 0 | 0 | 0 | 0 | 0
[120 empty] | 7.3.5.15 Identification and remediation of “at-risk species”WLDFRVegetation ContactGrow Into | WLDFR | HFTD - Distribution - Tier 3 - 4QU CoRE ¦ 3QU LoRE | Red Flag Warning - Large Fires | Vegetation Contact | Grow Into | 2020 | 8.4267e-08 | 400.6021 | 3.3757e-05 | 2020 | Mitigation | 0.5 | 1 | 0 | esc | 0.036879 | 3.1077e-09 | 0 | 0 | 0 | 0 | 0 | 0
[120 empty] | 7.3.5.15 Identification and remediation of “at-risk species”WLDFRVegetation ContactBranch (Not overhanging, 4-12ft) | WLDFR | HFTD - Distribution - Tier 3 - 4QU CoRE ¦ 3QU LoRE | Red Flag Warning - Small Fires | Vegetation Contact | Branch (Not overhanging, 4-12ft) | 2020 | 5.9235e-06 | 400.6021 | 0.002373 | 2020 | Mitigation | 0.5 | 30 | 0 | esc | 0.036879 | 2.1845e-07 | 0 | 0 | 0 | 0 | 0 | 0
[120 empty] | 7.3.5.15 Identification and remediation of “at-risk species”WLDFRVegetation ContactBranch (Not overhanging, within 4ft) | WLDFR | HFTD - Distribution - Tier 3 - 4QU CoRE ¦ 3QU LoRE | Red Flag Warning - Small Fires | Vegetation Contact | Branch (Not overhanging, within 4ft) | 2020 | 1.4622e-06 | 400.6021 | 0.00058574 | 2020 | Mitigation | 0.9 | 30 | 0 | esc | 0.066382 | 9.7061e-08 | 0 | 0 | 0 | 0 | 0 | 0
[120 empty] | 7.3.5.15 Identification and remediation of “at-risk species”WLDFRVegetation ContactBranch (OverHanging) | WLDFR | HFTD - Distribution - Tier 3 - 4QU CoRE ¦ 3QU LoRE | Red Flag Warning - Small Fires | Vegetation Contact | Branch (OverHanging) | 2020 | 8.672e-05 | 400.6021 | 0.03474 | 2020 | Mitigation | 0.9 | 30 | 0 | esc | 0.066382 | 5.7566e-06 | 0 | 0 | 0 | 0 | 0 | 0
[120 empty] | 7.3.5.15 Identification and remediation of “at-risk species”WLDFRVegetation ContactFell into (Moderate-Severe defect) | WLDFR | HFTD - Distribution - Tier 3 - 4QU CoRE ¦ 3QU LoRE | Red Flag Warning - Small Fires | Vegetation Contact | Fell into (Moderate-Severe defect) | 2020 | 2.6374e-05 | 400.6021 | 0.010566 | 2020 | Mitigation | 0.95 | 1 | 0 | esc | 0.07007 | 1.848e-06 | 0 | 0 | 0 | 0 | 0 | 0
[120 empty] | 7.3.5.15 Identification and remediation of “at-risk species”WLDFRVegetation ContactFell into (slight defect) | WLDFR | HFTD - Distribution - Tier 3 - 4QU CoRE ¦ 3QU LoRE | Red Flag Warning - Small Fires | Vegetation Contact | Fell into (slight defect) | 2020 | 2.9225e-05 | 400.6021 | 0.011708 | 2020 | Mitigation | 0.5 | 1 | 0 | esc | 0.036879 | 1.0778e-06 | 0 | 0 | 0 | 0 | 0 | 0
[120 empty] | 7.3.5.15 Identification and remediation of “at-risk species”WLDFRVegetation ContactGrow Into | WLDFR | HFTD - Distribution - Tier 3 - 4QU CoRE ¦ 3QU LoRE | Red Flag Warning - Small Fires | Vegetation Contact | Grow Into | 2020 | 3.0699e-06 | 400.6021 | 0.0012298 | 2020 | Mitigation | 0.5 | 1 | 0 | esc | 0.036879 | 1.1321e-07 | 0 | 0 | 0 | 0 | 0 | 0
[120 empty] | 7.3.5.15 Identification and remediation of “at-risk species”WLDFRCC - Seismic ScenarioSeismic Scenario | WLDFR | HFTD - Distribution - Tier 3 - 4QU CoRE ¦ 3QU LoRE | Seismic - Non-Red Flag Warning - Catastrophic Fires | CC - Seismic Scenario | Seismic Scenario | 2020 | 3.4017e-10 | 400.6021 | 1.3627e-07 | 2020 | Mitigation | 0.082056 | 1 | 0 | esc | 0.0060523 | 2.0588e-12 | 0 | 0 | 0 | 0 | 0 | 0
[120 empty] | 7.3.5.15 Identification and remediation of “at-risk species”WLDFRCC - Seismic ScenarioSeismic Scenario | WLDFR | HFTD - Distribution - Tier 3 - 4QU CoRE ¦ 3QU LoRE | Seismic - Red Flag Warning - Catastrophic Fires | CC - Seismic Scenario | Seismic Scenario | 2020 | 1.4668e-08 | 400.6021 | 5.8759e-06 | 2020 | Mitigation | 0.082056 | 1 | 0 | esc | 0.0060523 | 8.8773e-11 | 0 | 0 | 0 | 0 | 0 | 0
[120 empty] | 7.3.5.15 Identification and remediation of “at-risk species”WLDFRVegetation ContactBranch (Not overhanging, 4-12ft) | WLDFR | HFTD - Distribution - Tier 3 - 4QU CoRE ¦ 4QU LoRE | Non-Red Flag Warning - Catastrophic Fires | Vegetation Contact | Branch (Not overhanging, 4-12ft) | 2020 | 3.7576e-10 | 213.1612 | 8.0098e-08 | 2020 | Mitigation | 0.5 | 30 | 0 | esc | 0.036879 | 1.3858e-11 | 0 | 0 | 0 | 0 | 0 | 0
[120 empty] | 7.3.5.15 Identification and remediation of “at-risk species”WLDFRVegetation ContactBranch (Not overhanging, within 4ft) | WLDFR | HFTD - Distribution - Tier 3 - 4QU CoRE ¦ 4QU LoRE | Non-Red Flag Warning - Catastrophic Fires | Vegetation Contact | Branch (Not overhanging, within 4ft) | 2020 | 1.7261e-10 | 213.1612 | 3.6794e-08 | 2020 | Mitigation | 0.9 | 30 | 0 | esc | 0.066382 | 1.1458e-11 | 0 | 0 | 0 | 0 | 0 | 0
[120 empty] | 7.3.5.15 Identification and remediation of “at-risk species”WLDFRVegetation ContactBranch (OverHanging) | WLDFR | HFTD - Distribution - Tier 3 - 4QU CoRE ¦ 4QU LoRE | Non-Red Flag Warning - Catastrophic Fires | Vegetation Contact | Branch (OverHanging) | 2020 | 7.8795e-09 | 213.1612 | 1.6796e-06 | 2020 | Mitigation | 0.9 | 30 | 0 | esc | 0.066382 | 5.2306e-10 | 0 | 0 | 0 | 0 | 0 | 0
[120 empty] | 7.3.5.15 Identification and remediation of “at-risk species”WLDFRVegetation ContactFell into (Moderate-Severe defect) | WLDFR | HFTD - Distribution - Tier 3 - 4QU CoRE ¦ 4QU LoRE | Non-Red Flag Warning - Catastrophic Fires | Vegetation Contact | Fell into (Moderate-Severe defect) | 2020 | 3.4141e-09 | 213.1612 | 7.2774e-07 | 2020 | Mitigation | 0.95 | 1 | 0 | esc | 0.07007 | 2.3922e-10 | 0 | 0 | 0 | 0 | 0 | 0
[120 empty] | 7.3.5.15 Identification and remediation of “at-risk species”WLDFRVegetation ContactFell into (slight defect) | WLDFR | HFTD - Distribution - Tier 3 - 4QU CoRE ¦ 4QU LoRE | Non-Red Flag Warning - Catastrophic Fires | Vegetation Contact | Fell into (slight defect) | 2020 | 4.4106e-09 | 213.1612 | 9.4016e-07 | 2020 | Mitigation | 0.5 | 1 | 0 | esc | 0.036879 | 1.6266e-10 | 0 | 0 | 0 | 0 | 0 | 0
[120 empty] | 7.3.5.15 Identification and remediation of “at-risk species”WLDFRVegetation ContactGrow Into | WLDFR | HFTD - Distribution - Tier 3 - 4QU CoRE ¦ 4QU LoRE | Non-Red Flag Warning - Catastrophic Fires | Vegetation Contact | Grow Into | 2020 | 3.7769e-10 | 213.1612 | 8.051e-08 | 2020 | Mitigation | 0.5 | 1 | 0 | esc | 0.036879 | 1.3929e-11 | 0 | 0 | 0 | 0 | 0 | 0
[120 empty] | 7.3.5.15 Identification and remediation of “at-risk species”WLDFRVegetation ContactBranch (Not overhanging, 4-12ft) | WLDFR | HFTD - Distribution - Tier 3 - 4QU CoRE ¦ 4QU LoRE | Non-Red Flag Warning - Destructive Fires | Vegetation Contact | Branch (Not overhanging, 4-12ft) | 2020 | 1.0686e-09 | 213.1612 | 2.2779e-07 | 2020 | Mitigation | 0.5 | 30 | 0 | esc | 0.036879 | 3.941e-11 | 0 | 0 | 0 | 0 | 0 | 0
[120 empty] | 7.3.5.15 Identification and remediation of “at-risk species”WLDFRVegetation ContactBranch (Not overhanging, within 4ft) | WLDFR | HFTD - Distribution - Tier 3 - 4QU CoRE ¦ 4QU LoRE | Non-Red Flag Warning - Destructive Fires | Vegetation Contact | Branch (Not overhanging, within 4ft) | 2020 | 4.9134e-10 | 213.1612 | 1.0473e-07 | 2020 | Mitigation | 0.9 | 30 | 0 | esc | 0.066382 | 3.2616e-11 | 0 | 0 | 0 | 0 | 0 | 0
[120 empty] | 7.3.5.15 Identification and remediation of “at-risk species”WLDFRVegetation ContactBranch (OverHanging) | WLDFR | HFTD - Distribution - Tier 3 - 4QU CoRE ¦ 4QU LoRE | Non-Red Flag Warning - Destructive Fires | Vegetation Contact | Branch (OverHanging) | 2020 | 2.2446e-08 | 213.1612 | 4.7845e-06 | 2020 | Mitigation | 0.9 | 30 | 0 | esc | 0.066382 | 1.49e-09 | 0 | 0 | 0 | 0 | 0 | 0
[120 empty] | 7.3.5.15 Identification and remediation of “at-risk species”WLDFRVegetation ContactFell into (Moderate-Severe defect) | WLDFR | HFTD - Distribution - Tier 3 - 4QU CoRE ¦ 4QU LoRE | Non-Red Flag Warning - Destructive Fires | Vegetation Contact | Fell into (Moderate-Severe defect) | 2020 | 9.7182e-09 | 213.1612 | 2.0715e-06 | 2020 | Mitigation | 0.95 | 1 | 0 | esc | 0.07007 | 6.8096e-10 | 0 | 0 | 0 | 0 | 0 | 0
[120 empty] | 7.3.5.15 Identification and remediation of “at-risk species”WLDFRVegetation ContactFell into (slight defect) | WLDFR | HFTD - Distribution - Tier 3 - 4QU CoRE ¦ 4QU LoRE | Non-Red Flag Warning - Destructive Fires | Vegetation Contact | Fell into (slight defect) | 2020 | 1.2555e-08 | 213.1612 | 2.6763e-06 | 2020 | Mitigation | 0.5 | 1 | 0 | esc | 0.036879 | 4.6303e-10 | 0 | 0 | 0 | 0 | 0 | 0
[120 empty] | 7.3.5.15 Identification and remediation of “at-risk species”WLDFRVegetation ContactGrow Into | WLDFR | HFTD - Distribution - Tier 3 - 4QU CoRE ¦ 4QU LoRE | Non-Red Flag Warning - Destructive Fires | Vegetation Contact | Grow Into | 2020 | 1.0748e-09 | 213.1612 | 2.2911e-07 | 2020 | Mitigation | 0.5 | 1 | 0 | esc | 0.036879 | 3.9639e-11 | 0 | 0 | 0 | 0 | 0 | 0
[120 empty] | 7.3.5.15 Identification and remediation of “at-risk species”WLDFRVegetation ContactBranch (Not overhanging, 4-12ft) | WLDFR | HFTD - Distribution - Tier 3 - 4QU CoRE ¦ 4QU LoRE | Non-Red Flag Warning - Large Fires | Vegetation Contact | Branch (Not overhanging, 4-12ft) | 2020 | 2.7472e-08 | 213.1612 | 5.8559e-06 | 2020 | Mitigation | 0.5 | 30 | 0 | esc | 0.036879 | 1.0131e-09 | 0 | 0 | 0 | 0 | 0 | 0
[120 empty] | 7.3.5.15 Identification and remediation of “at-risk species”WLDFRVegetation ContactBranch (Not overhanging, within 4ft) | WLDFR | HFTD - Distribution - Tier 3 - 4QU CoRE ¦ 4QU LoRE | Non-Red Flag Warning - Large Fires | Vegetation Contact | Branch (Not overhanging, within 4ft) | 2020 | 1.2654e-08 | 213.1612 | 2.6974e-06 | 2020 | Mitigation | 0.9 | 30 | 0 | esc | 0.066382 | 8.4001e-10 | 0 | 0 | 0 | 0 | 0 | 0
[120 empty] | 7.3.5.15 Identification and remediation of “at-risk species”WLDFRVegetation ContactBranch (OverHanging) | WLDFR | HFTD - Distribution - Tier 3 - 4QU CoRE ¦ 4QU LoRE | Non-Red Flag Warning - Large Fires | Vegetation Contact | Branch (OverHanging) | 2020 | 5.7856e-07 | 213.1612 | 0.00012333 | 2020 | Mitigation | 0.9 | 30 | 0 | esc | 0.066382 | 3.8406e-08 | 0 | 0 | 0 | 0 | 0 | 0
[120 empty] | 7.3.5.15 Identification and remediation of “at-risk species”WLDFRVegetation ContactFell into (Moderate-Severe defect) | WLDFR | HFTD - Distribution - Tier 3 - 4QU CoRE ¦ 4QU LoRE | Non-Red Flag Warning - Large Fires | Vegetation Contact | Fell into (Moderate-Severe defect) | 2020 | 2.4965e-07 | 213.1612 | 5.3215e-05 | 2020 | Mitigation | 0.95 | 1 | 0 | esc | 0.07007 | 1.7493e-08 | 0 | 0 | 0 | 0 | 0 | 0
[120 empty] | 7.3.5.15 Identification and remediation of “at-risk species”WLDFRVegetation ContactFell into (slight defect) | WLDFR | HFTD - Distribution - Tier 3 - 4QU CoRE ¦ 4QU LoRE | Non-Red Flag Warning - Large Fires | Vegetation Contact | Fell into (slight defect) | 2020 | 3.2254e-07 | 213.1612 | 6.8753e-05 | 2020 | Mitigation | 0.5 | 1 | 0 | esc | 0.036879 | 1.1895e-08 | 0 | 0 | 0 | 0 | 0 | 0
[120 empty] | 7.3.5.15 Identification and remediation of “at-risk species”WLDFRVegetation ContactGrow Into | WLDFR | HFTD - Distribution - Tier 3 - 4QU CoRE ¦ 4QU LoRE | Non-Red Flag Warning - Large Fires | Vegetation Contact | Grow Into | 2020 | 2.7607e-08 | 213.1612 | 5.8848e-06 | 2020 | Mitigation | 0.5 | 1 | 0 | esc | 0.036879 | 1.0181e-09 | 0 | 0 | 0 | 0 | 0 | 0
[120 empty] | 7.3.5.15 Identification and remediation of “at-risk species”WLDFRVegetation ContactBranch (Not overhanging, 4-12ft) | WLDFR | HFTD - Distribution - Tier 3 - 4QU CoRE ¦ 4QU LoRE | Non-Red Flag Warning - Small Fires | Vegetation Contact | Branch (Not overhanging, 4-12ft) | 2020 | 1.0921e-05 | 213.1612 | 0.0023279 | 2020 | Mitigation | 0.5 | 30 | 0 | esc | 0.036879 | 4.0274e-07 | 0 | 0 | 0 | 0 | 0 | 0
[120 empty] | 7.3.5.15 Identification and remediation of “at-risk species”WLDFRVegetation ContactBranch (Not overhanging, within 4ft) | WLDFR | HFTD - Distribution - Tier 3 - 4QU CoRE ¦ 4QU LoRE | Non-Red Flag Warning - Small Fires | Vegetation Contact | Branch (Not overhanging, within 4ft) | 2020 | 5.0427e-06 | 213.1612 | 0.0010749 | 2020 | Mitigation | 0.9 | 30 | 0 | esc | 0.066382 | 3.3474e-07 | 0 | 0 | 0 | 0 | 0 | 0
[120 empty] | 7.3.5.15 Identification and remediation of “at-risk species”WLDFRVegetation ContactBranch (OverHanging) | WLDFR | HFTD - Distribution - Tier 3 - 4QU CoRE ¦ 4QU LoRE | Non-Red Flag Warning - Small Fires | Vegetation Contact | Branch (OverHanging) | 2020 | 0.00023128 | 213.1612 | 0.049299 | 2020 | Mitigation | 0.9 | 30 | 0 | esc | 0.066382 | 1.5353e-05 | 0 | 0 | 0 | 0 | 0 | 0
[120 empty] | 7.3.5.15 Identification and remediation of “at-risk species”WLDFRVegetation ContactFell into (Moderate-Severe defect) | WLDFR | HFTD - Distribution - Tier 3 - 4QU CoRE ¦ 4QU LoRE | Non-Red Flag Warning - Small Fires | Vegetation Contact | Fell into (Moderate-Severe defect) | 2020 | 9.9769e-05 | 213.1612 | 0.021267 | 2020 | Mitigation | 0.95 | 1 | 0 | esc | 0.07007 | 6.9908e-06 | 0 | 0 | 0 | 0 | 0 | 0
[120 empty] | 7.3.5.15 Identification and remediation of “at-risk species”WLDFRVegetation ContactFell into (slight defect) | WLDFR | HFTD - Distribution - Tier 3 - 4QU CoRE ¦ 4QU LoRE | Non-Red Flag Warning - Small Fires | Vegetation Contact | Fell into (slight defect) | 2020 | 0.00012893 | 213.1612 | 0.027482 | 2020 | Mitigation | 0.5 | 1 | 0 | esc | 0.036879 | 4.7547e-06 | 0 | 0 | 0 | 0 | 0 | 0
[120 empty] | 7.3.5.15 Identification and remediation of “at-risk species”WLDFRVegetation ContactGrow Into | WLDFR | HFTD - Distribution - Tier 3 - 4QU CoRE ¦ 4QU LoRE | Non-Red Flag Warning - Small Fires | Vegetation Contact | Grow Into | 2020 | 1.1021e-05 | 213.1612 | 0.0023493 | 2020 | Mitigation | 0.5 | 1 | 0 | esc | 0.036879 | 4.0645e-07 | 0 | 0 | 0 | 0 | 0 | 0
[120 empty] | 7.3.5.15 Identification and remediation of “at-risk species”WLDFRVegetation ContactBranch (Not overhanging, 4-12ft) | WLDFR | HFTD - Distribution - Tier 3 - 4QU CoRE ¦ 4QU LoRE | Red Flag Warning - Catastrophic Fires | Vegetation Contact | Branch (Not overhanging, 4-12ft) | 2020 | 6.1442e-08 | 213.1612 | 1.3097e-05 | 2020 | Mitigation | 0.5 | 30 | 0 | esc | 0.036879 | 2.2659e-09 | 0 | 0 | 0 | 0 | 0 | 0
[120 empty] | 7.3.5.15 Identification and remediation of “at-risk species”WLDFRVegetation ContactBranch (Not overhanging, within 4ft) | WLDFR | HFTD - Distribution - Tier 3 - 4QU CoRE ¦ 4QU LoRE | Red Flag Warning - Catastrophic Fires | Vegetation Contact | Branch (Not overhanging, within 4ft) | 2020 | 1.6131e-08 | 213.1612 | 3.4384e-06 | 2020 | Mitigation | 0.9 | 30 | 0 | esc | 0.066382 | 1.0708e-09 | 0 | 0 | 0 | 0 | 0 | 0
[120 empty] | 7.3.5.15 Identification and remediation of “at-risk species”WLDFRVegetation ContactBranch (OverHanging) | WLDFR | HFTD - Distribution - Tier 3 - 4QU CoRE ¦ 4QU LoRE | Red Flag Warning - Catastrophic Fires | Vegetation Contact | Branch (OverHanging) | 2020 | 9.7553e-07 | 213.1612 | 0.00020794 | 2020 | Mitigation | 0.9 | 30 | 0 | esc | 0.066382 | 6.4758e-08 | 0 | 0 | 0 | 0 | 0 | 0
[120 empty] | 7.3.5.15 Identification and remediation of “at-risk species”WLDFRVegetation ContactFell into (Moderate-Severe defect) | WLDFR | HFTD - Distribution - Tier 3 - 4QU CoRE ¦ 4QU LoRE | Red Flag Warning - Catastrophic Fires | Vegetation Contact | Fell into (Moderate-Severe defect) | 2020 | 2.6833e-07 | 213.1612 | 5.7198e-05 | 2020 | Mitigation | 0.95 | 1 | 0 | esc | 0.07007 | 1.8802e-08 | 0 | 0 | 0 | 0 | 0 | 0
[120 empty] | 7.3.5.15 Identification and remediation of “at-risk species”WLDFRVegetation ContactFell into (slight defect) | WLDFR | HFTD - Distribution - Tier 3 - 4QU CoRE ¦ 4QU LoRE | Red Flag Warning - Catastrophic Fires | Vegetation Contact | Fell into (slight defect) | 2020 | 2.9775e-07 | 213.1612 | 6.3469e-05 | 2020 | Mitigation | 0.5 | 1 | 0 | esc | 0.036879 | 1.0981e-08 | 0 | 0 | 0 | 0 | 0 | 0
[120 empty] | 7.3.5.15 Identification and remediation of “at-risk species”WLDFRVegetation ContactGrow Into | WLDFR | HFTD - Distribution - Tier 3 - 4QU CoRE ¦ 4QU LoRE | Red Flag Warning - Catastrophic Fires | Vegetation Contact | Grow Into | 2020 | 3.1018e-08 | 213.1612 | 6.6118e-06 | 2020 | Mitigation | 0.5 | 1 | 0 | esc | 0.036879 | 1.1439e-09 | 0 | 0 | 0 | 0 | 0 | 0
[120 empty] | 7.3.5.15 Identification and remediation of “at-risk species”WLDFRVegetation ContactBranch (Not overhanging, 4-12ft) | WLDFR | HFTD - Distribution - Tier 3 - 4QU CoRE ¦ 4QU LoRE | Red Flag Warning - Destructive Fires | Vegetation Contact | Branch (Not overhanging, 4-12ft) | 2020 | 8.7868e-09 | 213.1612 | 1.873e-06 | 2020 | Mitigation | 0.5 | 30 | 0 | esc | 0.036879 | 3.2405e-10 | 0 | 0 | 0 | 0 | 0 | 0
[120 empty] | 7.3.5.15 Identification and remediation of “at-risk species”WLDFRVegetation ContactBranch (Not overhanging, within 4ft) | WLDFR | HFTD - Distribution - Tier 3 - 4QU CoRE ¦ 4QU LoRE | Red Flag Warning - Destructive Fires | Vegetation Contact | Branch (Not overhanging, within 4ft) | 2020 | 2.3089e-09 | 213.1612 | 4.9217e-07 | 2020 | Mitigation | 0.9 | 30 | 0 | esc | 0.066382 | 1.5327e-10 | 0 | 0 | 0 | 0 | 0 | 0
[120 empty] | 7.3.5.15 Identification and remediation of “at-risk species”WLDFRVegetation ContactBranch (OverHanging) | WLDFR | HFTD - Distribution - Tier 3 - 4QU CoRE ¦ 4QU LoRE | Red Flag Warning - Destructive Fires | Vegetation Contact | Branch (OverHanging) | 2020 | 1.3974e-07 | 213.1612 | 2.9787e-05 | 2020 | Mitigation | 0.9 | 30 | 0 | esc | 0.066382 | 9.2762e-09 | 0 | 0 | 0 | 0 | 0 | 0
[120 empty] | 7.3.5.15 Identification and remediation of “at-risk species”WLDFRVegetation ContactFell into (Moderate-Severe defect) | WLDFR | HFTD - Distribution - Tier 3 - 4QU CoRE ¦ 4QU LoRE | Red Flag Warning - Destructive Fires | Vegetation Contact | Fell into (Moderate-Severe defect) | 2020 | 3.8409e-08 | 213.1612 | 8.1873e-06 | 2020 | Mitigation | 0.95 | 1 | 0 | esc | 0.07007 | 2.6913e-09 | 0 | 0 | 0 | 0 | 0 | 0
[120 empty] | 7.3.5.15 Identification and remediation of “at-risk species”WLDFRVegetation ContactFell into (slight defect) | WLDFR | HFTD - Distribution - Tier 3 - 4QU CoRE ¦ 4QU LoRE | Red Flag Warning - Destructive Fires | Vegetation Contact | Fell into (slight defect) | 2020 | 4.2622e-08 | 213.1612 | 9.0855e-06 | 2020 | Mitigation | 0.5 | 1 | 0 | esc | 0.036879 | 1.5719e-09 | 0 | 0 | 0 | 0 | 0 | 0
[120 empty] | 7.3.5.15 Identification and remediation of “at-risk species”WLDFRVegetation ContactGrow Into | WLDFR | HFTD - Distribution - Tier 3 - 4QU CoRE ¦ 4QU LoRE | Red Flag Warning - Destructive Fires | Vegetation Contact | Grow Into | 2020 | 4.4388e-09 | 213.1612 | 9.4617e-07 | 2020 | Mitigation | 0.5 | 1 | 0 | esc | 0.036879 | 1.637e-10 | 0 | 0 | 0 | 0 | 0 | 0
[120 empty] | 7.3.5.15 Identification and remediation of “at-risk species”WLDFRVegetation ContactBranch (Not overhanging, 4-12ft) | WLDFR | HFTD - Distribution - Tier 3 - 4QU CoRE ¦ 4QU LoRE | Red Flag Warning - Large Fires | Vegetation Contact | Branch (Not overhanging, 4-12ft) | 2020 | 1.235e-07 | 213.1612 | 2.6325e-05 | 2020 | Mitigation | 0.5 | 30 | 0 | esc | 0.036879 | 4.5544e-09 | 0 | 0 | 0 | 0 | 0 | 0
[120 empty] | 7.3.5.15 Identification and remediation of “at-risk species”WLDFRVegetation ContactBranch (Not overhanging, within 4ft) | WLDFR | HFTD - Distribution - Tier 3 - 4QU CoRE ¦ 4QU LoRE | Red Flag Warning - Large Fires | Vegetation Contact | Branch (Not overhanging, within 4ft) | 2020 | 3.2511e-08 | 213.1612 | 6.9301e-06 | 2020 | Mitigation | 0.9 | 30 | 0 | esc | 0.066382 | 2.1581e-09 | 0 | 0 | 0 | 0 | 0 | 0
[120 empty] | 7.3.5.15 Identification and remediation of “at-risk species”WLDFRVegetation ContactBranch (OverHanging) | WLDFR | HFTD - Distribution - Tier 3 - 4QU CoRE ¦ 4QU LoRE | Red Flag Warning - Large Fires | Vegetation Contact | Branch (OverHanging) | 2020 | 1.9693e-06 | 213.1612 | 0.00041977 | 2020 | Mitigation | 0.9 | 30 | 0 | esc | 0.066382 | 1.3072e-07 | 0 | 0 | 0 | 0 | 0 | 0
[120 empty] | 7.3.5.15 Identification and remediation of “at-risk species”WLDFRVegetation ContactFell into (Moderate-Severe defect) | WLDFR | HFTD - Distribution - Tier 3 - 4QU CoRE ¦ 4QU LoRE | Red Flag Warning - Large Fires | Vegetation Contact | Fell into (Moderate-Severe defect) | 2020 | 5.3944e-07 | 213.1612 | 0.00011499 | 2020 | Mitigation | 0.95 | 1 | 0 | esc | 0.07007 | 3.7798e-08 | 0 | 0 | 0 | 0 | 0 | 0
[120 empty] | 7.3.5.15 Identification and remediation of “at-risk species”WLDFRVegetation ContactFell into (slight defect) | WLDFR | HFTD - Distribution - Tier 3 - 4QU CoRE ¦ 4QU LoRE | Red Flag Warning - Large Fires | Vegetation Contact | Fell into (slight defect) | 2020 | 5.9863e-07 | 213.1612 | 0.0001276 | 2020 | Mitigation | 0.5 | 1 | 0 | esc | 0.036879 | 2.2077e-08 | 0 | 0 | 0 | 0 | 0 | 0
[120 empty] | 7.3.5.15 Identification and remediation of “at-risk species”WLDFRVegetation ContactGrow Into | WLDFR | HFTD - Distribution - Tier 3 - 4QU CoRE ¦ 4QU LoRE | Red Flag Warning - Large Fires | Vegetation Contact | Grow Into | 2020 | 6.2331e-08 | 213.1612 | 1.3287e-05 | 2020 | Mitigation | 0.5 | 1 | 0 | esc | 0.036879 | 2.2987e-09 | 0 | 0 | 0 | 0 | 0 | 0
[120 empty] | 7.3.5.15 Identification and remediation of “at-risk species”WLDFRVegetation ContactBranch (Not overhanging, 4-12ft) | WLDFR | HFTD - Distribution - Tier 3 - 4QU CoRE ¦ 4QU LoRE | Red Flag Warning - Small Fires | Vegetation Contact | Branch (Not overhanging, 4-12ft) | 2020 | 4.4416e-06 | 213.1612 | 0.00094677 | 2020 | Mitigation | 0.5 | 30 | 0 | esc | 0.036879 | 1.638e-07 | 0 | 0 | 0 | 0 | 0 | 0
[120 empty] | 7.3.5.15 Identification and remediation of “at-risk species”WLDFRVegetation ContactBranch (Not overhanging, within 4ft) | WLDFR | HFTD - Distribution - Tier 3 - 4QU CoRE ¦ 4QU LoRE | Red Flag Warning - Small Fires | Vegetation Contact | Branch (Not overhanging, within 4ft) | 2020 | 1.1721e-06 | 213.1612 | 0.00024985 | 2020 | Mitigation | 0.9 | 30 | 0 | esc | 0.066382 | 7.7808e-08 | 0 | 0 | 0 | 0 | 0 | 0
[120 empty] | 7.3.5.15 Identification and remediation of “at-risk species”WLDFRVegetation ContactBranch (OverHanging) | WLDFR | HFTD - Distribution - Tier 3 - 4QU CoRE ¦ 4QU LoRE | Red Flag Warning - Small Fires | Vegetation Contact | Branch (OverHanging) | 2020 | 7.122e-05 | 213.1612 | 0.015181 | 2020 | Mitigation | 0.9 | 30 | 0 | esc | 0.066382 | 4.7277e-06 | 0 | 0 | 0 | 0 | 0 | 0
[120 empty] | 7.3.5.15 Identification and remediation of “at-risk species”WLDFRVegetation ContactFell into (Moderate-Severe defect) | WLDFR | HFTD - Distribution - Tier 3 - 4QU CoRE ¦ 4QU LoRE | Red Flag Warning - Small Fires | Vegetation Contact | Fell into (Moderate-Severe defect) | 2020 | 1.9504e-05 | 213.1612 | 0.0041575 | 2020 | Mitigation | 0.95 | 1 | 0 | esc | 0.07007 | 1.3667e-06 | 0 | 0 | 0 | 0 | 0 | 0
[120 empty] | 7.3.5.15 Identification and remediation of “at-risk species”WLDFRVegetation ContactFell into (slight defect) | WLDFR | HFTD - Distribution - Tier 3 - 4QU CoRE ¦ 4QU LoRE | Red Flag Warning - Small Fires | Vegetation Contact | Fell into (slight defect) | 2020 | 2.1649e-05 | 213.1612 | 0.0046147 | 2020 | Mitigation | 0.5 | 1 | 0 | esc | 0.036879 | 7.9839e-07 | 0 | 0 | 0 | 0 | 0 | 0
[120 empty] | 7.3.5.15 Identification and remediation of “at-risk species”WLDFRVegetation ContactGrow Into | WLDFR | HFTD - Distribution - Tier 3 - 4QU CoRE ¦ 4QU LoRE | Red Flag Warning - Small Fires | Vegetation Contact | Grow Into | 2020 | 2.2513e-06 | 213.1612 | 0.00047989 | 2020 | Mitigation | 0.5 | 1 | 0 | esc | 0.036879 | 8.3026e-08 | 0 | 0 | 0 | 0 | 0 | 0
[120 empty] | 7.3.5.15 Identification and remediation of “at-risk species”WLDFRCC - Seismic ScenarioSeismic Scenario | WLDFR | HFTD - Distribution - Tier 3 - 4QU CoRE ¦ 4QU LoRE | Seismic - Non-Red Flag Warning - Catastrophic Fires | CC - Seismic Scenario | Seismic Scenario | 2020 | 2.8378e-10 | 213.1612 | 6.0491e-08 | 2020 | Mitigation | 0.082056 | 1 | 0 | esc | 0.0060523 | 1.7175e-12 | 0 | 0 | 0 | 0 | 0 | 0
[120 empty] | 7.3.5.15 Identification and remediation of “at-risk species”WLDFRCC - Seismic ScenarioSeismic Scenario | WLDFR | HFTD - Distribution - Tier 3 - 4QU CoRE ¦ 4QU LoRE | Seismic - Red Flag Warning - Catastrophic Fires | CC - Seismic Scenario | Seismic Scenario | 2020 | 1.2236e-08 | 213.1612 | 2.6083e-06 | 2020 | Mitigation | 0.082056 | 1 | 0 | esc | 0.0060523 | 7.4058e-11 | 0 | 0 | 0 | 0 | 0 | 0
[120 empty] | 7.3.5.15 Identification and remediation of “at-risk species”WLDFRVegetation ContactBranch (Not overhanging, 4-12ft) | WLDFR | HFTD - Distribution - Tier 3 - 4QU CoRE ¦ 5QU LoRE | Non-Red Flag Warning - Catastrophic Fires | Vegetation Contact | Branch (Not overhanging, 4-12ft) | 2020 | 3.5254e-10 | 105.5226 | 3.7201e-08 | 2020 | Mitigation | 0.5 | 30 | 0 | esc | 0.036879 | 1.3001e-11 | 0 | 0 | 0 | 0 | 0 | 0
[120 empty] | 7.3.5.15 Identification and remediation of “at-risk species”WLDFRVegetation ContactBranch (Not overhanging, within 4ft) | WLDFR | HFTD - Distribution - Tier 3 - 4QU CoRE ¦ 5QU LoRE | Non-Red Flag Warning - Catastrophic Fires | Vegetation Contact | Branch (Not overhanging, within 4ft) | 2020 | 1.6095e-10 | 105.5226 | 1.6984e-08 | 2020 | Mitigation | 0.9 | 30 | 0 | esc | 0.066382 | 1.0684e-11 | 0 | 0 | 0 | 0 | 0 | 0
[120 empty] | 7.3.5.15 Identification and remediation of “at-risk species”WLDFRVegetation ContactBranch (OverHanging) | WLDFR | HFTD - Distribution - Tier 3 - 4QU CoRE ¦ 5QU LoRE | Non-Red Flag Warning - Catastrophic Fires | Vegetation Contact | Branch (OverHanging) | 2020 | 7.4822e-09 | 105.5226 | 7.8954e-07 | 2020 | Mitigation | 0.9 | 30 | 0 | esc | 0.066382 | 4.9668e-10 | 0 | 0 | 0 | 0 | 0 | 0
[120 empty] | 7.3.5.15 Identification and remediation of “at-risk species”WLDFRVegetation ContactFell into (Moderate-Severe defect) | WLDFR | HFTD - Distribution - Tier 3 - 4QU CoRE ¦ 5QU LoRE | Non-Red Flag Warning - Catastrophic Fires | Vegetation Contact | Fell into (Moderate-Severe defect) | 2020 | 3.3653e-09 | 105.5226 | 3.5511e-07 | 2020 | Mitigation | 0.95 | 1 | 0 | esc | 0.07007 | 2.358e-10 | 0 | 0 | 0 | 0 | 0 | 0
[120 empty] | 7.3.5.15 Identification and remediation of “at-risk species”WLDFRVegetation ContactFell into (slight defect) | WLDFR | HFTD - Distribution - Tier 3 - 4QU CoRE ¦ 5QU LoRE | Non-Red Flag Warning - Catastrophic Fires | Vegetation Contact | Fell into (slight defect) | 2020 | 4.3518e-09 | 105.5226 | 4.5922e-07 | 2020 | Mitigation | 0.5 | 1 | 0 | esc | 0.036879 | 1.6049e-10 | 0 | 0 | 0 | 0 | 0 | 0
[120 empty] | 7.3.5.15 Identification and remediation of “at-risk species”WLDFRVegetation ContactGrow Into | WLDFR | HFTD - Distribution - Tier 3 - 4QU CoRE ¦ 5QU LoRE | Non-Red Flag Warning - Catastrophic Fires | Vegetation Contact | Grow Into | 2020 | 3.7045e-10 | 105.5226 | 3.909e-08 | 2020 | Mitigation | 0.5 | 1 | 0 | esc | 0.036879 | 1.3662e-11 | 0 | 0 | 0 | 0 | 0 | 0
[120 empty] | 7.3.5.15 Identification and remediation of “at-risk species”WLDFRVegetation ContactBranch (Not overhanging, 4-12ft) | WLDFR | HFTD - Distribution - Tier 3 - 4QU CoRE ¦ 5QU LoRE | Non-Red Flag Warning - Destructive Fires | Vegetation Contact | Branch (Not overhanging, 4-12ft) | 2020 | 9.6786e-10 | 105.5226 | 1.0213e-07 | 2020 | Mitigation | 0.5 | 30 | 0 | esc | 0.036879 | 3.5694e-11 | 0 | 0 | 0 | 0 | 0 | 0
[120 empty] | 7.3.5.15 Identification and remediation of “at-risk species”WLDFRVegetation ContactBranch (Not overhanging, within 4ft) | WLDFR | HFTD - Distribution - Tier 3 - 4QU CoRE ¦ 5QU LoRE | Non-Red Flag Warning - Destructive Fires | Vegetation Contact | Branch (Not overhanging, within 4ft) | 2020 | 4.4272e-10 | 105.5226 | 4.6717e-08 | 2020 | Mitigation | 0.9 | 30 | 0 | esc | 0.066382 | 2.9389e-11 | 0 | 0 | 0 | 0 | 0 | 0
[120 empty] | 7.3.5.15 Identification and remediation of “at-risk species”WLDFRVegetation ContactBranch (OverHanging) | WLDFR | HFTD - Distribution - Tier 3 - 4QU CoRE ¦ 5QU LoRE | Non-Red Flag Warning - Destructive Fires | Vegetation Contact | Branch (OverHanging) | 2020 | 2.0623e-08 | 105.5226 | 2.1762e-06 | 2020 | Mitigation | 0.9 | 30 | 0 | esc | 0.066382 | 1.369e-09 | 0 | 0 | 0 | 0 | 0 | 0
[120 empty] | 7.3.5.15 Identification and remediation of “at-risk species”WLDFRVegetation ContactFell into (Moderate-Severe defect) | WLDFR | HFTD - Distribution - Tier 3 - 4QU CoRE ¦ 5QU LoRE | Non-Red Flag Warning - Destructive Fires | Vegetation Contact | Fell into (Moderate-Severe defect) | 2020 | 9.2683e-09 | 105.5226 | 9.7802e-07 | 2020 | Mitigation | 0.95 | 1 | 0 | esc | 0.07007 | 6.4943e-10 | 0 | 0 | 0 | 0 | 0 | 0
[120 empty] | 7.3.5.15 Identification and remediation of “at-risk species”WLDFRVegetation ContactFell into (slight defect) | WLDFR | HFTD - Distribution - Tier 3 - 4QU CoRE ¦ 5QU LoRE | Non-Red Flag Warning - Destructive Fires | Vegetation Contact | Fell into (slight defect) | 2020 | 1.1987e-08 | 105.5226 | 1.2649e-06 | 2020 | Mitigation | 0.5 | 1 | 0 | esc | 0.036879 | 4.4207e-10 | 0 | 0 | 0 | 0 | 0 | 0
[120 empty] | 7.3.5.15 Identification and remediation of “at-risk species”WLDFRVegetation ContactGrow Into | WLDFR | HFTD - Distribution - Tier 3 - 4QU CoRE ¦ 5QU LoRE | Non-Red Flag Warning - Destructive Fires | Vegetation Contact | Grow Into | 2020 | 1.0196e-09 | 105.5226 | 1.0759e-07 | 2020 | Mitigation | 0.5 | 1 | 0 | esc | 0.036879 | 3.76e-11 | 0 | 0 | 0 | 0 | 0 | 0
[120 empty] | 7.3.5.15 Identification and remediation of “at-risk species”WLDFRVegetation ContactBranch (Not overhanging, 4-12ft) | WLDFR | HFTD - Distribution - Tier 3 - 4QU CoRE ¦ 5QU LoRE | Non-Red Flag Warning - Large Fires | Vegetation Contact | Branch (Not overhanging, 4-12ft) | 2020 | 2.6527e-08 | 105.5226 | 2.7992e-06 | 2020 | Mitigation | 0.5 | 30 | 0 | esc | 0.036879 | 9.783e-10 | 0 | 0 | 0 | 0 | 0 | 0
[120 empty] | 7.3.5.15 Identification and remediation of “at-risk species”WLDFRVegetation ContactBranch (Not overhanging, within 4ft) | WLDFR | HFTD - Distribution - Tier 3 - 4QU CoRE ¦ 5QU LoRE | Non-Red Flag Warning - Large Fires | Vegetation Contact | Branch (Not overhanging, within 4ft) | 2020 | 1.2066e-08 | 105.5226 | 1.2732e-06 | 2020 | Mitigation | 0.9 | 30 | 0 | esc | 0.066382 | 8.0095e-10 | 0 | 0 | 0 | 0 | 0 | 0
[120 empty] | 7.3.5.15 Identification and remediation of “at-risk species”WLDFRVegetation ContactBranch (OverHanging) | WLDFR | HFTD - Distribution - Tier 3 - 4QU CoRE ¦ 5QU LoRE | Non-Red Flag Warning - Large Fires | Vegetation Contact | Branch (OverHanging) | 2020 | 5.5567e-07 | 105.5226 | 5.8636e-05 | 2020 | Mitigation | 0.9 | 30 | 0 | esc | 0.066382 | 3.6887e-08 | 0 | 0 | 0 | 0 | 0 | 0
[120 empty] | 7.3.5.15 Identification and remediation of “at-risk species”WLDFRVegetation ContactFell into (Moderate-Severe defect) | WLDFR | HFTD - Distribution - Tier 3 - 4QU CoRE ¦ 5QU LoRE | Non-Red Flag Warning - Large Fires | Vegetation Contact | Fell into (Moderate-Severe defect) | 2020 | 2.4846e-07 | 105.5226 | 2.6219e-05 | 2020 | Mitigation | 0.95 | 1 | 0 | esc | 0.07007 | 1.741e-08 | 0 | 0 | 0 | 0 | 0 | 0
[120 empty] | 7.3.5.15 Identification and remediation of “at-risk species”WLDFRVegetation ContactFell into (slight defect) | WLDFR | HFTD - Distribution - Tier 3 - 4QU CoRE ¦ 5QU LoRE | Non-Red Flag Warning - Large Fires | Vegetation Contact | Fell into (slight defect) | 2020 | 3.2112e-07 | 105.5226 | 3.3886e-05 | 2020 | Mitigation | 0.5 | 1 | 0 | esc | 0.036879 | 1.1843e-08 | 0 | 0 | 0 | 0 | 0 | 0
[120 empty] | 7.3.5.15 Identification and remediation of “at-risk species”WLDFRVegetation ContactGrow Into | WLDFR | HFTD - Distribution - Tier 3 - 4QU CoRE ¦ 5QU LoRE | Non-Red Flag Warning - Large Fires | Vegetation Contact | Grow Into | 2020 | 2.743e-08 | 105.5226 | 2.8944e-06 | 2020 | Mitigation | 0.5 | 1 | 0 | esc | 0.036879 | 1.0116e-09 | 0 | 0 | 0 | 0 | 0 | 0
[120 empty] | 7.3.5.15 Identification and remediation of “at-risk species”WLDFRVegetation ContactBranch (Not overhanging, 4-12ft) | WLDFR | HFTD - Distribution - Tier 3 - 4QU CoRE ¦ 5QU LoRE | Non-Red Flag Warning - Small Fires | Vegetation Contact | Branch (Not overhanging, 4-12ft) | 2020 | 8.799e-06 | 105.5226 | 0.0009285 | 2020 | Mitigation | 0.5 | 30 | 0 | esc | 0.036879 | 3.245e-07 | 0 | 0 | 0 | 0 | 0 | 0
[120 empty] | 7.3.5.15 Identification and remediation of “at-risk species”WLDFRVegetation ContactBranch (Not overhanging, within 4ft) | WLDFR | HFTD - Distribution - Tier 3 - 4QU CoRE ¦ 5QU LoRE | Non-Red Flag Warning - Small Fires | Vegetation Contact | Branch (Not overhanging, within 4ft) | 2020 | 4.0183e-06 | 105.5226 | 0.00042402 | 2020 | Mitigation | 0.9 | 30 | 0 | esc | 0.066382 | 2.6674e-07 | 0 | 0 | 0 | 0 | 0 | 0
[120 empty] | 7.3.5.15 Identification and remediation of “at-risk species”WLDFRVegetation ContactBranch (OverHanging) | WLDFR | HFTD - Distribution - Tier 3 - 4QU CoRE ¦ 5QU LoRE | Non-Red Flag Warning - Small Fires | Vegetation Contact | Branch (OverHanging) | 2020 | 0.00018807 | 105.5226 | 0.019846 | 2020 | Mitigation | 0.9 | 30 | 0 | esc | 0.066382 | 1.2484e-05 | 0 | 0 | 0 | 0 | 0 | 0
[120 empty] | 7.3.5.15 Identification and remediation of “at-risk species”WLDFRVegetation ContactFell into (Moderate-Severe defect) | WLDFR | HFTD - Distribution - Tier 3 - 4QU CoRE ¦ 5QU LoRE | Non-Red Flag Warning - Small Fires | Vegetation Contact | Fell into (Moderate-Severe defect) | 2020 | 8.5349e-05 | 105.5226 | 0.0090062 | 2020 | Mitigation | 0.95 | 1 | 0 | esc | 0.07007 | 5.9804e-06 | 0 | 0 | 0 | 0 | 0 | 0
[120 empty] | 7.3.5.15 Identification and remediation of “at-risk species”WLDFRVegetation ContactFell into (slight defect) | WLDFR | HFTD - Distribution - Tier 3 - 4QU CoRE ¦ 5QU LoRE | Non-Red Flag Warning - Small Fires | Vegetation Contact | Fell into (slight defect) | 2020 | 0.00011041 | 105.5226 | 0.011651 | 2020 | Mitigation | 0.5 | 1 | 0 | esc | 0.036879 | 4.0719e-06 | 0 | 0 | 0 | 0 | 0 | 0
[120 empty] | 7.3.5.15 Identification and remediation of “at-risk species”WLDFRVegetation ContactGrow Into | WLDFR | HFTD - Distribution - Tier 3 - 4QU CoRE ¦ 5QU LoRE | Non-Red Flag Warning - Small Fires | Vegetation Contact | Grow Into | 2020 | 9.3768e-06 | 105.5226 | 0.00098946 | 2020 | Mitigation | 0.5 | 1 | 0 | esc | 0.036879 | 3.4581e-07 | 0 | 0 | 0 | 0 | 0 | 0
[120 empty] | 7.3.5.15 Identification and remediation of “at-risk species”WLDFRVegetation ContactBranch (Not overhanging, 4-12ft) | WLDFR | HFTD - Distribution - Tier 3 - 4QU CoRE ¦ 5QU LoRE | Red Flag Warning - Catastrophic Fires | Vegetation Contact | Branch (Not overhanging, 4-12ft) | 2020 | 5.7646e-08 | 105.5226 | 6.0829e-06 | 2020 | Mitigation | 0.5 | 30 | 0 | esc | 0.036879 | 2.1259e-09 | 0 | 0 | 0 | 0 | 0 | 0
[120 empty] | 7.3.5.15 Identification and remediation of “at-risk species”WLDFRVegetation ContactBranch (Not overhanging, within 4ft) | WLDFR | HFTD - Distribution - Tier 3 - 4QU CoRE ¦ 5QU LoRE | Red Flag Warning - Catastrophic Fires | Vegetation Contact | Branch (Not overhanging, within 4ft) | 2020 | 1.5041e-08 | 105.5226 | 1.5872e-06 | 2020 | Mitigation | 0.9 | 30 | 0 | esc | 0.066382 | 9.9846e-10 | 0 | 0 | 0 | 0 | 0 | 0
[120 empty] | 7.3.5.15 Identification and remediation of “at-risk species”WLDFRVegetation ContactBranch (OverHanging) | WLDFR | HFTD - Distribution - Tier 3 - 4QU CoRE ¦ 5QU LoRE | Red Flag Warning - Catastrophic Fires | Vegetation Contact | Branch (OverHanging) | 2020 | 9.2634e-07 | 105.5226 | 9.7749e-05 | 2020 | Mitigation | 0.9 | 30 | 0 | esc | 0.066382 | 6.1492e-08 | 0 | 0 | 0 | 0 | 0 | 0
[120 empty] | 7.3.5.15 Identification and remediation of “at-risk species”WLDFRVegetation ContactFell into (Moderate-Severe defect) | WLDFR | HFTD - Distribution - Tier 3 - 4QU CoRE ¦ 5QU LoRE | Red Flag Warning - Catastrophic Fires | Vegetation Contact | Fell into (Moderate-Severe defect) | 2020 | 2.645e-07 | 105.5226 | 2.791e-05 | 2020 | Mitigation | 0.95 | 1 | 0 | esc | 0.07007 | 1.8533e-08 | 0 | 0 | 0 | 0 | 0 | 0
[120 empty] | 7.3.5.15 Identification and remediation of “at-risk species”WLDFRVegetation ContactFell into (slight defect) | WLDFR | HFTD - Distribution - Tier 3 - 4QU CoRE ¦ 5QU LoRE | Red Flag Warning - Catastrophic Fires | Vegetation Contact | Fell into (slight defect) | 2020 | 2.9379e-07 | 105.5226 | 3.1001e-05 | 2020 | Mitigation | 0.5 | 1 | 0 | esc | 0.036879 | 1.0835e-08 | 0 | 0 | 0 | 0 | 0 | 0
[120 empty] | 7.3.5.15 Identification and remediation of “at-risk species”WLDFRVegetation ContactGrow Into | WLDFR | HFTD - Distribution - Tier 3 - 4QU CoRE ¦ 5QU LoRE | Red Flag Warning - Catastrophic Fires | Vegetation Contact | Grow Into | 2020 | 3.0423e-08 | 105.5226 | 3.2103e-06 | 2020 | Mitigation | 0.5 | 1 | 0 | esc | 0.036879 | 1.122e-09 | 0 | 0 | 0 | 0 | 0 | 0
[120 empty] | 7.3.5.15 Identification and remediation of “at-risk species”WLDFRVegetation ContactBranch (Not overhanging, 4-12ft) | WLDFR | HFTD - Distribution - Tier 3 - 4QU CoRE ¦ 5QU LoRE | Red Flag Warning - Destructive Fires | Vegetation Contact | Branch (Not overhanging, 4-12ft) | 2020 | 7.9582e-09 | 105.5226 | 8.3977e-07 | 2020 | Mitigation | 0.5 | 30 | 0 | esc | 0.036879 | 2.9349e-10 | 0 | 0 | 0 | 0 | 0 | 0
[120 empty] | 7.3.5.15 Identification and remediation of “at-risk species”WLDFRVegetation ContactBranch (Not overhanging, within 4ft) | WLDFR | HFTD - Distribution - Tier 3 - 4QU CoRE ¦ 5QU LoRE | Red Flag Warning - Destructive Fires | Vegetation Contact | Branch (Not overhanging, within 4ft) | 2020 | 2.0805e-09 | 105.5226 | 2.1953e-07 | 2020 | Mitigation | 0.9 | 30 | 0 | esc | 0.066382 | 1.381e-10 | 0 | 0 | 0 | 0 | 0 | 0
[120 empty] | 7.3.5.15 Identification and remediation of “at-risk species”WLDFRVegetation ContactBranch (OverHanging) | WLDFR | HFTD - Distribution - Tier 3 - 4QU CoRE ¦ 5QU LoRE | Red Flag Warning - Destructive Fires | Vegetation Contact | Branch (OverHanging) | 2020 | 1.2839e-07 | 105.5226 | 1.3549e-05 | 2020 | Mitigation | 0.9 | 30 | 0 | esc | 0.066382 | 8.5231e-09 | 0 | 0 | 0 | 0 | 0 | 0
[120 empty] | 7.3.5.15 Identification and remediation of “at-risk species”WLDFRVegetation ContactFell into (Moderate-Severe defect) | WLDFR | HFTD - Distribution - Tier 3 - 4QU CoRE ¦ 5QU LoRE | Red Flag Warning - Destructive Fires | Vegetation Contact | Fell into (Moderate-Severe defect) | 2020 | 3.6631e-08 | 105.5226 | 3.8654e-06 | 2020 | Mitigation | 0.95 | 1 | 0 | esc | 0.07007 | 2.5667e-09 | 0 | 0 | 0 | 0 | 0 | 0
[120 empty] | 7.3.5.15 Identification and remediation of “at-risk species”WLDFRVegetation ContactFell into (slight defect) | WLDFR | HFTD - Distribution - Tier 3 - 4QU CoRE ¦ 5QU LoRE | Red Flag Warning - Destructive Fires | Vegetation Contact | Fell into (slight defect) | 2020 | 4.0693e-08 | 105.5226 | 4.294e-06 | 2020 | Mitigation | 0.5 | 1 | 0 | esc | 0.036879 | 1.5007e-09 | 0 | 0 | 0 | 0 | 0 | 0
[120 empty] | 7.3.5.15 Identification and remediation of “at-risk species”WLDFRVegetation ContactGrow Into | WLDFR | HFTD - Distribution - Tier 3 - 4QU CoRE ¦ 5QU LoRE | Red Flag Warning - Destructive Fires | Vegetation Contact | Grow Into | 2020 | 4.2105e-09 | 105.5226 | 4.443e-07 | 2020 | Mitigation | 0.5 | 1 | 0 | esc | 0.036879 | 1.5528e-10 | 0 | 0 | 0 | 0 | 0 | 0
[120 empty] | 7.3.5.15 Identification and remediation of “at-risk species”WLDFRVegetation ContactBranch (Not overhanging, 4-12ft) | WLDFR | HFTD - Distribution - Tier 3 - 4QU CoRE ¦ 5QU LoRE | Red Flag Warning - Large Fires | Vegetation Contact | Branch (Not overhanging, 4-12ft) | 2020 | 1.1925e-07 | 105.5226 | 1.2584e-05 | 2020 | Mitigation | 0.5 | 30 | 0 | esc | 0.036879 | 4.3978e-09 | 0 | 0 | 0 | 0 | 0 | 0
[120 empty] | 7.3.5.15 Identification and remediation of “at-risk species”WLDFRVegetation ContactBranch (Not overhanging, within 4ft) | WLDFR | HFTD - Distribution - Tier 3 - 4QU CoRE ¦ 5QU LoRE | Red Flag Warning - Large Fires | Vegetation Contact | Branch (Not overhanging, within 4ft) | 2020 | 3.0999e-08 | 105.5226 | 3.2711e-06 | 2020 | Mitigation | 0.9 | 30 | 0 | esc | 0.066382 | 2.0578e-09 | 0 | 0 | 0 | 0 | 0 | 0
[120 empty] | 7.3.5.15 Identification and remediation of “at-risk species”WLDFRVegetation ContactBranch (OverHanging) | WLDFR | HFTD - Distribution - Tier 3 - 4QU CoRE ¦ 5QU LoRE | Red Flag Warning - Large Fires | Vegetation Contact | Branch (OverHanging) | 2020 | 1.8913e-06 | 105.5226 | 0.00019958 | 2020 | Mitigation | 0.9 | 30 | 0 | esc | 0.066382 | 1.2555e-07 | 0 | 0 | 0 | 0 | 0 | 0
[120 empty] | 7.3.5.15 Identification and remediation of “at-risk species”WLDFRVegetation ContactFell into (Moderate-Severe defect) | WLDFR | HFTD - Distribution - Tier 3 - 4QU CoRE ¦ 5QU LoRE | Red Flag Warning - Large Fires | Vegetation Contact | Fell into (Moderate-Severe defect) | 2020 | 5.3688e-07 | 105.5226 | 5.6653e-05 | 2020 | Mitigation | 0.95 | 1 | 0 | esc | 0.07007 | 3.7619e-08 | 0 | 0 | 0 | 0 | 0 | 0
[120 empty] | 7.3.5.15 Identification and remediation of “at-risk species”WLDFRVegetation ContactFell into (slight defect) | WLDFR | HFTD - Distribution - Tier 3 - 4QU CoRE ¦ 5QU LoRE | Red Flag Warning - Large Fires | Vegetation Contact | Fell into (slight defect) | 2020 | 5.9599e-07 | 105.5226 | 6.2891e-05 | 2020 | Mitigation | 0.5 | 1 | 0 | esc | 0.036879 | 2.198e-08 | 0 | 0 | 0 | 0 | 0 | 0
[120 empty] | 7.3.5.15 Identification and remediation of “at-risk species”WLDFRVegetation ContactGrow Into | WLDFR | HFTD - Distribution - Tier 3 - 4QU CoRE ¦ 5QU LoRE | Red Flag Warning - Large Fires | Vegetation Contact | Grow Into | 2020 | 6.1931e-08 | 105.5226 | 6.5351e-06 | 2020 | Mitigation | 0.5 | 1 | 0 | esc | 0.036879 | 2.2839e-09 | 0 | 0 | 0 | 0 | 0 | 0
[120 empty] | 7.3.5.15 Identification and remediation of “at-risk species”WLDFRVegetation ContactBranch (Not overhanging, 4-12ft) | WLDFR | HFTD - Distribution - Tier 3 - 4QU CoRE ¦ 5QU LoRE | Red Flag Warning - Small Fires | Vegetation Contact | Branch (Not overhanging, 4-12ft) | 2020 | 3.5787e-06 | 105.5226 | 0.00037763 | 2020 | Mitigation | 0.5 | 30 | 0 | esc | 0.036879 | 1.3198e-07 | 0 | 0 | 0 | 0 | 0 | 0
[120 empty] | 7.3.5.15 Identification and remediation of “at-risk species”WLDFRVegetation ContactBranch (Not overhanging, within 4ft) | WLDFR | HFTD - Distribution - Tier 3 - 4QU CoRE ¦ 5QU LoRE | Red Flag Warning - Small Fires | Vegetation Contact | Branch (Not overhanging, within 4ft) | 2020 | 9.3401e-07 | 105.5226 | 9.8559e-05 | 2020 | Mitigation | 0.9 | 30 | 0 | esc | 0.066382 | 6.2002e-08 | 0 | 0 | 0 | 0 | 0 | 0
[120 empty] | 7.3.5.15 Identification and remediation of “at-risk species”WLDFRVegetation ContactBranch (OverHanging) | WLDFR | HFTD - Distribution - Tier 3 - 4QU CoRE ¦ 5QU LoRE | Red Flag Warning - Small Fires | Vegetation Contact | Branch (OverHanging) | 2020 | 5.7915e-05 | 105.5226 | 0.0061113 | 2020 | Mitigation | 0.9 | 30 | 0 | esc | 0.066382 | 3.8445e-06 | 0 | 0 | 0 | 0 | 0 | 0
[120 empty] | 7.3.5.15 Identification and remediation of “at-risk species”WLDFRVegetation ContactFell into (Moderate-Severe defect) | WLDFR | HFTD - Distribution - Tier 3 - 4QU CoRE ¦ 5QU LoRE | Red Flag Warning - Small Fires | Vegetation Contact | Fell into (Moderate-Severe defect) | 2020 | 1.6685e-05 | 105.5226 | 0.0017607 | 2020 | Mitigation | 0.95 | 1 | 0 | esc | 0.07007 | 1.1691e-06 | 0 | 0 | 0 | 0 | 0 | 0
[120 empty] | 7.3.5.15 Identification and remediation of “at-risk species”WLDFRVegetation ContactFell into (slight defect) | WLDFR | HFTD - Distribution - Tier 3 - 4QU CoRE ¦ 5QU LoRE | Red Flag Warning - Small Fires | Vegetation Contact | Fell into (slight defect) | 2020 | 1.854e-05 | 105.5226 | 0.0019564 | 2020 | Mitigation | 0.5 | 1 | 0 | esc | 0.036879 | 6.8374e-07 | 0 | 0 | 0 | 0 | 0 | 0
[120 empty] | 7.3.5.15 Identification and remediation of “at-risk species”WLDFRVegetation ContactGrow Into | WLDFR | HFTD - Distribution - Tier 3 - 4QU CoRE ¦ 5QU LoRE | Red Flag Warning - Small Fires | Vegetation Contact | Grow Into | 2020 | 1.9154e-06 | 105.5226 | 0.00020212 | 2020 | Mitigation | 0.5 | 1 | 0 | esc | 0.036879 | 7.0638e-08 | 0 | 0 | 0 | 0 | 0 | 0
[120 empty] | 7.3.5.15 Identification and remediation of “at-risk species”WLDFRCC - Seismic ScenarioSeismic Scenario | WLDFR | HFTD - Distribution - Tier 3 - 4QU CoRE ¦ 5QU LoRE | Seismic - Non-Red Flag Warning - Catastrophic Fires | CC - Seismic Scenario | Seismic Scenario | 2020 | 2.7932e-10 | 105.5226 | 2.9475e-08 | 2020 | Mitigation | 0.082056 | 1 | 0 | esc | 0.0060523 | 1.6905e-12 | 0 | 0 | 0 | 0 | 0 | 0
[120 empty] | 7.3.5.15 Identification and remediation of “at-risk species”WLDFRCC - Seismic ScenarioSeismic Scenario | WLDFR | HFTD - Distribution - Tier 3 - 4QU CoRE ¦ 5QU LoRE | Seismic - Red Flag Warning - Catastrophic Fires | CC - Seismic Scenario | Seismic Scenario | 2020 | 1.2044e-08 | 105.5226 | 1.271e-06 | 2020 | Mitigation | 0.082056 | 1 | 0 | esc | 0.0060523 | 7.2895e-11 | 0 | 0 | 0 | 0 | 0 | 0
[120 empty] | 7.3.5.15 Identification and remediation of “at-risk species”WLDFRVegetation ContactBranch (Not overhanging, 4-12ft) | WLDFR | HFTD - Distribution - Tier 3 - 5QU CoRE ¦ 1QU LoRE | Non-Red Flag Warning - Catastrophic Fires | Vegetation Contact | Branch (Not overhanging, 4-12ft) | 2020 | 1.2822e-10 | 1412.9227 | 1.8116e-07 | 2020 | Mitigation | 0.5 | 30 | 0 | esc | 0.036879 | 4.7286e-12 | 0 | 0 | 0 | 0 | 0 | 0
[120 empty] | 7.3.5.15 Identification and remediation of “at-risk species”WLDFRVegetation ContactBranch (Not overhanging, within 4ft) | WLDFR | HFTD - Distribution - Tier 3 - 5QU CoRE ¦ 1QU LoRE | Non-Red Flag Warning - Catastrophic Fires | Vegetation Contact | Branch (Not overhanging, within 4ft) | 2020 | 5.6959e-11 | 1412.9227 | 8.0478e-08 | 2020 | Mitigation | 0.9 | 30 | 0 | esc | 0.066382 | 3.781e-12 | 0 | 0 | 0 | 0 | 0 | 0
[120 empty] | 7.3.5.15 Identification and remediation of “at-risk species”WLDFRVegetation ContactBranch (OverHanging) | WLDFR | HFTD - Distribution - Tier 3 - 5QU CoRE ¦ 1QU LoRE | Non-Red Flag Warning - Catastrophic Fires | Vegetation Contact | Branch (OverHanging) | 2020 | 2.5372e-09 | 1412.9227 | 3.5848e-06 | 2020 | Mitigation | 0.9 | 30 | 0 | esc | 0.066382 | 1.6842e-10 | 0 | 0 | 0 | 0 | 0 | 0
[120 empty] | 7.3.5.15 Identification and remediation of “at-risk species”WLDFRVegetation ContactFell into (Moderate-Severe defect) | WLDFR | HFTD - Distribution - Tier 3 - 5QU CoRE ¦ 1QU LoRE | Non-Red Flag Warning - Catastrophic Fires | Vegetation Contact | Fell into (Moderate-Severe defect) | 2020 | 1.1364e-09 | 1412.9227 | 1.6056e-06 | 2020 | Mitigation | 0.95 | 1 | 0 | esc | 0.07007 | 7.9625e-11 | 0 | 0 | 0 | 0 | 0 | 0
[120 empty] | 7.3.5.15 Identification and remediation of “at-risk species”WLDFRVegetation ContactFell into (slight defect) | WLDFR | HFTD - Distribution - Tier 3 - 5QU CoRE ¦ 1QU LoRE | Non-Red Flag Warning - Catastrophic Fires | Vegetation Contact | Fell into (slight defect) | 2020 | 1.4655e-09 | 1412.9227 | 2.0706e-06 | 2020 | Mitigation | 0.5 | 1 | 0 | esc | 0.036879 | 5.4046e-11 | 0 | 0 | 0 | 0 | 0 | 0
[120 empty] | 7.3.5.15 Identification and remediation of “at-risk species”WLDFRVegetation ContactGrow Into | WLDFR | HFTD - Distribution - Tier 3 - 5QU CoRE ¦ 1QU LoRE | Non-Red Flag Warning - Catastrophic Fires | Vegetation Contact | Grow Into | 2020 | 1.268e-10 | 1412.9227 | 1.7916e-07 | 2020 | Mitigation | 0.5 | 1 | 0 | esc | 0.036879 | 4.6762e-12 | 0 | 0 | 0 | 0 | 0 | 0
[120 empty] | 7.3.5.15 Identification and remediation of “at-risk species”WLDFRVegetation ContactBranch (Not overhanging, 4-12ft) | WLDFR | HFTD - Distribution - Tier 3 - 5QU CoRE ¦ 1QU LoRE | Non-Red Flag Warning - Destructive Fires | Vegetation Contact | Branch (Not overhanging, 4-12ft) | 2020 | 3.9153e-10 | 1412.9227 | 5.532e-07 | 2020 | Mitigation | 0.5 | 30 | 0 | esc | 0.036879 | 1.4439e-11 | 0 | 0 | 0 | 0 | 0 | 0
[120 empty] | 7.3.5.15 Identification and remediation of “at-risk species”WLDFRVegetation ContactBranch (Not overhanging, within 4ft) | WLDFR | HFTD - Distribution - Tier 3 - 5QU CoRE ¦ 1QU LoRE | Non-Red Flag Warning - Destructive Fires | Vegetation Contact | Branch (Not overhanging, within 4ft) | 2020 | 1.7402e-10 | 1412.9227 | 2.4588e-07 | 2020 | Mitigation | 0.9 | 30 | 0 | esc | 0.066382 | 1.1552e-11 | 0 | 0 | 0 | 0 | 0 | 0
[120 empty] | 7.3.5.15 Identification and remediation of “at-risk species”WLDFRVegetation ContactBranch (OverHanging) | WLDFR | HFTD - Distribution - Tier 3 - 5QU CoRE ¦ 1QU LoRE | Non-Red Flag Warning - Destructive Fires | Vegetation Contact | Branch (OverHanging) | 2020 | 7.7504e-09 | 1412.9227 | 1.0951e-05 | 2020 | Mitigation | 0.9 | 30 | 0 | esc | 0.066382 | 5.1449e-10 | 0 | 0 | 0 | 0 | 0 | 0
[120 empty] | 7.3.5.15 Identification and remediation of “at-risk species”WLDFRVegetation ContactFell into (Moderate-Severe defect) | WLDFR | HFTD - Distribution - Tier 3 - 5QU CoRE ¦ 1QU LoRE | Non-Red Flag Warning - Destructive Fires | Vegetation Contact | Fell into (Moderate-Severe defect) | 2020 | 3.4664e-09 | 1412.9227 | 4.8977e-06 | 2020 | Mitigation | 0.95 | 1 | 0 | esc | 0.07007 | 2.4289e-10 | 0 | 0 | 0 | 0 | 0 | 0
[120 empty] | 7.3.5.15 Identification and remediation of “at-risk species”WLDFRVegetation ContactFell into (slight defect) | WLDFR | HFTD - Distribution - Tier 3 - 5QU CoRE ¦ 1QU LoRE | Non-Red Flag Warning - Destructive Fires | Vegetation Contact | Fell into (slight defect) | 2020 | 4.4704e-09 | 1412.9227 | 6.3163e-06 | 2020 | Mitigation | 0.5 | 1 | 0 | esc | 0.036879 | 1.6486e-10 | 0 | 0 | 0 | 0 | 0 | 0
[120 empty] | 7.3.5.15 Identification and remediation of “at-risk species”WLDFRVegetation ContactGrow Into | WLDFR | HFTD - Distribution - Tier 3 - 5QU CoRE ¦ 1QU LoRE | Non-Red Flag Warning - Destructive Fires | Vegetation Contact | Grow Into | 2020 | 3.8682e-10 | 1412.9227 | 5.4654e-07 | 2020 | Mitigation | 0.5 | 1 | 0 | esc | 0.036879 | 1.4265e-11 | 0 | 0 | 0 | 0 | 0 | 0
[120 empty] | 7.3.5.15 Identification and remediation of “at-risk species”WLDFRVegetation ContactBranch (Not overhanging, 4-12ft) | WLDFR | HFTD - Distribution - Tier 3 - 5QU CoRE ¦ 1QU LoRE | Non-Red Flag Warning - Large Fires | Vegetation Contact | Branch (Not overhanging, 4-12ft) | 2020 | 6.5995e-08 | 1412.9227 | 9.3246e-05 | 2020 | Mitigation | 0.5 | 30 | 0 | esc | 0.036879 | 2.4338e-09 | 0 | 0 | 0 | 0 | 0 | 0
[120 empty] | 7.3.5.15 Identification and remediation of “at-risk species”WLDFRVegetation ContactBranch (Not overhanging, within 4ft) | WLDFR | HFTD - Distribution - Tier 3 - 5QU CoRE ¦ 1QU LoRE | Non-Red Flag Warning - Large Fires | Vegetation Contact | Branch (Not overhanging, within 4ft) | 2020 | 2.9639e-08 | 1412.9227 | 4.1877e-05 | 2020 | Mitigation | 0.9 | 30 | 0 | esc | 0.066382 | 1.9675e-09 | 0 | 0 | 0 | 0 | 0 | 0
[120 empty] | 7.3.5.15 Identification and remediation of “at-risk species”WLDFRVegetation ContactBranch (OverHanging) | WLDFR | HFTD - Distribution - Tier 3 - 5QU CoRE ¦ 1QU LoRE | Non-Red Flag Warning - Large Fires | Vegetation Contact | Branch (OverHanging) | 2020 | 1.3203e-06 | 1412.9227 | 0.0018654 | 2020 | Mitigation | 0.9 | 30 | 0 | esc | 0.066382 | 8.7641e-08 | 0 | 0 | 0 | 0 | 0 | 0
[120 empty] | 7.3.5.15 Identification and remediation of “at-risk species”WLDFRVegetation ContactFell into (Moderate-Severe defect) | WLDFR | HFTD - Distribution - Tier 3 - 5QU CoRE ¦ 1QU LoRE | Non-Red Flag Warning - Large Fires | Vegetation Contact | Fell into (Moderate-Severe defect) | 2020 | 5.775e-07 | 1412.9227 | 0.00081596 | 2020 | Mitigation | 0.95 | 1 | 0 | esc | 0.07007 | 4.0465e-08 | 0 | 0 | 0 | 0 | 0 | 0
[120 empty] | 7.3.5.15 Identification and remediation of “at-risk species”WLDFRVegetation ContactFell into (slight defect) | WLDFR | HFTD - Distribution - Tier 3 - 5QU CoRE ¦ 1QU LoRE | Non-Red Flag Warning - Large Fires | Vegetation Contact | Fell into (slight defect) | 2020 | 7.4478e-07 | 1412.9227 | 0.0010523 | 2020 | Mitigation | 0.5 | 1 | 0 | esc | 0.036879 | 2.7467e-08 | 0 | 0 | 0 | 0 | 0 | 0
[120 empty] | 7.3.5.15 Identification and remediation of “at-risk species”WLDFRVegetation ContactGrow Into | WLDFR | HFTD - Distribution - Tier 3 - 5QU CoRE ¦ 1QU LoRE | Non-Red Flag Warning - Large Fires | Vegetation Contact | Grow Into | 2020 | 6.4438e-08 | 1412.9227 | 9.1045e-05 | 2020 | Mitigation | 0.5 | 1 | 0 | esc | 0.036879 | 2.3764e-09 | 0 | 0 | 0 | 0 | 0 | 0
[120 empty] | 7.3.5.15 Identification and remediation of “at-risk species”WLDFRVegetation ContactBranch (Not overhanging, 4-12ft) | WLDFR | HFTD - Distribution - Tier 3 - 5QU CoRE ¦ 1QU LoRE | Non-Red Flag Warning - Small Fires | Vegetation Contact | Branch (Not overhanging, 4-12ft) | 2020 | 2.8689e-05 | 1412.9227 | 0.040535 | 2020 | Mitigation | 0.5 | 30 | 0 | esc | 0.036879 | 1.058e-06 | 0 | 0 | 0 | 0 | 0 | 0
[120 empty] | 7.3.5.15 Identification and remediation of “at-risk species”WLDFRVegetation ContactBranch (Not overhanging, within 4ft) | WLDFR | HFTD - Distribution - Tier 3 - 5QU CoRE ¦ 1QU LoRE | Non-Red Flag Warning - Small Fires | Vegetation Contact | Branch (Not overhanging, within 4ft) | 2020 | 1.2868e-05 | 1412.9227 | 0.018181 | 2020 | Mitigation | 0.9 | 30 | 0 | esc | 0.066382 | 8.542e-07 | 0 | 0 | 0 | 0 | 0 | 0
[120 empty] | 7.3.5.15 Identification and remediation of “at-risk species”WLDFRVegetation ContactBranch (OverHanging) | WLDFR | HFTD - Distribution - Tier 3 - 5QU CoRE ¦ 1QU LoRE | Non-Red Flag Warning - Small Fires | Vegetation Contact | Branch (OverHanging) | 2020 | 0.00057316 | 1412.9227 | 0.80983 | 2020 | Mitigation | 0.9 | 30 | 0 | esc | 0.066382 | 3.8048e-05 | 0 | 0 | 0 | 0 | 0 | 0
[120 empty] | 7.3.5.15 Identification and remediation of “at-risk species”WLDFRVegetation ContactFell into (Moderate-Severe defect) | WLDFR | HFTD - Distribution - Tier 3 - 5QU CoRE ¦ 1QU LoRE | Non-Red Flag Warning - Small Fires | Vegetation Contact | Fell into (Moderate-Severe defect) | 2020 | 0.0002514 | 1412.9227 | 0.35521 | 2020 | Mitigation | 0.95 | 1 | 0 | esc | 0.07007 | 1.7616e-05 | 0 | 0 | 0 | 0 | 0 | 0
[120 empty] | 7.3.5.15 Identification and remediation of “at-risk species”WLDFRVegetation ContactFell into (slight defect) | WLDFR | HFTD - Distribution - Tier 3 - 5QU CoRE ¦ 1QU LoRE | Non-Red Flag Warning - Small Fires | Vegetation Contact | Fell into (slight defect) | 2020 | 0.00032422 | 1412.9227 | 0.45809 | 2020 | Mitigation | 0.5 | 1 | 0 | esc | 0.036879 | 1.1957e-05 | 0 | 0 | 0 | 0 | 0 | 0
[120 empty] | 7.3.5.15 Identification and remediation of “at-risk species”WLDFRVegetation ContactGrow Into | WLDFR | HFTD - Distribution - Tier 3 - 5QU CoRE ¦ 1QU LoRE | Non-Red Flag Warning - Small Fires | Vegetation Contact | Grow Into | 2020 | 2.8052e-05 | 1412.9227 | 0.039635 | 2020 | Mitigation | 0.5 | 1 | 0 | esc | 0.036879 | 1.0345e-06 | 0 | 0 | 0 | 0 | 0 | 0
[120 empty] | 7.3.5.15 Identification and remediation of “at-risk species”WLDFRVegetation ContactBranch (Not overhanging, 4-12ft) | WLDFR | HFTD - Distribution - Tier 3 - 5QU CoRE ¦ 1QU LoRE | Red Flag Warning - Catastrophic Fires | Vegetation Contact | Branch (Not overhanging, 4-12ft) | 2020 | 2.0966e-08 | 1412.9227 | 2.9623e-05 | 2020 | Mitigation | 0.5 | 30 | 0 | esc | 0.036879 | 7.7319e-10 | 0 | 0 | 0 | 0 | 0 | 0
[120 empty] | 7.3.5.15 Identification and remediation of “at-risk species”WLDFRVegetation ContactBranch (Not overhanging, within 4ft) | WLDFR | HFTD - Distribution - Tier 3 - 5QU CoRE ¦ 1QU LoRE | Red Flag Warning - Catastrophic Fires | Vegetation Contact | Branch (Not overhanging, within 4ft) | 2020 | 5.3228e-09 | 1412.9227 | 7.5207e-06 | 2020 | Mitigation | 0.9 | 30 | 0 | esc | 0.066382 | 3.5334e-10 | 0 | 0 | 0 | 0 | 0 | 0
[120 empty] | 7.3.5.15 Identification and remediation of “at-risk species”WLDFRVegetation ContactBranch (OverHanging) | WLDFR | HFTD - Distribution - Tier 3 - 5QU CoRE ¦ 1QU LoRE | Red Flag Warning - Catastrophic Fires | Vegetation Contact | Branch (OverHanging) | 2020 | 3.1412e-07 | 1412.9227 | 0.00044382 | 2020 | Mitigation | 0.9 | 30 | 0 | esc | 0.066382 | 2.0852e-08 | 0 | 0 | 0 | 0 | 0 | 0
[120 empty] | 7.3.5.15 Identification and remediation of “at-risk species”WLDFRVegetation ContactFell into (Moderate-Severe defect) | WLDFR | HFTD - Distribution - Tier 3 - 5QU CoRE ¦ 1QU LoRE | Red Flag Warning - Catastrophic Fires | Vegetation Contact | Fell into (Moderate-Severe defect) | 2020 | 8.9314e-08 | 1412.9227 | 0.00012619 | 2020 | Mitigation | 0.95 | 1 | 0 | esc | 0.07007 | 6.2582e-09 | 0 | 0 | 0 | 0 | 0 | 0
[120 empty] | 7.3.5.15 Identification and remediation of “at-risk species”WLDFRVegetation ContactFell into (slight defect) | WLDFR | HFTD - Distribution - Tier 3 - 5QU CoRE ¦ 1QU LoRE | Red Flag Warning - Catastrophic Fires | Vegetation Contact | Fell into (slight defect) | 2020 | 9.8935e-08 | 1412.9227 | 0.00013979 | 2020 | Mitigation | 0.5 | 1 | 0 | esc | 0.036879 | 3.6486e-09 | 0 | 0 | 0 | 0 | 0 | 0
[120 empty] | 7.3.5.15 Identification and remediation of “at-risk species”WLDFRVegetation ContactGrow Into | WLDFR | HFTD - Distribution - Tier 3 - 5QU CoRE ¦ 1QU LoRE | Red Flag Warning - Catastrophic Fires | Vegetation Contact | Grow Into | 2020 | 1.0413e-08 | 1412.9227 | 1.4713e-05 | 2020 | Mitigation | 0.5 | 1 | 0 | esc | 0.036879 | 3.8404e-10 | 0 | 0 | 0 | 0 | 0 | 0
[120 empty] | 7.3.5.15 Identification and remediation of “at-risk species”WLDFRVegetation ContactBranch (Not overhanging, 4-12ft) | WLDFR | HFTD - Distribution - Tier 3 - 5QU CoRE ¦ 1QU LoRE | Red Flag Warning - Destructive Fires | Vegetation Contact | Branch (Not overhanging, 4-12ft) | 2020 | 3.2193e-09 | 1412.9227 | 4.5486e-06 | 2020 | Mitigation | 0.5 | 30 | 0 | esc | 0.036879 | 1.1872e-10 | 0 | 0 | 0 | 0 | 0 | 0
[120 empty] | 7.3.5.15 Identification and remediation of “at-risk species”WLDFRVegetation ContactBranch (Not overhanging, within 4ft) | WLDFR | HFTD - Distribution - Tier 3 - 5QU CoRE ¦ 1QU LoRE | Red Flag Warning - Destructive Fires | Vegetation Contact | Branch (Not overhanging, within 4ft) | 2020 | 8.1777e-10 | 1412.9227 | 1.1554e-06 | 2020 | Mitigation | 0.9 | 30 | 0 | esc | 0.066382 | 5.4285e-11 | 0 | 0 | 0 | 0 | 0 | 0
[120 empty] | 7.3.5.15 Identification and remediation of “at-risk species”WLDFRVegetation ContactBranch (OverHanging) | WLDFR | HFTD - Distribution - Tier 3 - 5QU CoRE ¦ 1QU LoRE | Red Flag Warning - Destructive Fires | Vegetation Contact | Branch (OverHanging) | 2020 | 4.8251e-08 | 1412.9227 | 6.8175e-05 | 2020 | Mitigation | 0.9 | 30 | 0 | esc | 0.066382 | 3.203e-09 | 0 | 0 | 0 | 0 | 0 | 0
[120 empty] | 7.3.5.15 Identification and remediation of “at-risk species”WLDFRVegetation ContactFell into (Moderate-Severe defect) | WLDFR | HFTD - Distribution - Tier 3 - 5QU CoRE ¦ 1QU LoRE | Red Flag Warning - Destructive Fires | Vegetation Contact | Fell into (Moderate-Severe defect) | 2020 | 1.37e-08 | 1412.9227 | 1.9357e-05 | 2020 | Mitigation | 0.95 | 1 | 0 | esc | 0.07007 | 9.5997e-10 | 0 | 0 | 0 | 0 | 0 | 0
[120 empty] | 7.3.5.15 Identification and remediation of “at-risk species”WLDFRVegetation ContactFell into (slight defect) | WLDFR | HFTD - Distribution - Tier 3 - 5QU CoRE ¦ 1QU LoRE | Red Flag Warning - Destructive Fires | Vegetation Contact | Fell into (slight defect) | 2020 | 1.5176e-08 | 1412.9227 | 2.1442e-05 | 2020 | Mitigation | 0.5 | 1 | 0 | esc | 0.036879 | 5.5967e-10 | 0 | 0 | 0 | 0 | 0 | 0
[120 empty] | 7.3.5.15 Identification and remediation of “at-risk species”WLDFRVegetation ContactGrow Into | WLDFR | HFTD - Distribution - Tier 3 - 5QU CoRE ¦ 1QU LoRE | Red Flag Warning - Destructive Fires | Vegetation Contact | Grow Into | 2020 | 1.5974e-09 | 1412.9227 | 2.2571e-06 | 2020 | Mitigation | 0.5 | 1 | 0 | esc | 0.036879 | 5.8912e-11 | 0 | 0 | 0 | 0 | 0 | 0
[120 empty] | 7.3.5.15 Identification and remediation of “at-risk species”WLDFRVegetation ContactBranch (Not overhanging, 4-12ft) | WLDFR | HFTD - Distribution - Tier 3 - 5QU CoRE ¦ 1QU LoRE | Red Flag Warning - Large Fires | Vegetation Contact | Branch (Not overhanging, 4-12ft) | 2020 | 2.9667e-07 | 1412.9227 | 0.00041917 | 2020 | Mitigation | 0.5 | 30 | 0 | esc | 0.036879 | 1.0941e-08 | 0 | 0 | 0 | 0 | 0 | 0
[120 empty] | 7.3.5.15 Identification and remediation of “at-risk species”WLDFRVegetation ContactBranch (Not overhanging, within 4ft) | WLDFR | HFTD - Distribution - Tier 3 - 5QU CoRE ¦ 1QU LoRE | Red Flag Warning - Large Fires | Vegetation Contact | Branch (Not overhanging, within 4ft) | 2020 | 7.6147e-08 | 1412.9227 | 0.00010759 | 2020 | Mitigation | 0.9 | 30 | 0 | esc | 0.066382 | 5.0548e-09 | 0 | 0 | 0 | 0 | 0 | 0
[120 empty] | 7.3.5.15 Identification and remediation of “at-risk species”WLDFRVegetation ContactBranch (OverHanging) | WLDFR | HFTD - Distribution - Tier 3 - 5QU CoRE ¦ 1QU LoRE | Red Flag Warning - Large Fires | Vegetation Contact | Branch (OverHanging) | 2020 | 4.4937e-06 | 1412.9227 | 0.0063493 | 2020 | Mitigation | 0.9 | 30 | 0 | esc | 0.066382 | 2.983e-07 | 0 | 0 | 0 | 0 | 0 | 0
[120 empty] | 7.3.5.15 Identification and remediation of “at-risk species”WLDFRVegetation ContactFell into (Moderate-Severe defect) | WLDFR | HFTD - Distribution - Tier 3 - 5QU CoRE ¦ 1QU LoRE | Red Flag Warning - Large Fires | Vegetation Contact | Fell into (Moderate-Severe defect) | 2020 | 1.2479e-06 | 1412.9227 | 0.0017631 | 2020 | Mitigation | 0.95 | 1 | 0 | esc | 0.07007 | 8.7438e-08 | 0 | 0 | 0 | 0 | 0 | 0
[120 empty] | 7.3.5.15 Identification and remediation of “at-risk species”WLDFRVegetation ContactFell into (slight defect) | WLDFR | HFTD - Distribution - Tier 3 - 5QU CoRE ¦ 1QU LoRE | Red Flag Warning - Large Fires | Vegetation Contact | Fell into (slight defect) | 2020 | 1.3823e-06 | 1412.9227 | 0.0019531 | 2020 | Mitigation | 0.5 | 1 | 0 | esc | 0.036879 | 5.0977e-08 | 0 | 0 | 0 | 0 | 0 | 0
[120 empty] | 7.3.5.15 Identification and remediation of “at-risk species”WLDFRVegetation ContactGrow Into | WLDFR | HFTD - Distribution - Tier 3 - 5QU CoRE ¦ 1QU LoRE | Red Flag Warning - Large Fires | Vegetation Contact | Grow Into | 2020 | 1.4549e-07 | 1412.9227 | 0.00020556 | 2020 | Mitigation | 0.5 | 1 | 0 | esc | 0.036879 | 5.3654e-09 | 0 | 0 | 0 | 0 | 0 | 0
[120 empty] | 7.3.5.15 Identification and remediation of “at-risk species”WLDFRVegetation ContactBranch (Not overhanging, 4-12ft) | WLDFR | HFTD - Distribution - Tier 3 - 5QU CoRE ¦ 1QU LoRE | Red Flag Warning - Small Fires | Vegetation Contact | Branch (Not overhanging, 4-12ft) | 2020 | 1.1668e-05 | 1412.9227 | 0.016486 | 2020 | Mitigation | 0.5 | 30 | 0 | esc | 0.036879 | 4.3031e-07 | 0 | 0 | 0 | 0 | 0 | 0
[120 empty] | 7.3.5.15 Identification and remediation of “at-risk species”WLDFRVegetation ContactBranch (Not overhanging, within 4ft) | WLDFR | HFTD - Distribution - Tier 3 - 5QU CoRE ¦ 1QU LoRE | Red Flag Warning - Small Fires | Vegetation Contact | Branch (Not overhanging, within 4ft) | 2020 | 2.991e-06 | 1412.9227 | 0.0042261 | 2020 | Mitigation | 0.9 | 30 | 0 | esc | 0.066382 | 1.9855e-07 | 0 | 0 | 0 | 0 | 0 | 0
[120 empty] | 7.3.5.15 Identification and remediation of “at-risk species”WLDFRVegetation ContactBranch (OverHanging) | WLDFR | HFTD - Distribution - Tier 3 - 5QU CoRE ¦ 1QU LoRE | Red Flag Warning - Small Fires | Vegetation Contact | Branch (OverHanging) | 2020 | 0.0001765 | 1412.9227 | 0.24938 | 2020 | Mitigation | 0.9 | 30 | 0 | esc | 0.066382 | 1.1717e-05 | 0 | 0 | 0 | 0 | 0 | 0
[120 empty] | 7.3.5.15 Identification and remediation of “at-risk species”WLDFRVegetation ContactFell into (Moderate-Severe defect) | WLDFR | HFTD - Distribution - Tier 3 - 5QU CoRE ¦ 1QU LoRE | Red Flag Warning - Small Fires | Vegetation Contact | Fell into (Moderate-Severe defect) | 2020 | 4.9147e-05 | 1412.9227 | 0.069441 | 2020 | Mitigation | 0.95 | 1 | 0 | esc | 0.07007 | 3.4437e-06 | 0 | 0 | 0 | 0 | 0 | 0
[120 empty] | 7.3.5.15 Identification and remediation of “at-risk species”WLDFRVegetation ContactFell into (slight defect) | WLDFR | HFTD - Distribution - Tier 3 - 5QU CoRE ¦ 1QU LoRE | Red Flag Warning - Small Fires | Vegetation Contact | Fell into (slight defect) | 2020 | 5.4441e-05 | 1412.9227 | 0.076921 | 2020 | Mitigation | 0.5 | 1 | 0 | esc | 0.036879 | 2.0077e-06 | 0 | 0 | 0 | 0 | 0 | 0
[120 empty] | 7.3.5.15 Identification and remediation of “at-risk species”WLDFRVegetation ContactGrow Into | WLDFR | HFTD - Distribution - Tier 3 - 5QU CoRE ¦ 1QU LoRE | Red Flag Warning - Small Fires | Vegetation Contact | Grow Into | 2020 | 5.7301e-06 | 1412.9227 | 0.0080962 | 2020 | Mitigation | 0.5 | 1 | 0 | esc | 0.036879 | 2.1132e-07 | 0 | 0 | 0 | 0 | 0 | 0
[120 empty] | 7.3.5.15 Identification and remediation of “at-risk species”WLDFRCC - Seismic ScenarioSeismic Scenario | WLDFR | HFTD - Distribution - Tier 3 - 5QU CoRE ¦ 1QU LoRE | Seismic - Non-Red Flag Warning - Catastrophic Fires | CC - Seismic Scenario | Seismic Scenario | 2020 | 6.2036e-10 | 1412.9227 | 8.7652e-07 | 2020 | Mitigation | 0.082056 | 1 | 0 | esc | 0.0060523 | 3.7546e-12 | 0 | 0 | 0 | 0 | 0 | 0
[120 empty] | 7.3.5.15 Identification and remediation of “at-risk species”WLDFRCC - Seismic ScenarioSeismic Scenario | WLDFR | HFTD - Distribution - Tier 3 - 5QU CoRE ¦ 1QU LoRE | Seismic - Red Flag Warning - Catastrophic Fires | CC - Seismic Scenario | Seismic Scenario | 2020 | 2.675e-08 | 1412.9227 | 3.7795e-05 | 2020 | Mitigation | 0.082056 | 1 | 0 | esc | 0.0060523 | 1.6189e-10 | 0 | 0 | 0 | 0 | 0 | 0
[120 empty] | 7.3.5.15 Identification and remediation of “at-risk species”WLDFRVegetation ContactBranch (Not overhanging, 4-12ft) | WLDFR | HFTD - Distribution - Tier 3 - 5QU CoRE ¦ 2QU LoRE | Non-Red Flag Warning - Catastrophic Fires | Vegetation Contact | Branch (Not overhanging, 4-12ft) | 2020 | 9.6446e-11 | 559.1759 | 5.393e-08 | 2020 | Mitigation | 0.5 | 30 | 0 | esc | 0.036879 | 3.5568e-12 | 0 | 0 | 0 | 0 | 0 | 0
[120 empty] | 7.3.5.15 Identification and remediation of “at-risk species”WLDFRVegetation ContactBranch (Not overhanging, within 4ft) | WLDFR | HFTD - Distribution - Tier 3 - 5QU CoRE ¦ 2QU LoRE | Non-Red Flag Warning - Catastrophic Fires | Vegetation Contact | Branch (Not overhanging, within 4ft) | 2020 | 4.25e-11 | 559.1759 | 2.3765e-08 | 2020 | Mitigation | 0.9 | 30 | 0 | esc | 0.066382 | 2.8212e-12 | 0 | 0 | 0 | 0 | 0 | 0
[120 empty] | 7.3.5.15 Identification and remediation of “at-risk species”WLDFRVegetation ContactBranch (OverHanging) | WLDFR | HFTD - Distribution - Tier 3 - 5QU CoRE ¦ 2QU LoRE | Non-Red Flag Warning - Catastrophic Fires | Vegetation Contact | Branch (OverHanging) | 2020 | 1.8934e-09 | 559.1759 | 1.0587e-06 | 2020 | Mitigation | 0.9 | 30 | 0 | esc | 0.066382 | 1.2569e-10 | 0 | 0 | 0 | 0 | 0 | 0
[120 empty] | 7.3.5.15 Identification and remediation of “at-risk species”WLDFRVegetation ContactFell into (Moderate-Severe defect) | WLDFR | HFTD - Distribution - Tier 3 - 5QU CoRE ¦ 2QU LoRE | Non-Red Flag Warning - Catastrophic Fires | Vegetation Contact | Fell into (Moderate-Severe defect) | 2020 | 8.6299e-10 | 559.1759 | 4.8257e-07 | 2020 | Mitigation | 0.95 | 1 | 0 | esc | 0.07007 | 6.047e-11 | 0 | 0 | 0 | 0 | 0 | 0
[120 empty] | 7.3.5.15 Identification and remediation of “at-risk species”WLDFRVegetation ContactFell into (slight defect) | WLDFR | HFTD - Distribution - Tier 3 - 5QU CoRE ¦ 2QU LoRE | Non-Red Flag Warning - Catastrophic Fires | Vegetation Contact | Fell into (slight defect) | 2020 | 1.113e-09 | 559.1759 | 6.2234e-07 | 2020 | Mitigation | 0.5 | 1 | 0 | esc | 0.036879 | 4.1045e-11 | 0 | 0 | 0 | 0 | 0 | 0
[120 empty] | 7.3.5.15 Identification and remediation of “at-risk species”WLDFRVegetation ContactGrow Into | WLDFR | HFTD - Distribution - Tier 3 - 5QU CoRE ¦ 2QU LoRE | Non-Red Flag Warning - Catastrophic Fires | Vegetation Contact | Grow Into | 2020 | 9.6294e-11 | 559.1759 | 5.3845e-08 | 2020 | Mitigation | 0.5 | 1 | 0 | esc | 0.036879 | 3.5512e-12 | 0 | 0 | 0 | 0 | 0 | 0
[120 empty] | 7.3.5.15 Identification and remediation of “at-risk species”WLDFRVegetation ContactBranch (Not overhanging, 4-12ft) | WLDFR | HFTD - Distribution - Tier 3 - 5QU CoRE ¦ 2QU LoRE | Non-Red Flag Warning - Destructive Fires | Vegetation Contact | Branch (Not overhanging, 4-12ft) | 2020 | 2.7995e-10 | 559.1759 | 1.5654e-07 | 2020 | Mitigation | 0.5 | 30 | 0 | esc | 0.036879 | 1.0324e-11 | 0 | 0 | 0 | 0 | 0 | 0
[120 empty] | 7.3.5.15 Identification and remediation of “at-risk species”WLDFRVegetation ContactBranch (Not overhanging, within 4ft) | WLDFR | HFTD - Distribution - Tier 3 - 5QU CoRE ¦ 2QU LoRE | Non-Red Flag Warning - Destructive Fires | Vegetation Contact | Branch (Not overhanging, within 4ft) | 2020 | 1.232e-10 | 559.1759 | 6.8888e-08 | 2020 | Mitigation | 0.9 | 30 | 0 | esc | 0.066382 | 8.178e-12 | 0 | 0 | 0 | 0 | 0 | 0
[120 empty] | 7.3.5.15 Identification and remediation of “at-risk species”WLDFRVegetation ContactBranch (OverHanging) | WLDFR | HFTD - Distribution - Tier 3 - 5QU CoRE ¦ 2QU LoRE | Non-Red Flag Warning - Destructive Fires | Vegetation Contact | Branch (OverHanging) | 2020 | 5.4879e-09 | 559.1759 | 3.0687e-06 | 2020 | Mitigation | 0.9 | 30 | 0 | esc | 0.066382 | 3.643e-10 | 0 | 0 | 0 | 0 | 0 | 0
[120 empty] | 7.3.5.15 Identification and remediation of “at-risk species”WLDFRVegetation ContactFell into (Moderate-Severe defect) | WLDFR | HFTD - Distribution - Tier 3 - 5QU CoRE ¦ 2QU LoRE | Non-Red Flag Warning - Destructive Fires | Vegetation Contact | Fell into (Moderate-Severe defect) | 2020 | 2.5083e-09 | 559.1759 | 1.4026e-06 | 2020 | Mitigation | 0.95 | 1 | 0 | esc | 0.07007 | 1.7576e-10 | 0 | 0 | 0 | 0 | 0 | 0
[120 empty] | 7.3.5.15 Identification and remediation of “at-risk species”WLDFRVegetation ContactFell into (slight defect) | WLDFR | HFTD - Distribution - Tier 3 - 5QU CoRE ¦ 2QU LoRE | Non-Red Flag Warning - Destructive Fires | Vegetation Contact | Fell into (slight defect) | 2020 | 3.2349e-09 | 559.1759 | 1.8089e-06 | 2020 | Mitigation | 0.5 | 1 | 0 | esc | 0.036879 | 1.193e-10 | 0 | 0 | 0 | 0 | 0 | 0
[120 empty] | 7.3.5.15 Identification and remediation of “at-risk species”WLDFRVegetation ContactGrow Into | WLDFR | HFTD - Distribution - Tier 3 - 5QU CoRE ¦ 2QU LoRE | Non-Red Flag Warning - Destructive Fires | Vegetation Contact | Grow Into | 2020 | 2.7989e-10 | 559.1759 | 1.5651e-07 | 2020 | Mitigation | 0.5 | 1 | 0 | esc | 0.036879 | 1.0322e-11 | 0 | 0 | 0 | 0 | 0 | 0
[120 empty] | 7.3.5.15 Identification and remediation of “at-risk species”WLDFRVegetation ContactBranch (Not overhanging, 4-12ft) | WLDFR | HFTD - Distribution - Tier 3 - 5QU CoRE ¦ 2QU LoRE | Non-Red Flag Warning - Large Fires | Vegetation Contact | Branch (Not overhanging, 4-12ft) | 2020 | 4.0254e-08 | 559.1759 | 2.2509e-05 | 2020 | Mitigation | 0.5 | 30 | 0 | esc | 0.036879 | 1.4845e-09 | 0 | 0 | 0 | 0 | 0 | 0
[120 empty] | 7.3.5.15 Identification and remediation of “at-risk species”WLDFRVegetation ContactBranch (Not overhanging, within 4ft) | WLDFR | HFTD - Distribution - Tier 3 - 5QU CoRE ¦ 2QU LoRE | Non-Red Flag Warning - Large Fires | Vegetation Contact | Branch (Not overhanging, within 4ft) | 2020 | 1.7728e-08 | 559.1759 | 9.9132e-06 | 2020 | Mitigation | 0.9 | 30 | 0 | esc | 0.066382 | 1.1768e-09 | 0 | 0 | 0 | 0 | 0 | 0
[120 empty] | 7.3.5.15 Identification and remediation of “at-risk species”WLDFRVegetation ContactBranch (OverHanging) | WLDFR | HFTD - Distribution - Tier 3 - 5QU CoRE ¦ 2QU LoRE | Non-Red Flag Warning - Large Fires | Vegetation Contact | Branch (OverHanging) | 2020 | 7.9021e-07 | 559.1759 | 0.00044186 | 2020 | Mitigation | 0.9 | 30 | 0 | esc | 0.066382 | 5.2456e-08 | 0 | 0 | 0 | 0 | 0 | 0
[120 empty] | 7.3.5.15 Identification and remediation of “at-risk species”WLDFRVegetation ContactFell into (Moderate-Severe defect) | WLDFR | HFTD - Distribution - Tier 3 - 5QU CoRE ¦ 2QU LoRE | Non-Red Flag Warning - Large Fires | Vegetation Contact | Fell into (Moderate-Severe defect) | 2020 | 3.6088e-07 | 559.1759 | 0.00020179 | 2020 | Mitigation | 0.95 | 1 | 0 | esc | 0.07007 | 2.5287e-08 | 0 | 0 | 0 | 0 | 0 | 0
[120 empty] | 7.3.5.15 Identification and remediation of “at-risk species”WLDFRVegetation ContactFell into (slight defect) | WLDFR | HFTD - Distribution - Tier 3 - 5QU CoRE ¦ 2QU LoRE | Non-Red Flag Warning - Large Fires | Vegetation Contact | Fell into (slight defect) | 2020 | 4.6542e-07 | 559.1759 | 0.00026025 | 2020 | Mitigation | 0.5 | 1 | 0 | esc | 0.036879 | 1.7164e-08 | 0 | 0 | 0 | 0 | 0 | 0
[120 empty] | 7.3.5.15 Identification and remediation of “at-risk species”WLDFRVegetation ContactGrow Into | WLDFR | HFTD - Distribution - Tier 3 - 5QU CoRE ¦ 2QU LoRE | Non-Red Flag Warning - Large Fires | Vegetation Contact | Grow Into | 2020 | 4.026e-08 | 559.1759 | 2.2513e-05 | 2020 | Mitigation | 0.5 | 1 | 0 | esc | 0.036879 | 1.4848e-09 | 0 | 0 | 0 | 0 | 0 | 0
[120 empty] | 7.3.5.15 Identification and remediation of “at-risk species”WLDFRVegetation ContactBranch (Not overhanging, 4-12ft) | WLDFR | HFTD - Distribution - Tier 3 - 5QU CoRE ¦ 2QU LoRE | Non-Red Flag Warning - Small Fires | Vegetation Contact | Branch (Not overhanging, 4-12ft) | 2020 | 1.7316e-05 | 559.1759 | 0.0096826 | 2020 | Mitigation | 0.5 | 30 | 0 | esc | 0.036879 | 6.3859e-07 | 0 | 0 | 0 | 0 | 0 | 0
[120 empty] | 7.3.5.15 Identification and remediation of “at-risk species”WLDFRVegetation ContactBranch (Not overhanging, within 4ft) | WLDFR | HFTD - Distribution - Tier 3 - 5QU CoRE ¦ 2QU LoRE | Non-Red Flag Warning - Small Fires | Vegetation Contact | Branch (Not overhanging, within 4ft) | 2020 | 7.628e-06 | 559.1759 | 0.0042654 | 2020 | Mitigation | 0.9 | 30 | 0 | esc | 0.066382 | 5.0636e-07 | 0 | 0 | 0 | 0 | 0 | 0
[120 empty] | 7.3.5.15 Identification and remediation of “at-risk species”WLDFRVegetation ContactBranch (OverHanging) | WLDFR | HFTD - Distribution - Tier 3 - 5QU CoRE ¦ 2QU LoRE | Non-Red Flag Warning - Small Fires | Vegetation Contact | Branch (OverHanging) | 2020 | 0.00033999 | 559.1759 | 0.19012 | 2020 | Mitigation | 0.9 | 30 | 0 | esc | 0.066382 | 2.257e-05 | 0 | 0 | 0 | 0 | 0 | 0
[120 empty] | 7.3.5.15 Identification and remediation of “at-risk species”WLDFRVegetation ContactFell into (Moderate-Severe defect) | WLDFR | HFTD - Distribution - Tier 3 - 5QU CoRE ¦ 2QU LoRE | Non-Red Flag Warning - Small Fires | Vegetation Contact | Fell into (Moderate-Severe defect) | 2020 | 0.00015518 | 559.1759 | 0.086771 | 2020 | Mitigation | 0.95 | 1 | 0 | esc | 0.07007 | 1.0873e-05 | 0 | 0 | 0 | 0 | 0 | 0
[120 empty] | 7.3.5.15 Identification and remediation of “at-risk species”WLDFRVegetation ContactFell into (slight defect) | WLDFR | HFTD - Distribution - Tier 3 - 5QU CoRE ¦ 2QU LoRE | Non-Red Flag Warning - Small Fires | Vegetation Contact | Fell into (slight defect) | 2020 | 0.00020013 | 559.1759 | 0.11191 | 2020 | Mitigation | 0.5 | 1 | 0 | esc | 0.036879 | 7.3806e-06 | 0 | 0 | 0 | 0 | 0 | 0
[120 empty] | 7.3.5.15 Identification and remediation of “at-risk species”WLDFRVegetation ContactGrow Into | WLDFR | HFTD - Distribution - Tier 3 - 5QU CoRE ¦ 2QU LoRE | Non-Red Flag Warning - Small Fires | Vegetation Contact | Grow Into | 2020 | 1.7312e-05 | 559.1759 | 0.0096805 | 2020 | Mitigation | 0.5 | 1 | 0 | esc | 0.036879 | 6.3845e-07 | 0 | 0 | 0 | 0 | 0 | 0
[120 empty] | 7.3.5.15 Identification and remediation of “at-risk species”WLDFRVegetation ContactBranch (Not overhanging, 4-12ft) | WLDFR | HFTD - Distribution - Tier 3 - 5QU CoRE ¦ 2QU LoRE | Red Flag Warning - Catastrophic Fires | Vegetation Contact | Branch (Not overhanging, 4-12ft) | 2020 | 1.577e-08 | 559.1759 | 8.8184e-06 | 2020 | Mitigation | 0.5 | 30 | 0 | esc | 0.036879 | 5.8159e-10 | 0 | 0 | 0 | 0 | 0 | 0
[120 empty] | 7.3.5.15 Identification and remediation of “at-risk species”WLDFRVegetation ContactBranch (Not overhanging, within 4ft) | WLDFR | HFTD - Distribution - Tier 3 - 5QU CoRE ¦ 2QU LoRE | Red Flag Warning - Catastrophic Fires | Vegetation Contact | Branch (Not overhanging, within 4ft) | 2020 | 3.9716e-09 | 559.1759 | 2.2208e-06 | 2020 | Mitigation | 0.9 | 30 | 0 | esc | 0.066382 | 2.6365e-10 | 0 | 0 | 0 | 0 | 0 | 0
[120 empty] | 7.3.5.15 Identification and remediation of “at-risk species”WLDFRVegetation ContactBranch (OverHanging) | WLDFR | HFTD - Distribution - Tier 3 - 5QU CoRE ¦ 2QU LoRE | Red Flag Warning - Catastrophic Fires | Vegetation Contact | Branch (OverHanging) | 2020 | 2.3441e-07 | 559.1759 | 0.00013108 | 2020 | Mitigation | 0.9 | 30 | 0 | esc | 0.066382 | 1.5561e-08 | 0 | 0 | 0 | 0 | 0 | 0
[120 empty] | 7.3.5.15 Identification and remediation of “at-risk species”WLDFRVegetation ContactFell into (Moderate-Severe defect) | WLDFR | HFTD - Distribution - Tier 3 - 5QU CoRE ¦ 2QU LoRE | Red Flag Warning - Catastrophic Fires | Vegetation Contact | Fell into (Moderate-Severe defect) | 2020 | 6.7828e-08 | 559.1759 | 3.7928e-05 | 2020 | Mitigation | 0.95 | 1 | 0 | esc | 0.07007 | 4.7527e-09 | 0 | 0 | 0 | 0 | 0 | 0
[120 empty] | 7.3.5.15 Identification and remediation of “at-risk species”WLDFRVegetation ContactFell into (slight defect) | WLDFR | HFTD - Distribution - Tier 3 - 5QU CoRE ¦ 2QU LoRE | Red Flag Warning - Catastrophic Fires | Vegetation Contact | Fell into (slight defect) | 2020 | 7.5135e-08 | 559.1759 | 4.2014e-05 | 2020 | Mitigation | 0.5 | 1 | 0 | esc | 0.036879 | 2.7709e-09 | 0 | 0 | 0 | 0 | 0 | 0
[120 empty] | 7.3.5.15 Identification and remediation of “at-risk species”WLDFRVegetation ContactGrow Into | WLDFR | HFTD - Distribution - Tier 3 - 5QU CoRE ¦ 2QU LoRE | Red Flag Warning - Catastrophic Fires | Vegetation Contact | Grow Into | 2020 | 7.9081e-09 | 559.1759 | 4.422e-06 | 2020 | Mitigation | 0.5 | 1 | 0 | esc | 0.036879 | 2.9164e-10 | 0 | 0 | 0 | 0 | 0 | 0
[120 empty] | 7.3.5.15 Identification and remediation of “at-risk species”WLDFRVegetation ContactBranch (Not overhanging, 4-12ft) | WLDFR | HFTD - Distribution - Tier 3 - 5QU CoRE ¦ 2QU LoRE | Red Flag Warning - Destructive Fires | Vegetation Contact | Branch (Not overhanging, 4-12ft) | 2020 | 2.3019e-09 | 559.1759 | 1.2871e-06 | 2020 | Mitigation | 0.5 | 30 | 0 | esc | 0.036879 | 8.489e-11 | 0 | 0 | 0 | 0 | 0 | 0
[120 empty] | 7.3.5.15 Identification and remediation of “at-risk species”WLDFRVegetation ContactBranch (Not overhanging, within 4ft) | WLDFR | HFTD - Distribution - Tier 3 - 5QU CoRE ¦ 2QU LoRE | Red Flag Warning - Destructive Fires | Vegetation Contact | Branch (Not overhanging, within 4ft) | 2020 | 5.7892e-10 | 559.1759 | 3.2372e-07 | 2020 | Mitigation | 0.9 | 30 | 0 | esc | 0.066382 | 3.843e-11 | 0 | 0 | 0 | 0 | 0 | 0
[120 empty] | 7.3.5.15 Identification and remediation of “at-risk species”WLDFRVegetation ContactBranch (OverHanging) | WLDFR | HFTD - Distribution - Tier 3 - 5QU CoRE ¦ 2QU LoRE | Red Flag Warning - Destructive Fires | Vegetation Contact | Branch (OverHanging) | 2020 | 3.4166e-08 | 559.1759 | 1.9105e-05 | 2020 | Mitigation | 0.9 | 30 | 0 | esc | 0.066382 | 2.268e-09 | 0 | 0 | 0 | 0 | 0 | 0
[120 empty] | 7.3.5.15 Identification and remediation of “at-risk species”WLDFRVegetation ContactFell into (Moderate-Severe defect) | WLDFR | HFTD - Distribution - Tier 3 - 5QU CoRE ¦ 2QU LoRE | Red Flag Warning - Destructive Fires | Vegetation Contact | Fell into (Moderate-Severe defect) | 2020 | 9.9136e-09 | 559.1759 | 5.5435e-06 | 2020 | Mitigation | 0.95 | 1 | 0 | esc | 0.07007 | 6.9465e-10 | 0 | 0 | 0 | 0 | 0 | 0
[120 empty] | 7.3.5.15 Identification and remediation of “at-risk species”WLDFRVegetation ContactFell into (slight defect) | WLDFR | HFTD - Distribution - Tier 3 - 5QU CoRE ¦ 2QU LoRE | Red Flag Warning - Destructive Fires | Vegetation Contact | Fell into (slight defect) | 2020 | 1.0981e-08 | 559.1759 | 6.1406e-06 | 2020 | Mitigation | 0.5 | 1 | 0 | esc | 0.036879 | 4.0499e-10 | 0 | 0 | 0 | 0 | 0 | 0
[120 empty] | 7.3.5.15 Identification and remediation of “at-risk species”WLDFRVegetation ContactGrow Into | WLDFR | HFTD - Distribution - Tier 3 - 5QU CoRE ¦ 2QU LoRE | Red Flag Warning - Destructive Fires | Vegetation Contact | Grow Into | 2020 | 1.1559e-09 | 559.1759 | 6.4633e-07 | 2020 | Mitigation | 0.5 | 1 | 0 | esc | 0.036879 | 4.2627e-11 | 0 | 0 | 0 | 0 | 0 | 0
[120 empty] | 7.3.5.15 Identification and remediation of “at-risk species”WLDFRVegetation ContactBranch (Not overhanging, 4-12ft) | WLDFR | HFTD - Distribution - Tier 3 - 5QU CoRE ¦ 2QU LoRE | Red Flag Warning - Large Fires | Vegetation Contact | Branch (Not overhanging, 4-12ft) | 2020 | 1.8096e-07 | 559.1759 | 0.00010119 | 2020 | Mitigation | 0.5 | 30 | 0 | esc | 0.036879 | 6.6736e-09 | 0 | 0 | 0 | 0 | 0 | 0
[120 empty] | 7.3.5.15 Identification and remediation of “at-risk species”WLDFRVegetation ContactBranch (Not overhanging, within 4ft) | WLDFR | HFTD - Distribution - Tier 3 - 5QU CoRE ¦ 2QU LoRE | Red Flag Warning - Large Fires | Vegetation Contact | Branch (Not overhanging, within 4ft) | 2020 | 4.5547e-08 | 559.1759 | 2.5469e-05 | 2020 | Mitigation | 0.9 | 30 | 0 | esc | 0.066382 | 3.0235e-09 | 0 | 0 | 0 | 0 | 0 | 0
[120 empty] | 7.3.5.15 Identification and remediation of “at-risk species”WLDFRVegetation ContactBranch (OverHanging) | WLDFR | HFTD - Distribution - Tier 3 - 5QU CoRE ¦ 2QU LoRE | Red Flag Warning - Large Fires | Vegetation Contact | Branch (OverHanging) | 2020 | 2.6896e-06 | 559.1759 | 0.001504 | 2020 | Mitigation | 0.9 | 30 | 0 | esc | 0.066382 | 1.7854e-07 | 0 | 0 | 0 | 0 | 0 | 0
[120 empty] | 7.3.5.15 Identification and remediation of “at-risk species”WLDFRVegetation ContactFell into (Moderate-Severe defect) | WLDFR | HFTD - Distribution - Tier 3 - 5QU CoRE ¦ 2QU LoRE | Red Flag Warning - Large Fires | Vegetation Contact | Fell into (Moderate-Severe defect) | 2020 | 7.7979e-07 | 559.1759 | 0.00043604 | 2020 | Mitigation | 0.95 | 1 | 0 | esc | 0.07007 | 5.464e-08 | 0 | 0 | 0 | 0 | 0 | 0
[120 empty] | 7.3.5.15 Identification and remediation of “at-risk species”WLDFRVegetation ContactFell into (slight defect) | WLDFR | HFTD - Distribution - Tier 3 - 5QU CoRE ¦ 2QU LoRE | Red Flag Warning - Large Fires | Vegetation Contact | Fell into (slight defect) | 2020 | 8.6382e-07 | 559.1759 | 0.00048303 | 2020 | Mitigation | 0.5 | 1 | 0 | esc | 0.036879 | 3.1857e-08 | 0 | 0 | 0 | 0 | 0 | 0
[120 empty] | 7.3.5.15 Identification and remediation of “at-risk species”WLDFRVegetation ContactGrow Into | WLDFR | HFTD - Distribution - Tier 3 - 5QU CoRE ¦ 2QU LoRE | Red Flag Warning - Large Fires | Vegetation Contact | Grow Into | 2020 | 9.09e-08 | 559.1759 | 5.0829e-05 | 2020 | Mitigation | 0.5 | 1 | 0 | esc | 0.036879 | 3.3523e-09 | 0 | 0 | 0 | 0 | 0 | 0
[120 empty] | 7.3.5.15 Identification and remediation of “at-risk species”WLDFRVegetation ContactBranch (Not overhanging, 4-12ft) | WLDFR | HFTD - Distribution - Tier 3 - 5QU CoRE ¦ 2QU LoRE | Red Flag Warning - Small Fires | Vegetation Contact | Branch (Not overhanging, 4-12ft) | 2020 | 7.0425e-06 | 559.1759 | 0.003938 | 2020 | Mitigation | 0.5 | 30 | 0 | esc | 0.036879 | 2.5972e-07 | 0 | 0 | 0 | 0 | 0 | 0
[120 empty] | 7.3.5.15 Identification and remediation of “at-risk species”WLDFRVegetation ContactBranch (Not overhanging, within 4ft) | WLDFR | HFTD - Distribution - Tier 3 - 5QU CoRE ¦ 2QU LoRE | Red Flag Warning - Small Fires | Vegetation Contact | Branch (Not overhanging, within 4ft) | 2020 | 1.7731e-06 | 559.1759 | 0.00099145 | 2020 | Mitigation | 0.9 | 30 | 0 | esc | 0.066382 | 1.177e-07 | 0 | 0 | 0 | 0 | 0 | 0
[120 empty] | 7.3.5.15 Identification and remediation of “at-risk species”WLDFRVegetation ContactBranch (OverHanging) | WLDFR | HFTD - Distribution - Tier 3 - 5QU CoRE ¦ 2QU LoRE | Red Flag Warning - Small Fires | Vegetation Contact | Branch (OverHanging) | 2020 | 0.0001047 | 559.1759 | 0.058545 | 2020 | Mitigation | 0.9 | 30 | 0 | esc | 0.066382 | 6.9501e-06 | 0 | 0 | 0 | 0 | 0 | 0
[120 empty] | 7.3.5.15 Identification and remediation of “at-risk species”WLDFRVegetation ContactFell into (Moderate-Severe defect) | WLDFR | HFTD - Distribution - Tier 3 - 5QU CoRE ¦ 2QU LoRE | Red Flag Warning - Small Fires | Vegetation Contact | Fell into (Moderate-Severe defect) | 2020 | 3.0336e-05 | 559.1759 | 0.016963 | 2020 | Mitigation | 0.95 | 1 | 0 | esc | 0.07007 | 2.1256e-06 | 0 | 0 | 0 | 0 | 0 | 0
[120 empty] | 7.3.5.15 Identification and remediation of “at-risk species”WLDFRVegetation ContactFell into (slight defect) | WLDFR | HFTD - Distribution - Tier 3 - 5QU CoRE ¦ 2QU LoRE | Red Flag Warning - Small Fires | Vegetation Contact | Fell into (slight defect) | 2020 | 3.3605e-05 | 559.1759 | 0.018791 | 2020 | Mitigation | 0.5 | 1 | 0 | esc | 0.036879 | 1.2393e-06 | 0 | 0 | 0 | 0 | 0 | 0
[120 empty] | 7.3.5.15 Identification and remediation of “at-risk species”WLDFRVegetation ContactGrow Into | WLDFR | HFTD - Distribution - Tier 3 - 5QU CoRE ¦ 2QU LoRE | Red Flag Warning - Small Fires | Vegetation Contact | Grow Into | 2020 | 3.5363e-06 | 559.1759 | 0.0019774 | 2020 | Mitigation | 0.5 | 1 | 0 | esc | 0.036879 | 1.3042e-07 | 0 | 0 | 0 | 0 | 0 | 0
[120 empty] | 7.3.5.15 Identification and remediation of “at-risk species”WLDFRCC - Seismic ScenarioSeismic Scenario | WLDFR | HFTD - Distribution - Tier 3 - 5QU CoRE ¦ 2QU LoRE | Seismic - Non-Red Flag Warning - Catastrophic Fires | CC - Seismic Scenario | Seismic Scenario | 2020 | 5.2962e-10 | 559.1759 | 2.9615e-07 | 2020 | Mitigation | 0.082056 | 1 | 0 | esc | 0.0060523 | 3.2054e-12 | 0 | 0 | 0 | 0 | 0 | 0
[120 empty] | 7.3.5.15 Identification and remediation of “at-risk species”WLDFRCC - Seismic ScenarioSeismic Scenario | WLDFR | HFTD - Distribution - Tier 3 - 5QU CoRE ¦ 2QU LoRE | Seismic - Red Flag Warning - Catastrophic Fires | CC - Seismic Scenario | Seismic Scenario | 2020 | 2.2837e-08 | 559.1759 | 1.277e-05 | 2020 | Mitigation | 0.082056 | 1 | 0 | esc | 0.0060523 | 1.3821e-10 | 0 | 0 | 0 | 0 | 0 | 0
[120 empty] | 7.3.5.15 Identification and remediation of “at-risk species”WLDFRVegetation ContactBranch (Not overhanging, 4-12ft) | WLDFR | HFTD - Distribution - Tier 3 - 5QU CoRE ¦ 3QU LoRE | Non-Red Flag Warning - Catastrophic Fires | Vegetation Contact | Branch (Not overhanging, 4-12ft) | 2020 | 9.5413e-11 | 189.2879 | 1.806e-08 | 2020 | Mitigation | 0.5 | 30 | 0 | esc | 0.036879 | 3.5187e-12 | 0 | 0 | 0 | 0 | 0 | 0
[120 empty] | 7.3.5.15 Identification and remediation of “at-risk species”WLDFRVegetation ContactBranch (Not overhanging, within 4ft) | WLDFR | HFTD - Distribution - Tier 3 - 5QU CoRE ¦ 3QU LoRE | Non-Red Flag Warning - Catastrophic Fires | Vegetation Contact | Branch (Not overhanging, within 4ft) | 2020 | 4.0859e-11 | 189.2879 | 7.7341e-09 | 2020 | Mitigation | 0.9 | 30 | 0 | esc | 0.066382 | 2.7123e-12 | 0 | 0 | 0 | 0 | 0 | 0
[120 empty] | 7.3.5.15 Identification and remediation of “at-risk species”WLDFRVegetation ContactBranch (OverHanging) | WLDFR | HFTD - Distribution - Tier 3 - 5QU CoRE ¦ 3QU LoRE | Non-Red Flag Warning - Catastrophic Fires | Vegetation Contact | Branch (OverHanging) | 2020 | 1.8288e-09 | 189.2879 | 3.4618e-07 | 2020 | Mitigation | 0.9 | 30 | 0 | esc | 0.066382 | 1.214e-10 | 0 | 0 | 0 | 0 | 0 | 0
[120 empty] | 7.3.5.15 Identification and remediation of “at-risk species”WLDFRVegetation ContactFell into (Moderate-Severe defect) | WLDFR | HFTD - Distribution - Tier 3 - 5QU CoRE ¦ 3QU LoRE | Non-Red Flag Warning - Catastrophic Fires | Vegetation Contact | Fell into (Moderate-Severe defect) | 2020 | 8.9514e-10 | 189.2879 | 1.6944e-07 | 2020 | Mitigation | 0.95 | 1 | 0 | esc | 0.07007 | 6.2722e-11 | 0 | 0 | 0 | 0 | 0 | 0
[120 empty] | 7.3.5.15 Identification and remediation of “at-risk species”WLDFRVegetation ContactFell into (slight defect) | WLDFR | HFTD - Distribution - Tier 3 - 5QU CoRE ¦ 3QU LoRE | Non-Red Flag Warning - Catastrophic Fires | Vegetation Contact | Fell into (slight defect) | 2020 | 1.155e-09 | 189.2879 | 2.1862e-07 | 2020 | Mitigation | 0.5 | 1 | 0 | esc | 0.036879 | 4.2594e-11 | 0 | 0 | 0 | 0 | 0 | 0
[120 empty] | 7.3.5.15 Identification and remediation of “at-risk species”WLDFRVegetation ContactGrow Into | WLDFR | HFTD - Distribution - Tier 3 - 5QU CoRE ¦ 3QU LoRE | Non-Red Flag Warning - Catastrophic Fires | Vegetation Contact | Grow Into | 2020 | 9.9642e-11 | 189.2879 | 1.8861e-08 | 2020 | Mitigation | 0.5 | 1 | 0 | esc | 0.036879 | 3.6747e-12 | 0 | 0 | 0 | 0 | 0 | 0
[120 empty] | 7.3.5.15 Identification and remediation of “at-risk species”WLDFRVegetation ContactBranch (Not overhanging, 4-12ft) | WLDFR | HFTD - Distribution - Tier 3 - 5QU CoRE ¦ 3QU LoRE | Non-Red Flag Warning - Destructive Fires | Vegetation Contact | Branch (Not overhanging, 4-12ft) | 2020 | 2.7251e-10 | 189.2879 | 5.1583e-08 | 2020 | Mitigation | 0.5 | 30 | 0 | esc | 0.036879 | 1.005e-11 | 0 | 0 | 0 | 0 | 0 | 0
[120 empty] | 7.3.5.15 Identification and remediation of “at-risk species”WLDFRVegetation ContactBranch (Not overhanging, within 4ft) | WLDFR | HFTD - Distribution - Tier 3 - 5QU CoRE ¦ 3QU LoRE | Non-Red Flag Warning - Destructive Fires | Vegetation Contact | Branch (Not overhanging, within 4ft) | 2020 | 1.1644e-10 | 189.2879 | 2.2041e-08 | 2020 | Mitigation | 0.9 | 30 | 0 | esc | 0.066382 | 7.7297e-12 | 0 | 0 | 0 | 0 | 0 | 0
[120 empty] | 7.3.5.15 Identification and remediation of “at-risk species”WLDFRVegetation ContactBranch (OverHanging) | WLDFR | HFTD - Distribution - Tier 3 - 5QU CoRE ¦ 3QU LoRE | Non-Red Flag Warning - Destructive Fires | Vegetation Contact | Branch (OverHanging) | 2020 | 5.2128e-09 | 189.2879 | 9.8673e-07 | 2020 | Mitigation | 0.9 | 30 | 0 | esc | 0.066382 | 3.4604e-10 | 0 | 0 | 0 | 0 | 0 | 0
[120 empty] | 7.3.5.15 Identification and remediation of “at-risk species”WLDFRVegetation ContactFell into (Moderate-Severe defect) | WLDFR | HFTD - Distribution - Tier 3 - 5QU CoRE ¦ 3QU LoRE | Non-Red Flag Warning - Destructive Fires | Vegetation Contact | Fell into (Moderate-Severe defect) | 2020 | 2.5647e-09 | 189.2879 | 4.8547e-07 | 2020 | Mitigation | 0.95 | 1 | 0 | esc | 0.07007 | 1.7971e-10 | 0 | 0 | 0 | 0 | 0 | 0
[120 empty] | 7.3.5.15 Identification and remediation of “at-risk species”WLDFRVegetation ContactFell into (slight defect) | WLDFR | HFTD - Distribution - Tier 3 - 5QU CoRE ¦ 3QU LoRE | Non-Red Flag Warning - Destructive Fires | Vegetation Contact | Fell into (slight defect) | 2020 | 3.3093e-09 | 189.2879 | 6.2641e-07 | 2020 | Mitigation | 0.5 | 1 | 0 | esc | 0.036879 | 1.2204e-10 | 0 | 0 | 0 | 0 | 0 | 0
[120 empty] | 7.3.5.15 Identification and remediation of “at-risk species”WLDFRVegetation ContactGrow Into | WLDFR | HFTD - Distribution - Tier 3 - 5QU CoRE ¦ 3QU LoRE | Non-Red Flag Warning - Destructive Fires | Vegetation Contact | Grow Into | 2020 | 2.8546e-10 | 189.2879 | 5.4033e-08 | 2020 | Mitigation | 0.5 | 1 | 0 | esc | 0.036879 | 1.0527e-11 | 0 | 0 | 0 | 0 | 0 | 0
[120 empty] | 7.3.5.15 Identification and remediation of “at-risk species”WLDFRVegetation ContactBranch (Not overhanging, 4-12ft) | WLDFR | HFTD - Distribution - Tier 3 - 5QU CoRE ¦ 3QU LoRE | Non-Red Flag Warning - Large Fires | Vegetation Contact | Branch (Not overhanging, 4-12ft) | 2020 | 2.8507e-08 | 189.2879 | 5.396e-06 | 2020 | Mitigation | 0.5 | 30 | 0 | esc | 0.036879 | 1.0513e-09 | 0 | 0 | 0 | 0 | 0 | 0
[120 empty] | 7.3.5.15 Identification and remediation of “at-risk species”WLDFRVegetation ContactBranch (Not overhanging, within 4ft) | WLDFR | HFTD - Distribution - Tier 3 - 5QU CoRE ¦ 3QU LoRE | Non-Red Flag Warning - Large Fires | Vegetation Contact | Branch (Not overhanging, within 4ft) | 2020 | 1.2524e-08 | 189.2879 | 2.3707e-06 | 2020 | Mitigation | 0.9 | 30 | 0 | esc | 0.066382 | 8.314e-10 | 0 | 0 | 0 | 0 | 0 | 0
[120 empty] | 7.3.5.15 Identification and remediation of “at-risk species”WLDFRVegetation ContactBranch (OverHanging) | WLDFR | HFTD - Distribution - Tier 3 - 5QU CoRE ¦ 3QU LoRE | Non-Red Flag Warning - Large Fires | Vegetation Contact | Branch (OverHanging) | 2020 | 5.6297e-07 | 189.2879 | 0.00010656 | 2020 | Mitigation | 0.9 | 30 | 0 | esc | 0.066382 | 3.7371e-08 | 0 | 0 | 0 | 0 | 0 | 0
[120 empty] | 7.3.5.15 Identification and remediation of “at-risk species”WLDFRVegetation ContactFell into (Moderate-Severe defect) | WLDFR | HFTD - Distribution - Tier 3 - 5QU CoRE ¦ 3QU LoRE | Non-Red Flag Warning - Large Fires | Vegetation Contact | Fell into (Moderate-Severe defect) | 2020 | 2.6226e-07 | 189.2879 | 4.9642e-05 | 2020 | Mitigation | 0.95 | 1 | 0 | esc | 0.07007 | 1.8376e-08 | 0 | 0 | 0 | 0 | 0 | 0
[120 empty] | 7.3.5.15 Identification and remediation of “at-risk species”WLDFRVegetation ContactFell into (slight defect) | WLDFR | HFTD - Distribution - Tier 3 - 5QU CoRE ¦ 3QU LoRE | Non-Red Flag Warning - Large Fires | Vegetation Contact | Fell into (slight defect) | 2020 | 3.3846e-07 | 189.2879 | 6.4066e-05 | 2020 | Mitigation | 0.5 | 1 | 0 | esc | 0.036879 | 1.2482e-08 | 0 | 0 | 0 | 0 | 0 | 0
[120 empty] | 7.3.5.15 Identification and remediation of “at-risk species”WLDFRVegetation ContactGrow Into | WLDFR | HFTD - Distribution - Tier 3 - 5QU CoRE ¦ 3QU LoRE | Non-Red Flag Warning - Large Fires | Vegetation Contact | Grow Into | 2020 | 2.9163e-08 | 189.2879 | 5.5202e-06 | 2020 | Mitigation | 0.5 | 1 | 0 | esc | 0.036879 | 1.0755e-09 | 0 | 0 | 0 | 0 | 0 | 0
[120 empty] | 7.3.5.15 Identification and remediation of “at-risk species”WLDFRVegetation ContactBranch (Not overhanging, 4-12ft) | WLDFR | HFTD - Distribution - Tier 3 - 5QU CoRE ¦ 3QU LoRE | Non-Red Flag Warning - Small Fires | Vegetation Contact | Branch (Not overhanging, 4-12ft) | 2020 | 1.2157e-05 | 189.2879 | 0.0023011 | 2020 | Mitigation | 0.5 | 30 | 0 | esc | 0.036879 | 4.4833e-07 | 0 | 0 | 0 | 0 | 0 | 0
[120 empty] | 7.3.5.15 Identification and remediation of “at-risk species”WLDFRVegetation ContactBranch (Not overhanging, within 4ft) | WLDFR | HFTD - Distribution - Tier 3 - 5QU CoRE ¦ 3QU LoRE | Non-Red Flag Warning - Small Fires | Vegetation Contact | Branch (Not overhanging, within 4ft) | 2020 | 5.3366e-06 | 189.2879 | 0.0010102 | 2020 | Mitigation | 0.9 | 30 | 0 | esc | 0.066382 | 3.5425e-07 | 0 | 0 | 0 | 0 | 0 | 0
[120 empty] | 7.3.5.15 Identification and remediation of “at-risk species”WLDFRVegetation ContactBranch (OverHanging) | WLDFR | HFTD - Distribution - Tier 3 - 5QU CoRE ¦ 3QU LoRE | Non-Red Flag Warning - Small Fires | Vegetation Contact | Branch (OverHanging) | 2020 | 0.00023993 | 189.2879 | 0.045417 | 2020 | Mitigation | 0.9 | 30 | 0 | esc | 0.066382 | 1.5927e-05 | 0 | 0 | 0 | 0 | 0 | 0
[120 empty] | 7.3.5.15 Identification and remediation of “at-risk species”WLDFRVegetation ContactFell into (Moderate-Severe defect) | WLDFR | HFTD - Distribution - Tier 3 - 5QU CoRE ¦ 3QU LoRE | Non-Red Flag Warning - Small Fires | Vegetation Contact | Fell into (Moderate-Severe defect) | 2020 | 0.00011202 | 189.2879 | 0.021204 | 2020 | Mitigation | 0.95 | 1 | 0 | esc | 0.07007 | 7.8491e-06 | 0 | 0 | 0 | 0 | 0 | 0
[120 empty] | 7.3.5.15 Identification and remediation of “at-risk species”WLDFRVegetation ContactFell into (slight defect) | WLDFR | HFTD - Distribution - Tier 3 - 5QU CoRE ¦ 3QU LoRE | Non-Red Flag Warning - Small Fires | Vegetation Contact | Fell into (slight defect) | 2020 | 0.00014457 | 189.2879 | 0.027365 | 2020 | Mitigation | 0.5 | 1 | 0 | esc | 0.036879 | 5.3315e-06 | 0 | 0 | 0 | 0 | 0 | 0
[120 empty] | 7.3.5.15 Identification and remediation of “at-risk species”WLDFRVegetation ContactGrow Into | WLDFR | HFTD - Distribution - Tier 3 - 5QU CoRE ¦ 3QU LoRE | Non-Red Flag Warning - Small Fires | Vegetation Contact | Grow Into | 2020 | 1.2455e-05 | 189.2879 | 0.0023576 | 2020 | Mitigation | 0.5 | 1 | 0 | esc | 0.036879 | 4.5934e-07 | 0 | 0 | 0 | 0 | 0 | 0
[120 empty] | 7.3.5.15 Identification and remediation of “at-risk species”WLDFRVegetation ContactBranch (Not overhanging, 4-12ft) | WLDFR | HFTD - Distribution - Tier 3 - 5QU CoRE ¦ 3QU LoRE | Red Flag Warning - Catastrophic Fires | Vegetation Contact | Branch (Not overhanging, 4-12ft) | 2020 | 1.5601e-08 | 189.2879 | 2.9531e-06 | 2020 | Mitigation | 0.5 | 30 | 0 | esc | 0.036879 | 5.7536e-10 | 0 | 0 | 0 | 0 | 0 | 0
[120 empty] | 7.3.5.15 Identification and remediation of “at-risk species”WLDFRVegetation ContactBranch (Not overhanging, within 4ft) | WLDFR | HFTD - Distribution - Tier 3 - 5QU CoRE ¦ 3QU LoRE | Red Flag Warning - Catastrophic Fires | Vegetation Contact | Branch (Not overhanging, within 4ft) | 2020 | 3.8183e-09 | 189.2879 | 7.2276e-07 | 2020 | Mitigation | 0.9 | 30 | 0 | esc | 0.066382 | 2.5347e-10 | 0 | 0 | 0 | 0 | 0 | 0
[120 empty] | 7.3.5.15 Identification and remediation of “at-risk species”WLDFRVegetation ContactBranch (OverHanging) | WLDFR | HFTD - Distribution - Tier 3 - 5QU CoRE ¦ 3QU LoRE | Red Flag Warning - Catastrophic Fires | Vegetation Contact | Branch (OverHanging) | 2020 | 2.2642e-07 | 189.2879 | 4.2859e-05 | 2020 | Mitigation | 0.9 | 30 | 0 | esc | 0.066382 | 1.503e-08 | 0 | 0 | 0 | 0 | 0 | 0
[120 empty] | 7.3.5.15 Identification and remediation of “at-risk species”WLDFRVegetation ContactFell into (Moderate-Severe defect) | WLDFR | HFTD - Distribution - Tier 3 - 5QU CoRE ¦ 3QU LoRE | Red Flag Warning - Catastrophic Fires | Vegetation Contact | Fell into (Moderate-Severe defect) | 2020 | 7.0355e-08 | 189.2879 | 1.3317e-05 | 2020 | Mitigation | 0.95 | 1 | 0 | esc | 0.07007 | 4.9297e-09 | 0 | 0 | 0 | 0 | 0 | 0
[120 empty] | 7.3.5.15 Identification and remediation of “at-risk species”WLDFRVegetation ContactFell into (slight defect) | WLDFR | HFTD - Distribution - Tier 3 - 5QU CoRE ¦ 3QU LoRE | Red Flag Warning - Catastrophic Fires | Vegetation Contact | Fell into (slight defect) | 2020 | 7.7971e-08 | 189.2879 | 1.4759e-05 | 2020 | Mitigation | 0.5 | 1 | 0 | esc | 0.036879 | 2.8755e-09 | 0 | 0 | 0 | 0 | 0 | 0
[120 empty] | 7.3.5.15 Identification and remediation of “at-risk species”WLDFRVegetation ContactGrow Into | WLDFR | HFTD - Distribution - Tier 3 - 5QU CoRE ¦ 3QU LoRE | Red Flag Warning - Catastrophic Fires | Vegetation Contact | Grow Into | 2020 | 8.1831e-09 | 189.2879 | 1.549e-06 | 2020 | Mitigation | 0.5 | 1 | 0 | esc | 0.036879 | 3.0178e-10 | 0 | 0 | 0 | 0 | 0 | 0
[120 empty] | 7.3.5.15 Identification and remediation of “at-risk species”WLDFRVegetation ContactBranch (Not overhanging, 4-12ft) | WLDFR | HFTD - Distribution - Tier 3 - 5QU CoRE ¦ 3QU LoRE | Red Flag Warning - Destructive Fires | Vegetation Contact | Branch (Not overhanging, 4-12ft) | 2020 | 2.2407e-09 | 189.2879 | 4.2414e-07 | 2020 | Mitigation | 0.5 | 30 | 0 | esc | 0.036879 | 8.2635e-11 | 0 | 0 | 0 | 0 | 0 | 0
[120 empty] | 7.3.5.15 Identification and remediation of “at-risk species”WLDFRVegetation ContactBranch (Not overhanging, within 4ft) | WLDFR | HFTD - Distribution - Tier 3 - 5QU CoRE ¦ 3QU LoRE | Red Flag Warning - Destructive Fires | Vegetation Contact | Branch (Not overhanging, within 4ft) | 2020 | 5.4719e-10 | 189.2879 | 1.0358e-07 | 2020 | Mitigation | 0.9 | 30 | 0 | esc | 0.066382 | 3.6324e-11 | 0 | 0 | 0 | 0 | 0 | 0
[120 empty] | 7.3.5.15 Identification and remediation of “at-risk species”WLDFRVegetation ContactBranch (OverHanging) | WLDFR | HFTD - Distribution - Tier 3 - 5QU CoRE ¦ 3QU LoRE | Red Flag Warning - Destructive Fires | Vegetation Contact | Branch (OverHanging) | 2020 | 3.2453e-08 | 189.2879 | 6.143e-06 | 2020 | Mitigation | 0.9 | 30 | 0 | esc | 0.066382 | 2.1543e-09 | 0 | 0 | 0 | 0 | 0 | 0
[120 empty] | 7.3.5.15 Identification and remediation of “at-risk species”WLDFRVegetation ContactFell into (Moderate-Severe defect) | WLDFR | HFTD - Distribution - Tier 3 - 5QU CoRE ¦ 3QU LoRE | Red Flag Warning - Destructive Fires | Vegetation Contact | Fell into (Moderate-Severe defect) | 2020 | 1.0137e-08 | 189.2879 | 1.9187e-06 | 2020 | Mitigation | 0.95 | 1 | 0 | esc | 0.07007 | 7.1027e-10 | 0 | 0 | 0 | 0 | 0 | 0
[120 empty] | 7.3.5.15 Identification and remediation of “at-risk species”WLDFRVegetation ContactFell into (slight defect) | WLDFR | HFTD - Distribution - Tier 3 - 5QU CoRE ¦ 3QU LoRE | Red Flag Warning - Destructive Fires | Vegetation Contact | Fell into (slight defect) | 2020 | 1.1234e-08 | 189.2879 | 2.1265e-06 | 2020 | Mitigation | 0.5 | 1 | 0 | esc | 0.036879 | 4.1431e-10 | 0 | 0 | 0 | 0 | 0 | 0
[120 empty] | 7.3.5.15 Identification and remediation of “at-risk species”WLDFRVegetation ContactGrow Into | WLDFR | HFTD - Distribution - Tier 3 - 5QU CoRE ¦ 3QU LoRE | Red Flag Warning - Destructive Fires | Vegetation Contact | Grow Into | 2020 | 1.1788e-09 | 189.2879 | 2.2314e-07 | 2020 | Mitigation | 0.5 | 1 | 0 | esc | 0.036879 | 4.3475e-11 | 0 | 0 | 0 | 0 | 0 | 0
[120 empty] | 7.3.5.15 Identification and remediation of “at-risk species”WLDFRVegetation ContactBranch (Not overhanging, 4-12ft) | WLDFR | HFTD - Distribution - Tier 3 - 5QU CoRE ¦ 3QU LoRE | Red Flag Warning - Large Fires | Vegetation Contact | Branch (Not overhanging, 4-12ft) | 2020 | 1.2815e-07 | 189.2879 | 2.4257e-05 | 2020 | Mitigation | 0.5 | 30 | 0 | esc | 0.036879 | 4.726e-09 | 0 | 0 | 0 | 0 | 0 | 0
[120 empty] | 7.3.5.15 Identification and remediation of “at-risk species”WLDFRVegetation ContactBranch (Not overhanging, within 4ft) | WLDFR | HFTD - Distribution - Tier 3 - 5QU CoRE ¦ 3QU LoRE | Red Flag Warning - Large Fires | Vegetation Contact | Branch (Not overhanging, within 4ft) | 2020 | 3.2178e-08 | 189.2879 | 6.0908e-06 | 2020 | Mitigation | 0.9 | 30 | 0 | esc | 0.066382 | 2.136e-09 | 0 | 0 | 0 | 0 | 0 | 0
[120 empty] | 7.3.5.15 Identification and remediation of “at-risk species”WLDFRVegetation ContactBranch (OverHanging) | WLDFR | HFTD - Distribution - Tier 3 - 5QU CoRE ¦ 3QU LoRE | Red Flag Warning - Large Fires | Vegetation Contact | Branch (OverHanging) | 2020 | 1.9162e-06 | 189.2879 | 0.00036271 | 2020 | Mitigation | 0.9 | 30 | 0 | esc | 0.066382 | 1.272e-07 | 0 | 0 | 0 | 0 | 0 | 0
[120 empty] | 7.3.5.15 Identification and remediation of “at-risk species”WLDFRVegetation ContactFell into (Moderate-Severe defect) | WLDFR | HFTD - Distribution - Tier 3 - 5QU CoRE ¦ 3QU LoRE | Red Flag Warning - Large Fires | Vegetation Contact | Fell into (Moderate-Severe defect) | 2020 | 5.6669e-07 | 189.2879 | 0.00010727 | 2020 | Mitigation | 0.95 | 1 | 0 | esc | 0.07007 | 3.9708e-08 | 0 | 0 | 0 | 0 | 0 | 0
[120 empty] | 7.3.5.15 Identification and remediation of “at-risk species”WLDFRVegetation ContactFell into (slight defect) | WLDFR | HFTD - Distribution - Tier 3 - 5QU CoRE ¦ 3QU LoRE | Red Flag Warning - Large Fires | Vegetation Contact | Fell into (slight defect) | 2020 | 6.2817e-07 | 189.2879 | 0.0001189 | 2020 | Mitigation | 0.5 | 1 | 0 | esc | 0.036879 | 2.3166e-08 | 0 | 0 | 0 | 0 | 0 | 0
[120 empty] | 7.3.5.15 Identification and remediation of “at-risk species”WLDFRVegetation ContactGrow Into | WLDFR | HFTD - Distribution - Tier 3 - 5QU CoRE ¦ 3QU LoRE | Red Flag Warning - Large Fires | Vegetation Contact | Grow Into | 2020 | 6.5845e-08 | 189.2879 | 1.2464e-05 | 2020 | Mitigation | 0.5 | 1 | 0 | esc | 0.036879 | 2.4283e-09 | 0 | 0 | 0 | 0 | 0 | 0
[120 empty] | 7.3.5.15 Identification and remediation of “at-risk species”WLDFRVegetation ContactBranch (Not overhanging, 4-12ft) | WLDFR | HFTD - Distribution - Tier 3 - 5QU CoRE ¦ 3QU LoRE | Red Flag Warning - Small Fires | Vegetation Contact | Branch (Not overhanging, 4-12ft) | 2020 | 4.9443e-06 | 189.2879 | 0.00093589 | 2020 | Mitigation | 0.5 | 30 | 0 | esc | 0.036879 | 1.8234e-07 | 0 | 0 | 0 | 0 | 0 | 0
[120 empty] | 7.3.5.15 Identification and remediation of “at-risk species”WLDFRVegetation ContactBranch (Not overhanging, within 4ft) | WLDFR | HFTD - Distribution - Tier 3 - 5QU CoRE ¦ 3QU LoRE | Red Flag Warning - Small Fires | Vegetation Contact | Branch (Not overhanging, within 4ft) | 2020 | 1.2404e-06 | 189.2879 | 0.0002348 | 2020 | Mitigation | 0.9 | 30 | 0 | esc | 0.066382 | 8.2343e-08 | 0 | 0 | 0 | 0 | 0 | 0
[120 empty] | 7.3.5.15 Identification and remediation of “at-risk species”WLDFRVegetation ContactBranch (OverHanging) | WLDFR | HFTD - Distribution - Tier 3 - 5QU CoRE ¦ 3QU LoRE | Red Flag Warning - Small Fires | Vegetation Contact | Branch (OverHanging) | 2020 | 7.3886e-05 | 189.2879 | 0.013986 | 2020 | Mitigation | 0.9 | 30 | 0 | esc | 0.066382 | 4.9047e-06 | 0 | 0 | 0 | 0 | 0 | 0
[120 empty] | 7.3.5.15 Identification and remediation of “at-risk species”WLDFRVegetation ContactFell into (Moderate-Severe defect) | WLDFR | HFTD - Distribution - Tier 3 - 5QU CoRE ¦ 3QU LoRE | Red Flag Warning - Small Fires | Vegetation Contact | Fell into (Moderate-Severe defect) | 2020 | 2.1899e-05 | 189.2879 | 0.0041452 | 2020 | Mitigation | 0.95 | 1 | 0 | esc | 0.07007 | 1.5345e-06 | 0 | 0 | 0 | 0 | 0 | 0
[120 empty] | 7.3.5.15 Identification and remediation of “at-risk species”WLDFRVegetation ContactFell into (slight defect) | WLDFR | HFTD - Distribution - Tier 3 - 5QU CoRE ¦ 3QU LoRE | Red Flag Warning - Small Fires | Vegetation Contact | Fell into (slight defect) | 2020 | 2.4275e-05 | 189.2879 | 0.004595 | 2020 | Mitigation | 0.5 | 1 | 0 | esc | 0.036879 | 8.9524e-07 | 0 | 0 | 0 | 0 | 0 | 0
[120 empty] | 7.3.5.15 Identification and remediation of “at-risk species”WLDFRVegetation ContactGrow Into | WLDFR | HFTD - Distribution - Tier 3 - 5QU CoRE ¦ 3QU LoRE | Red Flag Warning - Small Fires | Vegetation Contact | Grow Into | 2020 | 2.5443e-06 | 189.2879 | 0.0004816 | 2020 | Mitigation | 0.5 | 1 | 0 | esc | 0.036879 | 9.3829e-08 | 0 | 0 | 0 | 0 | 0 | 0
[120 empty] | 7.3.5.15 Identification and remediation of “at-risk species”WLDFRCC - Seismic ScenarioSeismic Scenario | WLDFR | HFTD - Distribution - Tier 3 - 5QU CoRE ¦ 3QU LoRE | Seismic - Non-Red Flag Warning - Catastrophic Fires | CC - Seismic Scenario | Seismic Scenario | 2020 | 9.2831e-10 | 189.2879 | 1.7572e-07 | 2020 | Mitigation | 0.082056 | 1 | 0 | esc | 0.0060523 | 5.6184e-12 | 0 | 0 | 0 | 0 | 0 | 0
[120 empty] | 7.3.5.15 Identification and remediation of “at-risk species”WLDFRCC - Seismic ScenarioSeismic Scenario | WLDFR | HFTD - Distribution - Tier 3 - 5QU CoRE ¦ 3QU LoRE | Seismic - Red Flag Warning - Catastrophic Fires | CC - Seismic Scenario | Seismic Scenario | 2020 | 4.0028e-08 | 189.2879 | 7.5769e-06 | 2020 | Mitigation | 0.082056 | 1 | 0 | esc | 0.0060523 | 2.4226e-10 | 0 | 0 | 0 | 0 | 0 | 0
[120 empty] | 7.3.5.15 Identification and remediation of “at-risk species”WLDFRVegetation ContactBranch (Not overhanging, 4-12ft) | WLDFR | HFTD - Distribution - Tier 3 - 5QU CoRE ¦ 4QU LoRE | Non-Red Flag Warning - Catastrophic Fires | Vegetation Contact | Branch (Not overhanging, 4-12ft) | 2020 | 7.8589e-11 | 86.1355 | 6.7693e-09 | 2020 | Mitigation | 0.5 | 30 | 0 | esc | 0.036879 | 2.8983e-12 | 0 | 0 | 0 | 0 | 0 | 0
[120 empty] | 7.3.5.15 Identification and remediation of “at-risk species”WLDFRVegetation ContactBranch (Not overhanging, within 4ft) | WLDFR | HFTD - Distribution - Tier 3 - 5QU CoRE ¦ 4QU LoRE | Non-Red Flag Warning - Catastrophic Fires | Vegetation Contact | Branch (Not overhanging, within 4ft) | 2020 | 3.5136e-11 | 86.1355 | 3.0264e-09 | 2020 | Mitigation | 0.9 | 30 | 0 | esc | 0.066382 | 2.3324e-12 | 0 | 0 | 0 | 0 | 0 | 0
[120 empty] | 7.3.5.15 Identification and remediation of “at-risk species”WLDFRVegetation ContactBranch (OverHanging) | WLDFR | HFTD - Distribution - Tier 3 - 5QU CoRE ¦ 4QU LoRE | Non-Red Flag Warning - Catastrophic Fires | Vegetation Contact | Branch (OverHanging) | 2020 | 1.5736e-09 | 86.1355 | 1.3554e-07 | 2020 | Mitigation | 0.9 | 30 | 0 | esc | 0.066382 | 1.0446e-10 | 0 | 0 | 0 | 0 | 0 | 0
[120 empty] | 7.3.5.15 Identification and remediation of “at-risk species”WLDFRVegetation ContactFell into (Moderate-Severe defect) | WLDFR | HFTD - Distribution - Tier 3 - 5QU CoRE ¦ 4QU LoRE | Non-Red Flag Warning - Catastrophic Fires | Vegetation Contact | Fell into (Moderate-Severe defect) | 2020 | 7.0176e-10 | 86.1355 | 6.0446e-08 | 2020 | Mitigation | 0.95 | 1 | 0 | esc | 0.07007 | 4.9172e-11 | 0 | 0 | 0 | 0 | 0 | 0
[120 empty] | 7.3.5.15 Identification and remediation of “at-risk species”WLDFRVegetation ContactFell into (slight defect) | WLDFR | HFTD - Distribution - Tier 3 - 5QU CoRE ¦ 4QU LoRE | Non-Red Flag Warning - Catastrophic Fires | Vegetation Contact | Fell into (slight defect) | 2020 | 9.0541e-10 | 86.1355 | 7.7988e-08 | 2020 | Mitigation | 0.5 | 1 | 0 | esc | 0.036879 | 3.339e-11 | 0 | 0 | 0 | 0 | 0 | 0
[120 empty] | 7.3.5.15 Identification and remediation of “at-risk species”WLDFRVegetation ContactGrow Into | WLDFR | HFTD - Distribution - Tier 3 - 5QU CoRE ¦ 4QU LoRE | Non-Red Flag Warning - Catastrophic Fires | Vegetation Contact | Grow Into | 2020 | 7.8141e-11 | 86.1355 | 6.7307e-09 | 2020 | Mitigation | 0.5 | 1 | 0 | esc | 0.036879 | 2.8818e-12 | 0 | 0 | 0 | 0 | 0 | 0
[120 empty] | 7.3.5.15 Identification and remediation of “at-risk species”WLDFRVegetation ContactBranch (Not overhanging, 4-12ft) | WLDFR | HFTD - Distribution - Tier 3 - 5QU CoRE ¦ 4QU LoRE | Non-Red Flag Warning - Destructive Fires | Vegetation Contact | Branch (Not overhanging, 4-12ft) | 2020 | 2.2752e-10 | 86.1355 | 1.9598e-08 | 2020 | Mitigation | 0.5 | 30 | 0 | esc | 0.036879 | 8.3907e-12 | 0 | 0 | 0 | 0 | 0 | 0
[120 empty] | 7.3.5.15 Identification and remediation of “at-risk species”WLDFRVegetation ContactBranch (Not overhanging, within 4ft) | WLDFR | HFTD - Distribution - Tier 3 - 5QU CoRE ¦ 4QU LoRE | Non-Red Flag Warning - Destructive Fires | Vegetation Contact | Branch (Not overhanging, within 4ft) | 2020 | 1.0158e-10 | 86.1355 | 8.7497e-09 | 2020 | Mitigation | 0.9 | 30 | 0 | esc | 0.066382 | 6.7431e-12 | 0 | 0 | 0 | 0 | 0 | 0
[120 empty] | 7.3.5.15 Identification and remediation of “at-risk species”WLDFRVegetation ContactBranch (OverHanging) | WLDFR | HFTD - Distribution - Tier 3 - 5QU CoRE ¦ 4QU LoRE | Non-Red Flag Warning - Destructive Fires | Vegetation Contact | Branch (OverHanging) | 2020 | 4.5518e-09 | 86.1355 | 3.9207e-07 | 2020 | Mitigation | 0.9 | 30 | 0 | esc | 0.066382 | 3.0216e-10 | 0 | 0 | 0 | 0 | 0 | 0
[120 empty] | 7.3.5.15 Identification and remediation of “at-risk species”WLDFRVegetation ContactFell into (Moderate-Severe defect) | WLDFR | HFTD - Distribution - Tier 3 - 5QU CoRE ¦ 4QU LoRE | Non-Red Flag Warning - Destructive Fires | Vegetation Contact | Fell into (Moderate-Severe defect) | 2020 | 2.0375e-09 | 86.1355 | 1.755e-07 | 2020 | Mitigation | 0.95 | 1 | 0 | esc | 0.07007 | 1.4277e-10 | 0 | 0 | 0 | 0 | 0 | 0
[120 empty] | 7.3.5.15 Identification and remediation of “at-risk species”WLDFRVegetation ContactFell into (slight defect) | WLDFR | HFTD - Distribution - Tier 3 - 5QU CoRE ¦ 4QU LoRE | Non-Red Flag Warning - Destructive Fires | Vegetation Contact | Fell into (slight defect) | 2020 | 2.6288e-09 | 86.1355 | 2.2644e-07 | 2020 | Mitigation | 0.5 | 1 | 0 | esc | 0.036879 | 9.6949e-11 | 0 | 0 | 0 | 0 | 0 | 0
[120 empty] | 7.3.5.15 Identification and remediation of “at-risk species”WLDFRVegetation ContactGrow Into | WLDFR | HFTD - Distribution - Tier 3 - 5QU CoRE ¦ 4QU LoRE | Non-Red Flag Warning - Destructive Fires | Vegetation Contact | Grow Into | 2020 | 2.2684e-10 | 86.1355 | 1.9539e-08 | 2020 | Mitigation | 0.5 | 1 | 0 | esc | 0.036879 | 8.3656e-12 | 0 | 0 | 0 | 0 | 0 | 0
[120 empty] | 7.3.5.15 Identification and remediation of “at-risk species”WLDFRVegetation ContactBranch (Not overhanging, 4-12ft) | WLDFR | HFTD - Distribution - Tier 3 - 5QU CoRE ¦ 4QU LoRE | Non-Red Flag Warning - Large Fires | Vegetation Contact | Branch (Not overhanging, 4-12ft) | 2020 | 2.2171e-08 | 86.1355 | 1.9097e-06 | 2020 | Mitigation | 0.5 | 30 | 0 | esc | 0.036879 | 8.1765e-10 | 0 | 0 | 0 | 0 | 0 | 0
[120 empty] | 7.3.5.15 Identification and remediation of “at-risk species”WLDFRVegetation ContactBranch (Not overhanging, within 4ft) | WLDFR | HFTD - Distribution - Tier 3 - 5QU CoRE ¦ 4QU LoRE | Non-Red Flag Warning - Large Fires | Vegetation Contact | Branch (Not overhanging, within 4ft) | 2020 | 9.8399e-09 | 86.1355 | 8.4757e-07 | 2020 | Mitigation | 0.9 | 30 | 0 | esc | 0.066382 | 6.5319e-10 | 0 | 0 | 0 | 0 | 0 | 0
[120 empty] | 7.3.5.15 Identification and remediation of “at-risk species”WLDFRVegetation ContactBranch (OverHanging) | WLDFR | HFTD - Distribution - Tier 3 - 5QU CoRE ¦ 4QU LoRE | Non-Red Flag Warning - Large Fires | Vegetation Contact | Branch (OverHanging) | 2020 | 4.5469e-07 | 86.1355 | 3.9165e-05 | 2020 | Mitigation | 0.9 | 30 | 0 | esc | 0.066382 | 3.0183e-08 | 0 | 0 | 0 | 0 | 0 | 0
[120 empty] | 7.3.5.15 Identification and remediation of “at-risk species”WLDFRVegetation ContactFell into (Moderate-Severe defect) | WLDFR | HFTD - Distribution - Tier 3 - 5QU CoRE ¦ 4QU LoRE | Non-Red Flag Warning - Large Fires | Vegetation Contact | Fell into (Moderate-Severe defect) | 2020 | 2.1499e-07 | 86.1355 | 1.8519e-05 | 2020 | Mitigation | 0.95 | 1 | 0 | esc | 0.07007 | 1.5065e-08 | 0 | 0 | 0 | 0 | 0 | 0
[120 empty] | 7.3.5.15 Identification and remediation of “at-risk species”WLDFRVegetation ContactFell into (slight defect) | WLDFR | HFTD - Distribution - Tier 3 - 5QU CoRE ¦ 4QU LoRE | Non-Red Flag Warning - Large Fires | Vegetation Contact | Fell into (slight defect) | 2020 | 2.7791e-07 | 86.1355 | 2.3938e-05 | 2020 | Mitigation | 0.5 | 1 | 0 | esc | 0.036879 | 1.0249e-08 | 0 | 0 | 0 | 0 | 0 | 0
[120 empty] | 7.3.5.15 Identification and remediation of “at-risk species”WLDFRVegetation ContactGrow Into | WLDFR | HFTD - Distribution - Tier 3 - 5QU CoRE ¦ 4QU LoRE | Non-Red Flag Warning - Large Fires | Vegetation Contact | Grow Into | 2020 | 2.3716e-08 | 86.1355 | 2.0428e-06 | 2020 | Mitigation | 0.5 | 1 | 0 | esc | 0.036879 | 8.7463e-10 | 0 | 0 | 0 | 0 | 0 | 0
[120 empty] | 7.3.5.15 Identification and remediation of “at-risk species”WLDFRVegetation ContactBranch (Not overhanging, 4-12ft) | WLDFR | HFTD - Distribution - Tier 3 - 5QU CoRE ¦ 4QU LoRE | Non-Red Flag Warning - Small Fires | Vegetation Contact | Branch (Not overhanging, 4-12ft) | 2020 | 1.0142e-05 | 86.1355 | 0.00087359 | 2020 | Mitigation | 0.5 | 30 | 0 | esc | 0.036879 | 3.7403e-07 | 0 | 0 | 0 | 0 | 0 | 0
[120 empty] | 7.3.5.15 Identification and remediation of “at-risk species”WLDFRVegetation ContactBranch (Not overhanging, within 4ft) | WLDFR | HFTD - Distribution - Tier 3 - 5QU CoRE ¦ 4QU LoRE | Non-Red Flag Warning - Small Fires | Vegetation Contact | Branch (Not overhanging, within 4ft) | 2020 | 4.519e-06 | 86.1355 | 0.00038924 | 2020 | Mitigation | 0.9 | 30 | 0 | esc | 0.066382 | 2.9998e-07 | 0 | 0 | 0 | 0 | 0 | 0
[120 empty] | 7.3.5.15 Identification and remediation of “at-risk species”WLDFRVegetation ContactBranch (OverHanging) | WLDFR | HFTD - Distribution - Tier 3 - 5QU CoRE ¦ 4QU LoRE | Non-Red Flag Warning - Small Fires | Vegetation Contact | Branch (OverHanging) | 2020 | 0.00020869 | 86.1355 | 0.017976 | 2020 | Mitigation | 0.9 | 30 | 0 | esc | 0.066382 | 1.3854e-05 | 0 | 0 | 0 | 0 | 0 | 0
[120 empty] | 7.3.5.15 Identification and remediation of “at-risk species”WLDFRVegetation ContactFell into (Moderate-Severe defect) | WLDFR | HFTD - Distribution - Tier 3 - 5QU CoRE ¦ 4QU LoRE | Non-Red Flag Warning - Small Fires | Vegetation Contact | Fell into (Moderate-Severe defect) | 2020 | 9.7828e-05 | 86.1355 | 0.0084264 | 2020 | Mitigation | 0.95 | 1 | 0 | esc | 0.07007 | 6.8548e-06 | 0 | 0 | 0 | 0 | 0 | 0
[120 empty] | 7.3.5.15 Identification and remediation of “at-risk species”WLDFRVegetation ContactFell into (slight defect) | WLDFR | HFTD - Distribution - Tier 3 - 5QU CoRE ¦ 4QU LoRE | Non-Red Flag Warning - Small Fires | Vegetation Contact | Fell into (slight defect) | 2020 | 0.00012645 | 86.1355 | 0.010892 | 2020 | Mitigation | 0.5 | 1 | 0 | esc | 0.036879 | 4.6634e-06 | 0 | 0 | 0 | 0 | 0 | 0
[120 empty] | 7.3.5.15 Identification and remediation of “at-risk species”WLDFRVegetation ContactGrow Into | WLDFR | HFTD - Distribution - Tier 3 - 5QU CoRE ¦ 4QU LoRE | Non-Red Flag Warning - Small Fires | Vegetation Contact | Grow Into | 2020 | 1.0792e-05 | 86.1355 | 0.00092961 | 2020 | Mitigation | 0.5 | 1 | 0 | esc | 0.036879 | 3.9801e-07 | 0 | 0 | 0 | 0 | 0 | 0
[120 empty] | 7.3.5.15 Identification and remediation of “at-risk species”WLDFRVegetation ContactBranch (Not overhanging, 4-12ft) | WLDFR | HFTD - Distribution - Tier 3 - 5QU CoRE ¦ 4QU LoRE | Red Flag Warning - Catastrophic Fires | Vegetation Contact | Branch (Not overhanging, 4-12ft) | 2020 | 1.285e-08 | 86.1355 | 1.1069e-06 | 2020 | Mitigation | 0.5 | 30 | 0 | esc | 0.036879 | 4.7391e-10 | 0 | 0 | 0 | 0 | 0 | 0
[120 empty] | 7.3.5.15 Identification and remediation of “at-risk species”WLDFRVegetation ContactBranch (Not overhanging, within 4ft) | WLDFR | HFTD - Distribution - Tier 3 - 5QU CoRE ¦ 4QU LoRE | Red Flag Warning - Catastrophic Fires | Vegetation Contact | Branch (Not overhanging, within 4ft) | 2020 | 3.2834e-09 | 86.1355 | 2.8282e-07 | 2020 | Mitigation | 0.9 | 30 | 0 | esc | 0.066382 | 2.1796e-10 | 0 | 0 | 0 | 0 | 0 | 0
[120 empty] | 7.3.5.15 Identification and remediation of “at-risk species”WLDFRVegetation ContactBranch (OverHanging) | WLDFR | HFTD - Distribution - Tier 3 - 5QU CoRE ¦ 4QU LoRE | Red Flag Warning - Catastrophic Fires | Vegetation Contact | Branch (OverHanging) | 2020 | 1.9482e-07 | 86.1355 | 1.6781e-05 | 2020 | Mitigation | 0.9 | 30 | 0 | esc | 0.066382 | 1.2932e-08 | 0 | 0 | 0 | 0 | 0 | 0
[120 empty] | 7.3.5.15 Identification and remediation of “at-risk species”WLDFRVegetation ContactFell into (Moderate-Severe defect) | WLDFR | HFTD - Distribution - Tier 3 - 5QU CoRE ¦ 4QU LoRE | Red Flag Warning - Catastrophic Fires | Vegetation Contact | Fell into (Moderate-Severe defect) | 2020 | 5.5156e-08 | 86.1355 | 4.7509e-06 | 2020 | Mitigation | 0.95 | 1 | 0 | esc | 0.07007 | 3.8648e-09 | 0 | 0 | 0 | 0 | 0 | 0
[120 empty] | 7.3.5.15 Identification and remediation of “at-risk species”WLDFRVegetation ContactFell into (slight defect) | WLDFR | HFTD - Distribution - Tier 3 - 5QU CoRE ¦ 4QU LoRE | Red Flag Warning - Catastrophic Fires | Vegetation Contact | Fell into (slight defect) | 2020 | 6.1123e-08 | 86.1355 | 5.2649e-06 | 2020 | Mitigation | 0.5 | 1 | 0 | esc | 0.036879 | 2.2542e-09 | 0 | 0 | 0 | 0 | 0 | 0
[120 empty] | 7.3.5.15 Identification and remediation of “at-risk species”WLDFRVegetation ContactGrow Into | WLDFR | HFTD - Distribution - Tier 3 - 5QU CoRE ¦ 4QU LoRE | Red Flag Warning - Catastrophic Fires | Vegetation Contact | Grow Into | 2020 | 6.4173e-09 | 86.1355 | 5.5276e-07 | 2020 | Mitigation | 0.5 | 1 | 0 | esc | 0.036879 | 2.3666e-10 | 0 | 0 | 0 | 0 | 0 | 0
[120 empty] | 7.3.5.15 Identification and remediation of “at-risk species”WLDFRVegetation ContactBranch (Not overhanging, 4-12ft) | WLDFR | HFTD - Distribution - Tier 3 - 5QU CoRE ¦ 4QU LoRE | Red Flag Warning - Destructive Fires | Vegetation Contact | Branch (Not overhanging, 4-12ft) | 2020 | 1.8708e-09 | 86.1355 | 1.6114e-07 | 2020 | Mitigation | 0.5 | 30 | 0 | esc | 0.036879 | 6.8992e-11 | 0 | 0 | 0 | 0 | 0 | 0
[120 empty] | 7.3.5.15 Identification and remediation of “at-risk species”WLDFRVegetation ContactBranch (Not overhanging, within 4ft) | WLDFR | HFTD - Distribution - Tier 3 - 5QU CoRE ¦ 4QU LoRE | Red Flag Warning - Destructive Fires | Vegetation Contact | Branch (Not overhanging, within 4ft) | 2020 | 4.7735e-10 | 86.1355 | 4.1117e-08 | 2020 | Mitigation | 0.9 | 30 | 0 | esc | 0.066382 | 3.1688e-11 | 0 | 0 | 0 | 0 | 0 | 0
[120 empty] | 7.3.5.15 Identification and remediation of “at-risk species”WLDFRVegetation ContactBranch (OverHanging) | WLDFR | HFTD - Distribution - Tier 3 - 5QU CoRE ¦ 4QU LoRE | Red Flag Warning - Destructive Fires | Vegetation Contact | Branch (OverHanging) | 2020 | 2.8338e-08 | 86.1355 | 2.4409e-06 | 2020 | Mitigation | 0.9 | 30 | 0 | esc | 0.066382 | 1.8811e-09 | 0 | 0 | 0 | 0 | 0 | 0
[120 empty] | 7.3.5.15 Identification and remediation of “at-risk species”WLDFRVegetation ContactFell into (Moderate-Severe defect) | WLDFR | HFTD - Distribution - Tier 3 - 5QU CoRE ¦ 4QU LoRE | Red Flag Warning - Destructive Fires | Vegetation Contact | Fell into (Moderate-Severe defect) | 2020 | 8.0527e-09 | 86.1355 | 6.9363e-07 | 2020 | Mitigation | 0.95 | 1 | 0 | esc | 0.07007 | 5.6425e-10 | 0 | 0 | 0 | 0 | 0 | 0
[120 empty] | 7.3.5.15 Identification and remediation of “at-risk species”WLDFRVegetation ContactFell into (slight defect) | WLDFR | HFTD - Distribution - Tier 3 - 5QU CoRE ¦ 4QU LoRE | Red Flag Warning - Destructive Fires | Vegetation Contact | Fell into (slight defect) | 2020 | 8.9242e-09 | 86.1355 | 7.6869e-07 | 2020 | Mitigation | 0.5 | 1 | 0 | esc | 0.036879 | 3.2912e-10 | 0 | 0 | 0 | 0 | 0 | 0
[120 empty] | 7.3.5.15 Identification and remediation of “at-risk species”WLDFRVegetation ContactGrow Into | WLDFR | HFTD - Distribution - Tier 3 - 5QU CoRE ¦ 4QU LoRE | Red Flag Warning - Destructive Fires | Vegetation Contact | Grow Into | 2020 | 9.3678e-10 | 86.1355 | 8.069e-08 | 2020 | Mitigation | 0.5 | 1 | 0 | esc | 0.036879 | 3.4547e-11 | 0 | 0 | 0 | 0 | 0 | 0
[120 empty] | 7.3.5.15 Identification and remediation of “at-risk species”WLDFRVegetation ContactBranch (Not overhanging, 4-12ft) | WLDFR | HFTD - Distribution - Tier 3 - 5QU CoRE ¦ 4QU LoRE | Red Flag Warning - Large Fires | Vegetation Contact | Branch (Not overhanging, 4-12ft) | 2020 | 9.9668e-08 | 86.1355 | 8.585e-06 | 2020 | Mitigation | 0.5 | 30 | 0 | esc | 0.036879 | 3.6757e-09 | 0 | 0 | 0 | 0 | 0 | 0
[120 empty] | 7.3.5.15 Identification and remediation of “at-risk species”WLDFRVegetation ContactBranch (Not overhanging, within 4ft) | WLDFR | HFTD - Distribution - Tier 3 - 5QU CoRE ¦ 4QU LoRE | Red Flag Warning - Large Fires | Vegetation Contact | Branch (Not overhanging, within 4ft) | 2020 | 2.528e-08 | 86.1355 | 2.1775e-06 | 2020 | Mitigation | 0.9 | 30 | 0 | esc | 0.066382 | 1.6782e-09 | 0 | 0 | 0 | 0 | 0 | 0
[120 empty] | 7.3.5.15 Identification and remediation of “at-risk species”WLDFRVegetation ContactBranch (OverHanging) | WLDFR | HFTD - Distribution - Tier 3 - 5QU CoRE ¦ 4QU LoRE | Red Flag Warning - Large Fires | Vegetation Contact | Branch (OverHanging) | 2020 | 1.5476e-06 | 86.1355 | 0.00013331 | 2020 | Mitigation | 0.9 | 30 | 0 | esc | 0.066382 | 1.0273e-07 | 0 | 0 | 0 | 0 | 0 | 0
[120 empty] | 7.3.5.15 Identification and remediation of “at-risk species”WLDFRVegetation ContactFell into (Moderate-Severe defect) | WLDFR | HFTD - Distribution - Tier 3 - 5QU CoRE ¦ 4QU LoRE | Red Flag Warning - Large Fires | Vegetation Contact | Fell into (Moderate-Severe defect) | 2020 | 4.6456e-07 | 86.1355 | 4.0015e-05 | 2020 | Mitigation | 0.95 | 1 | 0 | esc | 0.07007 | 3.2552e-08 | 0 | 0 | 0 | 0 | 0 | 0
[120 empty] | 7.3.5.15 Identification and remediation of “at-risk species”WLDFRVegetation ContactFell into (slight defect) | WLDFR | HFTD - Distribution - Tier 3 - 5QU CoRE ¦ 4QU LoRE | Red Flag Warning - Large Fires | Vegetation Contact | Fell into (slight defect) | 2020 | 5.1579e-07 | 86.1355 | 4.4428e-05 | 2020 | Mitigation | 0.5 | 1 | 0 | esc | 0.036879 | 1.9022e-08 | 0 | 0 | 0 | 0 | 0 | 0
[120 empty] | 7.3.5.15 Identification and remediation of “at-risk species”WLDFRVegetation ContactGrow Into | WLDFR | HFTD - Distribution - Tier 3 - 5QU CoRE ¦ 4QU LoRE | Red Flag Warning - Large Fires | Vegetation Contact | Grow Into | 2020 | 5.3547e-08 | 86.1355 | 4.6123e-06 | 2020 | Mitigation | 0.5 | 1 | 0 | esc | 0.036879 | 1.9747e-09 | 0 | 0 | 0 | 0 | 0 | 0
[120 empty] | 7.3.5.15 Identification and remediation of “at-risk species”WLDFRVegetation ContactBranch (Not overhanging, 4-12ft) | WLDFR | HFTD - Distribution - Tier 3 - 5QU CoRE ¦ 4QU LoRE | Red Flag Warning - Small Fires | Vegetation Contact | Branch (Not overhanging, 4-12ft) | 2020 | 4.1249e-06 | 86.1355 | 0.0003553 | 2020 | Mitigation | 0.5 | 30 | 0 | esc | 0.036879 | 1.5212e-07 | 0 | 0 | 0 | 0 | 0 | 0
[120 empty] | 7.3.5.15 Identification and remediation of “at-risk species”WLDFRVegetation ContactBranch (Not overhanging, within 4ft) | WLDFR | HFTD - Distribution - Tier 3 - 5QU CoRE ¦ 4QU LoRE | Red Flag Warning - Small Fires | Vegetation Contact | Branch (Not overhanging, within 4ft) | 2020 | 1.0504e-06 | 86.1355 | 9.0476e-05 | 2020 | Mitigation | 0.9 | 30 | 0 | esc | 0.066382 | 6.9727e-08 | 0 | 0 | 0 | 0 | 0 | 0
[120 empty] | 7.3.5.15 Identification and remediation of “at-risk species”WLDFRVegetation ContactBranch (OverHanging) | WLDFR | HFTD - Distribution - Tier 3 - 5QU CoRE ¦ 4QU LoRE | Red Flag Warning - Small Fires | Vegetation Contact | Branch (OverHanging) | 2020 | 6.4266e-05 | 86.1355 | 0.0055356 | 2020 | Mitigation | 0.9 | 30 | 0 | esc | 0.066382 | 4.2661e-06 | 0 | 0 | 0 | 0 | 0 | 0
[120 empty] | 7.3.5.15 Identification and remediation of “at-risk species”WLDFRVegetation ContactFell into (Moderate-Severe defect) | WLDFR | HFTD - Distribution - Tier 3 - 5QU CoRE ¦ 4QU LoRE | Red Flag Warning - Small Fires | Vegetation Contact | Fell into (Moderate-Severe defect) | 2020 | 1.9125e-05 | 86.1355 | 0.0016473 | 2020 | Mitigation | 0.95 | 1 | 0 | esc | 0.07007 | 1.3401e-06 | 0 | 0 | 0 | 0 | 0 | 0
[120 empty] | 7.3.5.15 Identification and remediation of “at-risk species”WLDFRVegetation ContactFell into (slight defect) | WLDFR | HFTD - Distribution - Tier 3 - 5QU CoRE ¦ 4QU LoRE | Red Flag Warning - Small Fires | Vegetation Contact | Fell into (slight defect) | 2020 | 2.1233e-05 | 86.1355 | 0.0018289 | 2020 | Mitigation | 0.5 | 1 | 0 | esc | 0.036879 | 7.8306e-07 | 0 | 0 | 0 | 0 | 0 | 0
[120 empty] | 7.3.5.15 Identification and remediation of “at-risk species”WLDFRVegetation ContactGrow Into | WLDFR | HFTD - Distribution - Tier 3 - 5QU CoRE ¦ 4QU LoRE | Red Flag Warning - Small Fires | Vegetation Contact | Grow Into | 2020 | 2.2046e-06 | 86.1355 | 0.00018989 | 2020 | Mitigation | 0.5 | 1 | 0 | esc | 0.036879 | 8.1302e-08 | 0 | 0 | 0 | 0 | 0 | 0
[120 empty] | 7.3.5.15 Identification and remediation of “at-risk species”WLDFRCC - Seismic ScenarioSeismic Scenario | WLDFR | HFTD - Distribution - Tier 3 - 5QU CoRE ¦ 4QU LoRE | Seismic - Non-Red Flag Warning - Catastrophic Fires | CC - Seismic Scenario | Seismic Scenario | 2020 | 8.1223e-10 | 86.1355 | 6.9962e-08 | 2020 | Mitigation | 0.082056 | 1 | 0 | esc | 0.0060523 | 4.9158e-12 | 0 | 0 | 0 | 0 | 0 | 0
[120 empty] | 7.3.5.15 Identification and remediation of “at-risk species”WLDFRCC - Seismic ScenarioSeismic Scenario | WLDFR | HFTD - Distribution - Tier 3 - 5QU CoRE ¦ 4QU LoRE | Seismic - Red Flag Warning - Catastrophic Fires | CC - Seismic Scenario | Seismic Scenario | 2020 | 3.5023e-08 | 86.1355 | 3.0167e-06 | 2020 | Mitigation | 0.082056 | 1 | 0 | esc | 0.0060523 | 2.1197e-10 | 0 | 0 | 0 | 0 | 0 | 0
[120 empty] | 7.3.5.15 Identification and remediation of “at-risk species”WLDFRVegetation ContactBranch (Not overhanging, 4-12ft) | WLDFR | HFTD - Distribution - Tier 3 - 5QU CoRE ¦ 5QU LoRE | Non-Red Flag Warning - Catastrophic Fires | Vegetation Contact | Branch (Not overhanging, 4-12ft) | 2020 | 3.6419e-11 | 92.8527 | 3.3816e-09 | 2020 | Mitigation | 0.5 | 30 | 0 | esc | 0.036879 | 1.3431e-12 | 0 | 0 | 0 | 0 | 0 | 0
[120 empty] | 7.3.5.15 Identification and remediation of “at-risk species”WLDFRVegetation ContactBranch (Not overhanging, within 4ft) | WLDFR | HFTD - Distribution - Tier 3 - 5QU CoRE ¦ 5QU LoRE | Non-Red Flag Warning - Catastrophic Fires | Vegetation Contact | Branch (Not overhanging, within 4ft) | 2020 | 1.7764e-11 | 92.8527 | 1.6495e-09 | 2020 | Mitigation | 0.9 | 30 | 0 | esc | 0.066382 | 1.1792e-12 | 0 | 0 | 0 | 0 | 0 | 0
[120 empty] | 7.3.5.15 Identification and remediation of “at-risk species”WLDFRVegetation ContactBranch (OverHanging) | WLDFR | HFTD - Distribution - Tier 3 - 5QU CoRE ¦ 5QU LoRE | Non-Red Flag Warning - Catastrophic Fires | Vegetation Contact | Branch (OverHanging) | 2020 | 8.6112e-10 | 92.8527 | 7.9957e-08 | 2020 | Mitigation | 0.9 | 30 | 0 | esc | 0.066382 | 5.7163e-11 | 0 | 0 | 0 | 0 | 0 | 0
[120 empty] | 7.3.5.15 Identification and remediation of “at-risk species”WLDFRVegetation ContactFell into (Moderate-Severe defect) | WLDFR | HFTD - Distribution - Tier 3 - 5QU CoRE ¦ 5QU LoRE | Non-Red Flag Warning - Catastrophic Fires | Vegetation Contact | Fell into (Moderate-Severe defect) | 2020 | 3.6208e-10 | 92.8527 | 3.362e-08 | 2020 | Mitigation | 0.95 | 1 | 0 | esc | 0.07007 | 2.5371e-11 | 0 | 0 | 0 | 0 | 0 | 0
[120 empty] | 7.3.5.15 Identification and remediation of “at-risk species”WLDFRVegetation ContactFell into (slight defect) | WLDFR | HFTD - Distribution - Tier 3 - 5QU CoRE ¦ 5QU LoRE | Non-Red Flag Warning - Catastrophic Fires | Vegetation Contact | Fell into (slight defect) | 2020 | 4.6959e-10 | 92.8527 | 4.3603e-08 | 2020 | Mitigation | 0.5 | 1 | 0 | esc | 0.036879 | 1.7318e-11 | 0 | 0 | 0 | 0 | 0 | 0
[120 empty] | 7.3.5.15 Identification and remediation of “at-risk species”WLDFRVegetation ContactGrow Into | WLDFR | HFTD - Distribution - Tier 3 - 5QU CoRE ¦ 5QU LoRE | Non-Red Flag Warning - Catastrophic Fires | Vegetation Contact | Grow Into | 2020 | 3.9274e-11 | 92.8527 | 3.6467e-09 | 2020 | Mitigation | 0.5 | 1 | 0 | esc | 0.036879 | 1.4484e-12 | 0 | 0 | 0 | 0 | 0 | 0
[120 empty] | 7.3.5.15 Identification and remediation of “at-risk species”WLDFRVegetation ContactBranch (Not overhanging, 4-12ft) | WLDFR | HFTD - Distribution - Tier 3 - 5QU CoRE ¦ 5QU LoRE | Non-Red Flag Warning - Destructive Fires | Vegetation Contact | Branch (Not overhanging, 4-12ft) | 2020 | 1.053e-10 | 92.8527 | 9.7776e-09 | 2020 | Mitigation | 0.5 | 30 | 0 | esc | 0.036879 | 3.8834e-12 | 0 | 0 | 0 | 0 | 0 | 0
[120 empty] | 7.3.5.15 Identification and remediation of “at-risk species”WLDFRVegetation ContactBranch (Not overhanging, within 4ft) | WLDFR | HFTD - Distribution - Tier 3 - 5QU CoRE ¦ 5QU LoRE | Non-Red Flag Warning - Destructive Fires | Vegetation Contact | Branch (Not overhanging, within 4ft) | 2020 | 5.1727e-11 | 92.8527 | 4.8029e-09 | 2020 | Mitigation | 0.9 | 30 | 0 | esc | 0.066382 | 3.4337e-12 | 0 | 0 | 0 | 0 | 0 | 0
[120 empty] | 7.3.5.15 Identification and remediation of “at-risk species”WLDFRVegetation ContactBranch (OverHanging) | WLDFR | HFTD - Distribution - Tier 3 - 5QU CoRE ¦ 5QU LoRE | Non-Red Flag Warning - Destructive Fires | Vegetation Contact | Branch (OverHanging) | 2020 | 2.5288e-09 | 92.8527 | 2.3481e-07 | 2020 | Mitigation | 0.9 | 30 | 0 | esc | 0.066382 | 1.6787e-10 | 0 | 0 | 0 | 0 | 0 | 0
[120 empty] | 7.3.5.15 Identification and remediation of “at-risk species”WLDFRVegetation ContactFell into (Moderate-Severe defect) | WLDFR | HFTD - Distribution - Tier 3 - 5QU CoRE ¦ 5QU LoRE | Non-Red Flag Warning - Destructive Fires | Vegetation Contact | Fell into (Moderate-Severe defect) | 2020 | 1.0632e-09 | 92.8527 | 9.8722e-08 | 2020 | Mitigation | 0.95 | 1 | 0 | esc | 0.07007 | 7.4499e-11 | 0 | 0 | 0 | 0 | 0 | 0
[120 empty] | 7.3.5.15 Identification and remediation of “at-risk species”WLDFRVegetation ContactFell into (slight defect) | WLDFR | HFTD - Distribution - Tier 3 - 5QU CoRE ¦ 5QU LoRE | Non-Red Flag Warning - Destructive Fires | Vegetation Contact | Fell into (slight defect) | 2020 | 1.3797e-09 | 92.8527 | 1.281e-07 | 2020 | Mitigation | 0.5 | 1 | 0 | esc | 0.036879 | 5.088e-11 | 0 | 0 | 0 | 0 | 0 | 0
[120 empty] | 7.3.5.15 Identification and remediation of “at-risk species”WLDFRVegetation ContactGrow Into | WLDFR | HFTD - Distribution - Tier 3 - 5QU CoRE ¦ 5QU LoRE | Non-Red Flag Warning - Destructive Fires | Vegetation Contact | Grow Into | 2020 | 1.1501e-10 | 92.8527 | 1.0679e-08 | 2020 | Mitigation | 0.5 | 1 | 0 | esc | 0.036879 | 4.2415e-12 | 0 | 0 | 0 | 0 | 0 | 0
[120 empty] | 7.3.5.15 Identification and remediation of “at-risk species”WLDFRVegetation ContactBranch (Not overhanging, 4-12ft) | WLDFR | HFTD - Distribution - Tier 3 - 5QU CoRE ¦ 5QU LoRE | Non-Red Flag Warning - Large Fires | Vegetation Contact | Branch (Not overhanging, 4-12ft) | 2020 | 1.4357e-08 | 92.8527 | 1.3331e-06 | 2020 | Mitigation | 0.5 | 30 | 0 | esc | 0.036879 | 5.2948e-10 | 0 | 0 | 0 | 0 | 0 | 0
[120 empty] | 7.3.5.15 Identification and remediation of “at-risk species”WLDFRVegetation ContactBranch (Not overhanging, within 4ft) | WLDFR | HFTD - Distribution - Tier 3 - 5QU CoRE ¦ 5QU LoRE | Non-Red Flag Warning - Large Fires | Vegetation Contact | Branch (Not overhanging, within 4ft) | 2020 | 6.8663e-09 | 92.8527 | 6.3756e-07 | 2020 | Mitigation | 0.9 | 30 | 0 | esc | 0.066382 | 4.558e-10 | 0 | 0 | 0 | 0 | 0 | 0
[120 empty] | 7.3.5.15 Identification and remediation of “at-risk species”WLDFRVegetation ContactBranch (OverHanging) | WLDFR | HFTD - Distribution - Tier 3 - 5QU CoRE ¦ 5QU LoRE | Non-Red Flag Warning - Large Fires | Vegetation Contact | Branch (OverHanging) | 2020 | 3.2443e-07 | 92.8527 | 3.0125e-05 | 2020 | Mitigation | 0.9 | 30 | 0 | esc | 0.066382 | 2.1537e-08 | 0 | 0 | 0 | 0 | 0 | 0
[120 empty] | 7.3.5.15 Identification and remediation of “at-risk species”WLDFRVegetation ContactFell into (Moderate-Severe defect) | WLDFR | HFTD - Distribution - Tier 3 - 5QU CoRE ¦ 5QU LoRE | Non-Red Flag Warning - Large Fires | Vegetation Contact | Fell into (Moderate-Severe defect) | 2020 | 1.3614e-07 | 92.8527 | 1.2641e-05 | 2020 | Mitigation | 0.95 | 1 | 0 | esc | 0.07007 | 9.5395e-09 | 0 | 0 | 0 | 0 | 0 | 0
[120 empty] | 7.3.5.15 Identification and remediation of “at-risk species”WLDFRVegetation ContactFell into (slight defect) | WLDFR | HFTD - Distribution - Tier 3 - 5QU CoRE ¦ 5QU LoRE | Non-Red Flag Warning - Large Fires | Vegetation Contact | Fell into (slight defect) | 2020 | 1.7628e-07 | 92.8527 | 1.6368e-05 | 2020 | Mitigation | 0.5 | 1 | 0 | esc | 0.036879 | 6.5009e-09 | 0 | 0 | 0 | 0 | 0 | 0
[120 empty] | 7.3.5.15 Identification and remediation of “at-risk species”WLDFRVegetation ContactGrow Into | WLDFR | HFTD - Distribution - Tier 3 - 5QU CoRE ¦ 5QU LoRE | Non-Red Flag Warning - Large Fires | Vegetation Contact | Grow Into | 2020 | 1.4892e-08 | 92.8527 | 1.3827e-06 | 2020 | Mitigation | 0.5 | 1 | 0 | esc | 0.036879 | 5.4919e-10 | 0 | 0 | 0 | 0 | 0 | 0
[120 empty] | 7.3.5.15 Identification and remediation of “at-risk species”WLDFRVegetation ContactBranch (Not overhanging, 4-12ft) | WLDFR | HFTD - Distribution - Tier 3 - 5QU CoRE ¦ 5QU LoRE | Non-Red Flag Warning - Small Fires | Vegetation Contact | Branch (Not overhanging, 4-12ft) | 2020 | 6.0852e-06 | 92.8527 | 0.00056502 | 2020 | Mitigation | 0.5 | 30 | 0 | esc | 0.036879 | 2.2441e-07 | 0 | 0 | 0 | 0 | 0 | 0
[120 empty] | 7.3.5.15 Identification and remediation of “at-risk species”WLDFRVegetation ContactBranch (Not overhanging, within 4ft) | WLDFR | HFTD - Distribution - Tier 3 - 5QU CoRE ¦ 5QU LoRE | Non-Red Flag Warning - Small Fires | Vegetation Contact | Branch (Not overhanging, within 4ft) | 2020 | 2.9176e-06 | 92.8527 | 0.00027091 | 2020 | Mitigation | 0.9 | 30 | 0 | esc | 0.066382 | 1.9368e-07 | 0 | 0 | 0 | 0 | 0 | 0
[120 empty] | 7.3.5.15 Identification and remediation of “at-risk species”WLDFRVegetation ContactBranch (OverHanging) | WLDFR | HFTD - Distribution - Tier 3 - 5QU CoRE ¦ 5QU LoRE | Non-Red Flag Warning - Small Fires | Vegetation Contact | Branch (OverHanging) | 2020 | 0.00013831 | 92.8527 | 0.012842 | 2020 | Mitigation | 0.9 | 30 | 0 | esc | 0.066382 | 9.181e-06 | 0 | 0 | 0 | 0 | 0 | 0
[120 empty] | 7.3.5.15 Identification and remediation of “at-risk species”WLDFRVegetation ContactFell into (Moderate-Severe defect) | WLDFR | HFTD - Distribution - Tier 3 - 5QU CoRE ¦ 5QU LoRE | Non-Red Flag Warning - Small Fires | Vegetation Contact | Fell into (Moderate-Severe defect) | 2020 | 5.8039e-05 | 92.8527 | 0.005389 | 2020 | Mitigation | 0.95 | 1 | 0 | esc | 0.07007 | 4.0668e-06 | 0 | 0 | 0 | 0 | 0 | 0
[120 empty] | 7.3.5.15 Identification and remediation of “at-risk species”WLDFRVegetation ContactFell into (slight defect) | WLDFR | HFTD - Distribution - Tier 3 - 5QU CoRE ¦ 5QU LoRE | Non-Red Flag Warning - Small Fires | Vegetation Contact | Fell into (slight defect) | 2020 | 7.5164e-05 | 92.8527 | 0.0069792 | 2020 | Mitigation | 0.5 | 1 | 0 | esc | 0.036879 | 2.772e-06 | 0 | 0 | 0 | 0 | 0 | 0
[120 empty] | 7.3.5.15 Identification and remediation of “at-risk species”WLDFRVegetation ContactGrow Into | WLDFR | HFTD - Distribution - Tier 3 - 5QU CoRE ¦ 5QU LoRE | Non-Red Flag Warning - Small Fires | Vegetation Contact | Grow Into | 2020 | 6.3416e-06 | 92.8527 | 0.00058884 | 2020 | Mitigation | 0.5 | 1 | 0 | esc | 0.036879 | 2.3387e-07 | 0 | 0 | 0 | 0 | 0 | 0
[120 empty] | 7.3.5.15 Identification and remediation of “at-risk species”WLDFRVegetation ContactBranch (Not overhanging, 4-12ft) | WLDFR | HFTD - Distribution - Tier 3 - 5QU CoRE ¦ 5QU LoRE | Red Flag Warning - Catastrophic Fires | Vegetation Contact | Branch (Not overhanging, 4-12ft) | 2020 | 5.955e-09 | 92.8527 | 5.5294e-07 | 2020 | Mitigation | 0.5 | 30 | 0 | esc | 0.036879 | 2.1961e-10 | 0 | 0 | 0 | 0 | 0 | 0
[120 empty] | 7.3.5.15 Identification and remediation of “at-risk species”WLDFRVegetation ContactBranch (Not overhanging, within 4ft) | WLDFR | HFTD - Distribution - Tier 3 - 5QU CoRE ¦ 5QU LoRE | Red Flag Warning - Catastrophic Fires | Vegetation Contact | Branch (Not overhanging, within 4ft) | 2020 | 1.6601e-09 | 92.8527 | 1.5414e-07 | 2020 | Mitigation | 0.9 | 30 | 0 | esc | 0.066382 | 1.102e-10 | 0 | 0 | 0 | 0 | 0 | 0
[120 empty] | 7.3.5.15 Identification and remediation of “at-risk species”WLDFRVegetation ContactBranch (OverHanging) | WLDFR | HFTD - Distribution - Tier 3 - 5QU CoRE ¦ 5QU LoRE | Red Flag Warning - Catastrophic Fires | Vegetation Contact | Branch (OverHanging) | 2020 | 1.0661e-07 | 92.8527 | 9.8992e-06 | 2020 | Mitigation | 0.9 | 30 | 0 | esc | 0.066382 | 7.0771e-09 | 0 | 0 | 0 | 0 | 0 | 0
[120 empty] | 7.3.5.15 Identification and remediation of “at-risk species”WLDFRVegetation ContactFell into (Moderate-Severe defect) | WLDFR | HFTD - Distribution - Tier 3 - 5QU CoRE ¦ 5QU LoRE | Red Flag Warning - Catastrophic Fires | Vegetation Contact | Fell into (Moderate-Severe defect) | 2020 | 2.8458e-08 | 92.8527 | 2.6424e-06 | 2020 | Mitigation | 0.95 | 1 | 0 | esc | 0.07007 | 1.9941e-09 | 0 | 0 | 0 | 0 | 0 | 0
[120 empty] | 7.3.5.15 Identification and remediation of “at-risk species”WLDFRVegetation ContactFell into (slight defect) | WLDFR | HFTD - Distribution - Tier 3 - 5QU CoRE ¦ 5QU LoRE | Red Flag Warning - Catastrophic Fires | Vegetation Contact | Fell into (slight defect) | 2020 | 3.1702e-08 | 92.8527 | 2.9436e-06 | 2020 | Mitigation | 0.5 | 1 | 0 | esc | 0.036879 | 1.1691e-09 | 0 | 0 | 0 | 0 | 0 | 0
[120 empty] | 7.3.5.15 Identification and remediation of “at-risk species”WLDFRVegetation ContactGrow Into | WLDFR | HFTD - Distribution - Tier 3 - 5QU CoRE ¦ 5QU LoRE | Red Flag Warning - Catastrophic Fires | Vegetation Contact | Grow Into | 2020 | 3.2254e-09 | 92.8527 | 2.9949e-07 | 2020 | Mitigation | 0.5 | 1 | 0 | esc | 0.036879 | 1.1895e-10 | 0 | 0 | 0 | 0 | 0 | 0
[120 empty] | 7.3.5.15 Identification and remediation of “at-risk species”WLDFRVegetation ContactBranch (Not overhanging, 4-12ft) | WLDFR | HFTD - Distribution - Tier 3 - 5QU CoRE ¦ 5QU LoRE | Red Flag Warning - Destructive Fires | Vegetation Contact | Branch (Not overhanging, 4-12ft) | 2020 | 8.6584e-10 | 92.8527 | 8.0396e-08 | 2020 | Mitigation | 0.5 | 30 | 0 | esc | 0.036879 | 3.1931e-11 | 0 | 0 | 0 | 0 | 0 | 0
[120 empty] | 7.3.5.15 Identification and remediation of “at-risk species”WLDFRVegetation ContactBranch (Not overhanging, within 4ft) | WLDFR | HFTD - Distribution - Tier 3 - 5QU CoRE ¦ 5QU LoRE | Red Flag Warning - Destructive Fires | Vegetation Contact | Branch (Not overhanging, within 4ft) | 2020 | 2.4308e-10 | 92.8527 | 2.257e-08 | 2020 | Mitigation | 0.9 | 30 | 0 | esc | 0.066382 | 1.6136e-11 | 0 | 0 | 0 | 0 | 0 | 0
[120 empty] | 7.3.5.15 Identification and remediation of “at-risk species”WLDFRVegetation ContactBranch (OverHanging) | WLDFR | HFTD - Distribution - Tier 3 - 5QU CoRE ¦ 5QU LoRE | Red Flag Warning - Destructive Fires | Vegetation Contact | Branch (OverHanging) | 2020 | 1.5744e-08 | 92.8527 | 1.4618e-06 | 2020 | Mitigation | 0.9 | 30 | 0 | esc | 0.066382 | 1.0451e-09 | 0 | 0 | 0 | 0 | 0 | 0
[120 empty] | 7.3.5.15 Identification and remediation of “at-risk species”WLDFRVegetation ContactFell into (Moderate-Severe defect) | WLDFR | HFTD - Distribution - Tier 3 - 5QU CoRE ¦ 5QU LoRE | Red Flag Warning - Destructive Fires | Vegetation Contact | Fell into (Moderate-Severe defect) | 2020 | 4.2021e-09 | 92.8527 | 3.9018e-07 | 2020 | Mitigation | 0.95 | 1 | 0 | esc | 0.07007 | 2.9444e-10 | 0 | 0 | 0 | 0 | 0 | 0
[120 empty] | 7.3.5.15 Identification and remediation of “at-risk species”WLDFRVegetation ContactFell into (slight defect) | WLDFR | HFTD - Distribution - Tier 3 - 5QU CoRE ¦ 5QU LoRE | Red Flag Warning - Destructive Fires | Vegetation Contact | Fell into (slight defect) | 2020 | 4.6836e-09 | 92.8527 | 4.3488e-07 | 2020 | Mitigation | 0.5 | 1 | 0 | esc | 0.036879 | 1.7272e-10 | 0 | 0 | 0 | 0 | 0 | 0
[120 empty] | 7.3.5.15 Identification and remediation of “at-risk species”WLDFRVegetation ContactGrow Into | WLDFR | HFTD - Distribution - Tier 3 - 5QU CoRE ¦ 5QU LoRE | Red Flag Warning - Destructive Fires | Vegetation Contact | Grow Into | 2020 | 4.7496e-10 | 92.8527 | 4.4101e-08 | 2020 | Mitigation | 0.5 | 1 | 0 | esc | 0.036879 | 1.7516e-11 | 0 | 0 | 0 | 0 | 0 | 0
[120 empty] | 7.3.5.15 Identification and remediation of “at-risk species”WLDFRVegetation ContactBranch (Not overhanging, 4-12ft) | WLDFR | HFTD - Distribution - Tier 3 - 5QU CoRE ¦ 5QU LoRE | Red Flag Warning - Large Fires | Vegetation Contact | Branch (Not overhanging, 4-12ft) | 2020 | 6.4542e-08 | 92.8527 | 5.9929e-06 | 2020 | Mitigation | 0.5 | 30 | 0 | esc | 0.036879 | 2.3802e-09 | 0 | 0 | 0 | 0 | 0 | 0
[120 empty] | 7.3.5.15 Identification and remediation of “at-risk species”WLDFRVegetation ContactBranch (Not overhanging, within 4ft) | WLDFR | HFTD - Distribution - Tier 3 - 5QU CoRE ¦ 5QU LoRE | Red Flag Warning - Large Fires | Vegetation Contact | Branch (Not overhanging, within 4ft) | 2020 | 1.7641e-08 | 92.8527 | 1.638e-06 | 2020 | Mitigation | 0.9 | 30 | 0 | esc | 0.066382 | 1.171e-09 | 0 | 0 | 0 | 0 | 0 | 0
[120 empty] | 7.3.5.15 Identification and remediation of “at-risk species”WLDFRVegetation ContactBranch (OverHanging) | WLDFR | HFTD - Distribution - Tier 3 - 5QU CoRE ¦ 5QU LoRE | Red Flag Warning - Large Fires | Vegetation Contact | Branch (OverHanging) | 2020 | 1.1043e-06 | 92.8527 | 0.00010254 | 2020 | Mitigation | 0.9 | 30 | 0 | esc | 0.066382 | 7.3304e-08 | 0 | 0 | 0 | 0 | 0 | 0
[120 empty] | 7.3.5.15 Identification and remediation of “at-risk species”WLDFRVegetation ContactFell into (Moderate-Severe defect) | WLDFR | HFTD - Distribution - Tier 3 - 5QU CoRE ¦ 5QU LoRE | Red Flag Warning - Large Fires | Vegetation Contact | Fell into (Moderate-Severe defect) | 2020 | 2.9418e-07 | 92.8527 | 2.7315e-05 | 2020 | Mitigation | 0.95 | 1 | 0 | esc | 0.07007 | 2.0613e-08 | 0 | 0 | 0 | 0 | 0 | 0
[120 empty] | 7.3.5.15 Identification and remediation of “at-risk species”WLDFRVegetation ContactFell into (slight defect) | WLDFR | HFTD - Distribution - Tier 3 - 5QU CoRE ¦ 5QU LoRE | Red Flag Warning - Large Fires | Vegetation Contact | Fell into (slight defect) | 2020 | 3.2717e-07 | 92.8527 | 3.0378e-05 | 2020 | Mitigation | 0.5 | 1 | 0 | esc | 0.036879 | 1.2066e-08 | 0 | 0 | 0 | 0 | 0 | 0
[120 empty] | 7.3.5.15 Identification and remediation of “at-risk species”WLDFRVegetation ContactGrow Into | WLDFR | HFTD - Distribution - Tier 3 - 5QU CoRE ¦ 5QU LoRE | Red Flag Warning - Large Fires | Vegetation Contact | Grow Into | 2020 | 3.3622e-08 | 92.8527 | 3.1219e-06 | 2020 | Mitigation | 0.5 | 1 | 0 | esc | 0.036879 | 1.24e-09 | 0 | 0 | 0 | 0 | 0 | 0
[120 empty] | 7.3.5.15 Identification and remediation of “at-risk species”WLDFRVegetation ContactBranch (Not overhanging, 4-12ft) | WLDFR | HFTD - Distribution - Tier 3 - 5QU CoRE ¦ 5QU LoRE | Red Flag Warning - Small Fires | Vegetation Contact | Branch (Not overhanging, 4-12ft) | 2020 | 2.4749e-06 | 92.8527 | 0.0002298 | 2020 | Mitigation | 0.5 | 30 | 0 | esc | 0.036879 | 9.1272e-08 | 0 | 0 | 0 | 0 | 0 | 0
[120 empty] | 7.3.5.15 Identification and remediation of “at-risk species”WLDFRVegetation ContactBranch (Not overhanging, within 4ft) | WLDFR | HFTD - Distribution - Tier 3 - 5QU CoRE ¦ 5QU LoRE | Red Flag Warning - Small Fires | Vegetation Contact | Branch (Not overhanging, within 4ft) | 2020 | 6.7817e-07 | 92.8527 | 6.297e-05 | 2020 | Mitigation | 0.9 | 30 | 0 | esc | 0.066382 | 4.5018e-08 | 0 | 0 | 0 | 0 | 0 | 0
[120 empty] | 7.3.5.15 Identification and remediation of “at-risk species”WLDFRVegetation ContactBranch (OverHanging) | WLDFR | HFTD - Distribution - Tier 3 - 5QU CoRE ¦ 5QU LoRE | Red Flag Warning - Small Fires | Vegetation Contact | Branch (OverHanging) | 2020 | 4.259e-05 | 92.8527 | 0.0039546 | 2020 | Mitigation | 0.9 | 30 | 0 | esc | 0.066382 | 2.8272e-06 | 0 | 0 | 0 | 0 | 0 | 0
[120 empty] | 7.3.5.15 Identification and remediation of “at-risk species”WLDFRVegetation ContactFell into (Moderate-Severe defect) | WLDFR | HFTD - Distribution - Tier 3 - 5QU CoRE ¦ 5QU LoRE | Red Flag Warning - Small Fires | Vegetation Contact | Fell into (Moderate-Severe defect) | 2020 | 1.1346e-05 | 92.8527 | 0.0010535 | 2020 | Mitigation | 0.95 | 1 | 0 | esc | 0.07007 | 7.9503e-07 | 0 | 0 | 0 | 0 | 0 | 0
[120 empty] | 7.3.5.15 Identification and remediation of “at-risk species”WLDFRVegetation ContactFell into (slight defect) | WLDFR | HFTD - Distribution - Tier 3 - 5QU CoRE ¦ 5QU LoRE | Red Flag Warning - Small Fires | Vegetation Contact | Fell into (slight defect) | 2020 | 1.2621e-05 | 92.8527 | 0.0011719 | 2020 | Mitigation | 0.5 | 1 | 0 | esc | 0.036879 | 4.6546e-07 | 0 | 0 | 0 | 0 | 0 | 0
[120 empty] | 7.3.5.15 Identification and remediation of “at-risk species”WLDFRVegetation ContactGrow Into | WLDFR | HFTD - Distribution - Tier 3 - 5QU CoRE ¦ 5QU LoRE | Red Flag Warning - Small Fires | Vegetation Contact | Grow Into | 2020 | 1.2954e-06 | 92.8527 | 0.00012028 | 2020 | Mitigation | 0.5 | 1 | 0 | esc | 0.036879 | 4.7773e-08 | 0 | 0 | 0 | 0 | 0 | 0
[120 empty] | 7.3.5.15 Identification and remediation of “at-risk species”WLDFRCC - Seismic ScenarioSeismic Scenario | WLDFR | HFTD - Distribution - Tier 3 - 5QU CoRE ¦ 5QU LoRE | Seismic - Non-Red Flag Warning - Catastrophic Fires | CC - Seismic Scenario | Seismic Scenario | 2020 | 5.454e-10 | 92.8527 | 5.0641e-08 | 2020 | Mitigation | 0.082056 | 1 | 0 | esc | 0.0060523 | 3.3009e-12 | 0 | 0 | 0 | 0 | 0 | 0
[120 empty] | 7.3.5.15 Identification and remediation of “at-risk species”WLDFRCC - Seismic ScenarioSeismic Scenario | WLDFR | HFTD - Distribution - Tier 3 - 5QU CoRE ¦ 5QU LoRE | Seismic - Red Flag Warning - Catastrophic Fires | CC - Seismic Scenario | Seismic Scenario | 2020 | 2.3517e-08 | 92.8527 | 2.1836e-06 | 2020 | Mitigation | 0.082056 | 1 | 0 | esc | 0.0060523 | 1.4233e-10 | 0 | 0 | 0 | 0 | 0 | 0
[120 empty] | 7.3.5.15 Identification and remediation of “at-risk species”WLDFRCC - Seismic ScenarioSeismic Scenario | WLDFR | HFTD - Distribution - Zone 1 - 1QU CoRE ¦ 5QU LoRE | Seismic - Non-Red Flag Warning - Catastrophic Fires | CC - Seismic Scenario | Seismic Scenario | 2020 | 2.4794e-09 | 0.18783 | 4.6572e-10 | 2020 | Mitigation | 0.082056 | 1 | 0 | esc | 0.0060523 | 1.5006e-11 | 0 | 0 | 0 | 0 | 0 | 0
[120 empty] | 7.3.5.15 Identification and remediation of “at-risk species”WLDFRCC - Seismic ScenarioSeismic Scenario | WLDFR | HFTD - Distribution - Zone 1 - 1QU CoRE ¦ 5QU LoRE | Seismic - Red Flag Warning - Catastrophic Fires | CC - Seismic Scenario | Seismic Scenario | 2020 | 1.0691e-07 | 0.18783 | 2.0081e-08 | 2020 | Mitigation | 0.082056 | 1 | 0 | esc | 0.0060523 | 6.4706e-10 | 0 | 0 | 0 | 0 | 0 | 0
[120 empty] | 7.3.5.15 Identification and remediation of “at-risk species”WLDFRCC - Seismic ScenarioSeismic Scenario | WLDFR | HFTD - Distribution - Zone 1 - 5QU CoRE ¦ 1QU LoRE | Seismic - Non-Red Flag Warning - Catastrophic Fires | CC - Seismic Scenario | Seismic Scenario | 2020 | 5.5871e-11 | 10.0154 | 5.5957e-10 | 2020 | Mitigation | 0.082056 | 1 | 0 | esc | 0.0060523 | 3.3815e-13 | 0 | 0 | 0 | 0 | 0 | 0
[120 empty] | 7.3.5.15 Identification and remediation of “at-risk species”WLDFRCC - Seismic ScenarioSeismic Scenario | WLDFR | HFTD - Distribution - Zone 1 - 5QU CoRE ¦ 1QU LoRE | Seismic - Red Flag Warning - Catastrophic Fires | CC - Seismic Scenario | Seismic Scenario | 2020 | 2.4092e-09 | 10.0154 | 2.4129e-08 | 2020 | Mitigation | 0.082056 | 1 | 0 | esc | 0.0060523 | 1.4581e-11 | 0 | 0 | 0 | 0 | 0 | 0
[120 empty] | 7.3.5.15 Identification and remediation of “at-risk species”WLDFRCC - Seismic ScenarioSeismic Scenario | WLDFR | HFTD - Distribution - Zone 1 - 5QU CoRE ¦ 4QU LoRE | Seismic - Non-Red Flag Warning - Catastrophic Fires | CC - Seismic Scenario | Seismic Scenario | 2020 | 5.2156e-10 | 0.27822 | 1.4511e-10 | 2020 | Mitigation | 0.082056 | 1 | 0 | esc | 0.0060523 | 3.1566e-12 | 0 | 0 | 0 | 0 | 0 | 0
[120 empty] | 7.3.5.15 Identification and remediation of “at-risk species”WLDFRCC - Seismic ScenarioSeismic Scenario | WLDFR | HFTD - Distribution - Zone 1 - 5QU CoRE ¦ 4QU LoRE | Seismic - Red Flag Warning - Catastrophic Fires | CC - Seismic Scenario | Seismic Scenario | 2020 | 2.2489e-08 | 0.27822 | 6.257e-09 | 2020 | Mitigation | 0.082056 | 1 | 0 | esc | 0.0060523 | 1.3611e-10 | 0 | 0 | 0 | 0 | 0 | 0
RUN

## RSE Results
Results for different programs and scenarios
Batch Run Complete 02/24 11:03 with v2.5 and risk data file EO_WLDFR_20220209_SplitByTier_192656_194748_Baseline_rselite_(add 2020).xlsx. WARNING - Batch output table does not exist in RSE Results tab. Writing detailed run table to TableRSE in RSE Lite tab WARNING - Batch output table does not exist in RSE Results tab. Writing detailed run table to TableProgramRR in RSE Lite tab
| Program | 2020 Program Risk Reduction NPV | 2021 Program Risk Reduction NPV | 2022 Program Risk Reduction NPV | 2023 Program Risk Reduction NPV | 2024 Program Risk Reduction NPV | 2025 Program Risk Reduction NPV | 2026 Program Risk Reduction NPV | 2022-2022 Program Risk Reduction NPV | 2020 Program RSE | 2021 Program RSE | 2022 Program RSE | 2023 Program RSE | 2024 Program RSE | 2025 Program RSE | 2026 Program RSE | 2022-2022 Program RSE | 2022-2022 Capital Cost NPV with PVRR ($M) | 2022-2022 Expense Cost NPV ($M) | 2022-2022 Total Cost NPV ($M) | 2022-2022 Program Freq Reduction NPV
| 7.3.5.2 Detailed inspections and management practices for vegetation clearances around distribution electrical lines and equipment | 2704399.2054 | 2469788.7107 | 2478767.2867 | 2394001.559 |  |  |  | 2478767.2867 | 3824.4254 | 3792.7459 | 4763.5214 | 3408.0571 |  |  |  | 4763.5214 | 0 | 520.3645 | 520.3645 | 18129.9122
| 7.3.5.8 Remote sensing inspections of vegetation around transmission electric lines and equipment | 28143.4458 | 28143.4458 | 26302.2858 | 25482.3346 |  |  |  | 26302.2858 | 2834.8355 | 2780.8109 | 2164.8804 | 2178.8443 |  |  |  | 2164.8804 | 0 | 12.1495 | 12.1495 | 114.4844
| 7.3.5.9 Other discretionary inspections of vegetation around distribution electric lines and equipment | 354707.6505 | 354707.6505 | 327681.9333 | 317466.9491 |  |  |  | 327681.9333 | 4293.1107 | 4469.4954 | 2828.8503 | 5690.8476 |  |  |  | 2828.8503 | 0 | 115.8357 | 115.8357 | 1804.0413
| 7.3.5.15 Identification and remediation of “at-risk species” | 2153.7331 | 2128.6309 | 1869.8615 | 1682.4822 |  |  |  | 1869.8615 | 4.7713 | 2.7629 | 2.1828 | 16.3213 |  |  |  | 2.1828 | 0 | 856.6505 | 856.6505 | 7.9213
Difference from previous WMP submission:
| Program | NPV Risk Reduction -2020 | NPV Risk Reduction -2021 | NPV Risk Reduction -2022 | NPV Risk Reduction -2023 | NPV Risk Reduction -2024 | NPV Risk Reduction -2025 | NPV Risk Reduction -2026 | NPV Risk Reduction - 2020-2022 Total | Risk Spend Eff - 2020 | Risk Spend Eff - 2021 | Risk Spend Eff - 2022 | Risk Spend Eff - 2023 | Risk Spend Eff - 2024 | Risk Spend Eff - 2025 | Risk Spend Eff - 2026 | Risk Spend Eff - 2020-2022 Total | NPV Capital Cost ($M) - 2020-2022 | NPV Expense Cost ($M) - 2020-2022 | NPV Cost ($M) - 2020-2022 | NPV Freq Reduction - 2020-2022
| 7.3.5.8 Remote sensing inspections of vegetation around transmission electric lines and equipment | 9723.2496 | 10944.383 | 10243.4037 | 25482.3346 | 0 | 0 | 0 | -25375.8554 | 2104.5232 | 2165.8216 | 1566.2521 | 2178.8443 | 0 | 0 | 0 | 1519.0242 | 0 | -67.8654 | -67.8654 | -173.933
| 7.3.5.9 Other discretionary inspections of vegetation around distribution electric lines and equipment | -732464.3683 | -660392.2737 | -620123.785 | 317466.9491 | 0 | 0 | 0 | -2722395.728 | -8088.5313 | -11626.7101 | -12978.7683 | 5690.8476 | 0 | 0 | 0 | -11638.2531 | 0 | -94.9928 | -94.9928 | -10363.0371
Percentage difference:
Justification for the difference | Program | NPV Risk Reduction -2020 | NPV Risk Reduction -2021 | NPV Risk Reduction -2022 | NPV Risk Reduction -2023 | NPV Risk Reduction -2024 | NPV Risk Reduction -2025 | NPV Risk Reduction -2026 | NPV Risk Reduction - 2020-2022 Total | Risk Spend Eff - 2020 | Risk Spend Eff - 2021 | Risk Spend Eff - 2022 | Risk Spend Eff - 2023 | Risk Spend Eff - 2024 | Risk Spend Eff - 2025 | Risk Spend Eff - 2026 | Risk Spend Eff - 2020-2022 Total | NPV Capital Cost ($M) - 2020-2022 | NPV Expense Cost ($M) - 2020-2022 | NPV Cost ($M) - 2020-2022 | NPV Freq Reduction - 2020-2022
Used all inputs and methodology as previous WMP. The costs have decreased this time around. | 7.3.5.8 Remote sensing inspections of vegetation around transmission electric lines and equipment | 52.79% | 63.63% | 63.79% |  |  |  |  | -49.1% | 288.2% | 352.2% | 261.6% |  |  |  |  | 235.2% |  | -84.82% | -84.82% | -60.31%
Sub-driver choices changed and explanation the choice was provided by the SME. SME also clarified that the program only targets HFTD zone, hence removed non-HFTD exposure. The financials from last time around are different from this years forcast. | 7.3.5.9 Other discretionary inspections of vegetation around distribution electric lines and equipment | -67.37% | -65.06% | -65.43% |  |  |  |  | -89.26% | -65.33% | -72.23% | -82.1% |  |  |  |  | -80.45% |  | -45.06% | -45.06% | -85.17%
Previous WMP submission:
| Program | NPV Risk Reduction -2020 | NPV Risk Reduction -2021 | NPV Risk Reduction -2022 | NPV Risk Reduction -2023 | NPV Risk Reduction -2024 | NPV Risk Reduction -2025 | NPV Risk Reduction -2026 | NPV Risk Reduction - 2020-2022 Total | Risk Spend Eff - 2020 | Risk Spend Eff - 2021 | Risk Spend Eff - 2022 | Risk Spend Eff - 2023 | Risk Spend Eff - 2024 | Risk Spend Eff - 2025 | Risk Spend Eff - 2026 | Risk Spend Eff - 2020-2022 Total | NPV Capital Cost ($M) - 2020-2022 | NPV Expense Cost ($M) - 2020-2022 | NPV Cost ($M) - 2020-2022 | NPV Freq Reduction - 2020-2022
| Detailed inspections of vegetation around distribution electric lines and equipment | 1982742.7306 | 1851300.4021 | 1728571.804 |  |  |  |  | 5562614.9368 | 1806.3278 | 1861.6277 | 1937.3531 |  |  |  |  | 1863.9277 | 0 | 2984.3512 | 2984.3512 | 54703.1936
| LiDAR inspections of vegetation around transmission electric lines and equipment | 18420.1962 | 17199.0628 | 16058.8822 |  |  |  |  | 51678.1412 | 730.3123 | 614.9894 | 598.6283 |  |  |  |  | 645.8563 | 0 | 80.0149 | 80.0149 | 288.4174
| Other discretionary inspections of vegetation around distribution electric lines and equipment | 1087172.0188 | 1015099.9242 | 947805.7182 |  |  |  |  | 3050077.6613 | 12381.642 | 16096.2055 | 15807.6186 |  |  |  |  | 14467.1034 | 0 | 210.8285 | 210.8285 | 12167.0784
| Remediation of at-risk species | 1305.475 | 1231.9472 | 1148.9974 | 1088.599 | 1020.8169 | 962.3819 | 913.1212 | 3686.4196 | 11.2661 | 9.6681 | 9.3019 | inf | inf | inf | inf | 10.0496 | 0 | 366.8235 | 366.8235 | 15.4767
| Fuel management and reduction of “slash” from vegetation management activities | 1.054 | [6 empty] | 1.054 | 10.5403 | [6 empty] | 10.5403 | 0 | 0.1 | 0.1 | 0.0056023
Difference from previous GRC submission:
| Program | NPV Risk Reduction -2020 | NPV Risk Reduction -2021 | NPV Risk Reduction -2022 | NPV Risk Reduction -2023 | NPV Risk Reduction -2024 | NPV Risk Reduction -2025 | NPV Risk Reduction -2026 | NPV Risk Reduction - 2020-2022 Total | Risk Spend Eff - 2020 | Risk Spend Eff - 2021 | Risk Spend Eff - 2022 | Risk Spend Eff - 2023 | Risk Spend Eff - 2024 | Risk Spend Eff - 2025 | Risk Spend Eff - 2026 | Risk Spend Eff - 2020-2022 Total | NPV Capital Cost ($M) - 2020-2022 | NPV Expense Cost ($M) - 2020-2022 | NPV Cost ($M) - 2020-2022 | NPV Freq Reduction - 2020-2022
| 7.3.5.2 Detailed inspections and management practices for vegetation clearances around distribution electrical lines and equipment | 2704399.2054 | -167937.3582 | 261753.3163 | 261016.2839 | -1993444.1823 | -1863031.9461 | -1741151.3515 | 2478767.2867 | -123.5396 | -260.7505 | 518.1331 | -727.0566 | -4017.3187 | -3910.7865 | 0 | 2870.0523 | -1893.4691 | -55546.7779 | 520.3645 | 18129.9122
| 7.3.5.15 Identification and remediation of “at-risk species” | 2153.7331 | 20.8238 | -120.0548 | -208.4425 | -1788.0854 | -1691.974 | -1602.1502 | 1869.8615 | 0.8385 | -1.081 | -1.7486 | 12.438 | -3.8383 | -3.8146 | 0 | -1800.0811 | -1802.2639 | 830.4969 | 856.6505 | 7.9213
Percentage difference:
Justification for the difference | Program | NPV Risk Reduction -2020 | NPV Risk Reduction -2021 | NPV Risk Reduction -2022 | NPV Risk Reduction -2023 | NPV Risk Reduction -2024 | NPV Risk Reduction -2025 | NPV Risk Reduction -2026 | NPV Risk Reduction - 2020-2022 Total | Risk Spend Eff - 2020 | Risk Spend Eff - 2021 | Risk Spend Eff - 2022 | Risk Spend Eff - 2023 | Risk Spend Eff - 2024 | Risk Spend Eff - 2025 | Risk Spend Eff - 2026 | Risk Spend Eff - 2020-2022 Total | NPV Capital Cost ($M) - 2020-2022 | NPV Expense Cost ($M) - 2020-2022 | NPV Cost ($M) - 2020-2022 | NPV Freq Reduction - 2020-2022
Used the same methodology as GRC 2023 for program Vegetation Management - Distribution Overhead. The units and costs are not a match and are slightly different compared to GRC. Used also the outage rate calculation provided by SME Kamran, which resulted in a decrease of value from 70% to 68%. | 7.3.5.2 Detailed inspections and management practices for vegetation clearances around distribution electrical lines and equipment |  | -6.367% | 11.81% | 12.24% | -100% | -100% | -100% |  | -3.129% | -6.433% | 12.2% | -17.58% | -100% | -100% |  | 151.6% | -100% | -99.07%
Used the line miles directly choosing Exposure Unit as the choice, rather than % of tranche exposure as used in GRC. The cost forecast are significantly different between GRC and WMP and hence the change in RSE. | 7.3.5.15 Identification and remediation of “at-risk species” |  | 0.9879% | -6.033% | -11.02% | -100% | -100% | -100% |  | 21.32% | -28.12% | -44.48% | 320.3% | -100% | -100% |  | -99.88% | -100% | 3175%
GRC 2023 Results:
| Program | NPV Risk Reduction -2020 | NPV Risk Reduction -2021 | NPV Risk Reduction -2022 | NPV Risk Reduction -2023 | NPV Risk Reduction -2024 | NPV Risk Reduction -2025 | NPV Risk Reduction -2026 | Risk Spend Eff - 2020 | Risk Spend Eff - 2021 | Risk Spend Eff - 2022 | Risk Spend Eff - 2023 | Risk Spend Eff - 2024 | Risk Spend Eff - 2025 | Risk Spend Eff - 2026 | NPV Capital Cost with PVRR ($M) - 2023-2026 | NPV Expense Cost ($M) - 2023-2026 | NPV Cost ($M) - 2023-2026 | NPV Freq Reduction - 2023-2026
| Enhanced Vegetation Management |  | 2107.8071 | 1989.9163 | 1890.9247 | 1788.0854 | 1691.974 | 1602.1502 |  | 3.9328 | 3.8439 | 3.9313 | 3.8833 | 3.8383 | 3.8146 | 0 | 1802.2639 | 1802.2639 | 26.1535
| System Hardening [Overhead] |  | 2266.3235 | 5008.6163 | 4733.9253 | 4277.3523 | 4038.9137 | 3816.1282 |  | 5.7022 | 5.8168 | 6.0847 | 6.0767 | 6.1201 | 6.1645 | 2760.9034 | 0 | 2760.9034 | 39.2473
| System Hardening [Underground] |  | 762.5243 | 1475.3156 | 1442.142 | 1268.043 | 1099.623 | 864.0654 |  | 4.3307 | 4.3883 | 4.5404 | 4.4082 | 4.385 | 4.6421 | 1065.1475 | -22.954 | 1042.1934 | 11.7285
| Non-Exempt Surge Arrester Replacement Program |  | 67.9278 | 5.1082 | 1.9384 | 3.5521 | 3.3486 | 3.1583 |  | 0.55032 | 0.23415 | 0.089965 | 0.088313 | 0.086739 | 0.085237 | 137.4267 | 0 | 137.4267 | 14.6374
| Expulsion Fuse Replacement |  | 79.6868 | 74.2848 | 70.0233 | 66.4804 | 63.1544 | 60.0324 |  | 3.7928 | 3.7184 | 3.664 | 3.6064 | 3.5521 | 3.5008 | 72.4727 | 0 | 72.4727 | 0.58653
| Situational Awareness and Forecasting Initiatives - Line Sensors |  | 1725.5369 | 1215.2348 | 863.5344 | 611.2656 | 433.0995 | 307.7106 |  | 62.9056 | 28.2301 | 22.9217 | 19.316 | 14.9008 | 11.0306 | 126.2804 | 0 | 126.2804 | 10.8536
| Situational Awareness and Forecasting Initiatives - EFD |  | 184.3485 | 519.2483 | 818.9087 | 928.5497 | 1024.276 | 1107.5496 |  | 51.9012 | 47.7261 | 68.8736 | 72.8438 | 71.5999 | 70.5843 | 54.6339 | 0 | 54.6339 | 15.0973
| Situational Awareness and Forecasting Initiatives - Cameras |  | 1314.5404 | 1202.5304 | [5 empty] | 140.0641 | 111.5785 |  |  |  |  | 0 | 0 | 0 | 0
| Situational Awareness and Forecasting Initiatives - Satellite Fire Detection |  | 59.8118 | 52.4652 | 50.8544 | 47.5275 | 44.4182 | 41.5123 |  | 175.5762 | 159.8956 | 160.8024 | 156.5459 | 152.4019 | 148.3676 | 0 | 1.1911 | 1.1911 | 0.043383
| Situational Awareness and Forecasting Initiatives - Cameras [Control] |  |  |  | 152.3203 | 143.8529 | 136.0092 | 128.7275 |  |  |  | 21.1801 | 19.9663 | 18.8462 | 17.8113 | 0 | 28.8405 | 28.8405 | 0.09083
| Situational Awareness and Forecasting Initiatives - Partial Voltage Technologies [Control] |  |  | 62.2259 | 58.8764 | 55.5047 | 52.5407 | 49.8016 |  |  | 79.2904 | 289.6024 | 284.3957 | 280.4283 | 276.8865 | 0 | 0.76569 | 0.76569 | 0.045856
| Situational Awareness and Forecasting Initiatives - Partial Voltage Technologies |  | 303.2342 | [6 empty] | 365.7124 | [5 empty] | 0 | 0 | 0 | 0
| Safety Infrastructure Protection Teams (B) |  | 27.9036 | 24.4445 | 23.7116 | 22.1603 | 20.7106 | 19.3557 |  | 0.90941 | 0.93845 | 1.0249 | 0.9895 | 0.96969 | 0.94387 | 2.1659 | 85.2294 | 87.3953 | 0
| Additional System Automation and Protection - FuseSaver |  | 169.7755 | 186.5535 | 183.0388 | 177.0936 | 169.3037 | 163.8598 |  | 19.8473 | 22.3064 | 19.3085 | 19.4626 | 19.3859 | 19.5483 | 35.6945 | 0 | 35.6945 | 4.1038
| Additional System Automation and Protection - REFCL |  |  | 945.7472 | 894.4917 | 844.8749 | 798.504 | 755.1667 |  |  | 23.939 | 23.5897 | 23.213 | 22.8579 | 22.5226 | 142.7781 | 0 | 142.7781 | 20.2903
| Butte County Rebuild |  | 179.4705 | 244.9513 | 267.138 | 215.4328 | 133.1763 |  |  | 1.7464 | 1.1024 | 1.0678 | 1.0036 | 0.90315 |  | 612.2906 | 0 | 612.2906 | 4.4203
| Pole Programs - Replace Tree Attachments |  |  | 2.796 | 2.5755 | 2.5189 | 2.4535 | 2.3894 |  |  | 0.36161 | 0.3571 | 0.35198 | 0.34616 | 0.34096 | 28.4646 | 0 | 28.4646 | 0.055785
| System Hardening [Remote Grid] |  | 382.3314 | 584.2862 | 552.2366 | 1142.4965 | 1495.152 | 1609.3381 |  | 29.3585 | 30.0945 | 29.8919 | 32.2052 | 32.3811 | 32.5308 | 137.0719 | 12.523 | 149.5949 | 11.3253
| Patrols - Distribution Overhead |  | 502.6937 | 459.5152 | 668.2587 | 624.5409 | 583.6831 | 545.4982 |  | 129.1893 | 126.1753 | 165.2432 | 170.669 | 169.172 | 163.8943 | 0 | 14.4821 | 14.4821 | 16.3423
| Inspections - Distribution Overhead |  | 9208.4954 | 8417.3291 | 4267.2396 | 3988.0744 | 3727.1724 | 3483.3387 |  | 98.644 | 148.7827 | 83.0774 | 85.8053 | 85.0526 | 82.3992 | 0 | 183.9387 | 183.9387 | 118.2735
| Infrared Inspections - Distribution Overhead |  | 128.7352 | 117.6737 | 113.2546 | 105.8454 | 98.921 | 92.4495 |  | 55.4893 | 54.193 | 49.976 | 51.6169 | 51.1642 | 49.568 | 0 | 8.1153 | 8.1153 | 1.6675
| Patrols and Inspections - Substation |  | 433.3948 | 395.7909 | 381.0105 | 356.0846 | 332.7893 | 311.0181 |  | 147.1818 | 143.6109 | 139.3836 | 135.6939 | 132.1019 | 128.605 | 0 | 10.2953 | 10.2953 | 28.8023
| Vegetation Management - Distribution Overhead |  | 2637726.0689 | 2217013.9704 | 2132985.2751 | 1993444.1823 | 1863031.9461 | 1741151.3515 |  | 3947.965 | 4053.4963 | 4245.3883 | 4135.1138 | 4017.3187 | 3910.7865 | 0 | 1893.4691 | 1893.4691 | 56067.1423
| Vegetation Management - CEMA/Tree Mortality |  | 220644.4545 | 201218.7923 | 193730.882 | 182747.1355 | 172294.6681 | 162439.0043 |  | 3245.8371 | 3122.5894 | 3134.0911 | 3059.1421 | 2985.9855 | 2914.5783 | 0 | 234.9865 | 234.9865 | 2643.0464
| Pole Replacement |  | 46515.2023 | 48685.5689 | 41640.0187 | 39921.697 | 36309.4577 | 33079.3969 |  | 111.2477 | 105.5512 | 93.1651 | 90.7136 | 88.3323 | 86.0043 | 1682.7139 | 0 | 1682.7139 | 784.342
| Intrusive Wood Pole Inspection Program |  | 8640.1574 | 8468.1789 | 7200.1098 | 6235.7279 | 5674.503 | 5311.1151 |  | 407.0349 | 426.2371 | 426.9012 | 413.9447 | 401.3815 | 389.1996 | 0 | 59.7138 | 59.7138 | 318.5238
| Overloaded Pole Replacements |  | 1005.8539 | 842.1428 | 791.0901 | 790.4414 | 786.4918 | 776.7024 |  | 66.5704 | 82.6151 | 83.2011 | 81.0553 | 79.0281 | 76.8086 | 39.3243 | 0 | 39.3243 | 14.1104
| Equipment Maintenance and Replacement – Distribution Overhead |  | 62495.6621 | 49777.85 | 52141.7886 | 44290.9916 | 41062.81 | 38542.02 |  | 167.434 | 162.2527 | 173.6937 | 157.4931 | 152.0685 | 145.8488 | 949.8795 | 165.8278 | 1115.7073 | 1409.1392
| Animal Abatement |  | 5.3601 | 6.5305 | 6.1762 | 5.9118 | 5.5262 | 5.5758 |  | 0.29064 | 0.35162 | 0.34998 | 0.34374 | 0.34196 | 0.36717 | 58.1384 | 8.0537 | 66.192 | 4.6266
| Pole Restoration Program |  | 4948.4538 | 4521.1464 | 4676.1576 | 4370.2407 | 4084.3371 | 3817.1375 |  | 1431.0136 | 1396.9282 | 1364.2896 | 1324.7915 | 1285.9639 | 1249.2012 | 0 | 12.9581 | 12.9581 | 221.0475
| Proactive Asset Replacement - Ground Grid |  | 0.039189 | 0.091707 | 0.031412 | 0.019432 | 0.017471 | 0.016264 |  | 0.0064159 | 0.0061375 | 0.0061353 | 0.0059508 | 0.0057719 | 0.0055984 | 14.3174 | 0 | 14.3174 | 0.11254
| Substation Proactive Asset Replacement - Breakers |  | 3.7147 | 7.1975 | 6.1419 | 6.2346 | 6.0887 | 4.6981 |  | 0.18713 | 0.17739 | 0.17722 | 0.17189 | 0.16672 | 0.16171 | 136.4992 | 0 | 136.4992 | 0.9004
| Substation Proactive Asset Replacement - Switches |  | 0.1178 | 0.38171 | 0.22334 | 0.41586 | 0.38714 | 0.27031 |  | 0.089714 | 0.085049 | 0.084971 | 0.082416 | 0.079938 | 0.077535 | 16.0036 | 0 | 16.0036 | 0.07038
| Substation Proactive Asset Replacement - Switchgear |  | 1.2697 | 1.312 | 1.2707 | 0.59273 | 0.53401 | 0.45676 |  | 0.034098 | 0.032321 | 0.032291 | 0.03132 | 0.030379 | 0.029465 | 91.3551 | 0 | 91.3551 | 0.11095
| Substation Proactive Asset Replacement - Insulators |  |  | 0.67829 | 6.5043 | 6.0555 | 5.6372 | 5.248 |  |  | 0.99074 | 0.98982 | 0.96006 | 0.9312 | 0.9032 | 24.7427 | 0 | 24.7427 | 0.80566
| Substation Proactive Asset Replacement - Batteries |  | 0.0040408 | 0.060251 | 0.060474 | 0.056301 | 0.052413 | 0.048793 |  | 0.01604 | 0.015344 | 0.015338 | 0.014877 | 0.01443 | 0.013996 | 14.8456 | 0 | 14.8456 | 0.29004
| Substation Proactive Asset Replacement - Transformer |  | 0.70946 | 0.40066 | 0.27136 | 0.36851 | 0.39644 | 0.39542 |  | 0.014747 | 0.013979 | 0.013967 | 0.013547 | 0.013139 | 0.012744 | 107.8323 | 0 | 107.8323 | 0.06504
| Substation Security Enhancements |  | 0.00010055 | 9.4073e-05 | 8.8507e-05 | 8.3201e-05 | 7.8241e-05 | 7.3607e-05 |  | 5.9243e-05 | 2.3812e-05 | 8.1187e-06 | 7.315e-06 | 8.9589e-06 | inf | 31.009 | 0 | 31.009 | 1.0539e-05
| Fire Protection / Fire Suppression Systems Substation |  | 198.7564 | 185.9523 | 174.9505 | 164.4612 | 154.658 | 145.4962 |  | 47.1999 | 20487.9019 | 24.607 | 24.0991 | 70.8357 | 69.4301 | 18.2131 | 0 | 18.2131 | 20.8324
| Vegetation Management - Substation |  | 4.5579 | 4.1615 | 3.9938 | 3.7325 | 3.4883 | 3.2601 |  | 0.58409 | 0.56712 | 0.46168 | 0.41948 | 0.59226 | 0.50868 | 0 | 29.8475 | 29.8475 | 0.2305
Start Batch Run

## Table_12_RSE
index | (Multiple Items)
Row Labels | Sum of 2022 Program Risk Reduction NPV | Sum of 2022-2022 Capital Cost NPV with PVRR | Sum of 2022-2022 Expense Cost NPV | Sum of 2022 RSE
7.3.5.15 Identification and remediation of “at-risk species” | 6.1674e-06 | 0 | 352645.1043 | 1.7489e-05
Grand Total | 6.1674e-06 | 0 | 352645.1043 | 1.7489e-05
#DIV/0!
#DIV/0!

## REF_Freq
Source file: | RiskInputs_v1.2.1_EO_WLDFR_20211123_ClimateConseqMult.xlsx
Source file location: | RMC -> Modelisk Scores -> 0_Working Folder
Date Range | 2015-2020 | 6 | Years
tranche | outcome | driver | subdriver | frequency |  | Total Frequency
HFTD - Distribution - Tier 2 - 1QU CoRE ¦ 1QU LoRE | Seismic - Non-Red Flag Warning - Catastrophic Fires | cc - seismic scenario | seismic scenario | 1.9222e-07 | vegetation contact | 139.2721
HFTD - Distribution - Tier 2 - 1QU CoRE ¦ 1QU LoRE | Non-Red Flag Warning - Catastrophic Fires | contact from object | animal contact | 0.00067736
HFTD - Distribution - Tier 2 - 1QU CoRE ¦ 1QU LoRE | Non-Red Flag Warning - Catastrophic Fires | contact from object | balloon contact | 3.1214e-05
HFTD - Distribution - Tier 2 - 1QU CoRE ¦ 1QU LoRE | Non-Red Flag Warning - Catastrophic Fires | contact from object | other contact from object | 0.00020851
HFTD - Distribution - Tier 2 - 1QU CoRE ¦ 1QU LoRE | Non-Red Flag Warning - Catastrophic Fires | contact from object | vehicle contact | 0.00084758
HFTD - Distribution - Tier 2 - 1QU CoRE ¦ 1QU LoRE | Non-Red Flag Warning - Catastrophic Fires | contamination | contamination | 3.3e-05
HFTD - Distribution - Tier 2 - 1QU CoRE ¦ 1QU LoRE | Non-Red Flag Warning - Catastrophic Fires | equipment / facility failure | anchor / guy damage or failure | 4.2946e-07
HFTD - Distribution - Tier 2 - 1QU CoRE ¦ 1QU LoRE | Non-Red Flag Warning - Catastrophic Fires | equipment / facility failure | capacitor bank damage or failure | 2.6964e-05
HFTD - Distribution - Tier 2 - 1QU CoRE ¦ 1QU LoRE | Non-Red Flag Warning - Catastrophic Fires | equipment / facility failure | conductor damage or failure | 4.097e-05
HFTD - Distribution - Tier 2 - 1QU CoRE ¦ 1QU LoRE | Non-Red Flag Warning - Catastrophic Fires | equipment / facility failure | connection device damage or failure | 2.0036e-05
HFTD - Distribution - Tier 2 - 1QU CoRE ¦ 1QU LoRE | Non-Red Flag Warning - Catastrophic Fires | equipment / facility failure | crossarm damage or failure | 3.2162e-06
HFTD - Distribution - Tier 2 - 1QU CoRE ¦ 1QU LoRE | Non-Red Flag Warning - Catastrophic Fires | equipment / facility failure | fuse damage or failure | 1.9714e-06
HFTD - Distribution - Tier 2 - 1QU CoRE ¦ 1QU LoRE | Non-Red Flag Warning - Catastrophic Fires | equipment / facility failure | insulator and brushing damage or failure | 1.3526e-06
HFTD - Distribution - Tier 2 - 1QU CoRE ¦ 1QU LoRE | Non-Red Flag Warning - Catastrophic Fires | equipment / facility failure | lightning arrestor damage or failure | 5.2542e-08
HFTD - Distribution - Tier 2 - 1QU CoRE ¦ 1QU LoRE | Non-Red Flag Warning - Catastrophic Fires | equipment / facility failure | other equipment / facility failure | 1.8113e-05
HFTD - Distribution - Tier 2 - 1QU CoRE ¦ 1QU LoRE | Non-Red Flag Warning - Catastrophic Fires | equipment / facility failure | pole damage or failure | 7.6951e-06
HFTD - Distribution - Tier 2 - 1QU CoRE ¦ 1QU LoRE | Non-Red Flag Warning - Catastrophic Fires | equipment / facility failure | recloser damage or failure | 0
HFTD - Distribution - Tier 2 - 1QU CoRE ¦ 1QU LoRE | Non-Red Flag Warning - Catastrophic Fires | equipment / facility failure | sectionalizer damage or failure | 0
HFTD - Distribution - Tier 2 - 1QU CoRE ¦ 1QU LoRE | Non-Red Flag Warning - Catastrophic Fires | equipment / facility failure | switch damage or failure | 0
HFTD - Distribution - Tier 2 - 1QU CoRE ¦ 1QU LoRE | Non-Red Flag Warning - Catastrophic Fires | equipment / facility failure | transformer damage or failure | 7.8326e-06
HFTD - Distribution - Tier 2 - 1QU CoRE ¦ 1QU LoRE | Non-Red Flag Warning - Catastrophic Fires | equipment / facility failure | voltage regulator / booster damage or failure | 2.013e-07
HFTD - Distribution - Tier 2 - 1QU CoRE ¦ 1QU LoRE | Non-Red Flag Warning - Catastrophic Fires | other | all other | 0.00050904
HFTD - Distribution - Tier 2 - 1QU CoRE ¦ 1QU LoRE | Non-Red Flag Warning - Catastrophic Fires | unknown | unknown | 0.00074857
HFTD - Distribution - Tier 2 - 1QU CoRE ¦ 1QU LoRE | Non-Red Flag Warning - Catastrophic Fires | utility work / operation | utility work / operation | 0.00012101
HFTD - Distribution - Tier 2 - 1QU CoRE ¦ 1QU LoRE | Non-Red Flag Warning - Catastrophic Fires | vandalism / theft | vandalism / theft | 2.5974e-05
HFTD - Distribution - Tier 2 - 1QU CoRE ¦ 1QU LoRE | Non-Red Flag Warning - Catastrophic Fires | vegetation contact | branch (not overhanging, 4-12ft) | 1.8377e-06
HFTD - Distribution - Tier 2 - 1QU CoRE ¦ 1QU LoRE | Non-Red Flag Warning - Catastrophic Fires | vegetation contact | branch (not overhanging, > 12ft) | 4.5062e-06
HFTD - Distribution - Tier 2 - 1QU CoRE ¦ 1QU LoRE | Non-Red Flag Warning - Catastrophic Fires | vegetation contact | branch (not overhanging, distance unknown) | 1.5382e-05
HFTD - Distribution - Tier 2 - 1QU CoRE ¦ 1QU LoRE | Non-Red Flag Warning - Catastrophic Fires | vegetation contact | branch (not overhanging, within 4ft) | 7.6303e-07
HFTD - Distribution - Tier 2 - 1QU CoRE ¦ 1QU LoRE | Non-Red Flag Warning - Catastrophic Fires | vegetation contact | branch (overhanging) | 3.3955e-05
HFTD - Distribution - Tier 2 - 1QU CoRE ¦ 1QU LoRE | Non-Red Flag Warning - Catastrophic Fires | vegetation contact | dead | 1.6366e-05
HFTD - Distribution - Tier 2 - 1QU CoRE ¦ 1QU LoRE | Non-Red Flag Warning - Catastrophic Fires | vegetation contact | fell into (moderate-severe defect) | 1.8719e-05
HFTD - Distribution - Tier 2 - 1QU CoRE ¦ 1QU LoRE | Non-Red Flag Warning - Catastrophic Fires | vegetation contact | fell into (no defect) | 0.00011026
HFTD - Distribution - Tier 2 - 1QU CoRE ¦ 1QU LoRE | Non-Red Flag Warning - Catastrophic Fires | vegetation contact | fell into (slight defect) | 2.3141e-05
HFTD - Distribution - Tier 2 - 1QU CoRE ¦ 1QU LoRE | Non-Red Flag Warning - Catastrophic Fires | vegetation contact | grow into | 2.003e-06
HFTD - Distribution - Tier 2 - 1QU CoRE ¦ 1QU LoRE | Non-Red Flag Warning - Catastrophic Fires | vegetation contact | other/unknown | 9.4978e-05
HFTD - Distribution - Tier 2 - 1QU CoRE ¦ 1QU LoRE | Non-Red Flag Warning - Catastrophic Fires | wire-to-wire contact | wire-to-wire contact / contamination | 0.0015655
HFTD - Distribution - Tier 2 - 1QU CoRE ¦ 1QU LoRE | Non-Red Flag Warning - Destructive Fires | contact from object | animal contact | 0.00056586
HFTD - Distribution - Tier 2 - 1QU CoRE ¦ 1QU LoRE | Non-Red Flag Warning - Destructive Fires | contact from object | balloon contact | 1.8845e-05
HFTD - Distribution - Tier 2 - 1QU CoRE ¦ 1QU LoRE | Non-Red Flag Warning - Destructive Fires | contact from object | other contact from object | 0.00018654
HFTD - Distribution - Tier 2 - 1QU CoRE ¦ 1QU LoRE | Non-Red Flag Warning - Destructive Fires | contact from object | vehicle contact | 0.00054943
HFTD - Distribution - Tier 2 - 1QU CoRE ¦ 1QU LoRE | Non-Red Flag Warning - Destructive Fires | contamination | contamination | 2.0252e-05
HFTD - Distribution - Tier 2 - 1QU CoRE ¦ 1QU LoRE | Non-Red Flag Warning - Destructive Fires | equipment / facility failure | anchor / guy damage or failure | 1.5205e-06
HFTD - Distribution - Tier 2 - 1QU CoRE ¦ 1QU LoRE | Non-Red Flag Warning - Destructive Fires | equipment / facility failure | capacitor bank damage or failure | 9.2455e-05
HFTD - Distribution - Tier 2 - 1QU CoRE ¦ 1QU LoRE | Non-Red Flag Warning - Destructive Fires | equipment / facility failure | conductor damage or failure | 0.00020715
HFTD - Distribution - Tier 2 - 1QU CoRE ¦ 1QU LoRE | Non-Red Flag Warning - Destructive Fires | equipment / facility failure | connection device damage or failure | 0.00011248
HFTD - Distribution - Tier 2 - 1QU CoRE ¦ 1QU LoRE | Non-Red Flag Warning - Destructive Fires | equipment / facility failure | crossarm damage or failure | 1.2667e-05
HFTD - Distribution - Tier 2 - 1QU CoRE ¦ 1QU LoRE | Non-Red Flag Warning - Destructive Fires | equipment / facility failure | fuse damage or failure | 7.0538e-06
HFTD - Distribution - Tier 2 - 1QU CoRE ¦ 1QU LoRE | Non-Red Flag Warning - Destructive Fires | equipment / facility failure | insulator and brushing damage or failure | 4.6312e-06
HFTD - Distribution - Tier 2 - 1QU CoRE ¦ 1QU LoRE | Non-Red Flag Warning - Destructive Fires | equipment / facility failure | lightning arrestor damage or failure | 1.8058e-07
HFTD - Distribution - Tier 2 - 1QU CoRE ¦ 1QU LoRE | Non-Red Flag Warning - Destructive Fires | equipment / facility failure | other equipment / facility failure | 7.9881e-05
HFTD - Distribution - Tier 2 - 1QU CoRE ¦ 1QU LoRE | Non-Red Flag Warning - Destructive Fires | equipment / facility failure | pole damage or failure | 3.0666e-05
HFTD - Distribution - Tier 2 - 1QU CoRE ¦ 1QU LoRE | Non-Red Flag Warning - Destructive Fires | equipment / facility failure | recloser damage or failure | 0
HFTD - Distribution - Tier 2 - 1QU CoRE ¦ 1QU LoRE | Non-Red Flag Warning - Destructive Fires | equipment / facility failure | sectionalizer damage or failure | 0
HFTD - Distribution - Tier 2 - 1QU CoRE ¦ 1QU LoRE | Non-Red Flag Warning - Destructive Fires | equipment / facility failure | switch damage or failure | 0
HFTD - Distribution - Tier 2 - 1QU CoRE ¦ 1QU LoRE | Non-Red Flag Warning - Destructive Fires | equipment / facility failure | transformer damage or failure | 2.7605e-05
HFTD - Distribution - Tier 2 - 1QU CoRE ¦ 1QU LoRE | Non-Red Flag Warning - Destructive Fires | equipment / facility failure | voltage regulator / booster damage or failure | 6.9841e-07
HFTD - Distribution - Tier 2 - 1QU CoRE ¦ 1QU LoRE | Non-Red Flag Warning - Destructive Fires | other | all other | 0.00047
HFTD - Distribution - Tier 2 - 1QU CoRE ¦ 1QU LoRE | Non-Red Flag Warning - Destructive Fires | unknown | unknown | 0.00070779
HFTD - Distribution - Tier 2 - 1QU CoRE ¦ 1QU LoRE | Non-Red Flag Warning - Destructive Fires | utility work / operation | utility work / operation | 0.00010592
HFTD - Distribution - Tier 2 - 1QU CoRE ¦ 1QU LoRE | Non-Red Flag Warning - Destructive Fires | vandalism / theft | vandalism / theft | 1.7165e-05
HFTD - Distribution - Tier 2 - 1QU CoRE ¦ 1QU LoRE | Non-Red Flag Warning - Destructive Fires | vegetation contact | branch (not overhanging, 4-12ft) | 4.5799e-06
HFTD - Distribution - Tier 2 - 1QU CoRE ¦ 1QU LoRE | Non-Red Flag Warning - Destructive Fires | vegetation contact | branch (not overhanging, > 12ft) | 1.1231e-05
HFTD - Distribution - Tier 2 - 1QU CoRE ¦ 1QU LoRE | Non-Red Flag Warning - Destructive Fires | vegetation contact | branch (not overhanging, distance unknown) | 3.8339e-05
HFTD - Distribution - Tier 2 - 1QU CoRE ¦ 1QU LoRE | Non-Red Flag Warning - Destructive Fires | vegetation contact | branch (not overhanging, within 4ft) | 1.9013e-06
HFTD - Distribution - Tier 2 - 1QU CoRE ¦ 1QU LoRE | Non-Red Flag Warning - Destructive Fires | vegetation contact | branch (overhanging) | 8.461e-05
HFTD - Distribution - Tier 2 - 1QU CoRE ¦ 1QU LoRE | Non-Red Flag Warning - Destructive Fires | vegetation contact | dead | 4.079e-05
HFTD - Distribution - Tier 2 - 1QU CoRE ¦ 1QU LoRE | Non-Red Flag Warning - Destructive Fires | vegetation contact | fell into (moderate-severe defect) | 4.6654e-05
HFTD - Distribution - Tier 2 - 1QU CoRE ¦ 1QU LoRE | Non-Red Flag Warning - Destructive Fires | vegetation contact | fell into (no defect) | 0.00027481
HFTD - Distribution - Tier 2 - 1QU CoRE ¦ 1QU LoRE | Non-Red Flag Warning - Destructive Fires | vegetation contact | fell into (slight defect) | 5.7676e-05
HFTD - Distribution - Tier 2 - 1QU CoRE ¦ 1QU LoRE | Non-Red Flag Warning - Destructive Fires | vegetation contact | grow into | 4.9922e-06
HFTD - Distribution - Tier 2 - 1QU CoRE ¦ 1QU LoRE | Non-Red Flag Warning - Destructive Fires | vegetation contact | other/unknown | 0.00023672
HFTD - Distribution - Tier 2 - 1QU CoRE ¦ 1QU LoRE | Non-Red Flag Warning - Destructive Fires | wire-to-wire contact | wire-to-wire contact / contamination | 0.0014936
HFTD - Distribution - Tier 2 - 1QU CoRE ¦ 1QU LoRE | Non-Red Flag Warning - Large Fires | contact from object | animal contact | 0.0019822
HFTD - Distribution - Tier 2 - 1QU CoRE ¦ 1QU LoRE | Non-Red Flag Warning - Large Fires | contact from object | balloon contact | 4.2088e-05
HFTD - Distribution - Tier 2 - 1QU CoRE ¦ 1QU LoRE | Non-Red Flag Warning - Large Fires | contact from object | other contact from object | 0.00066307
HFTD - Distribution - Tier 2 - 1QU CoRE ¦ 1QU LoRE | Non-Red Flag Warning - Large Fires | contact from object | vehicle contact | 0.0023601
HFTD - Distribution - Tier 2 - 1QU CoRE ¦ 1QU LoRE | Non-Red Flag Warning - Large Fires | contamination | contamination | 8.6874e-05
HFTD - Distribution - Tier 2 - 1QU CoRE ¦ 1QU LoRE | Non-Red Flag Warning - Large Fires | equipment / facility failure | anchor / guy damage or failure | 7.1744e-06
HFTD - Distribution - Tier 2 - 1QU CoRE ¦ 1QU LoRE | Non-Red Flag Warning - Large Fires | equipment / facility failure | capacitor bank damage or failure | 0.00049662
HFTD - Distribution - Tier 2 - 1QU CoRE ¦ 1QU LoRE | Non-Red Flag Warning - Large Fires | equipment / facility failure | conductor damage or failure | 0.0012834
HFTD - Distribution - Tier 2 - 1QU CoRE ¦ 1QU LoRE | Non-Red Flag Warning - Large Fires | equipment / facility failure | connection device damage or failure | 0.00046563
HFTD - Distribution - Tier 2 - 1QU CoRE ¦ 1QU LoRE | Non-Red Flag Warning - Large Fires | equipment / facility failure | crossarm damage or failure | 0.00010361
HFTD - Distribution - Tier 2 - 1QU CoRE ¦ 1QU LoRE | Non-Red Flag Warning - Large Fires | equipment / facility failure | fuse damage or failure | 4.7685e-05
HFTD - Distribution - Tier 2 - 1QU CoRE ¦ 1QU LoRE | Non-Red Flag Warning - Large Fires | equipment / facility failure | insulator and brushing damage or failure | 3.0506e-05
HFTD - Distribution - Tier 2 - 1QU CoRE ¦ 1QU LoRE | Non-Red Flag Warning - Large Fires | equipment / facility failure | lightning arrestor damage or failure | 1.313e-06
HFTD - Distribution - Tier 2 - 1QU CoRE ¦ 1QU LoRE | Non-Red Flag Warning - Large Fires | equipment / facility failure | other equipment / facility failure | 0.00034472
HFTD - Distribution - Tier 2 - 1QU CoRE ¦ 1QU LoRE | Non-Red Flag Warning - Large Fires | equipment / facility failure | pole damage or failure | 0.0001252
HFTD - Distribution - Tier 2 - 1QU CoRE ¦ 1QU LoRE | Non-Red Flag Warning - Large Fires | equipment / facility failure | recloser damage or failure | 0
HFTD - Distribution - Tier 2 - 1QU CoRE ¦ 1QU LoRE | Non-Red Flag Warning - Large Fires | equipment / facility failure | sectionalizer damage or failure | 0
HFTD - Distribution - Tier 2 - 1QU CoRE ¦ 1QU LoRE | Non-Red Flag Warning - Large Fires | equipment / facility failure | switch damage or failure | 0
HFTD - Distribution - Tier 2 - 1QU CoRE ¦ 1QU LoRE | Non-Red Flag Warning - Large Fires | equipment / facility failure | transformer damage or failure | 0.0001509
HFTD - Distribution - Tier 2 - 1QU CoRE ¦ 1QU LoRE | Non-Red Flag Warning - Large Fires | equipment / facility failure | voltage regulator / booster damage or failure | 6.0434e-06
HFTD - Distribution - Tier 2 - 1QU CoRE ¦ 1QU LoRE | Non-Red Flag Warning - Large Fires | other | all other | 0.0011892
HFTD - Distribution - Tier 2 - 1QU CoRE ¦ 1QU LoRE | Non-Red Flag Warning - Large Fires | unknown | unknown | 0.0020164
HFTD - Distribution - Tier 2 - 1QU CoRE ¦ 1QU LoRE | Non-Red Flag Warning - Large Fires | utility work / operation | utility work / operation | 0.00036286
HFTD - Distribution - Tier 2 - 1QU CoRE ¦ 1QU LoRE | Non-Red Flag Warning - Large Fires | vandalism / theft | vandalism / theft | 0.00012736
HFTD - Distribution - Tier 2 - 1QU CoRE ¦ 1QU LoRE | Non-Red Flag Warning - Large Fires | vegetation contact | branch (not overhanging, 4-12ft) | 2.6369e-05
HFTD - Distribution - Tier 2 - 1QU CoRE ¦ 1QU LoRE | Non-Red Flag Warning - Large Fires | vegetation contact | branch (not overhanging, > 12ft) | 6.3879e-05
HFTD - Distribution - Tier 2 - 1QU CoRE ¦ 1QU LoRE | Non-Red Flag Warning - Large Fires | vegetation contact | branch (not overhanging, distance unknown) | 0.00021806
HFTD - Distribution - Tier 2 - 1QU CoRE ¦ 1QU LoRE | Non-Red Flag Warning - Large Fires | vegetation contact | branch (not overhanging, within 4ft) | 1.1078e-05
HFTD - Distribution - Tier 2 - 1QU CoRE ¦ 1QU LoRE | Non-Red Flag Warning - Large Fires | vegetation contact | branch (overhanging) | 0.00049298
HFTD - Distribution - Tier 2 - 1QU CoRE ¦ 1QU LoRE | Non-Red Flag Warning - Large Fires | vegetation contact | dead | 0.000232
HFTD - Distribution - Tier 2 - 1QU CoRE ¦ 1QU LoRE | Non-Red Flag Warning - Large Fires | vegetation contact | fell into (moderate-severe defect) | 0.00026535
HFTD - Distribution - Tier 2 - 1QU CoRE ¦ 1QU LoRE | Non-Red Flag Warning - Large Fires | vegetation contact | fell into (no defect) | 0.001563
HFTD - Distribution - Tier 2 - 1QU CoRE ¦ 1QU LoRE | Non-Red Flag Warning - Large Fires | vegetation contact | fell into (slight defect) | 0.00032803
HFTD - Distribution - Tier 2 - 1QU CoRE ¦ 1QU LoRE | Non-Red Flag Warning - Large Fires | vegetation contact | grow into | 2.8393e-05
HFTD - Distribution - Tier 2 - 1QU CoRE ¦ 1QU LoRE | Non-Red Flag Warning - Large Fires | vegetation contact | other/unknown | 0.0013464
HFTD - Distribution - Tier 2 - 1QU CoRE ¦ 1QU LoRE | Non-Red Flag Warning - Large Fires | wire-to-wire contact | wire-to-wire contact / contamination | 0.0037462
HFTD - Distribution - Tier 2 - 1QU CoRE ¦ 1QU LoRE | Non-Red Flag Warning - Small Fires | contact from object | animal contact | 0.10901
HFTD - Distribution - Tier 2 - 1QU CoRE ¦ 1QU LoRE | Non-Red Flag Warning - Small Fires | contact from object | balloon contact | 0.0029354
HFTD - Distribution - Tier 2 - 1QU CoRE ¦ 1QU LoRE | Non-Red Flag Warning - Small Fires | contact from object | other contact from object | 0.046415
HFTD - Distribution - Tier 2 - 1QU CoRE ¦ 1QU LoRE | Non-Red Flag Warning - Small Fires | contact from object | vehicle contact | 0.10079
HFTD - Distribution - Tier 2 - 1QU CoRE ¦ 1QU LoRE | Non-Red Flag Warning - Small Fires | contamination | contamination | 0.0046187
HFTD - Distribution - Tier 2 - 1QU CoRE ¦ 1QU LoRE | Non-Red Flag Warning - Small Fires | equipment / facility failure | anchor / guy damage or failure | 0.0010079
HFTD - Distribution - Tier 2 - 1QU CoRE ¦ 1QU LoRE | Non-Red Flag Warning - Small Fires | equipment / facility failure | capacitor bank damage or failure | 0.085843
HFTD - Distribution - Tier 2 - 1QU CoRE ¦ 1QU LoRE | Non-Red Flag Warning - Small Fires | equipment / facility failure | conductor damage or failure | 0.21248
HFTD - Distribution - Tier 2 - 1QU CoRE ¦ 1QU LoRE | Non-Red Flag Warning - Small Fires | equipment / facility failure | connection device damage or failure | 0.12889
HFTD - Distribution - Tier 2 - 1QU CoRE ¦ 1QU LoRE | Non-Red Flag Warning - Small Fires | equipment / facility failure | crossarm damage or failure | 0.012699
HFTD - Distribution - Tier 2 - 1QU CoRE ¦ 1QU LoRE | Non-Red Flag Warning - Small Fires | equipment / facility failure | fuse damage or failure | 0.0064323
HFTD - Distribution - Tier 2 - 1QU CoRE ¦ 1QU LoRE | Non-Red Flag Warning - Small Fires | equipment / facility failure | insulator and brushing damage or failure | 0.0036766
HFTD - Distribution - Tier 2 - 1QU CoRE ¦ 1QU LoRE | Non-Red Flag Warning - Small Fires | equipment / facility failure | lightning arrestor damage or failure | 0.00030094
HFTD - Distribution - Tier 2 - 1QU CoRE ¦ 1QU LoRE | Non-Red Flag Warning - Small Fires | equipment / facility failure | other equipment / facility failure | 0.057642
HFTD - Distribution - Tier 2 - 1QU CoRE ¦ 1QU LoRE | Non-Red Flag Warning - Small Fires | equipment / facility failure | pole damage or failure | 0.021393
HFTD - Distribution - Tier 2 - 1QU CoRE ¦ 1QU LoRE | Non-Red Flag Warning - Small Fires | equipment / facility failure | recloser damage or failure | 0
HFTD - Distribution - Tier 2 - 1QU CoRE ¦ 1QU LoRE | Non-Red Flag Warning - Small Fires | equipment / facility failure | sectionalizer damage or failure | 0
HFTD - Distribution - Tier 2 - 1QU CoRE ¦ 1QU LoRE | Non-Red Flag Warning - Small Fires | equipment / facility failure | switch damage or failure | 0
HFTD - Distribution - Tier 2 - 1QU CoRE ¦ 1QU LoRE | Non-Red Flag Warning - Small Fires | equipment / facility failure | transformer damage or failure | 0.018174
HFTD - Distribution - Tier 2 - 1QU CoRE ¦ 1QU LoRE | Non-Red Flag Warning - Small Fires | equipment / facility failure | voltage regulator / booster damage or failure | 0.00045496
HFTD - Distribution - Tier 2 - 1QU CoRE ¦ 1QU LoRE | Non-Red Flag Warning - Small Fires | other | all other | 0.081663
HFTD - Distribution - Tier 2 - 1QU CoRE ¦ 1QU LoRE | Non-Red Flag Warning - Small Fires | unknown | unknown | 0.13445
HFTD - Distribution - Tier 2 - 1QU CoRE ¦ 1QU LoRE | Non-Red Flag Warning - Small Fires | utility work / operation | utility work / operation | 0.020575
HFTD - Distribution - Tier 2 - 1QU CoRE ¦ 1QU LoRE | Non-Red Flag Warning - Small Fires | vandalism / theft | vandalism / theft | 0.0061901
HFTD - Distribution - Tier 2 - 1QU CoRE ¦ 1QU LoRE | Non-Red Flag Warning - Small Fires | vegetation contact | branch (not overhanging, 4-12ft) | 0.0021573
HFTD - Distribution - Tier 2 - 1QU CoRE ¦ 1QU LoRE | Non-Red Flag Warning - Small Fires | vegetation contact | branch (not overhanging, > 12ft) | 0.0052096
HFTD - Distribution - Tier 2 - 1QU CoRE ¦ 1QU LoRE | Non-Red Flag Warning - Small Fires | vegetation contact | branch (not overhanging, distance unknown) | 0.017784
HFTD - Distribution - Tier 2 - 1QU CoRE ¦ 1QU LoRE | Non-Red Flag Warning - Small Fires | vegetation contact | branch (not overhanging, within 4ft) | 0.00090905
HFTD - Distribution - Tier 2 - 1QU CoRE ¦ 1QU LoRE | Non-Red Flag Warning - Small Fires | vegetation contact | branch (overhanging) | 0.040453
HFTD - Distribution - Tier 2 - 1QU CoRE ¦ 1QU LoRE | Non-Red Flag Warning - Small Fires | vegetation contact | dead | 0.01892
HFTD - Distribution - Tier 2 - 1QU CoRE ¦ 1QU LoRE | Non-Red Flag Warning - Small Fires | vegetation contact | fell into (moderate-severe defect) | 0.021641
HFTD - Distribution - Tier 2 - 1QU CoRE ¦ 1QU LoRE | Non-Red Flag Warning - Small Fires | vegetation contact | fell into (no defect) | 0.12747
HFTD - Distribution - Tier 2 - 1QU CoRE ¦ 1QU LoRE | Non-Red Flag Warning - Small Fires | vegetation contact | fell into (slight defect) | 0.026753
HFTD - Distribution - Tier 2 - 1QU CoRE ¦ 1QU LoRE | Non-Red Flag Warning - Small Fires | vegetation contact | grow into | 0.0023156
HFTD - Distribution - Tier 2 - 1QU CoRE ¦ 1QU LoRE | Non-Red Flag Warning - Small Fires | vegetation contact | other/unknown | 0.1098
HFTD - Distribution - Tier 2 - 1QU CoRE ¦ 1QU LoRE | Non-Red Flag Warning - Small Fires | wire-to-wire contact | wire-to-wire contact / contamination | 0.27556
HFTD - Distribution - Tier 2 - 1QU CoRE ¦ 1QU LoRE | Seismic - Red Flag Warning - Catastrophic Fires | cc - seismic scenario | seismic scenario | 8.29e-06
HFTD - Distribution - Tier 2 - 1QU CoRE ¦ 1QU LoRE | Red Flag Warning - Catastrophic Fires | contact from object | animal contact | 0
HFTD - Distribution - Tier 2 - 1QU CoRE ¦ 1QU LoRE | Red Flag Warning - Catastrophic Fires | contact from object | balloon contact | 0
HFTD - Distribution - Tier 2 - 1QU CoRE ¦ 1QU LoRE | Red Flag Warning - Catastrophic Fires | contact from object | other contact from object | 0
HFTD - Distribution - Tier 2 - 1QU CoRE ¦ 1QU LoRE | Red Flag Warning - Catastrophic Fires | contact from object | vehicle contact | 0
HFTD - Distribution - Tier 2 - 1QU CoRE ¦ 1QU LoRE | Red Flag Warning - Catastrophic Fires | contamination | contamination | 0
HFTD - Distribution - Tier 2 - 1QU CoRE ¦ 1QU LoRE | Red Flag Warning - Catastrophic Fires | equipment / facility failure | anchor / guy damage or failure | 0.00030954
HFTD - Distribution - Tier 2 - 1QU CoRE ¦ 1QU LoRE | Red Flag Warning - Catastrophic Fires | equipment / facility failure | capacitor bank damage or failure | 0.0031011
HFTD - Distribution - Tier 2 - 1QU CoRE ¦ 1QU LoRE | Red Flag Warning - Catastrophic Fires | equipment / facility failure | conductor damage or failure | 0.018667
HFTD - Distribution - Tier 2 - 1QU CoRE ¦ 1QU LoRE | Red Flag Warning - Catastrophic Fires | equipment / facility failure | connection device damage or failure | 0.0063809
HFTD - Distribution - Tier 2 - 1QU CoRE ¦ 1QU LoRE | Red Flag Warning - Catastrophic Fires | equipment / facility failure | crossarm damage or failure | 0.0013241
HFTD - Distribution - Tier 2 - 1QU CoRE ¦ 1QU LoRE | Red Flag Warning - Catastrophic Fires | equipment / facility failure | fuse damage or failure | 0.0012704
HFTD - Distribution - Tier 2 - 1QU CoRE ¦ 1QU LoRE | Red Flag Warning - Catastrophic Fires | equipment / facility failure | insulator and brushing damage or failure | 0.0010793
HFTD - Distribution - Tier 2 - 1QU CoRE ¦ 1QU LoRE | Red Flag Warning - Catastrophic Fires | equipment / facility failure | lightning arrestor damage or failure | 2.6506e-05
HFTD - Distribution - Tier 2 - 1QU CoRE ¦ 1QU LoRE | Red Flag Warning - Catastrophic Fires | equipment / facility failure | other equipment / facility failure | 0.0025833
HFTD - Distribution - Tier 2 - 1QU CoRE ¦ 1QU LoRE | Red Flag Warning - Catastrophic Fires | equipment / facility failure | pole damage or failure | 0.0013566
HFTD - Distribution - Tier 2 - 1QU CoRE ¦ 1QU LoRE | Red Flag Warning - Catastrophic Fires | equipment / facility failure | recloser damage or failure | 0
HFTD - Distribution - Tier 2 - 1QU CoRE ¦ 1QU LoRE | Red Flag Warning - Catastrophic Fires | equipment / facility failure | sectionalizer damage or failure | 0
HFTD - Distribution - Tier 2 - 1QU CoRE ¦ 1QU LoRE | Red Flag Warning - Catastrophic Fires | equipment / facility failure | switch damage or failure | 0
HFTD - Distribution - Tier 2 - 1QU CoRE ¦ 1QU LoRE | Red Flag Warning - Catastrophic Fires | equipment / facility failure | transformer damage or failure | 0.00070847
HFTD - Distribution - Tier 2 - 1QU CoRE ¦ 1QU LoRE | Red Flag Warning - Catastrophic Fires | equipment / facility failure | voltage regulator / booster damage or failure | 7.3678e-06
HFTD - Distribution - Tier 2 - 1QU CoRE ¦ 1QU LoRE | Red Flag Warning - Catastrophic Fires | other | all other | 0
HFTD - Distribution - Tier 2 - 1QU CoRE ¦ 1QU LoRE | Red Flag Warning - Catastrophic Fires | unknown | unknown | 0
HFTD - Distribution - Tier 2 - 1QU CoRE ¦ 1QU LoRE | Red Flag Warning - Catastrophic Fires | utility work / operation | utility work / operation | 0
HFTD - Distribution - Tier 2 - 1QU CoRE ¦ 1QU LoRE | Red Flag Warning - Catastrophic Fires | vandalism / theft | vandalism / theft | 0
HFTD - Distribution - Tier 2 - 1QU CoRE ¦ 1QU LoRE | Red Flag Warning - Catastrophic Fires | vegetation contact | branch (not overhanging, 4-12ft) | 0.00029407
HFTD - Distribution - Tier 2 - 1QU CoRE ¦ 1QU LoRE | Red Flag Warning - Catastrophic Fires | vegetation contact | branch (not overhanging, > 12ft) | 0.00046723
HFTD - Distribution - Tier 2 - 1QU CoRE ¦ 1QU LoRE | Red Flag Warning - Catastrophic Fires | vegetation contact | branch (not overhanging, distance unknown) | 0.0022583
HFTD - Distribution - Tier 2 - 1QU CoRE ¦ 1QU LoRE | Red Flag Warning - Catastrophic Fires | vegetation contact | branch (not overhanging, within 4ft) | 6.9817e-05
HFTD - Distribution - Tier 2 - 1QU CoRE ¦ 1QU LoRE | Red Flag Warning - Catastrophic Fires | vegetation contact | branch (overhanging) | 0.0041192
HFTD - Distribution - Tier 2 - 1QU CoRE ¦ 1QU LoRE | Red Flag Warning - Catastrophic Fires | vegetation contact | dead | 0.0017132
HFTD - Distribution - Tier 2 - 1QU CoRE ¦ 1QU LoRE | Red Flag Warning - Catastrophic Fires | vegetation contact | fell into (moderate-severe defect) | 0.0014072
HFTD - Distribution - Tier 2 - 1QU CoRE ¦ 1QU LoRE | Red Flag Warning - Catastrophic Fires | vegetation contact | fell into (no defect) | 0.0057625
HFTD - Distribution - Tier 2 - 1QU CoRE ¦ 1QU LoRE | Red Flag Warning - Catastrophic Fires | vegetation contact | fell into (slight defect) | 0.0015167
HFTD - Distribution - Tier 2 - 1QU CoRE ¦ 1QU LoRE | Red Flag Warning - Catastrophic Fires | vegetation contact | grow into | 0.00015965
HFTD - Distribution - Tier 2 - 1QU CoRE ¦ 1QU LoRE | Red Flag Warning - Catastrophic Fires | vegetation contact | other/unknown | 0.0077872
HFTD - Distribution - Tier 2 - 1QU CoRE ¦ 1QU LoRE | Red Flag Warning - Catastrophic Fires | wire-to-wire contact | wire-to-wire contact / contamination | 0
HFTD - Distribution - Tier 2 - 1QU CoRE ¦ 1QU LoRE | Red Flag Warning - Destructive Fires | contact from object | animal contact | 0
HFTD - Distribution - Tier 2 - 1QU CoRE ¦ 1QU LoRE | Red Flag Warning - Destructive Fires | contact from object | balloon contact | 0
HFTD - Distribution - Tier 2 - 1QU CoRE ¦ 1QU LoRE | Red Flag Warning - Destructive Fires | contact from object | other contact from object | 0
HFTD - Distribution - Tier 2 - 1QU CoRE ¦ 1QU LoRE | Red Flag Warning - Destructive Fires | contact from object | vehicle contact | 0
HFTD - Distribution - Tier 2 - 1QU CoRE ¦ 1QU LoRE | Red Flag Warning - Destructive Fires | contamination | contamination | 0
HFTD - Distribution - Tier 2 - 1QU CoRE ¦ 1QU LoRE | Red Flag Warning - Destructive Fires | equipment / facility failure | anchor / guy damage or failure | 5.5153e-05
HFTD - Distribution - Tier 2 - 1QU CoRE ¦ 1QU LoRE | Red Flag Warning - Destructive Fires | equipment / facility failure | capacitor bank damage or failure | 0.00053514
HFTD - Distribution - Tier 2 - 1QU CoRE ¦ 1QU LoRE | Red Flag Warning - Destructive Fires | equipment / facility failure | conductor damage or failure | 0.0047501
HFTD - Distribution - Tier 2 - 1QU CoRE ¦ 1QU LoRE | Red Flag Warning - Destructive Fires | equipment / facility failure | connection device damage or failure | 0.0018028
HFTD - Distribution - Tier 2 - 1QU CoRE ¦ 1QU LoRE | Red Flag Warning - Destructive Fires | equipment / facility failure | crossarm damage or failure | 0.00026245
HFTD - Distribution - Tier 2 - 1QU CoRE ¦ 1QU LoRE | Red Flag Warning - Destructive Fires | equipment / facility failure | fuse damage or failure | 0.00022878
HFTD - Distribution - Tier 2 - 1QU CoRE ¦ 1QU LoRE | Red Flag Warning - Destructive Fires | equipment / facility failure | insulator and brushing damage or failure | 0.00018598
HFTD - Distribution - Tier 2 - 1QU CoRE ¦ 1QU LoRE | Red Flag Warning - Destructive Fires | equipment / facility failure | lightning arrestor damage or failure | 4.5845e-06
HFTD - Distribution - Tier 2 - 1QU CoRE ¦ 1QU LoRE | Red Flag Warning - Destructive Fires | equipment / facility failure | other equipment / facility failure | 0.00057338
HFTD - Distribution - Tier 2 - 1QU CoRE ¦ 1QU LoRE | Red Flag Warning - Destructive Fires | equipment / facility failure | pole damage or failure | 0.00027207
HFTD - Distribution - Tier 2 - 1QU CoRE ¦ 1QU LoRE | Red Flag Warning - Destructive Fires | equipment / facility failure | recloser damage or failure | 0
HFTD - Distribution - Tier 2 - 1QU CoRE ¦ 1QU LoRE | Red Flag Warning - Destructive Fires | equipment / facility failure | sectionalizer damage or failure | 0
HFTD - Distribution - Tier 2 - 1QU CoRE ¦ 1QU LoRE | Red Flag Warning - Destructive Fires | equipment / facility failure | switch damage or failure | 0
HFTD - Distribution - Tier 2 - 1QU CoRE ¦ 1QU LoRE | Red Flag Warning - Destructive Fires | equipment / facility failure | transformer damage or failure | 0.00012566
HFTD - Distribution - Tier 2 - 1QU CoRE ¦ 1QU LoRE | Red Flag Warning - Destructive Fires | equipment / facility failure | voltage regulator / booster damage or failure | 1.2865e-06
HFTD - Distribution - Tier 2 - 1QU CoRE ¦ 1QU LoRE | Red Flag Warning - Destructive Fires | other | all other | 0
HFTD - Distribution - Tier 2 - 1QU CoRE ¦ 1QU LoRE | Red Flag Warning - Destructive Fires | unknown | unknown | 0
HFTD - Distribution - Tier 2 - 1QU CoRE ¦ 1QU LoRE | Red Flag Warning - Destructive Fires | utility work / operation | utility work / operation | 0
HFTD - Distribution - Tier 2 - 1QU CoRE ¦ 1QU LoRE | Red Flag Warning - Destructive Fires | vandalism / theft | vandalism / theft | 0
HFTD - Distribution - Tier 2 - 1QU CoRE ¦ 1QU LoRE | Red Flag Warning - Destructive Fires | vegetation contact | branch (not overhanging, 4-12ft) | 3.6882e-05
HFTD - Distribution - Tier 2 - 1QU CoRE ¦ 1QU LoRE | Red Flag Warning - Destructive Fires | vegetation contact | branch (not overhanging, > 12ft) | 5.8607e-05
HFTD - Distribution - Tier 2 - 1QU CoRE ¦ 1QU LoRE | Red Flag Warning - Destructive Fires | vegetation contact | branch (not overhanging, distance unknown) | 0.00028327
HFTD - Distribution - Tier 2 - 1QU CoRE ¦ 1QU LoRE | Red Flag Warning - Destructive Fires | vegetation contact | branch (not overhanging, within 4ft) | 8.7554e-06
HFTD - Distribution - Tier 2 - 1QU CoRE ¦ 1QU LoRE | Red Flag Warning - Destructive Fires | vegetation contact | branch (overhanging) | 0.00051657
HFTD - Distribution - Tier 2 - 1QU CoRE ¦ 1QU LoRE | Red Flag Warning - Destructive Fires | vegetation contact | dead | 0.00021489
HFTD - Distribution - Tier 2 - 1QU CoRE ¦ 1QU LoRE | Red Flag Warning - Destructive Fires | vegetation contact | fell into (moderate-severe defect) | 0.00017651
HFTD - Distribution - Tier 2 - 1QU CoRE ¦ 1QU LoRE | Red Flag Warning - Destructive Fires | vegetation contact | fell into (no defect) | 0.00072282
HFTD - Distribution - Tier 2 - 1QU CoRE ¦ 1QU LoRE | Red Flag Warning - Destructive Fires | vegetation contact | fell into (slight defect) | 0.00019025
HFTD - Distribution - Tier 2 - 1QU CoRE ¦ 1QU LoRE | Red Flag Warning - Destructive Fires | vegetation contact | grow into | 2.0026e-05
HFTD - Distribution - Tier 2 - 1QU CoRE ¦ 1QU LoRE | Red Flag Warning - Destructive Fires | vegetation contact | other/unknown | 0.00097679
HFTD - Distribution - Tier 2 - 1QU CoRE ¦ 1QU LoRE | Red Flag Warning - Destructive Fires | wire-to-wire contact | wire-to-wire contact / contamination | 0
HFTD - Distribution - Tier 2 - 1QU CoRE ¦ 1QU LoRE | Red Flag Warning - Large Fires | contact from object | animal contact | 0
HFTD - Distribution - Tier 2 - 1QU CoRE ¦ 1QU LoRE | Red Flag Warning - Large Fires | contact from object | balloon contact | 0
HFTD - Distribution - Tier 2 - 1QU CoRE ¦ 1QU LoRE | Red Flag Warning - Large Fires | contact from object | other contact from object | 0
HFTD - Distribution - Tier 2 - 1QU CoRE ¦ 1QU LoRE | Red Flag Warning - Large Fires | contact from object | vehicle contact | 0
HFTD - Distribution - Tier 2 - 1QU CoRE ¦ 1QU LoRE | Red Flag Warning - Large Fires | contamination | contamination | 0
HFTD - Distribution - Tier 2 - 1QU CoRE ¦ 1QU LoRE | Red Flag Warning - Large Fires | equipment / facility failure | anchor / guy damage or failure | 0.00014249
HFTD - Distribution - Tier 2 - 1QU CoRE ¦ 1QU LoRE | Red Flag Warning - Large Fires | equipment / facility failure | capacitor bank damage or failure | 0.0015739
HFTD - Distribution - Tier 2 - 1QU CoRE ¦ 1QU LoRE | Red Flag Warning - Large Fires | equipment / facility failure | conductor damage or failure | 0.016113
HFTD - Distribution - Tier 2 - 1QU CoRE ¦ 1QU LoRE | Red Flag Warning - Large Fires | equipment / facility failure | connection device damage or failure | 0.0040862
HFTD - Distribution - Tier 2 - 1QU CoRE ¦ 1QU LoRE | Red Flag Warning - Large Fires | equipment / facility failure | crossarm damage or failure | 0.0011754
HFTD - Distribution - Tier 2 - 1QU CoRE ¦ 1QU LoRE | Red Flag Warning - Large Fires | equipment / facility failure | fuse damage or failure | 0.0008468
HFTD - Distribution - Tier 2 - 1QU CoRE ¦ 1QU LoRE | Red Flag Warning - Large Fires | equipment / facility failure | insulator and brushing damage or failure | 0.00067077
HFTD - Distribution - Tier 2 - 1QU CoRE ¦ 1QU LoRE | Red Flag Warning - Large Fires | equipment / facility failure | lightning arrestor damage or failure | 1.8252e-05
HFTD - Distribution - Tier 2 - 1QU CoRE ¦ 1QU LoRE | Red Flag Warning - Large Fires | equipment / facility failure | other equipment / facility failure | 0.0013548
HFTD - Distribution - Tier 2 - 1QU CoRE ¦ 1QU LoRE | Red Flag Warning - Large Fires | equipment / facility failure | pole damage or failure | 0.00060816
HFTD - Distribution - Tier 2 - 1QU CoRE ¦ 1QU LoRE | Red Flag Warning - Large Fires | equipment / facility failure | recloser damage or failure | 0
HFTD - Distribution - Tier 2 - 1QU CoRE ¦ 1QU LoRE | Red Flag Warning - Large Fires | equipment / facility failure | sectionalizer damage or failure | 0
HFTD - Distribution - Tier 2 - 1QU CoRE ¦ 1QU LoRE | Red Flag Warning - Large Fires | equipment / facility failure | switch damage or failure | 0
HFTD - Distribution - Tier 2 - 1QU CoRE ¦ 1QU LoRE | Red Flag Warning - Large Fires | equipment / facility failure | transformer damage or failure | 0.00037612
HFTD - Distribution - Tier 2 - 1QU CoRE ¦ 1QU LoRE | Red Flag Warning - Large Fires | equipment / facility failure | voltage regulator / booster damage or failure | 6.095e-06
HFTD - Distribution - Tier 2 - 1QU CoRE ¦ 1QU LoRE | Red Flag Warning - Large Fires | other | all other | 0
HFTD - Distribution - Tier 2 - 1QU CoRE ¦ 1QU LoRE | Red Flag Warning - Large Fires | unknown | unknown | 0
HFTD - Distribution - Tier 2 - 1QU CoRE ¦ 1QU LoRE | Red Flag Warning - Large Fires | utility work / operation | utility work / operation | 0
HFTD - Distribution - Tier 2 - 1QU CoRE ¦ 1QU LoRE | Red Flag Warning - Large Fires | vandalism / theft | vandalism / theft | 0
HFTD - Distribution - Tier 2 - 1QU CoRE ¦ 1QU LoRE | Red Flag Warning - Large Fires | vegetation contact | branch (not overhanging, 4-12ft) | 0.00011627
HFTD - Distribution - Tier 2 - 1QU CoRE ¦ 1QU LoRE | Red Flag Warning - Large Fires | vegetation contact | branch (not overhanging, > 12ft) | 0.00018251
HFTD - Distribution - Tier 2 - 1QU CoRE ¦ 1QU LoRE | Red Flag Warning - Large Fires | vegetation contact | branch (not overhanging, distance unknown) | 0.00088213
HFTD - Distribution - Tier 2 - 1QU CoRE ¦ 1QU LoRE | Red Flag Warning - Large Fires | vegetation contact | branch (not overhanging, within 4ft) | 2.7931e-05
HFTD - Distribution - Tier 2 - 1QU CoRE ¦ 1QU LoRE | Red Flag Warning - Large Fires | vegetation contact | branch (overhanging) | 0.001648
HFTD - Distribution - Tier 2 - 1QU CoRE ¦ 1QU LoRE | Red Flag Warning - Large Fires | vegetation contact | dead | 0.0006692
HFTD - Distribution - Tier 2 - 1QU CoRE ¦ 1QU LoRE | Red Flag Warning - Large Fires | vegetation contact | fell into (moderate-severe defect) | 0.00054967
HFTD - Distribution - Tier 2 - 1QU CoRE ¦ 1QU LoRE | Red Flag Warning - Large Fires | vegetation contact | fell into (no defect) | 0.002251
HFTD - Distribution - Tier 2 - 1QU CoRE ¦ 1QU LoRE | Red Flag Warning - Large Fires | vegetation contact | fell into (slight defect) | 0.00059246
HFTD - Distribution - Tier 2 - 1QU CoRE ¦ 1QU LoRE | Red Flag Warning - Large Fires | vegetation contact | grow into | 6.2364e-05
HFTD - Distribution - Tier 2 - 1QU CoRE ¦ 1QU LoRE | Red Flag Warning - Large Fires | vegetation contact | other/unknown | 0.0030418
HFTD - Distribution - Tier 2 - 1QU CoRE ¦ 1QU LoRE | Red Flag Warning - Large Fires | wire-to-wire contact | wire-to-wire contact / contamination | 0
HFTD - Distribution - Tier 2 - 1QU CoRE ¦ 1QU LoRE | Red Flag Warning - Small Fires | contact from object | animal contact | 0.0020816
HFTD - Distribution - Tier 2 - 1QU CoRE ¦ 1QU LoRE | Red Flag Warning - Small Fires | contact from object | balloon contact | 9.7924e-05
HFTD - Distribution - Tier 2 - 1QU CoRE ¦ 1QU LoRE | Red Flag Warning - Small Fires | contact from object | other contact from object | 0.0015994
HFTD - Distribution - Tier 2 - 1QU CoRE ¦ 1QU LoRE | Red Flag Warning - Small Fires | contact from object | vehicle contact | 0.0041114
HFTD - Distribution - Tier 2 - 1QU CoRE ¦ 1QU LoRE | Red Flag Warning - Small Fires | contamination | contamination | 5.0224e-05
HFTD - Distribution - Tier 2 - 1QU CoRE ¦ 1QU LoRE | Red Flag Warning - Small Fires | equipment / facility failure | anchor / guy damage or failure | 0.00031321
HFTD - Distribution - Tier 2 - 1QU CoRE ¦ 1QU LoRE | Red Flag Warning - Small Fires | equipment / facility failure | capacitor bank damage or failure | 0.0042568
HFTD - Distribution - Tier 2 - 1QU CoRE ¦ 1QU LoRE | Red Flag Warning - Small Fires | equipment / facility failure | conductor damage or failure | 0.041742
HFTD - Distribution - Tier 2 - 1QU CoRE ¦ 1QU LoRE | Red Flag Warning - Small Fires | equipment / facility failure | connection device damage or failure | 0.017698
HFTD - Distribution - Tier 2 - 1QU CoRE ¦ 1QU LoRE | Red Flag Warning - Small Fires | equipment / facility failure | crossarm damage or failure | 0.0022541
HFTD - Distribution - Tier 2 - 1QU CoRE ¦ 1QU LoRE | Red Flag Warning - Small Fires | equipment / facility failure | fuse damage or failure | 0.0017873
HFTD - Distribution - Tier 2 - 1QU CoRE ¦ 1QU LoRE | Red Flag Warning - Small Fires | equipment / facility failure | insulator and brushing damage or failure | 0.0012649
HFTD - Distribution - Tier 2 - 1QU CoRE ¦ 1QU LoRE | Red Flag Warning - Small Fires | equipment / facility failure | lightning arrestor damage or failure | 6.5457e-05
HFTD - Distribution - Tier 2 - 1QU CoRE ¦ 1QU LoRE | Red Flag Warning - Small Fires | equipment / facility failure | other equipment / facility failure | 0.0035447
HFTD - Distribution - Tier 2 - 1QU CoRE ¦ 1QU LoRE | Red Flag Warning - Small Fires | equipment / facility failure | pole damage or failure | 0.0016261
HFTD - Distribution - Tier 2 - 1QU CoRE ¦ 1QU LoRE | Red Flag Warning - Small Fires | equipment / facility failure | recloser damage or failure | 0
HFTD - Distribution - Tier 2 - 1QU CoRE ¦ 1QU LoRE | Red Flag Warning - Small Fires | equipment / facility failure | sectionalizer damage or failure | 0
HFTD - Distribution - Tier 2 - 1QU CoRE ¦ 1QU LoRE | Red Flag Warning - Small Fires | equipment / facility failure | switch damage or failure | 0
HFTD - Distribution - Tier 2 - 1QU CoRE ¦ 1QU LoRE | Red Flag Warning - Small Fires | equipment / facility failure | transformer damage or failure | 0.00070876
HFTD - Distribution - Tier 2 - 1QU CoRE ¦ 1QU LoRE | Red Flag Warning - Small Fires | equipment / facility failure | voltage regulator / booster damage or failure | 7.1796e-06
HFTD - Distribution - Tier 2 - 1QU CoRE ¦ 1QU LoRE | Red Flag Warning - Small Fires | other | all other | 0.0024358
HFTD - Distribution - Tier 2 - 1QU CoRE ¦ 1QU LoRE | Red Flag Warning - Small Fires | unknown | unknown | 0.0057073
HFTD - Distribution - Tier 2 - 1QU CoRE ¦ 1QU LoRE | Red Flag Warning - Small Fires | utility work / operation | utility work / operation | 0.00055109
HFTD - Distribution - Tier 2 - 1QU CoRE ¦ 1QU LoRE | Red Flag Warning - Small Fires | vandalism / theft | vandalism / theft | 0.00010397
HFTD - Distribution - Tier 2 - 1QU CoRE ¦ 1QU LoRE | Red Flag Warning - Small Fires | vegetation contact | branch (not overhanging, 4-12ft) | 0.00085778
HFTD - Distribution - Tier 2 - 1QU CoRE ¦ 1QU LoRE | Red Flag Warning - Small Fires | vegetation contact | branch (not overhanging, > 12ft) | 0.0013422
HFTD - Distribution - Tier 2 - 1QU CoRE ¦ 1QU LoRE | Red Flag Warning - Small Fires | vegetation contact | branch (not overhanging, distance unknown) | 0.0064875
HFTD - Distribution - Tier 2 - 1QU CoRE ¦ 1QU LoRE | Red Flag Warning - Small Fires | vegetation contact | branch (not overhanging, within 4ft) | 0.00020669
HFTD - Distribution - Tier 2 - 1QU CoRE ¦ 1QU LoRE | Red Flag Warning - Small Fires | vegetation contact | branch (overhanging) | 0.012195
HFTD - Distribution - Tier 2 - 1QU CoRE ¦ 1QU LoRE | Red Flag Warning - Small Fires | vegetation contact | dead | 0.0049216
HFTD - Distribution - Tier 2 - 1QU CoRE ¦ 1QU LoRE | Red Flag Warning - Small Fires | vegetation contact | fell into (moderate-severe defect) | 0.0040425
HFTD - Distribution - Tier 2 - 1QU CoRE ¦ 1QU LoRE | Red Flag Warning - Small Fires | vegetation contact | fell into (no defect) | 0.016554
HFTD - Distribution - Tier 2 - 1QU CoRE ¦ 1QU LoRE | Red Flag Warning - Small Fires | vegetation contact | fell into (slight defect) | 0.0043572
HFTD - Distribution - Tier 2 - 1QU CoRE ¦ 1QU LoRE | Red Flag Warning - Small Fires | vegetation contact | grow into | 0.00045865
HFTD - Distribution - Tier 2 - 1QU CoRE ¦ 1QU LoRE | Red Flag Warning - Small Fires | vegetation contact | other/unknown | 0.022371
HFTD - Distribution - Tier 2 - 1QU CoRE ¦ 1QU LoRE | Red Flag Warning - Small Fires | wire-to-wire contact | wire-to-wire contact / contamination | 0.0091924
HFTD - Distribution - Tier 2 - 1QU CoRE ¦ 2QU LoRE | Seismic - Non-Red Flag Warning - Catastrophic Fires | cc - seismic scenario | seismic scenario | 1.6808e-07
HFTD - Distribution - Tier 2 - 1QU CoRE ¦ 2QU LoRE | Non-Red Flag Warning - Catastrophic Fires | contact from object | animal contact | 0.00052363
HFTD - Distribution - Tier 2 - 1QU CoRE ¦ 2QU LoRE | Non-Red Flag Warning - Catastrophic Fires | contact from object | balloon contact | 3.402e-05
HFTD - Distribution - Tier 2 - 1QU CoRE ¦ 2QU LoRE | Non-Red Flag Warning - Catastrophic Fires | contact from object | other contact from object | 0.00055068
HFTD - Distribution - Tier 2 - 1QU CoRE ¦ 2QU LoRE | Non-Red Flag Warning - Catastrophic Fires | contact from object | vehicle contact | 0.0011187
HFTD - Distribution - Tier 2 - 1QU CoRE ¦ 2QU LoRE | Non-Red Flag Warning - Catastrophic Fires | contamination | contamination | 3.413e-05
HFTD - Distribution - Tier 2 - 1QU CoRE ¦ 2QU LoRE | Non-Red Flag Warning - Catastrophic Fires | equipment / facility failure | anchor / guy damage or failure | 2.4743e-07
HFTD - Distribution - Tier 2 - 1QU CoRE ¦ 2QU LoRE | Non-Red Flag Warning - Catastrophic Fires | equipment / facility failure | capacitor bank damage or failure | 1.3836e-05
HFTD - Distribution - Tier 2 - 1QU CoRE ¦ 2QU LoRE | Non-Red Flag Warning - Catastrophic Fires | equipment / facility failure | conductor damage or failure | 3.3022e-05
HFTD - Distribution - Tier 2 - 1QU CoRE ¦ 2QU LoRE | Non-Red Flag Warning - Catastrophic Fires | equipment / facility failure | connection device damage or failure | 1.1368e-05
HFTD - Distribution - Tier 2 - 1QU CoRE ¦ 2QU LoRE | Non-Red Flag Warning - Catastrophic Fires | equipment / facility failure | crossarm damage or failure | 5.4094e-06
HFTD - Distribution - Tier 2 - 1QU CoRE ¦ 2QU LoRE | Non-Red Flag Warning - Catastrophic Fires | equipment / facility failure | fuse damage or failure | 4.9853e-06
HFTD - Distribution - Tier 2 - 1QU CoRE ¦ 2QU LoRE | Non-Red Flag Warning - Catastrophic Fires | equipment / facility failure | insulator and brushing damage or failure | 1.5753e-06
HFTD - Distribution - Tier 2 - 1QU CoRE ¦ 2QU LoRE | Non-Red Flag Warning - Catastrophic Fires | equipment / facility failure | lightning arrestor damage or failure | 5.9668e-07
HFTD - Distribution - Tier 2 - 1QU CoRE ¦ 2QU LoRE | Non-Red Flag Warning - Catastrophic Fires | equipment / facility failure | other equipment / facility failure | 2.3354e-05
HFTD - Distribution - Tier 2 - 1QU CoRE ¦ 2QU LoRE | Non-Red Flag Warning - Catastrophic Fires | equipment / facility failure | pole damage or failure | 1.1149e-05
HFTD - Distribution - Tier 2 - 1QU CoRE ¦ 2QU LoRE | Non-Red Flag Warning - Catastrophic Fires | equipment / facility failure | recloser damage or failure | 0
HFTD - Distribution - Tier 2 - 1QU CoRE ¦ 2QU LoRE | Non-Red Flag Warning - Catastrophic Fires | equipment / facility failure | sectionalizer damage or failure | 0
HFTD - Distribution - Tier 2 - 1QU CoRE ¦ 2QU LoRE | Non-Red Flag Warning - Catastrophic Fires | equipment / facility failure | switch damage or failure | 0
HFTD - Distribution - Tier 2 - 1QU CoRE ¦ 2QU LoRE | Non-Red Flag Warning - Catastrophic Fires | equipment / facility failure | transformer damage or failure | 1.2386e-05
HFTD - Distribution - Tier 2 - 1QU CoRE ¦ 2QU LoRE | Non-Red Flag Warning - Catastrophic Fires | equipment / facility failure | voltage regulator / booster damage or failure | 8.559e-07
HFTD - Distribution - Tier 2 - 1QU CoRE ¦ 2QU LoRE | Non-Red Flag Warning - Catastrophic Fires | other | all other | 0.00061064
HFTD - Distribution - Tier 2 - 1QU CoRE ¦ 2QU LoRE | Non-Red Flag Warning - Catastrophic Fires | unknown | unknown | 0.00055966
HFTD - Distribution - Tier 2 - 1QU CoRE ¦ 2QU LoRE | Non-Red Flag Warning - Catastrophic Fires | utility work / operation | utility work / operation | 5.8294e-05
HFTD - Distribution - Tier 2 - 1QU CoRE ¦ 2QU LoRE | Non-Red Flag Warning - Catastrophic Fires | vandalism / theft | vandalism / theft | 1.1743e-05
HFTD - Distribution - Tier 2 - 1QU CoRE ¦ 2QU LoRE | Non-Red Flag Warning - Catastrophic Fires | vegetation contact | branch (not overhanging, 4-12ft) | 3.0201e-06
HFTD - Distribution - Tier 2 - 1QU CoRE ¦ 2QU LoRE | Non-Red Flag Warning - Catastrophic Fires | vegetation contact | branch (not overhanging, > 12ft) | 7.2449e-06
HFTD - Distribution - Tier 2 - 1QU CoRE ¦ 2QU LoRE | Non-Red Flag Warning - Catastrophic Fires | vegetation contact | branch (not overhanging, distance unknown) | 2.4731e-05
HFTD - Distribution - Tier 2 - 1QU CoRE ¦ 2QU LoRE | Non-Red Flag Warning - Catastrophic Fires | vegetation contact | branch (not overhanging, within 4ft) | 1.2807e-06
HFTD - Distribution - Tier 2 - 1QU CoRE ¦ 2QU LoRE | Non-Red Flag Warning - Catastrophic Fires | vegetation contact | branch (overhanging) | 5.699e-05
HFTD - Distribution - Tier 2 - 1QU CoRE ¦ 2QU LoRE | Non-Red Flag Warning - Catastrophic Fires | vegetation contact | dead | 2.6312e-05
HFTD - Distribution - Tier 2 - 1QU CoRE ¦ 2QU LoRE | Non-Red Flag Warning - Catastrophic Fires | vegetation contact | fell into (moderate-severe defect) | 3.0095e-05
HFTD - Distribution - Tier 2 - 1QU CoRE ¦ 2QU LoRE | Non-Red Flag Warning - Catastrophic Fires | vegetation contact | fell into (no defect) | 0.00017727
HFTD - Distribution - Tier 2 - 1QU CoRE ¦ 2QU LoRE | Non-Red Flag Warning - Catastrophic Fires | vegetation contact | fell into (slight defect) | 3.7205e-05
HFTD - Distribution - Tier 2 - 1QU CoRE ¦ 2QU LoRE | Non-Red Flag Warning - Catastrophic Fires | vegetation contact | grow into | 3.2203e-06
HFTD - Distribution - Tier 2 - 1QU CoRE ¦ 2QU LoRE | Non-Red Flag Warning - Catastrophic Fires | vegetation contact | other/unknown | 0.0001527
HFTD - Distribution - Tier 2 - 1QU CoRE ¦ 2QU LoRE | Non-Red Flag Warning - Catastrophic Fires | wire-to-wire contact | wire-to-wire contact / contamination | 0.00096134
HFTD - Distribution - Tier 2 - 1QU CoRE ¦ 2QU LoRE | Non-Red Flag Warning - Destructive Fires | contact from object | animal contact | 0.00039928
HFTD - Distribution - Tier 2 - 1QU CoRE ¦ 2QU LoRE | Non-Red Flag Warning - Destructive Fires | contact from object | balloon contact | 1.9978e-05
HFTD - Distribution - Tier 2 - 1QU CoRE ¦ 2QU LoRE | Non-Red Flag Warning - Destructive Fires | contact from object | other contact from object | 0.00042857
HFTD - Distribution - Tier 2 - 1QU CoRE ¦ 2QU LoRE | Non-Red Flag Warning - Destructive Fires | contact from object | vehicle contact | 0.00067256
HFTD - Distribution - Tier 2 - 1QU CoRE ¦ 2QU LoRE | Non-Red Flag Warning - Destructive Fires | contamination | contamination | 2.0112e-05
HFTD - Distribution - Tier 2 - 1QU CoRE ¦ 2QU LoRE | Non-Red Flag Warning - Destructive Fires | equipment / facility failure | anchor / guy damage or failure | 7.8737e-07
HFTD - Distribution - Tier 2 - 1QU CoRE ¦ 2QU LoRE | Non-Red Flag Warning - Destructive Fires | equipment / facility failure | capacitor bank damage or failure | 4.3578e-05
HFTD - Distribution - Tier 2 - 1QU CoRE ¦ 2QU LoRE | Non-Red Flag Warning - Destructive Fires | equipment / facility failure | conductor damage or failure | 0.00014061
HFTD - Distribution - Tier 2 - 1QU CoRE ¦ 2QU LoRE | Non-Red Flag Warning - Destructive Fires | equipment / facility failure | connection device damage or failure | 4.8656e-05
HFTD - Distribution - Tier 2 - 1QU CoRE ¦ 2QU LoRE | Non-Red Flag Warning - Destructive Fires | equipment / facility failure | crossarm damage or failure | 2.0756e-05
HFTD - Distribution - Tier 2 - 1QU CoRE ¦ 2QU LoRE | Non-Red Flag Warning - Destructive Fires | equipment / facility failure | fuse damage or failure | 1.6263e-05
HFTD - Distribution - Tier 2 - 1QU CoRE ¦ 2QU LoRE | Non-Red Flag Warning - Destructive Fires | equipment / facility failure | insulator and brushing damage or failure | 5.1274e-06
HFTD - Distribution - Tier 2 - 1QU CoRE ¦ 2QU LoRE | Non-Red Flag Warning - Destructive Fires | equipment / facility failure | lightning arrestor damage or failure | 1.972e-06
HFTD - Distribution - Tier 2 - 1QU CoRE ¦ 2QU LoRE | Non-Red Flag Warning - Destructive Fires | equipment / facility failure | other equipment / facility failure | 8.2378e-05
HFTD - Distribution - Tier 2 - 1QU CoRE ¦ 2QU LoRE | Non-Red Flag Warning - Destructive Fires | equipment / facility failure | pole damage or failure | 4.2137e-05
HFTD - Distribution - Tier 2 - 1QU CoRE ¦ 2QU LoRE | Non-Red Flag Warning - Destructive Fires | equipment / facility failure | recloser damage or failure | 0
HFTD - Distribution - Tier 2 - 1QU CoRE ¦ 2QU LoRE | Non-Red Flag Warning - Destructive Fires | equipment / facility failure | sectionalizer damage or failure | 0
HFTD - Distribution - Tier 2 - 1QU CoRE ¦ 2QU LoRE | Non-Red Flag Warning - Destructive Fires | equipment / facility failure | switch damage or failure | 0
HFTD - Distribution - Tier 2 - 1QU CoRE ¦ 2QU LoRE | Non-Red Flag Warning - Destructive Fires | equipment / facility failure | transformer damage or failure | 4.143e-05
HFTD - Distribution - Tier 2 - 1QU CoRE ¦ 2QU LoRE | Non-Red Flag Warning - Destructive Fires | equipment / facility failure | voltage regulator / booster damage or failure | 2.7808e-06
HFTD - Distribution - Tier 2 - 1QU CoRE ¦ 2QU LoRE | Non-Red Flag Warning - Destructive Fires | other | all other | 0.00054232
HFTD - Distribution - Tier 2 - 1QU CoRE ¦ 2QU LoRE | Non-Red Flag Warning - Destructive Fires | unknown | unknown | 0.00046572
HFTD - Distribution - Tier 2 - 1QU CoRE ¦ 2QU LoRE | Non-Red Flag Warning - Destructive Fires | utility work / operation | utility work / operation | 4.5598e-05
HFTD - Distribution - Tier 2 - 1QU CoRE ¦ 2QU LoRE | Non-Red Flag Warning - Destructive Fires | vandalism / theft | vandalism / theft | 8.6708e-06
HFTD - Distribution - Tier 2 - 1QU CoRE ¦ 2QU LoRE | Non-Red Flag Warning - Destructive Fires | vegetation contact | branch (not overhanging, 4-12ft) | 7.1929e-06
HFTD - Distribution - Tier 2 - 1QU CoRE ¦ 2QU LoRE | Non-Red Flag Warning - Destructive Fires | vegetation contact | branch (not overhanging, > 12ft) | 1.7243e-05
HFTD - Distribution - Tier 2 - 1QU CoRE ¦ 2QU LoRE | Non-Red Flag Warning - Destructive Fires | vegetation contact | branch (not overhanging, distance unknown) | 5.886e-05
HFTD - Distribution - Tier 2 - 1QU CoRE ¦ 2QU LoRE | Non-Red Flag Warning - Destructive Fires | vegetation contact | branch (not overhanging, within 4ft) | 3.0522e-06
HFTD - Distribution - Tier 2 - 1QU CoRE ¦ 2QU LoRE | Non-Red Flag Warning - Destructive Fires | vegetation contact | branch (overhanging) | 0.00013582
HFTD - Distribution - Tier 2 - 1QU CoRE ¦ 2QU LoRE | Non-Red Flag Warning - Destructive Fires | vegetation contact | dead | 6.2622e-05
HFTD - Distribution - Tier 2 - 1QU CoRE ¦ 2QU LoRE | Non-Red Flag Warning - Destructive Fires | vegetation contact | fell into (moderate-severe defect) | 7.1625e-05
HFTD - Distribution - Tier 2 - 1QU CoRE ¦ 2QU LoRE | Non-Red Flag Warning - Destructive Fires | vegetation contact | fell into (no defect) | 0.0004219
HFTD - Distribution - Tier 2 - 1QU CoRE ¦ 2QU LoRE | Non-Red Flag Warning - Destructive Fires | vegetation contact | fell into (slight defect) | 8.8546e-05
HFTD - Distribution - Tier 2 - 1QU CoRE ¦ 2QU LoRE | Non-Red Flag Warning - Destructive Fires | vegetation contact | grow into | 7.6642e-06
HFTD - Distribution - Tier 2 - 1QU CoRE ¦ 2QU LoRE | Non-Red Flag Warning - Destructive Fires | vegetation contact | other/unknown | 0.00036343
HFTD - Distribution - Tier 2 - 1QU CoRE ¦ 2QU LoRE | Non-Red Flag Warning - Destructive Fires | wire-to-wire contact | wire-to-wire contact / contamination | 0.00082824
HFTD - Distribution - Tier 2 - 1QU CoRE ¦ 2QU LoRE | Non-Red Flag Warning - Large Fires | contact from object | animal contact | 0.0017036
HFTD - Distribution - Tier 2 - 1QU CoRE ¦ 2QU LoRE | Non-Red Flag Warning - Large Fires | contact from object | balloon contact | 7.0522e-05
HFTD - Distribution - Tier 2 - 1QU CoRE ¦ 2QU LoRE | Non-Red Flag Warning - Large Fires | contact from object | other contact from object | 0.0014643
HFTD - Distribution - Tier 2 - 1QU CoRE ¦ 2QU LoRE | Non-Red Flag Warning - Large Fires | contact from object | vehicle contact | 0.0032017
HFTD - Distribution - Tier 2 - 1QU CoRE ¦ 2QU LoRE | Non-Red Flag Warning - Large Fires | contamination | contamination | 9.746e-05
HFTD - Distribution - Tier 2 - 1QU CoRE ¦ 2QU LoRE | Non-Red Flag Warning - Large Fires | equipment / facility failure | anchor / guy damage or failure | 2.8276e-06
HFTD - Distribution - Tier 2 - 1QU CoRE ¦ 2QU LoRE | Non-Red Flag Warning - Large Fires | equipment / facility failure | capacitor bank damage or failure | 0.00026537
HFTD - Distribution - Tier 2 - 1QU CoRE ¦ 2QU LoRE | Non-Red Flag Warning - Large Fires | equipment / facility failure | conductor damage or failure | 0.00095337
HFTD - Distribution - Tier 2 - 1QU CoRE ¦ 2QU LoRE | Non-Red Flag Warning - Large Fires | equipment / facility failure | connection device damage or failure | 0.00035366
HFTD - Distribution - Tier 2 - 1QU CoRE ¦ 2QU LoRE | Non-Red Flag Warning - Large Fires | equipment / facility failure | crossarm damage or failure | 0.00012182
HFTD - Distribution - Tier 2 - 1QU CoRE ¦ 2QU LoRE | Non-Red Flag Warning - Large Fires | equipment / facility failure | fuse damage or failure | 0.00012112
HFTD - Distribution - Tier 2 - 1QU CoRE ¦ 2QU LoRE | Non-Red Flag Warning - Large Fires | equipment / facility failure | insulator and brushing damage or failure | 3.7609e-05
HFTD - Distribution - Tier 2 - 1QU CoRE ¦ 2QU LoRE | Non-Red Flag Warning - Large Fires | equipment / facility failure | lightning arrestor damage or failure | 1.102e-05
HFTD - Distribution - Tier 2 - 1QU CoRE ¦ 2QU LoRE | Non-Red Flag Warning - Large Fires | equipment / facility failure | other equipment / facility failure | 0.00050992
HFTD - Distribution - Tier 2 - 1QU CoRE ¦ 2QU LoRE | Non-Red Flag Warning - Large Fires | equipment / facility failure | pole damage or failure | 0.0002835
HFTD - Distribution - Tier 2 - 1QU CoRE ¦ 2QU LoRE | Non-Red Flag Warning - Large Fires | equipment / facility failure | recloser damage or failure | 0
HFTD - Distribution - Tier 2 - 1QU CoRE ¦ 2QU LoRE | Non-Red Flag Warning - Large Fires | equipment / facility failure | sectionalizer damage or failure | 0
HFTD - Distribution - Tier 2 - 1QU CoRE ¦ 2QU LoRE | Non-Red Flag Warning - Large Fires | equipment / facility failure | switch damage or failure | 0
HFTD - Distribution - Tier 2 - 1QU CoRE ¦ 2QU LoRE | Non-Red Flag Warning - Large Fires | equipment / facility failure | transformer damage or failure | 0.00025464
HFTD - Distribution - Tier 2 - 1QU CoRE ¦ 2QU LoRE | Non-Red Flag Warning - Large Fires | equipment / facility failure | voltage regulator / booster damage or failure | 1.3103e-05
HFTD - Distribution - Tier 2 - 1QU CoRE ¦ 2QU LoRE | Non-Red Flag Warning - Large Fires | other | all other | 0.0018706
HFTD - Distribution - Tier 2 - 1QU CoRE ¦ 2QU LoRE | Non-Red Flag Warning - Large Fires | unknown | unknown | 0.0017866
HFTD - Distribution - Tier 2 - 1QU CoRE ¦ 2QU LoRE | Non-Red Flag Warning - Large Fires | utility work / operation | utility work / operation | 0.00017841
HFTD - Distribution - Tier 2 - 1QU CoRE ¦ 2QU LoRE | Non-Red Flag Warning - Large Fires | vandalism / theft | vandalism / theft | 5.1679e-05
HFTD - Distribution - Tier 2 - 1QU CoRE ¦ 2QU LoRE | Non-Red Flag Warning - Large Fires | vegetation contact | branch (not overhanging, 4-12ft) | 4.3513e-05
HFTD - Distribution - Tier 2 - 1QU CoRE ¦ 2QU LoRE | Non-Red Flag Warning - Large Fires | vegetation contact | branch (not overhanging, > 12ft) | 0.00010489
HFTD - Distribution - Tier 2 - 1QU CoRE ¦ 2QU LoRE | Non-Red Flag Warning - Large Fires | vegetation contact | branch (not overhanging, distance unknown) | 0.00035804
HFTD - Distribution - Tier 2 - 1QU CoRE ¦ 2QU LoRE | Non-Red Flag Warning - Large Fires | vegetation contact | branch (not overhanging, within 4ft) | 1.8368e-05
HFTD - Distribution - Tier 2 - 1QU CoRE ¦ 2QU LoRE | Non-Red Flag Warning - Large Fires | vegetation contact | branch (overhanging) | 0.00081736
HFTD - Distribution - Tier 2 - 1QU CoRE ¦ 2QU LoRE | Non-Red Flag Warning - Large Fires | vegetation contact | dead | 0.00038093
HFTD - Distribution - Tier 2 - 1QU CoRE ¦ 2QU LoRE | Non-Red Flag Warning - Large Fires | vegetation contact | fell into (moderate-severe defect) | 0.0004357
HFTD - Distribution - Tier 2 - 1QU CoRE ¦ 2QU LoRE | Non-Red Flag Warning - Large Fires | vegetation contact | fell into (no defect) | 0.0025664
HFTD - Distribution - Tier 2 - 1QU CoRE ¦ 2QU LoRE | Non-Red Flag Warning - Large Fires | vegetation contact | fell into (slight defect) | 0.00053862
HFTD - Distribution - Tier 2 - 1QU CoRE ¦ 2QU LoRE | Non-Red Flag Warning - Large Fires | vegetation contact | grow into | 4.6621e-05
HFTD - Distribution - Tier 2 - 1QU CoRE ¦ 2QU LoRE | Non-Red Flag Warning - Large Fires | vegetation contact | other/unknown | 0.0022107
HFTD - Distribution - Tier 2 - 1QU CoRE ¦ 2QU LoRE | Non-Red Flag Warning - Large Fires | wire-to-wire contact | wire-to-wire contact / contamination | 0.0033022
HFTD - Distribution - Tier 2 - 1QU CoRE ¦ 2QU LoRE | Non-Red Flag Warning - Small Fires | contact from object | animal contact | 0.082322
HFTD - Distribution - Tier 2 - 1QU CoRE ¦ 2QU LoRE | Non-Red Flag Warning - Small Fires | contact from object | balloon contact | 0.0034413
HFTD - Distribution - Tier 2 - 1QU CoRE ¦ 2QU LoRE | Non-Red Flag Warning - Small Fires | contact from object | other contact from object | 0.074422
HFTD - Distribution - Tier 2 - 1QU CoRE ¦ 2QU LoRE | Non-Red Flag Warning - Small Fires | contact from object | vehicle contact | 0.15598
HFTD - Distribution - Tier 2 - 1QU CoRE ¦ 2QU LoRE | Non-Red Flag Warning - Small Fires | contamination | contamination | 0.0048164
HFTD - Distribution - Tier 2 - 1QU CoRE ¦ 2QU LoRE | Non-Red Flag Warning - Small Fires | equipment / facility failure | anchor / guy damage or failure | 0.0013838
HFTD - Distribution - Tier 2 - 1QU CoRE ¦ 2QU LoRE | Non-Red Flag Warning - Small Fires | equipment / facility failure | capacitor bank damage or failure | 0.029667
HFTD - Distribution - Tier 2 - 1QU CoRE ¦ 2QU LoRE | Non-Red Flag Warning - Small Fires | equipment / facility failure | conductor damage or failure | 0.12271
HFTD - Distribution - Tier 2 - 1QU CoRE ¦ 2QU LoRE | Non-Red Flag Warning - Small Fires | equipment / facility failure | connection device damage or failure | 0.038965
HFTD - Distribution - Tier 2 - 1QU CoRE ¦ 2QU LoRE | Non-Red Flag Warning - Small Fires | equipment / facility failure | crossarm damage or failure | 0.017899
HFTD - Distribution - Tier 2 - 1QU CoRE ¦ 2QU LoRE | Non-Red Flag Warning - Small Fires | equipment / facility failure | fuse damage or failure | 0.020508
HFTD - Distribution - Tier 2 - 1QU CoRE ¦ 2QU LoRE | Non-Red Flag Warning - Small Fires | equipment / facility failure | insulator and brushing damage or failure | 0.007136
HFTD - Distribution - Tier 2 - 1QU CoRE ¦ 2QU LoRE | Non-Red Flag Warning - Small Fires | equipment / facility failure | lightning arrestor damage or failure | 0.0015054
HFTD - Distribution - Tier 2 - 1QU CoRE ¦ 2QU LoRE | Non-Red Flag Warning - Small Fires | equipment / facility failure | other equipment / facility failure | 0.078402
HFTD - Distribution - Tier 2 - 1QU CoRE ¦ 2QU LoRE | Non-Red Flag Warning - Small Fires | equipment / facility failure | pole damage or failure | 0.033611
HFTD - Distribution - Tier 2 - 1QU CoRE ¦ 2QU LoRE | Non-Red Flag Warning - Small Fires | equipment / facility failure | recloser damage or failure | 0
HFTD - Distribution - Tier 2 - 1QU CoRE ¦ 2QU LoRE | Non-Red Flag Warning - Small Fires | equipment / facility failure | sectionalizer damage or failure | 0
HFTD - Distribution - Tier 2 - 1QU CoRE ¦ 2QU LoRE | Non-Red Flag Warning - Small Fires | equipment / facility failure | switch damage or failure | 0
HFTD - Distribution - Tier 2 - 1QU CoRE ¦ 2QU LoRE | Non-Red Flag Warning - Small Fires | equipment / facility failure | transformer damage or failure | 0.035936
HFTD - Distribution - Tier 2 - 1QU CoRE ¦ 2QU LoRE | Non-Red Flag Warning - Small Fires | equipment / facility failure | voltage regulator / booster damage or failure | 0.0042488
HFTD - Distribution - Tier 2 - 1QU CoRE ¦ 2QU LoRE | Non-Red Flag Warning - Small Fires | other | all other | 0.081736
HFTD - Distribution - Tier 2 - 1QU CoRE ¦ 2QU LoRE | Non-Red Flag Warning - Small Fires | unknown | unknown | 0.079248
HFTD - Distribution - Tier 2 - 1QU CoRE ¦ 2QU LoRE | Non-Red Flag Warning - Small Fires | utility work / operation | utility work / operation | 0.010313
HFTD - Distribution - Tier 2 - 1QU CoRE ¦ 2QU LoRE | Non-Red Flag Warning - Small Fires | vandalism / theft | vandalism / theft | 0.002262
HFTD - Distribution - Tier 2 - 1QU CoRE ¦ 2QU LoRE | Non-Red Flag Warning - Small Fires | vegetation contact | branch (not overhanging, 4-12ft) | 0.003216
HFTD - Distribution - Tier 2 - 1QU CoRE ¦ 2QU LoRE | Non-Red Flag Warning - Small Fires | vegetation contact | branch (not overhanging, > 12ft) | 0.0077838
HFTD - Distribution - Tier 2 - 1QU CoRE ¦ 2QU LoRE | Non-Red Flag Warning - Small Fires | vegetation contact | branch (not overhanging, distance unknown) | 0.026571
HFTD - Distribution - Tier 2 - 1QU CoRE ¦ 2QU LoRE | Non-Red Flag Warning - Small Fires | vegetation contact | branch (not overhanging, within 4ft) | 0.0013523
HFTD - Distribution - Tier 2 - 1QU CoRE ¦ 2QU LoRE | Non-Red Flag Warning - Small Fires | vegetation contact | branch (overhanging) | 0.060177
HFTD - Distribution - Tier 2 - 1QU CoRE ¦ 2QU LoRE | Non-Red Flag Warning - Small Fires | vegetation contact | dead | 0.028269
HFTD - Distribution - Tier 2 - 1QU CoRE ¦ 2QU LoRE | Non-Red Flag Warning - Small Fires | vegetation contact | fell into (moderate-severe defect) | 0.032334
HFTD - Distribution - Tier 2 - 1QU CoRE ¦ 2QU LoRE | Non-Red Flag Warning - Small Fires | vegetation contact | fell into (no defect) | 0.19046
HFTD - Distribution - Tier 2 - 1QU CoRE ¦ 2QU LoRE | Non-Red Flag Warning - Small Fires | vegetation contact | fell into (slight defect) | 0.039972
HFTD - Distribution - Tier 2 - 1QU CoRE ¦ 2QU LoRE | Non-Red Flag Warning - Small Fires | vegetation contact | grow into | 0.0034598
HFTD - Distribution - Tier 2 - 1QU CoRE ¦ 2QU LoRE | Non-Red Flag Warning - Small Fires | vegetation contact | other/unknown | 0.16406
HFTD - Distribution - Tier 2 - 1QU CoRE ¦ 2QU LoRE | Non-Red Flag Warning - Small Fires | wire-to-wire contact | wire-to-wire contact / contamination | 0.16268
HFTD - Distribution - Tier 2 - 1QU CoRE ¦ 2QU LoRE | Seismic - Red Flag Warning - Catastrophic Fires | cc - seismic scenario | seismic scenario | 7.2493e-06
HFTD - Distribution - Tier 2 - 1QU CoRE ¦ 2QU LoRE | Red Flag Warning - Catastrophic Fires | contact from object | animal contact | 0
HFTD - Distribution - Tier 2 - 1QU CoRE ¦ 2QU LoRE | Red Flag Warning - Catastrophic Fires | contact from object | balloon contact | 0
HFTD - Distribution - Tier 2 - 1QU CoRE ¦ 2QU LoRE | Red Flag Warning - Catastrophic Fires | contact from object | other contact from object | 0
HFTD - Distribution - Tier 2 - 1QU CoRE ¦ 2QU LoRE | Red Flag Warning - Catastrophic Fires | contact from object | vehicle contact | 0
HFTD - Distribution - Tier 2 - 1QU CoRE ¦ 2QU LoRE | Red Flag Warning - Catastrophic Fires | contamination | contamination | 0
HFTD - Distribution - Tier 2 - 1QU CoRE ¦ 2QU LoRE | Red Flag Warning - Catastrophic Fires | equipment / facility failure | anchor / guy damage or failure | 0.00017834
HFTD - Distribution - Tier 2 - 1QU CoRE ¦ 2QU LoRE | Red Flag Warning - Catastrophic Fires | equipment / facility failure | capacitor bank damage or failure | 0.0015912
HFTD - Distribution - Tier 2 - 1QU CoRE ¦ 2QU LoRE | Red Flag Warning - Catastrophic Fires | equipment / facility failure | conductor damage or failure | 0.015046
HFTD - Distribution - Tier 2 - 1QU CoRE ¦ 2QU LoRE | Red Flag Warning - Catastrophic Fires | equipment / facility failure | connection device damage or failure | 0.0036202
HFTD - Distribution - Tier 2 - 1QU CoRE ¦ 2QU LoRE | Red Flag Warning - Catastrophic Fires | equipment / facility failure | crossarm damage or failure | 0.002227
HFTD - Distribution - Tier 2 - 1QU CoRE ¦ 2QU LoRE | Red Flag Warning - Catastrophic Fires | equipment / facility failure | fuse damage or failure | 0.0032128
HFTD - Distribution - Tier 2 - 1QU CoRE ¦ 2QU LoRE | Red Flag Warning - Catastrophic Fires | equipment / facility failure | insulator and brushing damage or failure | 0.001257
HFTD - Distribution - Tier 2 - 1QU CoRE ¦ 2QU LoRE | Red Flag Warning - Catastrophic Fires | equipment / facility failure | lightning arrestor damage or failure | 0.000301
HFTD - Distribution - Tier 2 - 1QU CoRE ¦ 2QU LoRE | Red Flag Warning - Catastrophic Fires | equipment / facility failure | other equipment / facility failure | 0.0033309
HFTD - Distribution - Tier 2 - 1QU CoRE ¦ 2QU LoRE | Red Flag Warning - Catastrophic Fires | equipment / facility failure | pole damage or failure | 0.0019654
HFTD - Distribution - Tier 2 - 1QU CoRE ¦ 2QU LoRE | Red Flag Warning - Catastrophic Fires | equipment / facility failure | recloser damage or failure | 0
HFTD - Distribution - Tier 2 - 1QU CoRE ¦ 2QU LoRE | Red Flag Warning - Catastrophic Fires | equipment / facility failure | sectionalizer damage or failure | 0
HFTD - Distribution - Tier 2 - 1QU CoRE ¦ 2QU LoRE | Red Flag Warning - Catastrophic Fires | equipment / facility failure | switch damage or failure | 0
HFTD - Distribution - Tier 2 - 1QU CoRE ¦ 2QU LoRE | Red Flag Warning - Catastrophic Fires | equipment / facility failure | transformer damage or failure | 0.0011203
HFTD - Distribution - Tier 2 - 1QU CoRE ¦ 2QU LoRE | Red Flag Warning - Catastrophic Fires | equipment / facility failure | voltage regulator / booster damage or failure | 3.1326e-05
HFTD - Distribution - Tier 2 - 1QU CoRE ¦ 2QU LoRE | Red Flag Warning - Catastrophic Fires | other | all other | 0
HFTD - Distribution - Tier 2 - 1QU CoRE ¦ 2QU LoRE | Red Flag Warning - Catastrophic Fires | unknown | unknown | 0
HFTD - Distribution - Tier 2 - 1QU CoRE ¦ 2QU LoRE | Red Flag Warning - Catastrophic Fires | utility work / operation | utility work / operation | 0
HFTD - Distribution - Tier 2 - 1QU CoRE ¦ 2QU LoRE | Red Flag Warning - Catastrophic Fires | vandalism / theft | vandalism / theft | 0
HFTD - Distribution - Tier 2 - 1QU CoRE ¦ 2QU LoRE | Red Flag Warning - Catastrophic Fires | vegetation contact | branch (not overhanging, 4-12ft) | 0.00048326
HFTD - Distribution - Tier 2 - 1QU CoRE ¦ 2QU LoRE | Red Flag Warning - Catastrophic Fires | vegetation contact | branch (not overhanging, > 12ft) | 0.0007512
HFTD - Distribution - Tier 2 - 1QU CoRE ¦ 2QU LoRE | Red Flag Warning - Catastrophic Fires | vegetation contact | branch (not overhanging, distance unknown) | 0.0036308
HFTD - Distribution - Tier 2 - 1QU CoRE ¦ 2QU LoRE | Red Flag Warning - Catastrophic Fires | vegetation contact | branch (not overhanging, within 4ft) | 0.00011718
HFTD - Distribution - Tier 2 - 1QU CoRE ¦ 2QU LoRE | Red Flag Warning - Catastrophic Fires | vegetation contact | branch (overhanging) | 0.0069137
HFTD - Distribution - Tier 2 - 1QU CoRE ¦ 2QU LoRE | Red Flag Warning - Catastrophic Fires | vegetation contact | dead | 0.0027544
HFTD - Distribution - Tier 2 - 1QU CoRE ¦ 2QU LoRE | Red Flag Warning - Catastrophic Fires | vegetation contact | fell into (moderate-severe defect) | 0.0022624
HFTD - Distribution - Tier 2 - 1QU CoRE ¦ 2QU LoRE | Red Flag Warning - Catastrophic Fires | vegetation contact | fell into (no defect) | 0.0092648
HFTD - Distribution - Tier 2 - 1QU CoRE ¦ 2QU LoRE | Red Flag Warning - Catastrophic Fires | vegetation contact | fell into (slight defect) | 0.0024385
HFTD - Distribution - Tier 2 - 1QU CoRE ¦ 2QU LoRE | Red Flag Warning - Catastrophic Fires | vegetation contact | grow into | 0.00025669
HFTD - Distribution - Tier 2 - 1QU CoRE ¦ 2QU LoRE | Red Flag Warning - Catastrophic Fires | vegetation contact | other/unknown | 0.01252
HFTD - Distribution - Tier 2 - 1QU CoRE ¦ 2QU LoRE | Red Flag Warning - Catastrophic Fires | wire-to-wire contact | wire-to-wire contact / contamination | 0
HFTD - Distribution - Tier 2 - 1QU CoRE ¦ 2QU LoRE | Red Flag Warning - Destructive Fires | contact from object | animal contact | 0
HFTD - Distribution - Tier 2 - 1QU CoRE ¦ 2QU LoRE | Red Flag Warning - Destructive Fires | contact from object | balloon contact | 0
HFTD - Distribution - Tier 2 - 1QU CoRE ¦ 2QU LoRE | Red Flag Warning - Destructive Fires | contact from object | other contact from object | 0
HFTD - Distribution - Tier 2 - 1QU CoRE ¦ 2QU LoRE | Red Flag Warning - Destructive Fires | contact from object | vehicle contact | 0
HFTD - Distribution - Tier 2 - 1QU CoRE ¦ 2QU LoRE | Red Flag Warning - Destructive Fires | contamination | contamination | 0
HFTD - Distribution - Tier 2 - 1QU CoRE ¦ 2QU LoRE | Red Flag Warning - Destructive Fires | equipment / facility failure | anchor / guy damage or failure | 2.8561e-05
HFTD - Distribution - Tier 2 - 1QU CoRE ¦ 2QU LoRE | Red Flag Warning - Destructive Fires | equipment / facility failure | capacitor bank damage or failure | 0.00025224
HFTD - Distribution - Tier 2 - 1QU CoRE ¦ 2QU LoRE | Red Flag Warning - Destructive Fires | equipment / facility failure | conductor damage or failure | 0.0032243
HFTD - Distribution - Tier 2 - 1QU CoRE ¦ 2QU LoRE | Red Flag Warning - Destructive Fires | equipment / facility failure | connection device damage or failure | 0.00077985
HFTD - Distribution - Tier 2 - 1QU CoRE ¦ 2QU LoRE | Red Flag Warning - Destructive Fires | equipment / facility failure | crossarm damage or failure | 0.00043005
HFTD - Distribution - Tier 2 - 1QU CoRE ¦ 2QU LoRE | Red Flag Warning - Destructive Fires | equipment / facility failure | fuse damage or failure | 0.00052747
HFTD - Distribution - Tier 2 - 1QU CoRE ¦ 2QU LoRE | Red Flag Warning - Destructive Fires | equipment / facility failure | insulator and brushing damage or failure | 0.00020591
HFTD - Distribution - Tier 2 - 1QU CoRE ¦ 2QU LoRE | Red Flag Warning - Destructive Fires | equipment / facility failure | lightning arrestor damage or failure | 5.0064e-05
HFTD - Distribution - Tier 2 - 1QU CoRE ¦ 2QU LoRE | Red Flag Warning - Destructive Fires | equipment / facility failure | other equipment / facility failure | 0.00059131
HFTD - Distribution - Tier 2 - 1QU CoRE ¦ 2QU LoRE | Red Flag Warning - Destructive Fires | equipment / facility failure | pole damage or failure | 0.00037384
HFTD - Distribution - Tier 2 - 1QU CoRE ¦ 2QU LoRE | Red Flag Warning - Destructive Fires | equipment / facility failure | recloser damage or failure | 0
HFTD - Distribution - Tier 2 - 1QU CoRE ¦ 2QU LoRE | Red Flag Warning - Destructive Fires | equipment / facility failure | sectionalizer damage or failure | 0
HFTD - Distribution - Tier 2 - 1QU CoRE ¦ 2QU LoRE | Red Flag Warning - Destructive Fires | equipment / facility failure | switch damage or failure | 0
HFTD - Distribution - Tier 2 - 1QU CoRE ¦ 2QU LoRE | Red Flag Warning - Destructive Fires | equipment / facility failure | transformer damage or failure | 0.00018859
HFTD - Distribution - Tier 2 - 1QU CoRE ¦ 2QU LoRE | Red Flag Warning - Destructive Fires | equipment / facility failure | voltage regulator / booster damage or failure | 5.1222e-06
HFTD - Distribution - Tier 2 - 1QU CoRE ¦ 2QU LoRE | Red Flag Warning - Destructive Fires | other | all other | 0
HFTD - Distribution - Tier 2 - 1QU CoRE ¦ 2QU LoRE | Red Flag Warning - Destructive Fires | unknown | unknown | 0
HFTD - Distribution - Tier 2 - 1QU CoRE ¦ 2QU LoRE | Red Flag Warning - Destructive Fires | utility work / operation | utility work / operation | 0
HFTD - Distribution - Tier 2 - 1QU CoRE ¦ 2QU LoRE | Red Flag Warning - Destructive Fires | vandalism / theft | vandalism / theft | 0
HFTD - Distribution - Tier 2 - 1QU CoRE ¦ 2QU LoRE | Red Flag Warning - Destructive Fires | vegetation contact | branch (not overhanging, 4-12ft) | 5.7925e-05
HFTD - Distribution - Tier 2 - 1QU CoRE ¦ 2QU LoRE | Red Flag Warning - Destructive Fires | vegetation contact | branch (not overhanging, > 12ft) | 8.9976e-05
HFTD - Distribution - Tier 2 - 1QU CoRE ¦ 2QU LoRE | Red Flag Warning - Destructive Fires | vegetation contact | branch (not overhanging, distance unknown) | 0.00043488
HFTD - Distribution - Tier 2 - 1QU CoRE ¦ 2QU LoRE | Red Flag Warning - Destructive Fires | vegetation contact | branch (not overhanging, within 4ft) | 1.4055e-05
HFTD - Distribution - Tier 2 - 1QU CoRE ¦ 2QU LoRE | Red Flag Warning - Destructive Fires | vegetation contact | branch (overhanging) | 0.00082925
HFTD - Distribution - Tier 2 - 1QU CoRE ¦ 2QU LoRE | Red Flag Warning - Destructive Fires | vegetation contact | dead | 0.00032991
HFTD - Distribution - Tier 2 - 1QU CoRE ¦ 2QU LoRE | Red Flag Warning - Destructive Fires | vegetation contact | fell into (moderate-severe defect) | 0.00027098
HFTD - Distribution - Tier 2 - 1QU CoRE ¦ 2QU LoRE | Red Flag Warning - Destructive Fires | vegetation contact | fell into (no defect) | 0.0011097
HFTD - Distribution - Tier 2 - 1QU CoRE ¦ 2QU LoRE | Red Flag Warning - Destructive Fires | vegetation contact | fell into (slight defect) | 0.00029208
HFTD - Distribution - Tier 2 - 1QU CoRE ¦ 2QU LoRE | Red Flag Warning - Destructive Fires | vegetation contact | grow into | 3.0745e-05
HFTD - Distribution - Tier 2 - 1QU CoRE ¦ 2QU LoRE | Red Flag Warning - Destructive Fires | vegetation contact | other/unknown | 0.0014996
HFTD - Distribution - Tier 2 - 1QU CoRE ¦ 2QU LoRE | Red Flag Warning - Destructive Fires | wire-to-wire contact | wire-to-wire contact / contamination | 0
HFTD - Distribution - Tier 2 - 1QU CoRE ¦ 2QU LoRE | Red Flag Warning - Large Fires | contact from object | animal contact | 0
HFTD - Distribution - Tier 2 - 1QU CoRE ¦ 2QU LoRE | Red Flag Warning - Large Fires | contact from object | balloon contact | 0
HFTD - Distribution - Tier 2 - 1QU CoRE ¦ 2QU LoRE | Red Flag Warning - Large Fires | contact from object | other contact from object | 0
HFTD - Distribution - Tier 2 - 1QU CoRE ¦ 2QU LoRE | Red Flag Warning - Large Fires | contact from object | vehicle contact | 0
HFTD - Distribution - Tier 2 - 1QU CoRE ¦ 2QU LoRE | Red Flag Warning - Large Fires | contamination | contamination | 0
HFTD - Distribution - Tier 2 - 1QU CoRE ¦ 2QU LoRE | Red Flag Warning - Large Fires | equipment / facility failure | anchor / guy damage or failure | 5.616e-05
HFTD - Distribution - Tier 2 - 1QU CoRE ¦ 2QU LoRE | Red Flag Warning - Large Fires | equipment / facility failure | capacitor bank damage or failure | 0.00084099
HFTD - Distribution - Tier 2 - 1QU CoRE ¦ 2QU LoRE | Red Flag Warning - Large Fires | equipment / facility failure | conductor damage or failure | 0.01197
HFTD - Distribution - Tier 2 - 1QU CoRE ¦ 2QU LoRE | Red Flag Warning - Large Fires | equipment / facility failure | connection device damage or failure | 0.0031036
HFTD - Distribution - Tier 2 - 1QU CoRE ¦ 2QU LoRE | Red Flag Warning - Large Fires | equipment / facility failure | crossarm damage or failure | 0.001382
HFTD - Distribution - Tier 2 - 1QU CoRE ¦ 2QU LoRE | Red Flag Warning - Large Fires | equipment / facility failure | fuse damage or failure | 0.0021509
HFTD - Distribution - Tier 2 - 1QU CoRE ¦ 2QU LoRE | Red Flag Warning - Large Fires | equipment / facility failure | insulator and brushing damage or failure | 0.00082694
HFTD - Distribution - Tier 2 - 1QU CoRE ¦ 2QU LoRE | Red Flag Warning - Large Fires | equipment / facility failure | lightning arrestor damage or failure | 0.00015319
HFTD - Distribution - Tier 2 - 1QU CoRE ¦ 2QU LoRE | Red Flag Warning - Large Fires | equipment / facility failure | other equipment / facility failure | 0.0020041
HFTD - Distribution - Tier 2 - 1QU CoRE ¦ 2QU LoRE | Red Flag Warning - Large Fires | equipment / facility failure | pole damage or failure | 0.0013772
HFTD - Distribution - Tier 2 - 1QU CoRE ¦ 2QU LoRE | Red Flag Warning - Large Fires | equipment / facility failure | recloser damage or failure | 0
HFTD - Distribution - Tier 2 - 1QU CoRE ¦ 2QU LoRE | Red Flag Warning - Large Fires | equipment / facility failure | sectionalizer damage or failure | 0
HFTD - Distribution - Tier 2 - 1QU CoRE ¦ 2QU LoRE | Red Flag Warning - Large Fires | equipment / facility failure | switch damage or failure | 0
HFTD - Distribution - Tier 2 - 1QU CoRE ¦ 2QU LoRE | Red Flag Warning - Large Fires | equipment / facility failure | transformer damage or failure | 0.00063467
HFTD - Distribution - Tier 2 - 1QU CoRE ¦ 2QU LoRE | Red Flag Warning - Large Fires | equipment / facility failure | voltage regulator / booster damage or failure | 1.3215e-05
HFTD - Distribution - Tier 2 - 1QU CoRE ¦ 2QU LoRE | Red Flag Warning - Large Fires | other | all other | 0
HFTD - Distribution - Tier 2 - 1QU CoRE ¦ 2QU LoRE | Red Flag Warning - Large Fires | unknown | unknown | 0
HFTD - Distribution - Tier 2 - 1QU CoRE ¦ 2QU LoRE | Red Flag Warning - Large Fires | utility work / operation | utility work / operation | 0
HFTD - Distribution - Tier 2 - 1QU CoRE ¦ 2QU LoRE | Red Flag Warning - Large Fires | vandalism / theft | vandalism / theft | 0
HFTD - Distribution - Tier 2 - 1QU CoRE ¦ 2QU LoRE | Red Flag Warning - Large Fires | vegetation contact | branch (not overhanging, 4-12ft) | 0.00019186
HFTD - Distribution - Tier 2 - 1QU CoRE ¦ 2QU LoRE | Red Flag Warning - Large Fires | vegetation contact | branch (not overhanging, > 12ft) | 0.00029967
HFTD - Distribution - Tier 2 - 1QU CoRE ¦ 2QU LoRE | Red Flag Warning - Large Fires | vegetation contact | branch (not overhanging, distance unknown) | 0.0014484
HFTD - Distribution - Tier 2 - 1QU CoRE ¦ 2QU LoRE | Red Flag Warning - Large Fires | vegetation contact | branch (not overhanging, within 4ft) | 4.6311e-05
HFTD - Distribution - Tier 2 - 1QU CoRE ¦ 2QU LoRE | Red Flag Warning - Large Fires | vegetation contact | branch (overhanging) | 0.0027323
HFTD - Distribution - Tier 2 - 1QU CoRE ¦ 2QU LoRE | Red Flag Warning - Large Fires | vegetation contact | dead | 0.0010988
HFTD - Distribution - Tier 2 - 1QU CoRE ¦ 2QU LoRE | Red Flag Warning - Large Fires | vegetation contact | fell into (moderate-severe defect) | 0.00090254
HFTD - Distribution - Tier 2 - 1QU CoRE ¦ 2QU LoRE | Red Flag Warning - Large Fires | vegetation contact | fell into (no defect) | 0.003696
HFTD - Distribution - Tier 2 - 1QU CoRE ¦ 2QU LoRE | Red Flag Warning - Large Fires | vegetation contact | fell into (slight defect) | 0.0009728
HFTD - Distribution - Tier 2 - 1QU CoRE ¦ 2QU LoRE | Red Flag Warning - Large Fires | vegetation contact | grow into | 0.0001024
HFTD - Distribution - Tier 2 - 1QU CoRE ¦ 2QU LoRE | Red Flag Warning - Large Fires | vegetation contact | other/unknown | 0.0049946
HFTD - Distribution - Tier 2 - 1QU CoRE ¦ 2QU LoRE | Red Flag Warning - Large Fires | wire-to-wire contact | wire-to-wire contact / contamination | 0
HFTD - Distribution - Tier 2 - 1QU CoRE ¦ 2QU LoRE | Red Flag Warning - Small Fires | contact from object | animal contact | 0.0015721
HFTD - Distribution - Tier 2 - 1QU CoRE ¦ 2QU LoRE | Red Flag Warning - Small Fires | contact from object | balloon contact | 0.0001148
HFTD - Distribution - Tier 2 - 1QU CoRE ¦ 2QU LoRE | Red Flag Warning - Small Fires | contact from object | other contact from object | 0.0025644
HFTD - Distribution - Tier 2 - 1QU CoRE ¦ 2QU LoRE | Red Flag Warning - Small Fires | contact from object | vehicle contact | 0.0063628
HFTD - Distribution - Tier 2 - 1QU CoRE ¦ 2QU LoRE | Red Flag Warning - Small Fires | contamination | contamination | 5.2374e-05
HFTD - Distribution - Tier 2 - 1QU CoRE ¦ 2QU LoRE | Red Flag Warning - Small Fires | equipment / facility failure | anchor / guy damage or failure | 0.00043005
HFTD - Distribution - Tier 2 - 1QU CoRE ¦ 2QU LoRE | Red Flag Warning - Small Fires | equipment / facility failure | capacitor bank damage or failure | 0.0014711
HFTD - Distribution - Tier 2 - 1QU CoRE ¦ 2QU LoRE | Red Flag Warning - Small Fires | equipment / facility failure | conductor damage or failure | 0.024106
HFTD - Distribution - Tier 2 - 1QU CoRE ¦ 2QU LoRE | Red Flag Warning - Small Fires | equipment / facility failure | connection device damage or failure | 0.0053505
HFTD - Distribution - Tier 2 - 1QU CoRE ¦ 2QU LoRE | Red Flag Warning - Small Fires | equipment / facility failure | crossarm damage or failure | 0.0031771
HFTD - Distribution - Tier 2 - 1QU CoRE ¦ 2QU LoRE | Red Flag Warning - Small Fires | equipment / facility failure | fuse damage or failure | 0.0056985
HFTD - Distribution - Tier 2 - 1QU CoRE ¦ 2QU LoRE | Red Flag Warning - Small Fires | equipment / facility failure | insulator and brushing damage or failure | 0.0024551
HFTD - Distribution - Tier 2 - 1QU CoRE ¦ 2QU LoRE | Red Flag Warning - Small Fires | equipment / facility failure | lightning arrestor damage or failure | 0.00032743
HFTD - Distribution - Tier 2 - 1QU CoRE ¦ 2QU LoRE | Red Flag Warning - Small Fires | equipment / facility failure | other equipment / facility failure | 0.0048213
HFTD - Distribution - Tier 2 - 1QU CoRE ¦ 2QU LoRE | Red Flag Warning - Small Fires | equipment / facility failure | pole damage or failure | 0.0025547
HFTD - Distribution - Tier 2 - 1QU CoRE ¦ 2QU LoRE | Red Flag Warning - Small Fires | equipment / facility failure | recloser damage or failure | 0
HFTD - Distribution - Tier 2 - 1QU CoRE ¦ 2QU LoRE | Red Flag Warning - Small Fires | equipment / facility failure | sectionalizer damage or failure | 0
HFTD - Distribution - Tier 2 - 1QU CoRE ¦ 2QU LoRE | Red Flag Warning - Small Fires | equipment / facility failure | switch damage or failure | 0
HFTD - Distribution - Tier 2 - 1QU CoRE ¦ 2QU LoRE | Red Flag Warning - Small Fires | equipment / facility failure | transformer damage or failure | 0.0014015
HFTD - Distribution - Tier 2 - 1QU CoRE ¦ 2QU LoRE | Red Flag Warning - Small Fires | equipment / facility failure | voltage regulator / booster damage or failure | 6.705e-05
HFTD - Distribution - Tier 2 - 1QU CoRE ¦ 2QU LoRE | Red Flag Warning - Small Fires | other | all other | 0.002438
HFTD - Distribution - Tier 2 - 1QU CoRE ¦ 2QU LoRE | Red Flag Warning - Small Fires | unknown | unknown | 0.0033641
HFTD - Distribution - Tier 2 - 1QU CoRE ¦ 2QU LoRE | Red Flag Warning - Small Fires | utility work / operation | utility work / operation | 0.00027622
HFTD - Distribution - Tier 2 - 1QU CoRE ¦ 2QU LoRE | Red Flag Warning - Small Fires | vandalism / theft | vandalism / theft | 3.7993e-05
HFTD - Distribution - Tier 2 - 1QU CoRE ¦ 2QU LoRE | Red Flag Warning - Small Fires | vegetation contact | branch (not overhanging, 4-12ft) | 0.0012788
HFTD - Distribution - Tier 2 - 1QU CoRE ¦ 2QU LoRE | Red Flag Warning - Small Fires | vegetation contact | branch (not overhanging, > 12ft) | 0.0020055
HFTD - Distribution - Tier 2 - 1QU CoRE ¦ 2QU LoRE | Red Flag Warning - Small Fires | vegetation contact | branch (not overhanging, distance unknown) | 0.0096932
HFTD - Distribution - Tier 2 - 1QU CoRE ¦ 2QU LoRE | Red Flag Warning - Small Fires | vegetation contact | branch (not overhanging, within 4ft) | 0.00030746
HFTD - Distribution - Tier 2 - 1QU CoRE ¦ 2QU LoRE | Red Flag Warning - Small Fires | vegetation contact | branch (overhanging) | 0.01814
HFTD - Distribution - Tier 2 - 1QU CoRE ¦ 2QU LoRE | Red Flag Warning - Small Fires | vegetation contact | dead | 0.0073534
HFTD - Distribution - Tier 2 - 1QU CoRE ¦ 2QU LoRE | Red Flag Warning - Small Fires | vegetation contact | fell into (moderate-severe defect) | 0.00604
HFTD - Distribution - Tier 2 - 1QU CoRE ¦ 2QU LoRE | Red Flag Warning - Small Fires | vegetation contact | fell into (no defect) | 0.024734
HFTD - Distribution - Tier 2 - 1QU CoRE ¦ 2QU LoRE | Red Flag Warning - Small Fires | vegetation contact | fell into (slight defect) | 0.0065102
HFTD - Distribution - Tier 2 - 1QU CoRE ¦ 2QU LoRE | Red Flag Warning - Small Fires | vegetation contact | grow into | 0.00068528
HFTD - Distribution - Tier 2 - 1QU CoRE ¦ 2QU LoRE | Red Flag Warning - Small Fires | vegetation contact | other/unknown | 0.033425
HFTD - Distribution - Tier 2 - 1QU CoRE ¦ 2QU LoRE | Red Flag Warning - Small Fires | wire-to-wire contact | wire-to-wire contact / contamination | 0.0054268
HFTD - Distribution - Tier 2 - 1QU CoRE ¦ 3QU LoRE | Seismic - Non-Red Flag Warning - Catastrophic Fires | cc - seismic scenario | seismic scenario | 2.1331e-07
HFTD - Distribution - Tier 2 - 1QU CoRE ¦ 3QU LoRE | Non-Red Flag Warning - Catastrophic Fires | contact from object | animal contact | 0.0019483
HFTD - Distribution - Tier 2 - 1QU CoRE ¦ 3QU LoRE | Non-Red Flag Warning - Catastrophic Fires | contact from object | balloon contact | 7.8597e-05
HFTD - Distribution - Tier 2 - 1QU CoRE ¦ 3QU LoRE | Non-Red Flag Warning - Catastrophic Fires | contact from object | other contact from object | 0.00086298
HFTD - Distribution - Tier 2 - 1QU CoRE ¦ 3QU LoRE | Non-Red Flag Warning - Catastrophic Fires | contact from object | vehicle contact | 0.0026443
HFTD - Distribution - Tier 2 - 1QU CoRE ¦ 3QU LoRE | Non-Red Flag Warning - Catastrophic Fires | contamination | contamination | 8.7512e-05
HFTD - Distribution - Tier 2 - 1QU CoRE ¦ 3QU LoRE | Non-Red Flag Warning - Catastrophic Fires | equipment / facility failure | anchor / guy damage or failure | 1.2105e-06
HFTD - Distribution - Tier 2 - 1QU CoRE ¦ 3QU LoRE | Non-Red Flag Warning - Catastrophic Fires | equipment / facility failure | capacitor bank damage or failure | 1.3451e-05
HFTD - Distribution - Tier 2 - 1QU CoRE ¦ 3QU LoRE | Non-Red Flag Warning - Catastrophic Fires | equipment / facility failure | conductor damage or failure | 4.8927e-05
HFTD - Distribution - Tier 2 - 1QU CoRE ¦ 3QU LoRE | Non-Red Flag Warning - Catastrophic Fires | equipment / facility failure | connection device damage or failure | 1.7676e-05
HFTD - Distribution - Tier 2 - 1QU CoRE ¦ 3QU LoRE | Non-Red Flag Warning - Catastrophic Fires | equipment / facility failure | crossarm damage or failure | 8.2218e-06
HFTD - Distribution - Tier 2 - 1QU CoRE ¦ 3QU LoRE | Non-Red Flag Warning - Catastrophic Fires | equipment / facility failure | fuse damage or failure | 7.84e-06
HFTD - Distribution - Tier 2 - 1QU CoRE ¦ 3QU LoRE | Non-Red Flag Warning - Catastrophic Fires | equipment / facility failure | insulator and brushing damage or failure | 1.0943e-05
HFTD - Distribution - Tier 2 - 1QU CoRE ¦ 3QU LoRE | Non-Red Flag Warning - Catastrophic Fires | equipment / facility failure | lightning arrestor damage or failure | 8.833e-07
HFTD - Distribution - Tier 2 - 1QU CoRE ¦ 3QU LoRE | Non-Red Flag Warning - Catastrophic Fires | equipment / facility failure | other equipment / facility failure | 6.5252e-05
HFTD - Distribution - Tier 2 - 1QU CoRE ¦ 3QU LoRE | Non-Red Flag Warning - Catastrophic Fires | equipment / facility failure | pole damage or failure | 2.6074e-05
HFTD - Distribution - Tier 2 - 1QU CoRE ¦ 3QU LoRE | Non-Red Flag Warning - Catastrophic Fires | equipment / facility failure | recloser damage or failure | 0
HFTD - Distribution - Tier 2 - 1QU CoRE ¦ 3QU LoRE | Non-Red Flag Warning - Catastrophic Fires | equipment / facility failure | sectionalizer damage or failure | 0
HFTD - Distribution - Tier 2 - 1QU CoRE ¦ 3QU LoRE | Non-Red Flag Warning - Catastrophic Fires | equipment / facility failure | switch damage or failure | 0
HFTD - Distribution - Tier 2 - 1QU CoRE ¦ 3QU LoRE | Non-Red Flag Warning - Catastrophic Fires | equipment / facility failure | transformer damage or failure | 3.4875e-05
HFTD - Distribution - Tier 2 - 1QU CoRE ¦ 3QU LoRE | Non-Red Flag Warning - Catastrophic Fires | equipment / facility failure | voltage regulator / booster damage or failure | 2.9416e-06
HFTD - Distribution - Tier 2 - 1QU CoRE ¦ 3QU LoRE | Non-Red Flag Warning - Catastrophic Fires | other | all other | 0.00084674
HFTD - Distribution - Tier 2 - 1QU CoRE ¦ 3QU LoRE | Non-Red Flag Warning - Catastrophic Fires | unknown | unknown | 0.0013892
HFTD - Distribution - Tier 2 - 1QU CoRE ¦ 3QU LoRE | Non-Red Flag Warning - Catastrophic Fires | utility work / operation | utility work / operation | 0.00016862
HFTD - Distribution - Tier 2 - 1QU CoRE ¦ 3QU LoRE | Non-Red Flag Warning - Catastrophic Fires | vandalism / theft | vandalism / theft | 1.8175e-05
HFTD - Distribution - Tier 2 - 1QU CoRE ¦ 3QU LoRE | Non-Red Flag Warning - Catastrophic Fires | vegetation contact | branch (not overhanging, 4-12ft) | 9.9182e-06
HFTD - Distribution - Tier 2 - 1QU CoRE ¦ 3QU LoRE | Non-Red Flag Warning - Catastrophic Fires | vegetation contact | branch (not overhanging, > 12ft) | 2.4337e-05
HFTD - Distribution - Tier 2 - 1QU CoRE ¦ 3QU LoRE | Non-Red Flag Warning - Catastrophic Fires | vegetation contact | branch (not overhanging, distance unknown) | 8.3078e-05
HFTD - Distribution - Tier 2 - 1QU CoRE ¦ 3QU LoRE | Non-Red Flag Warning - Catastrophic Fires | vegetation contact | branch (not overhanging, within 4ft) | 4.1151e-06
HFTD - Distribution - Tier 2 - 1QU CoRE ¦ 3QU LoRE | Non-Red Flag Warning - Catastrophic Fires | vegetation contact | branch (overhanging) | 0.00018312
HFTD - Distribution - Tier 2 - 1QU CoRE ¦ 3QU LoRE | Non-Red Flag Warning - Catastrophic Fires | vegetation contact | dead | 8.8388e-05
HFTD - Distribution - Tier 2 - 1QU CoRE ¦ 3QU LoRE | Non-Red Flag Warning - Catastrophic Fires | vegetation contact | fell into (moderate-severe defect) | 0.0001011
HFTD - Distribution - Tier 2 - 1QU CoRE ¦ 3QU LoRE | Non-Red Flag Warning - Catastrophic Fires | vegetation contact | fell into (no defect) | 0.00059549
HFTD - Distribution - Tier 2 - 1QU CoRE ¦ 3QU LoRE | Non-Red Flag Warning - Catastrophic Fires | vegetation contact | fell into (slight defect) | 0.00012498
HFTD - Distribution - Tier 2 - 1QU CoRE ¦ 3QU LoRE | Non-Red Flag Warning - Catastrophic Fires | vegetation contact | grow into | 1.0818e-05
HFTD - Distribution - Tier 2 - 1QU CoRE ¦ 3QU LoRE | Non-Red Flag Warning - Catastrophic Fires | vegetation contact | other/unknown | 0.00051296
HFTD - Distribution - Tier 2 - 1QU CoRE ¦ 3QU LoRE | Non-Red Flag Warning - Catastrophic Fires | wire-to-wire contact | wire-to-wire contact / contamination | 0.0029265
HFTD - Distribution - Tier 2 - 1QU CoRE ¦ 3QU LoRE | Non-Red Flag Warning - Destructive Fires | contact from object | animal contact | 0.0012992
HFTD - Distribution - Tier 2 - 1QU CoRE ¦ 3QU LoRE | Non-Red Flag Warning - Destructive Fires | contact from object | balloon contact | 4.8998e-05
HFTD - Distribution - Tier 2 - 1QU CoRE ¦ 3QU LoRE | Non-Red Flag Warning - Destructive Fires | contact from object | other contact from object | 0.00055823
HFTD - Distribution - Tier 2 - 1QU CoRE ¦ 3QU LoRE | Non-Red Flag Warning - Destructive Fires | contact from object | vehicle contact | 0.0015463
HFTD - Distribution - Tier 2 - 1QU CoRE ¦ 3QU LoRE | Non-Red Flag Warning - Destructive Fires | contamination | contamination | 5.1297e-05
HFTD - Distribution - Tier 2 - 1QU CoRE ¦ 3QU LoRE | Non-Red Flag Warning - Destructive Fires | equipment / facility failure | anchor / guy damage or failure | 3.9189e-06
HFTD - Distribution - Tier 2 - 1QU CoRE ¦ 3QU LoRE | Non-Red Flag Warning - Destructive Fires | equipment / facility failure | capacitor bank damage or failure | 4.3376e-05
HFTD - Distribution - Tier 2 - 1QU CoRE ¦ 3QU LoRE | Non-Red Flag Warning - Destructive Fires | equipment / facility failure | conductor damage or failure | 0.00019847
HFTD - Distribution - Tier 2 - 1QU CoRE ¦ 3QU LoRE | Non-Red Flag Warning - Destructive Fires | equipment / facility failure | connection device damage or failure | 7.3236e-05
HFTD - Distribution - Tier 2 - 1QU CoRE ¦ 3QU LoRE | Non-Red Flag Warning - Destructive Fires | equipment / facility failure | crossarm damage or failure | 2.7243e-05
HFTD - Distribution - Tier 2 - 1QU CoRE ¦ 3QU LoRE | Non-Red Flag Warning - Destructive Fires | equipment / facility failure | fuse damage or failure | 2.5525e-05
HFTD - Distribution - Tier 2 - 1QU CoRE ¦ 3QU LoRE | Non-Red Flag Warning - Destructive Fires | equipment / facility failure | insulator and brushing damage or failure | 3.5302e-05
HFTD - Distribution - Tier 2 - 1QU CoRE ¦ 3QU LoRE | Non-Red Flag Warning - Destructive Fires | equipment / facility failure | lightning arrestor damage or failure | 2.9225e-06
HFTD - Distribution - Tier 2 - 1QU CoRE ¦ 3QU LoRE | Non-Red Flag Warning - Destructive Fires | equipment / facility failure | other equipment / facility failure | 0.00021966
HFTD - Distribution - Tier 2 - 1QU CoRE ¦ 3QU LoRE | Non-Red Flag Warning - Destructive Fires | equipment / facility failure | pole damage or failure | 8.7473e-05
HFTD - Distribution - Tier 2 - 1QU CoRE ¦ 3QU LoRE | Non-Red Flag Warning - Destructive Fires | equipment / facility failure | recloser damage or failure | 0
HFTD - Distribution - Tier 2 - 1QU CoRE ¦ 3QU LoRE | Non-Red Flag Warning - Destructive Fires | equipment / facility failure | sectionalizer damage or failure | 0
HFTD - Distribution - Tier 2 - 1QU CoRE ¦ 3QU LoRE | Non-Red Flag Warning - Destructive Fires | equipment / facility failure | switch damage or failure | 0
HFTD - Distribution - Tier 2 - 1QU CoRE ¦ 3QU LoRE | Non-Red Flag Warning - Destructive Fires | equipment / facility failure | transformer damage or failure | 0.00011319
HFTD - Distribution - Tier 2 - 1QU CoRE ¦ 3QU LoRE | Non-Red Flag Warning - Destructive Fires | equipment / facility failure | voltage regulator / booster damage or failure | 9.5998e-06
HFTD - Distribution - Tier 2 - 1QU CoRE ¦ 3QU LoRE | Non-Red Flag Warning - Destructive Fires | other | all other | 0.00061347
HFTD - Distribution - Tier 2 - 1QU CoRE ¦ 3QU LoRE | Non-Red Flag Warning - Destructive Fires | unknown | unknown | 0.0010008
HFTD - Distribution - Tier 2 - 1QU CoRE ¦ 3QU LoRE | Non-Red Flag Warning - Destructive Fires | utility work / operation | utility work / operation | 0.00011613
HFTD - Distribution - Tier 2 - 1QU CoRE ¦ 3QU LoRE | Non-Red Flag Warning - Destructive Fires | vandalism / theft | vandalism / theft | 1.0497e-05
HFTD - Distribution - Tier 2 - 1QU CoRE ¦ 3QU LoRE | Non-Red Flag Warning - Destructive Fires | vegetation contact | branch (not overhanging, 4-12ft) | 2.3075e-05
HFTD - Distribution - Tier 2 - 1QU CoRE ¦ 3QU LoRE | Non-Red Flag Warning - Destructive Fires | vegetation contact | branch (not overhanging, > 12ft) | 5.6607e-05
HFTD - Distribution - Tier 2 - 1QU CoRE ¦ 3QU LoRE | Non-Red Flag Warning - Destructive Fires | vegetation contact | branch (not overhanging, distance unknown) | 0.00019324
HFTD - Distribution - Tier 2 - 1QU CoRE ¦ 3QU LoRE | Non-Red Flag Warning - Destructive Fires | vegetation contact | branch (not overhanging, within 4ft) | 9.5766e-06
HFTD - Distribution - Tier 2 - 1QU CoRE ¦ 3QU LoRE | Non-Red Flag Warning - Destructive Fires | vegetation contact | branch (overhanging) | 0.00042616
HFTD - Distribution - Tier 2 - 1QU CoRE ¦ 3QU LoRE | Non-Red Flag Warning - Destructive Fires | vegetation contact | dead | 0.00020559
HFTD - Distribution - Tier 2 - 1QU CoRE ¦ 3QU LoRE | Non-Red Flag Warning - Destructive Fires | vegetation contact | fell into (moderate-severe defect) | 0.00023515
HFTD - Distribution - Tier 2 - 1QU CoRE ¦ 3QU LoRE | Non-Red Flag Warning - Destructive Fires | vegetation contact | fell into (no defect) | 0.0013851
HFTD - Distribution - Tier 2 - 1QU CoRE ¦ 3QU LoRE | Non-Red Flag Warning - Destructive Fires | vegetation contact | fell into (slight defect) | 0.00029069
HFTD - Distribution - Tier 2 - 1QU CoRE ¦ 3QU LoRE | Non-Red Flag Warning - Destructive Fires | vegetation contact | grow into | 2.5161e-05
HFTD - Distribution - Tier 2 - 1QU CoRE ¦ 3QU LoRE | Non-Red Flag Warning - Destructive Fires | vegetation contact | other/unknown | 0.0011931
HFTD - Distribution - Tier 2 - 1QU CoRE ¦ 3QU LoRE | Non-Red Flag Warning - Destructive Fires | wire-to-wire contact | wire-to-wire contact / contamination | 0.0021592
HFTD - Distribution - Tier 2 - 1QU CoRE ¦ 3QU LoRE | Non-Red Flag Warning - Large Fires | contact from object | animal contact | 0.0065629
HFTD - Distribution - Tier 2 - 1QU CoRE ¦ 3QU LoRE | Non-Red Flag Warning - Large Fires | contact from object | balloon contact | 0.00024917
HFTD - Distribution - Tier 2 - 1QU CoRE ¦ 3QU LoRE | Non-Red Flag Warning - Large Fires | contact from object | other contact from object | 0.0027145
HFTD - Distribution - Tier 2 - 1QU CoRE ¦ 3QU LoRE | Non-Red Flag Warning - Large Fires | contact from object | vehicle contact | 0.0086496
HFTD - Distribution - Tier 2 - 1QU CoRE ¦ 3QU LoRE | Non-Red Flag Warning - Large Fires | contamination | contamination | 0.00032445
HFTD - Distribution - Tier 2 - 1QU CoRE ¦ 3QU LoRE | Non-Red Flag Warning - Large Fires | equipment / facility failure | anchor / guy damage or failure | 4.3094e-05
HFTD - Distribution - Tier 2 - 1QU CoRE ¦ 3QU LoRE | Non-Red Flag Warning - Large Fires | equipment / facility failure | capacitor bank damage or failure | 0.00039298
HFTD - Distribution - Tier 2 - 1QU CoRE ¦ 3QU LoRE | Non-Red Flag Warning - Large Fires | equipment / facility failure | conductor damage or failure | 0.0011538
HFTD - Distribution - Tier 2 - 1QU CoRE ¦ 3QU LoRE | Non-Red Flag Warning - Large Fires | equipment / facility failure | connection device damage or failure | 0.00046803
HFTD - Distribution - Tier 2 - 1QU CoRE ¦ 3QU LoRE | Non-Red Flag Warning - Large Fires | equipment / facility failure | crossarm damage or failure | 0.00023285
HFTD - Distribution - Tier 2 - 1QU CoRE ¦ 3QU LoRE | Non-Red Flag Warning - Large Fires | equipment / facility failure | fuse damage or failure | 0.00021239
HFTD - Distribution - Tier 2 - 1QU CoRE ¦ 3QU LoRE | Non-Red Flag Warning - Large Fires | equipment / facility failure | insulator and brushing damage or failure | 0.00028682
HFTD - Distribution - Tier 2 - 1QU CoRE ¦ 3QU LoRE | Non-Red Flag Warning - Large Fires | equipment / facility failure | lightning arrestor damage or failure | 2.9545e-05
HFTD - Distribution - Tier 2 - 1QU CoRE ¦ 3QU LoRE | Non-Red Flag Warning - Large Fires | equipment / facility failure | other equipment / facility failure | 0.0016767
HFTD - Distribution - Tier 2 - 1QU CoRE ¦ 3QU LoRE | Non-Red Flag Warning - Large Fires | equipment / facility failure | pole damage or failure | 0.00060027
HFTD - Distribution - Tier 2 - 1QU CoRE ¦ 3QU LoRE | Non-Red Flag Warning - Large Fires | equipment / facility failure | recloser damage or failure | 0
HFTD - Distribution - Tier 2 - 1QU CoRE ¦ 3QU LoRE | Non-Red Flag Warning - Large Fires | equipment / facility failure | sectionalizer damage or failure | 0
HFTD - Distribution - Tier 2 - 1QU CoRE ¦ 3QU LoRE | Non-Red Flag Warning - Large Fires | equipment / facility failure | switch damage or failure | 0
HFTD - Distribution - Tier 2 - 1QU CoRE ¦ 3QU LoRE | Non-Red Flag Warning - Large Fires | equipment / facility failure | transformer damage or failure | 0.00092191
HFTD - Distribution - Tier 2 - 1QU CoRE ¦ 3QU LoRE | Non-Red Flag Warning - Large Fires | equipment / facility failure | voltage regulator / booster damage or failure | 7.897e-05
HFTD - Distribution - Tier 2 - 1QU CoRE ¦ 3QU LoRE | Non-Red Flag Warning - Large Fires | other | all other | 0.0031409
HFTD - Distribution - Tier 2 - 1QU CoRE ¦ 3QU LoRE | Non-Red Flag Warning - Large Fires | unknown | unknown | 0.0043863
HFTD - Distribution - Tier 2 - 1QU CoRE ¦ 3QU LoRE | Non-Red Flag Warning - Large Fires | utility work / operation | utility work / operation | 0.00069587
HFTD - Distribution - Tier 2 - 1QU CoRE ¦ 3QU LoRE | Non-Red Flag Warning - Large Fires | vandalism / theft | vandalism / theft | 0.00014834
HFTD - Distribution - Tier 2 - 1QU CoRE ¦ 3QU LoRE | Non-Red Flag Warning - Large Fires | vegetation contact | branch (not overhanging, 4-12ft) | 0.00018196
HFTD - Distribution - Tier 2 - 1QU CoRE ¦ 3QU LoRE | Non-Red Flag Warning - Large Fires | vegetation contact | branch (not overhanging, > 12ft) | 0.00043765
HFTD - Distribution - Tier 2 - 1QU CoRE ¦ 3QU LoRE | Non-Red Flag Warning - Large Fires | vegetation contact | branch (not overhanging, distance unknown) | 0.001494
HFTD - Distribution - Tier 2 - 1QU CoRE ¦ 3QU LoRE | Non-Red Flag Warning - Large Fires | vegetation contact | branch (not overhanging, within 4ft) | 7.6967e-05
HFTD - Distribution - Tier 2 - 1QU CoRE ¦ 3QU LoRE | Non-Red Flag Warning - Large Fires | vegetation contact | branch (overhanging) | 0.003425
HFTD - Distribution - Tier 2 - 1QU CoRE ¦ 3QU LoRE | Non-Red Flag Warning - Large Fires | vegetation contact | dead | 0.0015895
HFTD - Distribution - Tier 2 - 1QU CoRE ¦ 3QU LoRE | Non-Red Flag Warning - Large Fires | vegetation contact | fell into (moderate-severe defect) | 0.001818
HFTD - Distribution - Tier 2 - 1QU CoRE ¦ 3QU LoRE | Non-Red Flag Warning - Large Fires | vegetation contact | fell into (no defect) | 0.010708
HFTD - Distribution - Tier 2 - 1QU CoRE ¦ 3QU LoRE | Non-Red Flag Warning - Large Fires | vegetation contact | fell into (slight defect) | 0.0022474
HFTD - Distribution - Tier 2 - 1QU CoRE ¦ 3QU LoRE | Non-Red Flag Warning - Large Fires | vegetation contact | grow into | 0.00019453
HFTD - Distribution - Tier 2 - 1QU CoRE ¦ 3QU LoRE | Non-Red Flag Warning - Large Fires | vegetation contact | other/unknown | 0.0092244
HFTD - Distribution - Tier 2 - 1QU CoRE ¦ 3QU LoRE | Non-Red Flag Warning - Large Fires | wire-to-wire contact | wire-to-wire contact / contamination | 0.0099024
HFTD - Distribution - Tier 2 - 1QU CoRE ¦ 3QU LoRE | Non-Red Flag Warning - Small Fires | contact from object | animal contact | 0.316
HFTD - Distribution - Tier 2 - 1QU CoRE ¦ 3QU LoRE | Non-Red Flag Warning - Small Fires | contact from object | balloon contact | 0.01362
HFTD - Distribution - Tier 2 - 1QU CoRE ¦ 3QU LoRE | Non-Red Flag Warning - Small Fires | contact from object | other contact from object | 0.12251
HFTD - Distribution - Tier 2 - 1QU CoRE ¦ 3QU LoRE | Non-Red Flag Warning - Small Fires | contact from object | vehicle contact | 0.37411
HFTD - Distribution - Tier 2 - 1QU CoRE ¦ 3QU LoRE | Non-Red Flag Warning - Small Fires | contamination | contamination | 0.013561
HFTD - Distribution - Tier 2 - 1QU CoRE ¦ 3QU LoRE | Non-Red Flag Warning - Small Fires | equipment / facility failure | anchor / guy damage or failure | 0.0046578
HFTD - Distribution - Tier 2 - 1QU CoRE ¦ 3QU LoRE | Non-Red Flag Warning - Small Fires | equipment / facility failure | capacitor bank damage or failure | 0.03727
HFTD - Distribution - Tier 2 - 1QU CoRE ¦ 3QU LoRE | Non-Red Flag Warning - Small Fires | equipment / facility failure | conductor damage or failure | 0.16078
HFTD - Distribution - Tier 2 - 1QU CoRE ¦ 3QU LoRE | Non-Red Flag Warning - Small Fires | equipment / facility failure | connection device damage or failure | 0.063288
HFTD - Distribution - Tier 2 - 1QU CoRE ¦ 3QU LoRE | Non-Red Flag Warning - Small Fires | equipment / facility failure | crossarm damage or failure | 0.033624
HFTD - Distribution - Tier 2 - 1QU CoRE ¦ 3QU LoRE | Non-Red Flag Warning - Small Fires | equipment / facility failure | fuse damage or failure | 0.028938
HFTD - Distribution - Tier 2 - 1QU CoRE ¦ 3QU LoRE | Non-Red Flag Warning - Small Fires | equipment / facility failure | insulator and brushing damage or failure | 0.035264
HFTD - Distribution - Tier 2 - 1QU CoRE ¦ 3QU LoRE | Non-Red Flag Warning - Small Fires | equipment / facility failure | lightning arrestor damage or failure | 0.0030978
HFTD - Distribution - Tier 2 - 1QU CoRE ¦ 3QU LoRE | Non-Red Flag Warning - Small Fires | equipment / facility failure | other equipment / facility failure | 0.21584
HFTD - Distribution - Tier 2 - 1QU CoRE ¦ 3QU LoRE | Non-Red Flag Warning - Small Fires | equipment / facility failure | pole damage or failure | 0.077134
HFTD - Distribution - Tier 2 - 1QU CoRE ¦ 3QU LoRE | Non-Red Flag Warning - Small Fires | equipment / facility failure | recloser damage or failure | 0
HFTD - Distribution - Tier 2 - 1QU CoRE ¦ 3QU LoRE | Non-Red Flag Warning - Small Fires | equipment / facility failure | sectionalizer damage or failure | 0
HFTD - Distribution - Tier 2 - 1QU CoRE ¦ 3QU LoRE | Non-Red Flag Warning - Small Fires | equipment / facility failure | switch damage or failure | 0
HFTD - Distribution - Tier 2 - 1QU CoRE ¦ 3QU LoRE | Non-Red Flag Warning - Small Fires | equipment / facility failure | transformer damage or failure | 0.11572
HFTD - Distribution - Tier 2 - 1QU CoRE ¦ 3QU LoRE | Non-Red Flag Warning - Small Fires | equipment / facility failure | voltage regulator / booster damage or failure | 0.0068795
HFTD - Distribution - Tier 2 - 1QU CoRE ¦ 3QU LoRE | Non-Red Flag Warning - Small Fires | other | all other | 0.12519
HFTD - Distribution - Tier 2 - 1QU CoRE ¦ 3QU LoRE | Non-Red Flag Warning - Small Fires | unknown | unknown | 0.1957
HFTD - Distribution - Tier 2 - 1QU CoRE ¦ 3QU LoRE | Non-Red Flag Warning - Small Fires | utility work / operation | utility work / operation | 0.028401
HFTD - Distribution - Tier 2 - 1QU CoRE ¦ 3QU LoRE | Non-Red Flag Warning - Small Fires | vandalism / theft | vandalism / theft | 0.0033254
HFTD - Distribution - Tier 2 - 1QU CoRE ¦ 3QU LoRE | Non-Red Flag Warning - Small Fires | vegetation contact | branch (not overhanging, 4-12ft) | 0.012477
HFTD - Distribution - Tier 2 - 1QU CoRE ¦ 3QU LoRE | Non-Red Flag Warning - Small Fires | vegetation contact | branch (not overhanging, > 12ft) | 0.030108
HFTD - Distribution - Tier 2 - 1QU CoRE ¦ 3QU LoRE | Non-Red Flag Warning - Small Fires | vegetation contact | branch (not overhanging, distance unknown) | 0.10278
HFTD - Distribution - Tier 2 - 1QU CoRE ¦ 3QU LoRE | Non-Red Flag Warning - Small Fires | vegetation contact | branch (not overhanging, within 4ft) | 0.0052615
HFTD - Distribution - Tier 2 - 1QU CoRE ¦ 3QU LoRE | Non-Red Flag Warning - Small Fires | vegetation contact | branch (overhanging) | 0.23414
HFTD - Distribution - Tier 2 - 1QU CoRE ¦ 3QU LoRE | Non-Red Flag Warning - Small Fires | vegetation contact | dead | 0.10935
HFTD - Distribution - Tier 2 - 1QU CoRE ¦ 3QU LoRE | Non-Red Flag Warning - Small Fires | vegetation contact | fell into (moderate-severe defect) | 0.12507
HFTD - Distribution - Tier 2 - 1QU CoRE ¦ 3QU LoRE | Non-Red Flag Warning - Small Fires | vegetation contact | fell into (no defect) | 0.73668
HFTD - Distribution - Tier 2 - 1QU CoRE ¦ 3QU LoRE | Non-Red Flag Warning - Small Fires | vegetation contact | fell into (slight defect) | 0.15461
HFTD - Distribution - Tier 2 - 1QU CoRE ¦ 3QU LoRE | Non-Red Flag Warning - Small Fires | vegetation contact | grow into | 0.013383
HFTD - Distribution - Tier 2 - 1QU CoRE ¦ 3QU LoRE | Non-Red Flag Warning - Small Fires | vegetation contact | other/unknown | 0.63459
HFTD - Distribution - Tier 2 - 1QU CoRE ¦ 3QU LoRE | Non-Red Flag Warning - Small Fires | wire-to-wire contact | wire-to-wire contact / contamination | 0.41655
HFTD - Distribution - Tier 2 - 1QU CoRE ¦ 3QU LoRE | Seismic - Red Flag Warning - Catastrophic Fires | cc - seismic scenario | seismic scenario | 9.1999e-06
HFTD - Distribution - Tier 2 - 1QU CoRE ¦ 3QU LoRE | Red Flag Warning - Catastrophic Fires | contact from object | animal contact | 0
HFTD - Distribution - Tier 2 - 1QU CoRE ¦ 3QU LoRE | Red Flag Warning - Catastrophic Fires | contact from object | balloon contact | 0
HFTD - Distribution - Tier 2 - 1QU CoRE ¦ 3QU LoRE | Red Flag Warning - Catastrophic Fires | contact from object | other contact from object | 0
HFTD - Distribution - Tier 2 - 1QU CoRE ¦ 3QU LoRE | Red Flag Warning - Catastrophic Fires | contact from object | vehicle contact | 0
HFTD - Distribution - Tier 2 - 1QU CoRE ¦ 3QU LoRE | Red Flag Warning - Catastrophic Fires | contamination | contamination | 0
HFTD - Distribution - Tier 2 - 1QU CoRE ¦ 3QU LoRE | Red Flag Warning - Catastrophic Fires | equipment / facility failure | anchor / guy damage or failure | 0.00087252
HFTD - Distribution - Tier 2 - 1QU CoRE ¦ 3QU LoRE | Red Flag Warning - Catastrophic Fires | equipment / facility failure | capacitor bank damage or failure | 0.001547
HFTD - Distribution - Tier 2 - 1QU CoRE ¦ 3QU LoRE | Red Flag Warning - Catastrophic Fires | equipment / facility failure | conductor damage or failure | 0.022293
HFTD - Distribution - Tier 2 - 1QU CoRE ¦ 3QU LoRE | Red Flag Warning - Catastrophic Fires | equipment / facility failure | connection device damage or failure | 0.0056294
HFTD - Distribution - Tier 2 - 1QU CoRE ¦ 3QU LoRE | Red Flag Warning - Catastrophic Fires | equipment / facility failure | crossarm damage or failure | 0.0033848
HFTD - Distribution - Tier 2 - 1QU CoRE ¦ 3QU LoRE | Red Flag Warning - Catastrophic Fires | equipment / facility failure | fuse damage or failure | 0.0050525
HFTD - Distribution - Tier 2 - 1QU CoRE ¦ 3QU LoRE | Red Flag Warning - Catastrophic Fires | equipment / facility failure | insulator and brushing damage or failure | 0.0087316
HFTD - Distribution - Tier 2 - 1QU CoRE ¦ 3QU LoRE | Red Flag Warning - Catastrophic Fires | equipment / facility failure | lightning arrestor damage or failure | 0.00044559
HFTD - Distribution - Tier 2 - 1QU CoRE ¦ 3QU LoRE | Red Flag Warning - Catastrophic Fires | equipment / facility failure | other equipment / facility failure | 0.0093066
HFTD - Distribution - Tier 2 - 1QU CoRE ¦ 3QU LoRE | Red Flag Warning - Catastrophic Fires | equipment / facility failure | pole damage or failure | 0.0045965
HFTD - Distribution - Tier 2 - 1QU CoRE ¦ 3QU LoRE | Red Flag Warning - Catastrophic Fires | equipment / facility failure | recloser damage or failure | 0
HFTD - Distribution - Tier 2 - 1QU CoRE ¦ 3QU LoRE | Red Flag Warning - Catastrophic Fires | equipment / facility failure | sectionalizer damage or failure | 0
HFTD - Distribution - Tier 2 - 1QU CoRE ¦ 3QU LoRE | Red Flag Warning - Catastrophic Fires | equipment / facility failure | switch damage or failure | 0
HFTD - Distribution - Tier 2 - 1QU CoRE ¦ 3QU LoRE | Red Flag Warning - Catastrophic Fires | equipment / facility failure | transformer damage or failure | 0.0031545
HFTD - Distribution - Tier 2 - 1QU CoRE ¦ 3QU LoRE | Red Flag Warning - Catastrophic Fires | equipment / facility failure | voltage regulator / booster damage or failure | 0.00010766
HFTD - Distribution - Tier 2 - 1QU CoRE ¦ 3QU LoRE | Red Flag Warning - Catastrophic Fires | other | all other | 0
HFTD - Distribution - Tier 2 - 1QU CoRE ¦ 3QU LoRE | Red Flag Warning - Catastrophic Fires | unknown | unknown | 0
HFTD - Distribution - Tier 2 - 1QU CoRE ¦ 3QU LoRE | Red Flag Warning - Catastrophic Fires | utility work / operation | utility work / operation | 0
HFTD - Distribution - Tier 2 - 1QU CoRE ¦ 3QU LoRE | Red Flag Warning - Catastrophic Fires | vandalism / theft | vandalism / theft | 0
HFTD - Distribution - Tier 2 - 1QU CoRE ¦ 3QU LoRE | Red Flag Warning - Catastrophic Fires | vegetation contact | branch (not overhanging, 4-12ft) | 0.0015871
HFTD - Distribution - Tier 2 - 1QU CoRE ¦ 3QU LoRE | Red Flag Warning - Catastrophic Fires | vegetation contact | branch (not overhanging, > 12ft) | 0.0025234
HFTD - Distribution - Tier 2 - 1QU CoRE ¦ 3QU LoRE | Red Flag Warning - Catastrophic Fires | vegetation contact | branch (not overhanging, distance unknown) | 0.012197
HFTD - Distribution - Tier 2 - 1QU CoRE ¦ 3QU LoRE | Red Flag Warning - Catastrophic Fires | vegetation contact | branch (not overhanging, within 4ft) | 0.00037653
HFTD - Distribution - Tier 2 - 1QU CoRE ¦ 3QU LoRE | Red Flag Warning - Catastrophic Fires | vegetation contact | branch (overhanging) | 0.022215
HFTD - Distribution - Tier 2 - 1QU CoRE ¦ 3QU LoRE | Red Flag Warning - Catastrophic Fires | vegetation contact | dead | 0.0092526
HFTD - Distribution - Tier 2 - 1QU CoRE ¦ 3QU LoRE | Red Flag Warning - Catastrophic Fires | vegetation contact | fell into (moderate-severe defect) | 0.0075999
HFTD - Distribution - Tier 2 - 1QU CoRE ¦ 3QU LoRE | Red Flag Warning - Catastrophic Fires | vegetation contact | fell into (no defect) | 0.031122
HFTD - Distribution - Tier 2 - 1QU CoRE ¦ 3QU LoRE | Red Flag Warning - Catastrophic Fires | vegetation contact | fell into (slight defect) | 0.0081915
HFTD - Distribution - Tier 2 - 1QU CoRE ¦ 3QU LoRE | Red Flag Warning - Catastrophic Fires | vegetation contact | grow into | 0.00086226
HFTD - Distribution - Tier 2 - 1QU CoRE ¦ 3QU LoRE | Red Flag Warning - Catastrophic Fires | vegetation contact | other/unknown | 0.042057
HFTD - Distribution - Tier 2 - 1QU CoRE ¦ 3QU LoRE | Red Flag Warning - Catastrophic Fires | wire-to-wire contact | wire-to-wire contact / contamination | 0
HFTD - Distribution - Tier 2 - 1QU CoRE ¦ 3QU LoRE | Red Flag Warning - Destructive Fires | contact from object | animal contact | 0
HFTD - Distribution - Tier 2 - 1QU CoRE ¦ 3QU LoRE | Red Flag Warning - Destructive Fires | contact from object | balloon contact | 0
HFTD - Distribution - Tier 2 - 1QU CoRE ¦ 3QU LoRE | Red Flag Warning - Destructive Fires | contact from object | other contact from object | 0
HFTD - Distribution - Tier 2 - 1QU CoRE ¦ 3QU LoRE | Red Flag Warning - Destructive Fires | contact from object | vehicle contact | 0
HFTD - Distribution - Tier 2 - 1QU CoRE ¦ 3QU LoRE | Red Flag Warning - Destructive Fires | contamination | contamination | 0
HFTD - Distribution - Tier 2 - 1QU CoRE ¦ 3QU LoRE | Red Flag Warning - Destructive Fires | equipment / facility failure | anchor / guy damage or failure | 0.00014215
HFTD - Distribution - Tier 2 - 1QU CoRE ¦ 3QU LoRE | Red Flag Warning - Destructive Fires | equipment / facility failure | capacitor bank damage or failure | 0.00025106
HFTD - Distribution - Tier 2 - 1QU CoRE ¦ 3QU LoRE | Red Flag Warning - Destructive Fires | equipment / facility failure | conductor damage or failure | 0.0045511
HFTD - Distribution - Tier 2 - 1QU CoRE ¦ 3QU LoRE | Red Flag Warning - Destructive Fires | equipment / facility failure | connection device damage or failure | 0.0011738
HFTD - Distribution - Tier 2 - 1QU CoRE ¦ 3QU LoRE | Red Flag Warning - Destructive Fires | equipment / facility failure | crossarm damage or failure | 0.00056444
HFTD - Distribution - Tier 2 - 1QU CoRE ¦ 3QU LoRE | Red Flag Warning - Destructive Fires | equipment / facility failure | fuse damage or failure | 0.00082787
HFTD - Distribution - Tier 2 - 1QU CoRE ¦ 3QU LoRE | Red Flag Warning - Destructive Fires | equipment / facility failure | insulator and brushing damage or failure | 0.0014177
HFTD - Distribution - Tier 2 - 1QU CoRE ¦ 3QU LoRE | Red Flag Warning - Destructive Fires | equipment / facility failure | lightning arrestor damage or failure | 7.4195e-05
HFTD - Distribution - Tier 2 - 1QU CoRE ¦ 3QU LoRE | Red Flag Warning - Destructive Fires | equipment / facility failure | other equipment / facility failure | 0.0015767
HFTD - Distribution - Tier 2 - 1QU CoRE ¦ 3QU LoRE | Red Flag Warning - Destructive Fires | equipment / facility failure | pole damage or failure | 0.00077607
HFTD - Distribution - Tier 2 - 1QU CoRE ¦ 3QU LoRE | Red Flag Warning - Destructive Fires | equipment / facility failure | recloser damage or failure | 0
HFTD - Distribution - Tier 2 - 1QU CoRE ¦ 3QU LoRE | Red Flag Warning - Destructive Fires | equipment / facility failure | sectionalizer damage or failure | 0
HFTD - Distribution - Tier 2 - 1QU CoRE ¦ 3QU LoRE | Red Flag Warning - Destructive Fires | equipment / facility failure | switch damage or failure | 0
HFTD - Distribution - Tier 2 - 1QU CoRE ¦ 3QU LoRE | Red Flag Warning - Destructive Fires | equipment / facility failure | transformer damage or failure | 0.00051528
HFTD - Distribution - Tier 2 - 1QU CoRE ¦ 3QU LoRE | Red Flag Warning - Destructive Fires | equipment / facility failure | voltage regulator / booster damage or failure | 1.7683e-05
HFTD - Distribution - Tier 2 - 1QU CoRE ¦ 3QU LoRE | Red Flag Warning - Destructive Fires | other | all other | 0
HFTD - Distribution - Tier 2 - 1QU CoRE ¦ 3QU LoRE | Red Flag Warning - Destructive Fires | unknown | unknown | 0
HFTD - Distribution - Tier 2 - 1QU CoRE ¦ 3QU LoRE | Red Flag Warning - Destructive Fires | utility work / operation | utility work / operation | 0
HFTD - Distribution - Tier 2 - 1QU CoRE ¦ 3QU LoRE | Red Flag Warning - Destructive Fires | vandalism / theft | vandalism / theft | 0
HFTD - Distribution - Tier 2 - 1QU CoRE ¦ 3QU LoRE | Red Flag Warning - Destructive Fires | vegetation contact | branch (not overhanging, 4-12ft) | 0.00018583
HFTD - Distribution - Tier 2 - 1QU CoRE ¦ 3QU LoRE | Red Flag Warning - Destructive Fires | vegetation contact | branch (not overhanging, > 12ft) | 0.00029539
HFTD - Distribution - Tier 2 - 1QU CoRE ¦ 3QU LoRE | Red Flag Warning - Destructive Fires | vegetation contact | branch (not overhanging, distance unknown) | 0.0014277
HFTD - Distribution - Tier 2 - 1QU CoRE ¦ 3QU LoRE | Red Flag Warning - Destructive Fires | vegetation contact | branch (not overhanging, within 4ft) | 4.4099e-05
HFTD - Distribution - Tier 2 - 1QU CoRE ¦ 3QU LoRE | Red Flag Warning - Destructive Fires | vegetation contact | branch (overhanging) | 0.0026018
HFTD - Distribution - Tier 2 - 1QU CoRE ¦ 3QU LoRE | Red Flag Warning - Destructive Fires | vegetation contact | dead | 0.0010831
HFTD - Distribution - Tier 2 - 1QU CoRE ¦ 3QU LoRE | Red Flag Warning - Destructive Fires | vegetation contact | fell into (moderate-severe defect) | 0.00088963
HFTD - Distribution - Tier 2 - 1QU CoRE ¦ 3QU LoRE | Red Flag Warning - Destructive Fires | vegetation contact | fell into (no defect) | 0.0036431
HFTD - Distribution - Tier 2 - 1QU CoRE ¦ 3QU LoRE | Red Flag Warning - Destructive Fires | vegetation contact | fell into (slight defect) | 0.00095889
HFTD - Distribution - Tier 2 - 1QU CoRE ¦ 3QU LoRE | Red Flag Warning - Destructive Fires | vegetation contact | grow into | 0.00010094
HFTD - Distribution - Tier 2 - 1QU CoRE ¦ 3QU LoRE | Red Flag Warning - Destructive Fires | vegetation contact | other/unknown | 0.0049232
HFTD - Distribution - Tier 2 - 1QU CoRE ¦ 3QU LoRE | Red Flag Warning - Destructive Fires | wire-to-wire contact | wire-to-wire contact / contamination | 0
HFTD - Distribution - Tier 2 - 1QU CoRE ¦ 3QU LoRE | Red Flag Warning - Large Fires | contact from object | animal contact | 0
HFTD - Distribution - Tier 2 - 1QU CoRE ¦ 3QU LoRE | Red Flag Warning - Large Fires | contact from object | balloon contact | 0
HFTD - Distribution - Tier 2 - 1QU CoRE ¦ 3QU LoRE | Red Flag Warning - Large Fires | contact from object | other contact from object | 0
HFTD - Distribution - Tier 2 - 1QU CoRE ¦ 3QU LoRE | Red Flag Warning - Large Fires | contact from object | vehicle contact | 0
HFTD - Distribution - Tier 2 - 1QU CoRE ¦ 3QU LoRE | Red Flag Warning - Large Fires | contamination | contamination | 0
HFTD - Distribution - Tier 2 - 1QU CoRE ¦ 3QU LoRE | Red Flag Warning - Large Fires | equipment / facility failure | anchor / guy damage or failure | 0.00085589
HFTD - Distribution - Tier 2 - 1QU CoRE ¦ 3QU LoRE | Red Flag Warning - Large Fires | equipment / facility failure | capacitor bank damage or failure | 0.0012454
HFTD - Distribution - Tier 2 - 1QU CoRE ¦ 3QU LoRE | Red Flag Warning - Large Fires | equipment / facility failure | conductor damage or failure | 0.014486
HFTD - Distribution - Tier 2 - 1QU CoRE ¦ 3QU LoRE | Red Flag Warning - Large Fires | equipment / facility failure | connection device damage or failure | 0.0041073
HFTD - Distribution - Tier 2 - 1QU CoRE ¦ 3QU LoRE | Red Flag Warning - Large Fires | equipment / facility failure | crossarm damage or failure | 0.0026415
HFTD - Distribution - Tier 2 - 1QU CoRE ¦ 3QU LoRE | Red Flag Warning - Large Fires | equipment / facility failure | fuse damage or failure | 0.0037717
HFTD - Distribution - Tier 2 - 1QU CoRE ¦ 3QU LoRE | Red Flag Warning - Large Fires | equipment / facility failure | insulator and brushing damage or failure | 0.0063065
HFTD - Distribution - Tier 2 - 1QU CoRE ¦ 3QU LoRE | Red Flag Warning - Large Fires | equipment / facility failure | lightning arrestor damage or failure | 0.00041069
HFTD - Distribution - Tier 2 - 1QU CoRE ¦ 3QU LoRE | Red Flag Warning - Large Fires | equipment / facility failure | other equipment / facility failure | 0.0065896
HFTD - Distribution - Tier 2 - 1QU CoRE ¦ 3QU LoRE | Red Flag Warning - Large Fires | equipment / facility failure | pole damage or failure | 0.0029159
HFTD - Distribution - Tier 2 - 1QU CoRE ¦ 3QU LoRE | Red Flag Warning - Large Fires | equipment / facility failure | recloser damage or failure | 0
HFTD - Distribution - Tier 2 - 1QU CoRE ¦ 3QU LoRE | Red Flag Warning - Large Fires | equipment / facility failure | sectionalizer damage or failure | 0
HFTD - Distribution - Tier 2 - 1QU CoRE ¦ 3QU LoRE | Red Flag Warning - Large Fires | equipment / facility failure | switch damage or failure | 0
HFTD - Distribution - Tier 2 - 1QU CoRE ¦ 3QU LoRE | Red Flag Warning - Large Fires | equipment / facility failure | transformer damage or failure | 0.0022978
HFTD - Distribution - Tier 2 - 1QU CoRE ¦ 3QU LoRE | Red Flag Warning - Large Fires | equipment / facility failure | voltage regulator / booster damage or failure | 7.9644e-05
HFTD - Distribution - Tier 2 - 1QU CoRE ¦ 3QU LoRE | Red Flag Warning - Large Fires | other | all other | 0
HFTD - Distribution - Tier 2 - 1QU CoRE ¦ 3QU LoRE | Red Flag Warning - Large Fires | unknown | unknown | 0
HFTD - Distribution - Tier 2 - 1QU CoRE ¦ 3QU LoRE | Red Flag Warning - Large Fires | utility work / operation | utility work / operation | 0
HFTD - Distribution - Tier 2 - 1QU CoRE ¦ 3QU LoRE | Red Flag Warning - Large Fires | vandalism / theft | vandalism / theft | 0
HFTD - Distribution - Tier 2 - 1QU CoRE ¦ 3QU LoRE | Red Flag Warning - Large Fires | vegetation contact | branch (not overhanging, 4-12ft) | 0.00080231
HFTD - Distribution - Tier 2 - 1QU CoRE ¦ 3QU LoRE | Red Flag Warning - Large Fires | vegetation contact | branch (not overhanging, > 12ft) | 0.0012504
HFTD - Distribution - Tier 2 - 1QU CoRE ¦ 3QU LoRE | Red Flag Warning - Large Fires | vegetation contact | branch (not overhanging, distance unknown) | 0.0060437
HFTD - Distribution - Tier 2 - 1QU CoRE ¦ 3QU LoRE | Red Flag Warning - Large Fires | vegetation contact | branch (not overhanging, within 4ft) | 0.00019406
HFTD - Distribution - Tier 2 - 1QU CoRE ¦ 3QU LoRE | Red Flag Warning - Large Fires | vegetation contact | branch (overhanging) | 0.011449
HFTD - Distribution - Tier 2 - 1QU CoRE ¦ 3QU LoRE | Red Flag Warning - Large Fires | vegetation contact | dead | 0.0045849
HFTD - Distribution - Tier 2 - 1QU CoRE ¦ 3QU LoRE | Red Flag Warning - Large Fires | vegetation contact | fell into (moderate-severe defect) | 0.0037659
HFTD - Distribution - Tier 2 - 1QU CoRE ¦ 3QU LoRE | Red Flag Warning - Large Fires | vegetation contact | fell into (no defect) | 0.015422
HFTD - Distribution - Tier 2 - 1QU CoRE ¦ 3QU LoRE | Red Flag Warning - Large Fires | vegetation contact | fell into (slight defect) | 0.0040591
HFTD - Distribution - Tier 2 - 1QU CoRE ¦ 3QU LoRE | Red Flag Warning - Large Fires | vegetation contact | grow into | 0.00042727
HFTD - Distribution - Tier 2 - 1QU CoRE ¦ 3QU LoRE | Red Flag Warning - Large Fires | vegetation contact | other/unknown | 0.02084
HFTD - Distribution - Tier 2 - 1QU CoRE ¦ 3QU LoRE | Red Flag Warning - Large Fires | wire-to-wire contact | wire-to-wire contact / contamination | 0
HFTD - Distribution - Tier 2 - 1QU CoRE ¦ 3QU LoRE | Red Flag Warning - Small Fires | contact from object | animal contact | 0.0060346
HFTD - Distribution - Tier 2 - 1QU CoRE ¦ 3QU LoRE | Red Flag Warning - Small Fires | contact from object | balloon contact | 0.00045436
HFTD - Distribution - Tier 2 - 1QU CoRE ¦ 3QU LoRE | Red Flag Warning - Small Fires | contact from object | other contact from object | 0.0042213
HFTD - Distribution - Tier 2 - 1QU CoRE ¦ 3QU LoRE | Red Flag Warning - Small Fires | contact from object | vehicle contact | 0.015261
HFTD - Distribution - Tier 2 - 1QU CoRE ¦ 3QU LoRE | Red Flag Warning - Small Fires | contamination | contamination | 0.00014747
HFTD - Distribution - Tier 2 - 1QU CoRE ¦ 3QU LoRE | Red Flag Warning - Small Fires | equipment / facility failure | anchor / guy damage or failure | 0.0014475
HFTD - Distribution - Tier 2 - 1QU CoRE ¦ 3QU LoRE | Red Flag Warning - Small Fires | equipment / facility failure | capacitor bank damage or failure | 0.0018482
HFTD - Distribution - Tier 2 - 1QU CoRE ¦ 3QU LoRE | Red Flag Warning - Small Fires | equipment / facility failure | conductor damage or failure | 0.031585
HFTD - Distribution - Tier 2 - 1QU CoRE ¦ 3QU LoRE | Red Flag Warning - Small Fires | equipment / facility failure | connection device damage or failure | 0.0086903
HFTD - Distribution - Tier 2 - 1QU CoRE ¦ 3QU LoRE | Red Flag Warning - Small Fires | equipment / facility failure | crossarm damage or failure | 0.0059685
HFTD - Distribution - Tier 2 - 1QU CoRE ¦ 3QU LoRE | Red Flag Warning - Small Fires | equipment / facility failure | fuse damage or failure | 0.0080409
HFTD - Distribution - Tier 2 - 1QU CoRE ¦ 3QU LoRE | Red Flag Warning - Small Fires | equipment / facility failure | insulator and brushing damage or failure | 0.012132
HFTD - Distribution - Tier 2 - 1QU CoRE ¦ 3QU LoRE | Red Flag Warning - Small Fires | equipment / facility failure | lightning arrestor damage or failure | 0.00067378
HFTD - Distribution - Tier 2 - 1QU CoRE ¦ 3QU LoRE | Red Flag Warning - Small Fires | equipment / facility failure | other equipment / facility failure | 0.013273
HFTD - Distribution - Tier 2 - 1QU CoRE ¦ 3QU LoRE | Red Flag Warning - Small Fires | equipment / facility failure | pole damage or failure | 0.0058629
HFTD - Distribution - Tier 2 - 1QU CoRE ¦ 3QU LoRE | Red Flag Warning - Small Fires | equipment / facility failure | recloser damage or failure | 0
HFTD - Distribution - Tier 2 - 1QU CoRE ¦ 3QU LoRE | Red Flag Warning - Small Fires | equipment / facility failure | sectionalizer damage or failure | 0
HFTD - Distribution - Tier 2 - 1QU CoRE ¦ 3QU LoRE | Red Flag Warning - Small Fires | equipment / facility failure | switch damage or failure | 0
HFTD - Distribution - Tier 2 - 1QU CoRE ¦ 3QU LoRE | Red Flag Warning - Small Fires | equipment / facility failure | transformer damage or failure | 0.0045131
HFTD - Distribution - Tier 2 - 1QU CoRE ¦ 3QU LoRE | Red Flag Warning - Small Fires | equipment / facility failure | voltage regulator / booster damage or failure | 0.00010856
HFTD - Distribution - Tier 2 - 1QU CoRE ¦ 3QU LoRE | Red Flag Warning - Small Fires | other | all other | 0.0037342
HFTD - Distribution - Tier 2 - 1QU CoRE ¦ 3QU LoRE | Red Flag Warning - Small Fires | unknown | unknown | 0.0083074
HFTD - Distribution - Tier 2 - 1QU CoRE ¦ 3QU LoRE | Red Flag Warning - Small Fires | utility work / operation | utility work / operation | 0.00076072
HFTD - Distribution - Tier 2 - 1QU CoRE ¦ 3QU LoRE | Red Flag Warning - Small Fires | vandalism / theft | vandalism / theft | 5.5854e-05
HFTD - Distribution - Tier 2 - 1QU CoRE ¦ 3QU LoRE | Red Flag Warning - Small Fires | vegetation contact | branch (not overhanging, 4-12ft) | 0.0049611
HFTD - Distribution - Tier 2 - 1QU CoRE ¦ 3QU LoRE | Red Flag Warning - Small Fires | vegetation contact | branch (not overhanging, > 12ft) | 0.0077572
HFTD - Distribution - Tier 2 - 1QU CoRE ¦ 3QU LoRE | Red Flag Warning - Small Fires | vegetation contact | branch (not overhanging, distance unknown) | 0.037493
HFTD - Distribution - Tier 2 - 1QU CoRE ¦ 3QU LoRE | Red Flag Warning - Small Fires | vegetation contact | branch (not overhanging, within 4ft) | 0.0011963
HFTD - Distribution - Tier 2 - 1QU CoRE ¦ 3QU LoRE | Red Flag Warning - Small Fires | vegetation contact | branch (overhanging) | 0.07058
HFTD - Distribution - Tier 2 - 1QU CoRE ¦ 3QU LoRE | Red Flag Warning - Small Fires | vegetation contact | dead | 0.028443
HFTD - Distribution - Tier 2 - 1QU CoRE ¦ 3QU LoRE | Red Flag Warning - Small Fires | vegetation contact | fell into (moderate-severe defect) | 0.023363
HFTD - Distribution - Tier 2 - 1QU CoRE ¦ 3QU LoRE | Red Flag Warning - Small Fires | vegetation contact | fell into (no defect) | 0.095672
HFTD - Distribution - Tier 2 - 1QU CoRE ¦ 3QU LoRE | Red Flag Warning - Small Fires | vegetation contact | fell into (slight defect) | 0.025181
HFTD - Distribution - Tier 2 - 1QU CoRE ¦ 3QU LoRE | Red Flag Warning - Small Fires | vegetation contact | grow into | 0.0026507
HFTD - Distribution - Tier 2 - 1QU CoRE ¦ 3QU LoRE | Red Flag Warning - Small Fires | vegetation contact | other/unknown | 0.12929
HFTD - Distribution - Tier 2 - 1QU CoRE ¦ 3QU LoRE | Red Flag Warning - Small Fires | wire-to-wire contact | wire-to-wire contact / contamination | 0.013896
HFTD - Distribution - Tier 2 - 1QU CoRE ¦ 4QU LoRE | Seismic - Non-Red Flag Warning - Catastrophic Fires | cc - seismic scenario | seismic scenario | 3.2631e-07
HFTD - Distribution - Tier 2 - 1QU CoRE ¦ 4QU LoRE | Non-Red Flag Warning - Catastrophic Fires | contact from object | animal contact | 0.0023178
HFTD - Distribution - Tier 2 - 1QU CoRE ¦ 4QU LoRE | Non-Red Flag Warning - Catastrophic Fires | contact from object | balloon contact | 6.3762e-05
HFTD - Distribution - Tier 2 - 1QU CoRE ¦ 4QU LoRE | Non-Red Flag Warning - Catastrophic Fires | contact from object | other contact from object | 0.00080899
HFTD - Distribution - Tier 2 - 1QU CoRE ¦ 4QU LoRE | Non-Red Flag Warning - Catastrophic Fires | contact from object | vehicle contact | 0.0027431
HFTD - Distribution - Tier 2 - 1QU CoRE ¦ 4QU LoRE | Non-Red Flag Warning - Catastrophic Fires | contamination | contamination | 0.0001271
HFTD - Distribution - Tier 2 - 1QU CoRE ¦ 4QU LoRE | Non-Red Flag Warning - Catastrophic Fires | equipment / facility failure | anchor / guy damage or failure | 6.2954e-07
HFTD - Distribution - Tier 2 - 1QU CoRE ¦ 4QU LoRE | Non-Red Flag Warning - Catastrophic Fires | equipment / facility failure | capacitor bank damage or failure | 6.3163e-06
HFTD - Distribution - Tier 2 - 1QU CoRE ¦ 4QU LoRE | Non-Red Flag Warning - Catastrophic Fires | equipment / facility failure | conductor damage or failure | 5.4456e-05
HFTD - Distribution - Tier 2 - 1QU CoRE ¦ 4QU LoRE | Non-Red Flag Warning - Catastrophic Fires | equipment / facility failure | connection device damage or failure | 2.5576e-05
HFTD - Distribution - Tier 2 - 1QU CoRE ¦ 4QU LoRE | Non-Red Flag Warning - Catastrophic Fires | equipment / facility failure | crossarm damage or failure | 1.8053e-05
HFTD - Distribution - Tier 2 - 1QU CoRE ¦ 4QU LoRE | Non-Red Flag Warning - Catastrophic Fires | equipment / facility failure | fuse damage or failure | 1.2975e-05
HFTD - Distribution - Tier 2 - 1QU CoRE ¦ 4QU LoRE | Non-Red Flag Warning - Catastrophic Fires | equipment / facility failure | insulator and brushing damage or failure | 1.8215e-05
HFTD - Distribution - Tier 2 - 1QU CoRE ¦ 4QU LoRE | Non-Red Flag Warning - Catastrophic Fires | equipment / facility failure | lightning arrestor damage or failure | 1.5371e-06
HFTD - Distribution - Tier 2 - 1QU CoRE ¦ 4QU LoRE | Non-Red Flag Warning - Catastrophic Fires | equipment / facility failure | other equipment / facility failure | 8.5725e-05
HFTD - Distribution - Tier 2 - 1QU CoRE ¦ 4QU LoRE | Non-Red Flag Warning - Catastrophic Fires | equipment / facility failure | pole damage or failure | 3.5677e-05
HFTD - Distribution - Tier 2 - 1QU CoRE ¦ 4QU LoRE | Non-Red Flag Warning - Catastrophic Fires | equipment / facility failure | recloser damage or failure | 0
HFTD - Distribution - Tier 2 - 1QU CoRE ¦ 4QU LoRE | Non-Red Flag Warning - Catastrophic Fires | equipment / facility failure | sectionalizer damage or failure | 0
HFTD - Distribution - Tier 2 - 1QU CoRE ¦ 4QU LoRE | Non-Red Flag Warning - Catastrophic Fires | equipment / facility failure | switch damage or failure | 0
HFTD - Distribution - Tier 2 - 1QU CoRE ¦ 4QU LoRE | Non-Red Flag Warning - Catastrophic Fires | equipment / facility failure | transformer damage or failure | 6.6329e-05
HFTD - Distribution - Tier 2 - 1QU CoRE ¦ 4QU LoRE | Non-Red Flag Warning - Catastrophic Fires | equipment / facility failure | voltage regulator / booster damage or failure | 1.07e-05
HFTD - Distribution - Tier 2 - 1QU CoRE ¦ 4QU LoRE | Non-Red Flag Warning - Catastrophic Fires | other | all other | 0.00090212
HFTD - Distribution - Tier 2 - 1QU CoRE ¦ 4QU LoRE | Non-Red Flag Warning - Catastrophic Fires | unknown | unknown | 0.0013065
HFTD - Distribution - Tier 2 - 1QU CoRE ¦ 4QU LoRE | Non-Red Flag Warning - Catastrophic Fires | utility work / operation | utility work / operation | 0.00016471
HFTD - Distribution - Tier 2 - 1QU CoRE ¦ 4QU LoRE | Non-Red Flag Warning - Catastrophic Fires | vandalism / theft | vandalism / theft | 8.4884e-05
HFTD - Distribution - Tier 2 - 1QU CoRE ¦ 4QU LoRE | Non-Red Flag Warning - Catastrophic Fires | vegetation contact | branch (not overhanging, 4-12ft) | 1.1747e-05
HFTD - Distribution - Tier 2 - 1QU CoRE ¦ 4QU LoRE | Non-Red Flag Warning - Catastrophic Fires | vegetation contact | branch (not overhanging, > 12ft) | 2.9615e-05
HFTD - Distribution - Tier 2 - 1QU CoRE ¦ 4QU LoRE | Non-Red Flag Warning - Catastrophic Fires | vegetation contact | branch (not overhanging, distance unknown) | 0.00010109
HFTD - Distribution - Tier 2 - 1QU CoRE ¦ 4QU LoRE | Non-Red Flag Warning - Catastrophic Fires | vegetation contact | branch (not overhanging, within 4ft) | 4.7423e-06
HFTD - Distribution - Tier 2 - 1QU CoRE ¦ 4QU LoRE | Non-Red Flag Warning - Catastrophic Fires | vegetation contact | branch (overhanging) | 0.00021103
HFTD - Distribution - Tier 2 - 1QU CoRE ¦ 4QU LoRE | Non-Red Flag Warning - Catastrophic Fires | vegetation contact | dead | 0.00010755
HFTD - Distribution - Tier 2 - 1QU CoRE ¦ 4QU LoRE | Non-Red Flag Warning - Catastrophic Fires | vegetation contact | fell into (moderate-severe defect) | 0.00012302
HFTD - Distribution - Tier 2 - 1QU CoRE ¦ 4QU LoRE | Non-Red Flag Warning - Catastrophic Fires | vegetation contact | fell into (no defect) | 0.00072462
HFTD - Distribution - Tier 2 - 1QU CoRE ¦ 4QU LoRE | Non-Red Flag Warning - Catastrophic Fires | vegetation contact | fell into (slight defect) | 0.00015208
HFTD - Distribution - Tier 2 - 1QU CoRE ¦ 4QU LoRE | Non-Red Flag Warning - Catastrophic Fires | vegetation contact | grow into | 1.3163e-05
HFTD - Distribution - Tier 2 - 1QU CoRE ¦ 4QU LoRE | Non-Red Flag Warning - Catastrophic Fires | vegetation contact | other/unknown | 0.00062419
HFTD - Distribution - Tier 2 - 1QU CoRE ¦ 4QU LoRE | Non-Red Flag Warning - Catastrophic Fires | wire-to-wire contact | wire-to-wire contact / contamination | 0.0024314
HFTD - Distribution - Tier 2 - 1QU CoRE ¦ 4QU LoRE | Non-Red Flag Warning - Destructive Fires | contact from object | animal contact | 0.0014669
HFTD - Distribution - Tier 2 - 1QU CoRE ¦ 4QU LoRE | Non-Red Flag Warning - Destructive Fires | contact from object | balloon contact | 3.8118e-05
HFTD - Distribution - Tier 2 - 1QU CoRE ¦ 4QU LoRE | Non-Red Flag Warning - Destructive Fires | contact from object | other contact from object | 0.00049038
HFTD - Distribution - Tier 2 - 1QU CoRE ¦ 4QU LoRE | Non-Red Flag Warning - Destructive Fires | contact from object | vehicle contact | 0.0015952
HFTD - Distribution - Tier 2 - 1QU CoRE ¦ 4QU LoRE | Non-Red Flag Warning - Destructive Fires | contamination | contamination | 7.3811e-05
HFTD - Distribution - Tier 2 - 1QU CoRE ¦ 4QU LoRE | Non-Red Flag Warning - Destructive Fires | equipment / facility failure | anchor / guy damage or failure | 2.0696e-06
HFTD - Distribution - Tier 2 - 1QU CoRE ¦ 4QU LoRE | Non-Red Flag Warning - Destructive Fires | equipment / facility failure | capacitor bank damage or failure | 1.996e-05
HFTD - Distribution - Tier 2 - 1QU CoRE ¦ 4QU LoRE | Non-Red Flag Warning - Destructive Fires | equipment / facility failure | conductor damage or failure | 0.00019811
HFTD - Distribution - Tier 2 - 1QU CoRE ¦ 4QU LoRE | Non-Red Flag Warning - Destructive Fires | equipment / facility failure | connection device damage or failure | 9.9682e-05
HFTD - Distribution - Tier 2 - 1QU CoRE ¦ 4QU LoRE | Non-Red Flag Warning - Destructive Fires | equipment / facility failure | crossarm damage or failure | 5.8699e-05
HFTD - Distribution - Tier 2 - 1QU CoRE ¦ 4QU LoRE | Non-Red Flag Warning - Destructive Fires | equipment / facility failure | fuse damage or failure | 4.2599e-05
HFTD - Distribution - Tier 2 - 1QU CoRE ¦ 4QU LoRE | Non-Red Flag Warning - Destructive Fires | equipment / facility failure | insulator and brushing damage or failure | 5.8319e-05
HFTD - Distribution - Tier 2 - 1QU CoRE ¦ 4QU LoRE | Non-Red Flag Warning - Destructive Fires | equipment / facility failure | lightning arrestor damage or failure | 4.9447e-06
HFTD - Distribution - Tier 2 - 1QU CoRE ¦ 4QU LoRE | Non-Red Flag Warning - Destructive Fires | equipment / facility failure | other equipment / facility failure | 0.00028074
HFTD - Distribution - Tier 2 - 1QU CoRE ¦ 4QU LoRE | Non-Red Flag Warning - Destructive Fires | equipment / facility failure | pole damage or failure | 0.0001171
HFTD - Distribution - Tier 2 - 1QU CoRE ¦ 4QU LoRE | Non-Red Flag Warning - Destructive Fires | equipment / facility failure | recloser damage or failure | 0
HFTD - Distribution - Tier 2 - 1QU CoRE ¦ 4QU LoRE | Non-Red Flag Warning - Destructive Fires | equipment / facility failure | sectionalizer damage or failure | 0
HFTD - Distribution - Tier 2 - 1QU CoRE ¦ 4QU LoRE | Non-Red Flag Warning - Destructive Fires | equipment / facility failure | switch damage or failure | 0
HFTD - Distribution - Tier 2 - 1QU CoRE ¦ 4QU LoRE | Non-Red Flag Warning - Destructive Fires | equipment / facility failure | transformer damage or failure | 0.00021194
HFTD - Distribution - Tier 2 - 1QU CoRE ¦ 4QU LoRE | Non-Red Flag Warning - Destructive Fires | equipment / facility failure | voltage regulator / booster damage or failure | 3.4437e-05
HFTD - Distribution - Tier 2 - 1QU CoRE ¦ 4QU LoRE | Non-Red Flag Warning - Destructive Fires | other | all other | 0.00058436
HFTD - Distribution - Tier 2 - 1QU CoRE ¦ 4QU LoRE | Non-Red Flag Warning - Destructive Fires | unknown | unknown | 0.00089362
HFTD - Distribution - Tier 2 - 1QU CoRE ¦ 4QU LoRE | Non-Red Flag Warning - Destructive Fires | utility work / operation | utility work / operation | 0.00010634
HFTD - Distribution - Tier 2 - 1QU CoRE ¦ 4QU LoRE | Non-Red Flag Warning - Destructive Fires | vandalism / theft | vandalism / theft | 5.0233e-05
HFTD - Distribution - Tier 2 - 1QU CoRE ¦ 4QU LoRE | Non-Red Flag Warning - Destructive Fires | vegetation contact | branch (not overhanging, 4-12ft) | 2.7041e-05
HFTD - Distribution - Tier 2 - 1QU CoRE ¦ 4QU LoRE | Non-Red Flag Warning - Destructive Fires | vegetation contact | branch (not overhanging, > 12ft) | 6.8203e-05
HFTD - Distribution - Tier 2 - 1QU CoRE ¦ 4QU LoRE | Non-Red Flag Warning - Destructive Fires | vegetation contact | branch (not overhanging, distance unknown) | 0.00023282
HFTD - Distribution - Tier 2 - 1QU CoRE ¦ 4QU LoRE | Non-Red Flag Warning - Destructive Fires | vegetation contact | branch (not overhanging, within 4ft) | 1.0911e-05
HFTD - Distribution - Tier 2 - 1QU CoRE ¦ 4QU LoRE | Non-Red Flag Warning - Destructive Fires | vegetation contact | branch (overhanging) | 0.00048553
HFTD - Distribution - Tier 2 - 1QU CoRE ¦ 4QU LoRE | Non-Red Flag Warning - Destructive Fires | vegetation contact | dead | 0.0002477
HFTD - Distribution - Tier 2 - 1QU CoRE ¦ 4QU LoRE | Non-Red Flag Warning - Destructive Fires | vegetation contact | fell into (moderate-severe defect) | 0.00028331
HFTD - Distribution - Tier 2 - 1QU CoRE ¦ 4QU LoRE | Non-Red Flag Warning - Destructive Fires | vegetation contact | fell into (no defect) | 0.0016688
HFTD - Distribution - Tier 2 - 1QU CoRE ¦ 4QU LoRE | Non-Red Flag Warning - Destructive Fires | vegetation contact | fell into (slight defect) | 0.00035024
HFTD - Distribution - Tier 2 - 1QU CoRE ¦ 4QU LoRE | Non-Red Flag Warning - Destructive Fires | vegetation contact | grow into | 3.0315e-05
HFTD - Distribution - Tier 2 - 1QU CoRE ¦ 4QU LoRE | Non-Red Flag Warning - Destructive Fires | vegetation contact | other/unknown | 0.0014375
HFTD - Distribution - Tier 2 - 1QU CoRE ¦ 4QU LoRE | Non-Red Flag Warning - Destructive Fires | wire-to-wire contact | wire-to-wire contact / contamination | 0.0016271
HFTD - Distribution - Tier 2 - 1QU CoRE ¦ 4QU LoRE | Non-Red Flag Warning - Large Fires | contact from object | animal contact | 0.0082729
HFTD - Distribution - Tier 2 - 1QU CoRE ¦ 4QU LoRE | Non-Red Flag Warning - Large Fires | contact from object | balloon contact | 0.00028233
HFTD - Distribution - Tier 2 - 1QU CoRE ¦ 4QU LoRE | Non-Red Flag Warning - Large Fires | contact from object | other contact from object | 0.0031568
HFTD - Distribution - Tier 2 - 1QU CoRE ¦ 4QU LoRE | Non-Red Flag Warning - Large Fires | contact from object | vehicle contact | 0.010666
HFTD - Distribution - Tier 2 - 1QU CoRE ¦ 4QU LoRE | Non-Red Flag Warning - Large Fires | contamination | contamination | 0.00047214
HFTD - Distribution - Tier 2 - 1QU CoRE ¦ 4QU LoRE | Non-Red Flag Warning - Large Fires | equipment / facility failure | anchor / guy damage or failure | 2.3435e-05
HFTD - Distribution - Tier 2 - 1QU CoRE ¦ 4QU LoRE | Non-Red Flag Warning - Large Fires | equipment / facility failure | capacitor bank damage or failure | 0.00014725
HFTD - Distribution - Tier 2 - 1QU CoRE ¦ 4QU LoRE | Non-Red Flag Warning - Large Fires | equipment / facility failure | conductor damage or failure | 0.0014231
HFTD - Distribution - Tier 2 - 1QU CoRE ¦ 4QU LoRE | Non-Red Flag Warning - Large Fires | equipment / facility failure | connection device damage or failure | 0.00058578
HFTD - Distribution - Tier 2 - 1QU CoRE ¦ 4QU LoRE | Non-Red Flag Warning - Large Fires | equipment / facility failure | crossarm damage or failure | 0.00055695
HFTD - Distribution - Tier 2 - 1QU CoRE ¦ 4QU LoRE | Non-Red Flag Warning - Large Fires | equipment / facility failure | fuse damage or failure | 0.00033293
HFTD - Distribution - Tier 2 - 1QU CoRE ¦ 4QU LoRE | Non-Red Flag Warning - Large Fires | equipment / facility failure | insulator and brushing damage or failure | 0.00046191
HFTD - Distribution - Tier 2 - 1QU CoRE ¦ 4QU LoRE | Non-Red Flag Warning - Large Fires | equipment / facility failure | lightning arrestor damage or failure | 4.0186e-05
HFTD - Distribution - Tier 2 - 1QU CoRE ¦ 4QU LoRE | Non-Red Flag Warning - Large Fires | equipment / facility failure | other equipment / facility failure | 0.0021691
HFTD - Distribution - Tier 2 - 1QU CoRE ¦ 4QU LoRE | Non-Red Flag Warning - Large Fires | equipment / facility failure | pole damage or failure | 0.00086933
HFTD - Distribution - Tier 2 - 1QU CoRE ¦ 4QU LoRE | Non-Red Flag Warning - Large Fires | equipment / facility failure | recloser damage or failure | 0
HFTD - Distribution - Tier 2 - 1QU CoRE ¦ 4QU LoRE | Non-Red Flag Warning - Large Fires | equipment / facility failure | sectionalizer damage or failure | 0
HFTD - Distribution - Tier 2 - 1QU CoRE ¦ 4QU LoRE | Non-Red Flag Warning - Large Fires | equipment / facility failure | switch damage or failure | 0
HFTD - Distribution - Tier 2 - 1QU CoRE ¦ 4QU LoRE | Non-Red Flag Warning - Large Fires | equipment / facility failure | transformer damage or failure | 0.0016885
HFTD - Distribution - Tier 2 - 1QU CoRE ¦ 4QU LoRE | Non-Red Flag Warning - Large Fires | equipment / facility failure | voltage regulator / booster damage or failure | 0.00032412
HFTD - Distribution - Tier 2 - 1QU CoRE ¦ 4QU LoRE | Non-Red Flag Warning - Large Fires | other | all other | 0.0033759
HFTD - Distribution - Tier 2 - 1QU CoRE ¦ 4QU LoRE | Non-Red Flag Warning - Large Fires | unknown | unknown | 0.0046463
HFTD - Distribution - Tier 2 - 1QU CoRE ¦ 4QU LoRE | Non-Red Flag Warning - Large Fires | utility work / operation | utility work / operation | 0.00075429
HFTD - Distribution - Tier 2 - 1QU CoRE ¦ 4QU LoRE | Non-Red Flag Warning - Large Fires | vandalism / theft | vandalism / theft | 0.00033436
HFTD - Distribution - Tier 2 - 1QU CoRE ¦ 4QU LoRE | Non-Red Flag Warning - Large Fires | vegetation contact | branch (not overhanging, 4-12ft) | 0.00020284
HFTD - Distribution - Tier 2 - 1QU CoRE ¦ 4QU LoRE | Non-Red Flag Warning - Large Fires | vegetation contact | branch (not overhanging, > 12ft) | 0.00051191
HFTD - Distribution - Tier 2 - 1QU CoRE ¦ 4QU LoRE | Non-Red Flag Warning - Large Fires | vegetation contact | branch (not overhanging, distance unknown) | 0.0017475
HFTD - Distribution - Tier 2 - 1QU CoRE ¦ 4QU LoRE | Non-Red Flag Warning - Large Fires | vegetation contact | branch (not overhanging, within 4ft) | 8.1795e-05
HFTD - Distribution - Tier 2 - 1QU CoRE ¦ 4QU LoRE | Non-Red Flag Warning - Large Fires | vegetation contact | branch (overhanging) | 0.0036399
HFTD - Distribution - Tier 2 - 1QU CoRE ¦ 4QU LoRE | Non-Red Flag Warning - Large Fires | vegetation contact | dead | 0.0018591
HFTD - Distribution - Tier 2 - 1QU CoRE ¦ 4QU LoRE | Non-Red Flag Warning - Large Fires | vegetation contact | fell into (moderate-severe defect) | 0.0021264
HFTD - Distribution - Tier 2 - 1QU CoRE ¦ 4QU LoRE | Non-Red Flag Warning - Large Fires | vegetation contact | fell into (no defect) | 0.012525
HFTD - Distribution - Tier 2 - 1QU CoRE ¦ 4QU LoRE | Non-Red Flag Warning - Large Fires | vegetation contact | fell into (slight defect) | 0.0026288
HFTD - Distribution - Tier 2 - 1QU CoRE ¦ 4QU LoRE | Non-Red Flag Warning - Large Fires | vegetation contact | grow into | 0.00022754
HFTD - Distribution - Tier 2 - 1QU CoRE ¦ 4QU LoRE | Non-Red Flag Warning - Large Fires | vegetation contact | other/unknown | 0.01079
HFTD - Distribution - Tier 2 - 1QU CoRE ¦ 4QU LoRE | Non-Red Flag Warning - Large Fires | wire-to-wire contact | wire-to-wire contact / contamination | 0.008187
HFTD - Distribution - Tier 2 - 1QU CoRE ¦ 4QU LoRE | Non-Red Flag Warning - Small Fires | contact from object | animal contact | 0.31661
HFTD - Distribution - Tier 2 - 1QU CoRE ¦ 4QU LoRE | Non-Red Flag Warning - Small Fires | contact from object | balloon contact | 0.013321
HFTD - Distribution - Tier 2 - 1QU CoRE ¦ 4QU LoRE | Non-Red Flag Warning - Small Fires | contact from object | other contact from object | 0.10951
HFTD - Distribution - Tier 2 - 1QU CoRE ¦ 4QU LoRE | Non-Red Flag Warning - Small Fires | contact from object | vehicle contact | 0.39294
HFTD - Distribution - Tier 2 - 1QU CoRE ¦ 4QU LoRE | Non-Red Flag Warning - Small Fires | contamination | contamination | 0.017726
HFTD - Distribution - Tier 2 - 1QU CoRE ¦ 4QU LoRE | Non-Red Flag Warning - Small Fires | equipment / facility failure | anchor / guy damage or failure | 0.0036862
HFTD - Distribution - Tier 2 - 1QU CoRE ¦ 4QU LoRE | Non-Red Flag Warning - Small Fires | equipment / facility failure | capacitor bank damage or failure | 0.0077801
HFTD - Distribution - Tier 2 - 1QU CoRE ¦ 4QU LoRE | Non-Red Flag Warning - Small Fires | equipment / facility failure | conductor damage or failure | 0.16052
HFTD - Distribution - Tier 2 - 1QU CoRE ¦ 4QU LoRE | Non-Red Flag Warning - Small Fires | equipment / facility failure | connection device damage or failure | 0.070806
HFTD - Distribution - Tier 2 - 1QU CoRE ¦ 4QU LoRE | Non-Red Flag Warning - Small Fires | equipment / facility failure | crossarm damage or failure | 0.059349
HFTD - Distribution - Tier 2 - 1QU CoRE ¦ 4QU LoRE | Non-Red Flag Warning - Small Fires | equipment / facility failure | fuse damage or failure | 0.043016
HFTD - Distribution - Tier 2 - 1QU CoRE ¦ 4QU LoRE | Non-Red Flag Warning - Small Fires | equipment / facility failure | insulator and brushing damage or failure | 0.041817
HFTD - Distribution - Tier 2 - 1QU CoRE ¦ 4QU LoRE | Non-Red Flag Warning - Small Fires | equipment / facility failure | lightning arrestor damage or failure | 0.0042473
HFTD - Distribution - Tier 2 - 1QU CoRE ¦ 4QU LoRE | Non-Red Flag Warning - Small Fires | equipment / facility failure | other equipment / facility failure | 0.25864
HFTD - Distribution - Tier 2 - 1QU CoRE ¦ 4QU LoRE | Non-Red Flag Warning - Small Fires | equipment / facility failure | pole damage or failure | 0.10185
HFTD - Distribution - Tier 2 - 1QU CoRE ¦ 4QU LoRE | Non-Red Flag Warning - Small Fires | equipment / facility failure | recloser damage or failure | 0
HFTD - Distribution - Tier 2 - 1QU CoRE ¦ 4QU LoRE | Non-Red Flag Warning - Small Fires | equipment / facility failure | sectionalizer damage or failure | 0
HFTD - Distribution - Tier 2 - 1QU CoRE ¦ 4QU LoRE | Non-Red Flag Warning - Small Fires | equipment / facility failure | switch damage or failure | 0
HFTD - Distribution - Tier 2 - 1QU CoRE ¦ 4QU LoRE | Non-Red Flag Warning - Small Fires | equipment / facility failure | transformer damage or failure | 0.17472
HFTD - Distribution - Tier 2 - 1QU CoRE ¦ 4QU LoRE | Non-Red Flag Warning - Small Fires | equipment / facility failure | voltage regulator / booster damage or failure | 0.033289
HFTD - Distribution - Tier 2 - 1QU CoRE ¦ 4QU LoRE | Non-Red Flag Warning - Small Fires | other | all other | 0.1319
HFTD - Distribution - Tier 2 - 1QU CoRE ¦ 4QU LoRE | Non-Red Flag Warning - Small Fires | unknown | unknown | 0.18447
HFTD - Distribution - Tier 2 - 1QU CoRE ¦ 4QU LoRE | Non-Red Flag Warning - Small Fires | utility work / operation | utility work / operation | 0.028617
HFTD - Distribution - Tier 2 - 1QU CoRE ¦ 4QU LoRE | Non-Red Flag Warning - Small Fires | vandalism / theft | vandalism / theft | 0.016387
HFTD - Distribution - Tier 2 - 1QU CoRE ¦ 4QU LoRE | Non-Red Flag Warning - Small Fires | vegetation contact | branch (not overhanging, 4-12ft) | 0.011955
HFTD - Distribution - Tier 2 - 1QU CoRE ¦ 4QU LoRE | Non-Red Flag Warning - Small Fires | vegetation contact | branch (not overhanging, > 12ft) | 0.030461
HFTD - Distribution - Tier 2 - 1QU CoRE ¦ 4QU LoRE | Non-Red Flag Warning - Small Fires | vegetation contact | branch (not overhanging, distance unknown) | 0.10398
HFTD - Distribution - Tier 2 - 1QU CoRE ¦ 4QU LoRE | Non-Red Flag Warning - Small Fires | vegetation contact | branch (not overhanging, within 4ft) | 0.0047729
HFTD - Distribution - Tier 2 - 1QU CoRE ¦ 4QU LoRE | Non-Red Flag Warning - Small Fires | vegetation contact | branch (overhanging) | 0.21239
HFTD - Distribution - Tier 2 - 1QU CoRE ¦ 4QU LoRE | Non-Red Flag Warning - Small Fires | vegetation contact | dead | 0.11063
HFTD - Distribution - Tier 2 - 1QU CoRE ¦ 4QU LoRE | Non-Red Flag Warning - Small Fires | vegetation contact | fell into (moderate-severe defect) | 0.12653
HFTD - Distribution - Tier 2 - 1QU CoRE ¦ 4QU LoRE | Non-Red Flag Warning - Small Fires | vegetation contact | fell into (no defect) | 0.74532
HFTD - Distribution - Tier 2 - 1QU CoRE ¦ 4QU LoRE | Non-Red Flag Warning - Small Fires | vegetation contact | fell into (slight defect) | 0.15642
HFTD - Distribution - Tier 2 - 1QU CoRE ¦ 4QU LoRE | Non-Red Flag Warning - Small Fires | vegetation contact | grow into | 0.013539
HFTD - Distribution - Tier 2 - 1QU CoRE ¦ 4QU LoRE | Non-Red Flag Warning - Small Fires | vegetation contact | other/unknown | 0.64203
HFTD - Distribution - Tier 2 - 1QU CoRE ¦ 4QU LoRE | Non-Red Flag Warning - Small Fires | wire-to-wire contact | wire-to-wire contact / contamination | 0.31677
HFTD - Distribution - Tier 2 - 1QU CoRE ¦ 4QU LoRE | Seismic - Red Flag Warning - Catastrophic Fires | cc - seismic scenario | seismic scenario | 1.4073e-05
HFTD - Distribution - Tier 2 - 1QU CoRE ¦ 4QU LoRE | Red Flag Warning - Catastrophic Fires | contact from object | animal contact | 0
HFTD - Distribution - Tier 2 - 1QU CoRE ¦ 4QU LoRE | Red Flag Warning - Catastrophic Fires | contact from object | balloon contact | 0
HFTD - Distribution - Tier 2 - 1QU CoRE ¦ 4QU LoRE | Red Flag Warning - Catastrophic Fires | contact from object | other contact from object | 0
HFTD - Distribution - Tier 2 - 1QU CoRE ¦ 4QU LoRE | Red Flag Warning - Catastrophic Fires | contact from object | vehicle contact | 0
HFTD - Distribution - Tier 2 - 1QU CoRE ¦ 4QU LoRE | Red Flag Warning - Catastrophic Fires | contamination | contamination | 0
HFTD - Distribution - Tier 2 - 1QU CoRE ¦ 4QU LoRE | Red Flag Warning - Catastrophic Fires | equipment / facility failure | anchor / guy damage or failure | 0.00045375
HFTD - Distribution - Tier 2 - 1QU CoRE ¦ 4QU LoRE | Red Flag Warning - Catastrophic Fires | equipment / facility failure | capacitor bank damage or failure | 0.00072643
HFTD - Distribution - Tier 2 - 1QU CoRE ¦ 4QU LoRE | Red Flag Warning - Catastrophic Fires | equipment / facility failure | conductor damage or failure | 0.024812
HFTD - Distribution - Tier 2 - 1QU CoRE ¦ 4QU LoRE | Red Flag Warning - Catastrophic Fires | equipment / facility failure | connection device damage or failure | 0.0081453
HFTD - Distribution - Tier 2 - 1QU CoRE ¦ 4QU LoRE | Red Flag Warning - Catastrophic Fires | equipment / facility failure | crossarm damage or failure | 0.0074322
HFTD - Distribution - Tier 2 - 1QU CoRE ¦ 4QU LoRE | Red Flag Warning - Catastrophic Fires | equipment / facility failure | fuse damage or failure | 0.0083616
HFTD - Distribution - Tier 2 - 1QU CoRE ¦ 4QU LoRE | Red Flag Warning - Catastrophic Fires | equipment / facility failure | insulator and brushing damage or failure | 0.014534
HFTD - Distribution - Tier 2 - 1QU CoRE ¦ 4QU LoRE | Red Flag Warning - Catastrophic Fires | equipment / facility failure | lightning arrestor damage or failure | 0.00077541
HFTD - Distribution - Tier 2 - 1QU CoRE ¦ 4QU LoRE | Red Flag Warning - Catastrophic Fires | equipment / facility failure | other equipment / facility failure | 0.012227
HFTD - Distribution - Tier 2 - 1QU CoRE ¦ 4QU LoRE | Red Flag Warning - Catastrophic Fires | equipment / facility failure | pole damage or failure | 0.0062894
HFTD - Distribution - Tier 2 - 1QU CoRE ¦ 4QU LoRE | Red Flag Warning - Catastrophic Fires | equipment / facility failure | recloser damage or failure | 0
HFTD - Distribution - Tier 2 - 1QU CoRE ¦ 4QU LoRE | Red Flag Warning - Catastrophic Fires | equipment / facility failure | sectionalizer damage or failure | 0
HFTD - Distribution - Tier 2 - 1QU CoRE ¦ 4QU LoRE | Red Flag Warning - Catastrophic Fires | equipment / facility failure | switch damage or failure | 0
HFTD - Distribution - Tier 2 - 1QU CoRE ¦ 4QU LoRE | Red Flag Warning - Catastrophic Fires | equipment / facility failure | transformer damage or failure | 0.0059995
HFTD - Distribution - Tier 2 - 1QU CoRE ¦ 4QU LoRE | Red Flag Warning - Catastrophic Fires | equipment / facility failure | voltage regulator / booster damage or failure | 0.00039162
HFTD - Distribution - Tier 2 - 1QU CoRE ¦ 4QU LoRE | Red Flag Warning - Catastrophic Fires | other | all other | 0
HFTD - Distribution - Tier 2 - 1QU CoRE ¦ 4QU LoRE | Red Flag Warning - Catastrophic Fires | unknown | unknown | 0
HFTD - Distribution - Tier 2 - 1QU CoRE ¦ 4QU LoRE | Red Flag Warning - Catastrophic Fires | utility work / operation | utility work / operation | 0
HFTD - Distribution - Tier 2 - 1QU CoRE ¦ 4QU LoRE | Red Flag Warning - Catastrophic Fires | vandalism / theft | vandalism / theft | 0
HFTD - Distribution - Tier 2 - 1QU CoRE ¦ 4QU LoRE | Red Flag Warning - Catastrophic Fires | vegetation contact | branch (not overhanging, 4-12ft) | 0.0018797
HFTD - Distribution - Tier 2 - 1QU CoRE ¦ 4QU LoRE | Red Flag Warning - Catastrophic Fires | vegetation contact | branch (not overhanging, > 12ft) | 0.0030706
HFTD - Distribution - Tier 2 - 1QU CoRE ¦ 4QU LoRE | Red Flag Warning - Catastrophic Fires | vegetation contact | branch (not overhanging, distance unknown) | 0.014841
HFTD - Distribution - Tier 2 - 1QU CoRE ¦ 4QU LoRE | Red Flag Warning - Catastrophic Fires | vegetation contact | branch (not overhanging, within 4ft) | 0.00043392
HFTD - Distribution - Tier 2 - 1QU CoRE ¦ 4QU LoRE | Red Flag Warning - Catastrophic Fires | vegetation contact | branch (overhanging) | 0.025601
HFTD - Distribution - Tier 2 - 1QU CoRE ¦ 4QU LoRE | Red Flag Warning - Catastrophic Fires | vegetation contact | dead | 0.011259
HFTD - Distribution - Tier 2 - 1QU CoRE ¦ 4QU LoRE | Red Flag Warning - Catastrophic Fires | vegetation contact | fell into (moderate-severe defect) | 0.0092479
HFTD - Distribution - Tier 2 - 1QU CoRE ¦ 4QU LoRE | Red Flag Warning - Catastrophic Fires | vegetation contact | fell into (no defect) | 0.037871
HFTD - Distribution - Tier 2 - 1QU CoRE ¦ 4QU LoRE | Red Flag Warning - Catastrophic Fires | vegetation contact | fell into (slight defect) | 0.0099678
HFTD - Distribution - Tier 2 - 1QU CoRE ¦ 4QU LoRE | Red Flag Warning - Catastrophic Fires | vegetation contact | grow into | 0.0010492
HFTD - Distribution - Tier 2 - 1QU CoRE ¦ 4QU LoRE | Red Flag Warning - Catastrophic Fires | vegetation contact | other/unknown | 0.051177
HFTD - Distribution - Tier 2 - 1QU CoRE ¦ 4QU LoRE | Red Flag Warning - Catastrophic Fires | wire-to-wire contact | wire-to-wire contact / contamination | 0
HFTD - Distribution - Tier 2 - 1QU CoRE ¦ 4QU LoRE | Red Flag Warning - Destructive Fires | contact from object | animal contact | 0
HFTD - Distribution - Tier 2 - 1QU CoRE ¦ 4QU LoRE | Red Flag Warning - Destructive Fires | contact from object | balloon contact | 0
HFTD - Distribution - Tier 2 - 1QU CoRE ¦ 4QU LoRE | Red Flag Warning - Destructive Fires | contact from object | other contact from object | 0
HFTD - Distribution - Tier 2 - 1QU CoRE ¦ 4QU LoRE | Red Flag Warning - Destructive Fires | contact from object | vehicle contact | 0
HFTD - Distribution - Tier 2 - 1QU CoRE ¦ 4QU LoRE | Red Flag Warning - Destructive Fires | contamination | contamination | 0
HFTD - Distribution - Tier 2 - 1QU CoRE ¦ 4QU LoRE | Red Flag Warning - Destructive Fires | equipment / facility failure | anchor / guy damage or failure | 7.5074e-05
HFTD - Distribution - Tier 2 - 1QU CoRE ¦ 4QU LoRE | Red Flag Warning - Destructive Fires | equipment / facility failure | capacitor bank damage or failure | 0.00011553
HFTD - Distribution - Tier 2 - 1QU CoRE ¦ 4QU LoRE | Red Flag Warning - Destructive Fires | equipment / facility failure | conductor damage or failure | 0.0045427
HFTD - Distribution - Tier 2 - 1QU CoRE ¦ 4QU LoRE | Red Flag Warning - Destructive Fires | equipment / facility failure | connection device damage or failure | 0.0015977
HFTD - Distribution - Tier 2 - 1QU CoRE ¦ 4QU LoRE | Red Flag Warning - Destructive Fires | equipment / facility failure | crossarm damage or failure | 0.0012162
HFTD - Distribution - Tier 2 - 1QU CoRE ¦ 4QU LoRE | Red Flag Warning - Destructive Fires | equipment / facility failure | fuse damage or failure | 0.0013816
HFTD - Distribution - Tier 2 - 1QU CoRE ¦ 4QU LoRE | Red Flag Warning - Destructive Fires | equipment / facility failure | insulator and brushing damage or failure | 0.002342
HFTD - Distribution - Tier 2 - 1QU CoRE ¦ 4QU LoRE | Red Flag Warning - Destructive Fires | equipment / facility failure | lightning arrestor damage or failure | 0.00012554
HFTD - Distribution - Tier 2 - 1QU CoRE ¦ 4QU LoRE | Red Flag Warning - Destructive Fires | equipment / facility failure | other equipment / facility failure | 0.0020151
HFTD - Distribution - Tier 2 - 1QU CoRE ¦ 4QU LoRE | Red Flag Warning - Destructive Fires | equipment / facility failure | pole damage or failure | 0.0010389
HFTD - Distribution - Tier 2 - 1QU CoRE ¦ 4QU LoRE | Red Flag Warning - Destructive Fires | equipment / facility failure | recloser damage or failure | 0
HFTD - Distribution - Tier 2 - 1QU CoRE ¦ 4QU LoRE | Red Flag Warning - Destructive Fires | equipment / facility failure | sectionalizer damage or failure | 0
HFTD - Distribution - Tier 2 - 1QU CoRE ¦ 4QU LoRE | Red Flag Warning - Destructive Fires | equipment / facility failure | switch damage or failure | 0
HFTD - Distribution - Tier 2 - 1QU CoRE ¦ 4QU LoRE | Red Flag Warning - Destructive Fires | equipment / facility failure | transformer damage or failure | 0.00096476
HFTD - Distribution - Tier 2 - 1QU CoRE ¦ 4QU LoRE | Red Flag Warning - Destructive Fires | equipment / facility failure | voltage regulator / booster damage or failure | 6.3432e-05
HFTD - Distribution - Tier 2 - 1QU CoRE ¦ 4QU LoRE | Red Flag Warning - Destructive Fires | other | all other | 0
HFTD - Distribution - Tier 2 - 1QU CoRE ¦ 4QU LoRE | Red Flag Warning - Destructive Fires | unknown | unknown | 0
HFTD - Distribution - Tier 2 - 1QU CoRE ¦ 4QU LoRE | Red Flag Warning - Destructive Fires | utility work / operation | utility work / operation | 0
HFTD - Distribution - Tier 2 - 1QU CoRE ¦ 4QU LoRE | Red Flag Warning - Destructive Fires | vandalism / theft | vandalism / theft | 0
HFTD - Distribution - Tier 2 - 1QU CoRE ¦ 4QU LoRE | Red Flag Warning - Destructive Fires | vegetation contact | branch (not overhanging, 4-12ft) | 0.00021776
HFTD - Distribution - Tier 2 - 1QU CoRE ¦ 4QU LoRE | Red Flag Warning - Destructive Fires | vegetation contact | branch (not overhanging, > 12ft) | 0.0003559
HFTD - Distribution - Tier 2 - 1QU CoRE ¦ 4QU LoRE | Red Flag Warning - Destructive Fires | vegetation contact | branch (not overhanging, distance unknown) | 0.0017202
HFTD - Distribution - Tier 2 - 1QU CoRE ¦ 4QU LoRE | Red Flag Warning - Destructive Fires | vegetation contact | branch (not overhanging, within 4ft) | 5.0242e-05
HFTD - Distribution - Tier 2 - 1QU CoRE ¦ 4QU LoRE | Red Flag Warning - Destructive Fires | vegetation contact | branch (overhanging) | 0.0029643
HFTD - Distribution - Tier 2 - 1QU CoRE ¦ 4QU LoRE | Red Flag Warning - Destructive Fires | vegetation contact | dead | 0.001305
HFTD - Distribution - Tier 2 - 1QU CoRE ¦ 4QU LoRE | Red Flag Warning - Destructive Fires | vegetation contact | fell into (moderate-severe defect) | 0.0010719
HFTD - Distribution - Tier 2 - 1QU CoRE ¦ 4QU LoRE | Red Flag Warning - Destructive Fires | vegetation contact | fell into (no defect) | 0.0043894
HFTD - Distribution - Tier 2 - 1QU CoRE ¦ 4QU LoRE | Red Flag Warning - Destructive Fires | vegetation contact | fell into (slight defect) | 0.0011553
HFTD - Distribution - Tier 2 - 1QU CoRE ¦ 4QU LoRE | Red Flag Warning - Destructive Fires | vegetation contact | grow into | 0.00012161
HFTD - Distribution - Tier 2 - 1QU CoRE ¦ 4QU LoRE | Red Flag Warning - Destructive Fires | vegetation contact | other/unknown | 0.0059316
HFTD - Distribution - Tier 2 - 1QU CoRE ¦ 4QU LoRE | Red Flag Warning - Destructive Fires | wire-to-wire contact | wire-to-wire contact / contamination | 0
HFTD - Distribution - Tier 2 - 1QU CoRE ¦ 4QU LoRE | Red Flag Warning - Large Fires | contact from object | animal contact | 0
HFTD - Distribution - Tier 2 - 1QU CoRE ¦ 4QU LoRE | Red Flag Warning - Large Fires | contact from object | balloon contact | 0
HFTD - Distribution - Tier 2 - 1QU CoRE ¦ 4QU LoRE | Red Flag Warning - Large Fires | contact from object | other contact from object | 0
HFTD - Distribution - Tier 2 - 1QU CoRE ¦ 4QU LoRE | Red Flag Warning - Large Fires | contact from object | vehicle contact | 0
HFTD - Distribution - Tier 2 - 1QU CoRE ¦ 4QU LoRE | Red Flag Warning - Large Fires | contamination | contamination | 0
HFTD - Distribution - Tier 2 - 1QU CoRE ¦ 4QU LoRE | Red Flag Warning - Large Fires | equipment / facility failure | anchor / guy damage or failure | 0.00046544
HFTD - Distribution - Tier 2 - 1QU CoRE ¦ 4QU LoRE | Red Flag Warning - Large Fires | equipment / facility failure | capacitor bank damage or failure | 0.00046666
HFTD - Distribution - Tier 2 - 1QU CoRE ¦ 4QU LoRE | Red Flag Warning - Large Fires | equipment / facility failure | conductor damage or failure | 0.017867
HFTD - Distribution - Tier 2 - 1QU CoRE ¦ 4QU LoRE | Red Flag Warning - Large Fires | equipment / facility failure | connection device damage or failure | 0.0051406
HFTD - Distribution - Tier 2 - 1QU CoRE ¦ 4QU LoRE | Red Flag Warning - Large Fires | equipment / facility failure | crossarm damage or failure | 0.0063183
HFTD - Distribution - Tier 2 - 1QU CoRE ¦ 4QU LoRE | Red Flag Warning - Large Fires | equipment / facility failure | fuse damage or failure | 0.0059123
HFTD - Distribution - Tier 2 - 1QU CoRE ¦ 4QU LoRE | Red Flag Warning - Large Fires | equipment / facility failure | insulator and brushing damage or failure | 0.010156
HFTD - Distribution - Tier 2 - 1QU CoRE ¦ 4QU LoRE | Red Flag Warning - Large Fires | equipment / facility failure | lightning arrestor damage or failure | 0.00055861
HFTD - Distribution - Tier 2 - 1QU CoRE ¦ 4QU LoRE | Red Flag Warning - Large Fires | equipment / facility failure | other equipment / facility failure | 0.0085246
HFTD - Distribution - Tier 2 - 1QU CoRE ¦ 4QU LoRE | Red Flag Warning - Large Fires | equipment / facility failure | pole damage or failure | 0.0042229
HFTD - Distribution - Tier 2 - 1QU CoRE ¦ 4QU LoRE | Red Flag Warning - Large Fires | equipment / facility failure | recloser damage or failure | 0
HFTD - Distribution - Tier 2 - 1QU CoRE ¦ 4QU LoRE | Red Flag Warning - Large Fires | equipment / facility failure | sectionalizer damage or failure | 0
HFTD - Distribution - Tier 2 - 1QU CoRE ¦ 4QU LoRE | Red Flag Warning - Large Fires | equipment / facility failure | switch damage or failure | 0
HFTD - Distribution - Tier 2 - 1QU CoRE ¦ 4QU LoRE | Red Flag Warning - Large Fires | equipment / facility failure | transformer damage or failure | 0.0042083
HFTD - Distribution - Tier 2 - 1QU CoRE ¦ 4QU LoRE | Red Flag Warning - Large Fires | equipment / facility failure | voltage regulator / booster damage or failure | 0.00032689
HFTD - Distribution - Tier 2 - 1QU CoRE ¦ 4QU LoRE | Red Flag Warning - Large Fires | other | all other | 0
HFTD - Distribution - Tier 2 - 1QU CoRE ¦ 4QU LoRE | Red Flag Warning - Large Fires | unknown | unknown | 0
HFTD - Distribution - Tier 2 - 1QU CoRE ¦ 4QU LoRE | Red Flag Warning - Large Fires | utility work / operation | utility work / operation | 0
HFTD - Distribution - Tier 2 - 1QU CoRE ¦ 4QU LoRE | Red Flag Warning - Large Fires | vandalism / theft | vandalism / theft | 0
HFTD - Distribution - Tier 2 - 1QU CoRE ¦ 4QU LoRE | Red Flag Warning - Large Fires | vegetation contact | branch (not overhanging, 4-12ft) | 0.00089439
HFTD - Distribution - Tier 2 - 1QU CoRE ¦ 4QU LoRE | Red Flag Warning - Large Fires | vegetation contact | branch (not overhanging, > 12ft) | 0.0014626
HFTD - Distribution - Tier 2 - 1QU CoRE ¦ 4QU LoRE | Red Flag Warning - Large Fires | vegetation contact | branch (not overhanging, distance unknown) | 0.0070691
HFTD - Distribution - Tier 2 - 1QU CoRE ¦ 4QU LoRE | Red Flag Warning - Large Fires | vegetation contact | branch (not overhanging, within 4ft) | 0.00020623
HFTD - Distribution - Tier 2 - 1QU CoRE ¦ 4QU LoRE | Red Flag Warning - Large Fires | vegetation contact | branch (overhanging) | 0.012168
HFTD - Distribution - Tier 2 - 1QU CoRE ¦ 4QU LoRE | Red Flag Warning - Large Fires | vegetation contact | dead | 0.0053628
HFTD - Distribution - Tier 2 - 1QU CoRE ¦ 4QU LoRE | Red Flag Warning - Large Fires | vegetation contact | fell into (moderate-severe defect) | 0.0044049
HFTD - Distribution - Tier 2 - 1QU CoRE ¦ 4QU LoRE | Red Flag Warning - Large Fires | vegetation contact | fell into (no defect) | 0.018038
HFTD - Distribution - Tier 2 - 1QU CoRE ¦ 4QU LoRE | Red Flag Warning - Large Fires | vegetation contact | fell into (slight defect) | 0.0047478
HFTD - Distribution - Tier 2 - 1QU CoRE ¦ 4QU LoRE | Red Flag Warning - Large Fires | vegetation contact | grow into | 0.00049977
HFTD - Distribution - Tier 2 - 1QU CoRE ¦ 4QU LoRE | Red Flag Warning - Large Fires | vegetation contact | other/unknown | 0.024376
HFTD - Distribution - Tier 2 - 1QU CoRE ¦ 4QU LoRE | Red Flag Warning - Large Fires | wire-to-wire contact | wire-to-wire contact / contamination | 0
HFTD - Distribution - Tier 2 - 1QU CoRE ¦ 4QU LoRE | Red Flag Warning - Small Fires | contact from object | animal contact | 0.0060461
HFTD - Distribution - Tier 2 - 1QU CoRE ¦ 4QU LoRE | Red Flag Warning - Small Fires | contact from object | balloon contact | 0.00044439
HFTD - Distribution - Tier 2 - 1QU CoRE ¦ 4QU LoRE | Red Flag Warning - Small Fires | contact from object | other contact from object | 0.0037736
HFTD - Distribution - Tier 2 - 1QU CoRE ¦ 4QU LoRE | Red Flag Warning - Small Fires | contact from object | vehicle contact | 0.016029
HFTD - Distribution - Tier 2 - 1QU CoRE ¦ 4QU LoRE | Red Flag Warning - Small Fires | contamination | contamination | 0.00019275
HFTD - Distribution - Tier 2 - 1QU CoRE ¦ 4QU LoRE | Red Flag Warning - Small Fires | equipment / facility failure | anchor / guy damage or failure | 0.0011456
HFTD - Distribution - Tier 2 - 1QU CoRE ¦ 4QU LoRE | Red Flag Warning - Small Fires | equipment / facility failure | capacitor bank damage or failure | 0.0003858
HFTD - Distribution - Tier 2 - 1QU CoRE ¦ 4QU LoRE | Red Flag Warning - Small Fires | equipment / facility failure | conductor damage or failure | 0.031534
HFTD - Distribution - Tier 2 - 1QU CoRE ¦ 4QU LoRE | Red Flag Warning - Small Fires | equipment / facility failure | connection device damage or failure | 0.0097226
HFTD - Distribution - Tier 2 - 1QU CoRE ¦ 4QU LoRE | Red Flag Warning - Small Fires | equipment / facility failure | crossarm damage or failure | 0.010535
HFTD - Distribution - Tier 2 - 1QU CoRE ¦ 4QU LoRE | Red Flag Warning - Small Fires | equipment / facility failure | fuse damage or failure | 0.011953
HFTD - Distribution - Tier 2 - 1QU CoRE ¦ 4QU LoRE | Red Flag Warning - Small Fires | equipment / facility failure | insulator and brushing damage or failure | 0.014387
HFTD - Distribution - Tier 2 - 1QU CoRE ¦ 4QU LoRE | Red Flag Warning - Small Fires | equipment / facility failure | lightning arrestor damage or failure | 0.00092381
HFTD - Distribution - Tier 2 - 1QU CoRE ¦ 4QU LoRE | Red Flag Warning - Small Fires | equipment / facility failure | other equipment / facility failure | 0.015905
HFTD - Distribution - Tier 2 - 1QU CoRE ¦ 4QU LoRE | Red Flag Warning - Small Fires | equipment / facility failure | pole damage or failure | 0.0077413
HFTD - Distribution - Tier 2 - 1QU CoRE ¦ 4QU LoRE | Red Flag Warning - Small Fires | equipment / facility failure | recloser damage or failure | 0
HFTD - Distribution - Tier 2 - 1QU CoRE ¦ 4QU LoRE | Red Flag Warning - Small Fires | equipment / facility failure | sectionalizer damage or failure | 0
HFTD - Distribution - Tier 2 - 1QU CoRE ¦ 4QU LoRE | Red Flag Warning - Small Fires | equipment / facility failure | switch damage or failure | 0
HFTD - Distribution - Tier 2 - 1QU CoRE ¦ 4QU LoRE | Red Flag Warning - Small Fires | equipment / facility failure | transformer damage or failure | 0.006814
HFTD - Distribution - Tier 2 - 1QU CoRE ¦ 4QU LoRE | Red Flag Warning - Small Fires | equipment / facility failure | voltage regulator / booster damage or failure | 0.00052532
HFTD - Distribution - Tier 2 - 1QU CoRE ¦ 4QU LoRE | Red Flag Warning - Small Fires | other | all other | 0.0039344
HFTD - Distribution - Tier 2 - 1QU CoRE ¦ 4QU LoRE | Red Flag Warning - Small Fires | unknown | unknown | 0.0078309
HFTD - Distribution - Tier 2 - 1QU CoRE ¦ 4QU LoRE | Red Flag Warning - Small Fires | utility work / operation | utility work / operation | 0.0007665
HFTD - Distribution - Tier 2 - 1QU CoRE ¦ 4QU LoRE | Red Flag Warning - Small Fires | vandalism / theft | vandalism / theft | 0.00027524
HFTD - Distribution - Tier 2 - 1QU CoRE ¦ 4QU LoRE | Red Flag Warning - Small Fires | vegetation contact | branch (not overhanging, 4-12ft) | 0.0047538
HFTD - Distribution - Tier 2 - 1QU CoRE ¦ 4QU LoRE | Red Flag Warning - Small Fires | vegetation contact | branch (not overhanging, > 12ft) | 0.0078481
HFTD - Distribution - Tier 2 - 1QU CoRE ¦ 4QU LoRE | Red Flag Warning - Small Fires | vegetation contact | branch (not overhanging, distance unknown) | 0.037933
HFTD - Distribution - Tier 2 - 1QU CoRE ¦ 4QU LoRE | Red Flag Warning - Small Fires | vegetation contact | branch (not overhanging, within 4ft) | 0.0010852
HFTD - Distribution - Tier 2 - 1QU CoRE ¦ 4QU LoRE | Red Flag Warning - Small Fires | vegetation contact | branch (overhanging) | 0.064026
HFTD - Distribution - Tier 2 - 1QU CoRE ¦ 4QU LoRE | Red Flag Warning - Small Fires | vegetation contact | dead | 0.028777
HFTD - Distribution - Tier 2 - 1QU CoRE ¦ 4QU LoRE | Red Flag Warning - Small Fires | vegetation contact | fell into (moderate-severe defect) | 0.023636
HFTD - Distribution - Tier 2 - 1QU CoRE ¦ 4QU LoRE | Red Flag Warning - Small Fires | vegetation contact | fell into (no defect) | 0.096794
HFTD - Distribution - Tier 2 - 1QU CoRE ¦ 4QU LoRE | Red Flag Warning - Small Fires | vegetation contact | fell into (slight defect) | 0.025476
HFTD - Distribution - Tier 2 - 1QU CoRE ¦ 4QU LoRE | Red Flag Warning - Small Fires | vegetation contact | grow into | 0.0026817
HFTD - Distribution - Tier 2 - 1QU CoRE ¦ 4QU LoRE | Red Flag Warning - Small Fires | vegetation contact | other/unknown | 0.1308
HFTD - Distribution - Tier 2 - 1QU CoRE ¦ 4QU LoRE | Red Flag Warning - Small Fires | wire-to-wire contact | wire-to-wire contact / contamination | 0.010567
HFTD - Distribution - Tier 2 - 1QU CoRE ¦ 5QU LoRE | Seismic - Non-Red Flag Warning - Catastrophic Fires | cc - seismic scenario | seismic scenario | 4.1214e-07
HFTD - Distribution - Tier 2 - 1QU CoRE ¦ 5QU LoRE | Non-Red Flag Warning - Catastrophic Fires | contact from object | animal contact | 0.0019653
HFTD - Distribution - Tier 2 - 1QU CoRE ¦ 5QU LoRE | Non-Red Flag Warning - Catastrophic Fires | contact from object | balloon contact | 0.00012544
HFTD - Distribution - Tier 2 - 1QU CoRE ¦ 5QU LoRE | Non-Red Flag Warning - Catastrophic Fires | contact from object | other contact from object | 0.00082828
HFTD - Distribution - Tier 2 - 1QU CoRE ¦ 5QU LoRE | Non-Red Flag Warning - Catastrophic Fires | contact from object | vehicle contact | 0.0019868
HFTD - Distribution - Tier 2 - 1QU CoRE ¦ 5QU LoRE | Non-Red Flag Warning - Catastrophic Fires | contamination | contamination | 0.00013904
HFTD - Distribution - Tier 2 - 1QU CoRE ¦ 5QU LoRE | Non-Red Flag Warning - Catastrophic Fires | equipment / facility failure | anchor / guy damage or failure | 3.2171e-07
HFTD - Distribution - Tier 2 - 1QU CoRE ¦ 5QU LoRE | Non-Red Flag Warning - Catastrophic Fires | equipment / facility failure | capacitor bank damage or failure | 4.6509e-05
HFTD - Distribution - Tier 2 - 1QU CoRE ¦ 5QU LoRE | Non-Red Flag Warning - Catastrophic Fires | equipment / facility failure | conductor damage or failure | 3.4395e-05
HFTD - Distribution - Tier 2 - 1QU CoRE ¦ 5QU LoRE | Non-Red Flag Warning - Catastrophic Fires | equipment / facility failure | connection device damage or failure | 1.4828e-05
HFTD - Distribution - Tier 2 - 1QU CoRE ¦ 5QU LoRE | Non-Red Flag Warning - Catastrophic Fires | equipment / facility failure | crossarm damage or failure | 1.9633e-05
HFTD - Distribution - Tier 2 - 1QU CoRE ¦ 5QU LoRE | Non-Red Flag Warning - Catastrophic Fires | equipment / facility failure | fuse damage or failure | 1.2944e-05
HFTD - Distribution - Tier 2 - 1QU CoRE ¦ 5QU LoRE | Non-Red Flag Warning - Catastrophic Fires | equipment / facility failure | insulator and brushing damage or failure | 1.2367e-05
HFTD - Distribution - Tier 2 - 1QU CoRE ¦ 5QU LoRE | Non-Red Flag Warning - Catastrophic Fires | equipment / facility failure | lightning arrestor damage or failure | 2.5242e-06
HFTD - Distribution - Tier 2 - 1QU CoRE ¦ 5QU LoRE | Non-Red Flag Warning - Catastrophic Fires | equipment / facility failure | other equipment / facility failure | 5.7608e-05
HFTD - Distribution - Tier 2 - 1QU CoRE ¦ 5QU LoRE | Non-Red Flag Warning - Catastrophic Fires | equipment / facility failure | pole damage or failure | 4.1474e-05
HFTD - Distribution - Tier 2 - 1QU CoRE ¦ 5QU LoRE | Non-Red Flag Warning - Catastrophic Fires | equipment / facility failure | recloser damage or failure | 0
HFTD - Distribution - Tier 2 - 1QU CoRE ¦ 5QU LoRE | Non-Red Flag Warning - Catastrophic Fires | equipment / facility failure | sectionalizer damage or failure | 0
HFTD - Distribution - Tier 2 - 1QU CoRE ¦ 5QU LoRE | Non-Red Flag Warning - Catastrophic Fires | equipment / facility failure | switch damage or failure | 0
HFTD - Distribution - Tier 2 - 1QU CoRE ¦ 5QU LoRE | Non-Red Flag Warning - Catastrophic Fires | equipment / facility failure | transformer damage or failure | 3.7632e-05
HFTD - Distribution - Tier 2 - 1QU CoRE ¦ 5QU LoRE | Non-Red Flag Warning - Catastrophic Fires | equipment / facility failure | voltage regulator / booster damage or failure | 5.062e-06
HFTD - Distribution - Tier 2 - 1QU CoRE ¦ 5QU LoRE | Non-Red Flag Warning - Catastrophic Fires | other | all other | 0.00054344
HFTD - Distribution - Tier 2 - 1QU CoRE ¦ 5QU LoRE | Non-Red Flag Warning - Catastrophic Fires | unknown | unknown | 0.0011086
HFTD - Distribution - Tier 2 - 1QU CoRE ¦ 5QU LoRE | Non-Red Flag Warning - Catastrophic Fires | utility work / operation | utility work / operation | 8.762e-05
HFTD - Distribution - Tier 2 - 1QU CoRE ¦ 5QU LoRE | Non-Red Flag Warning - Catastrophic Fires | vandalism / theft | vandalism / theft | 1.9559e-05
HFTD - Distribution - Tier 2 - 1QU CoRE ¦ 5QU LoRE | Non-Red Flag Warning - Catastrophic Fires | vegetation contact | branch (not overhanging, 4-12ft) | 8.2339e-06
HFTD - Distribution - Tier 2 - 1QU CoRE ¦ 5QU LoRE | Non-Red Flag Warning - Catastrophic Fires | vegetation contact | branch (not overhanging, > 12ft) | 2.0945e-05
HFTD - Distribution - Tier 2 - 1QU CoRE ¦ 5QU LoRE | Non-Red Flag Warning - Catastrophic Fires | vegetation contact | branch (not overhanging, distance unknown) | 7.1497e-05
HFTD - Distribution - Tier 2 - 1QU CoRE ¦ 5QU LoRE | Non-Red Flag Warning - Catastrophic Fires | vegetation contact | branch (not overhanging, within 4ft) | 3.2928e-06
HFTD - Distribution - Tier 2 - 1QU CoRE ¦ 5QU LoRE | Non-Red Flag Warning - Catastrophic Fires | vegetation contact | branch (overhanging) | 0.00014653
HFTD - Distribution - Tier 2 - 1QU CoRE ¦ 5QU LoRE | Non-Red Flag Warning - Catastrophic Fires | vegetation contact | dead | 7.6067e-05
HFTD - Distribution - Tier 2 - 1QU CoRE ¦ 5QU LoRE | Non-Red Flag Warning - Catastrophic Fires | vegetation contact | fell into (moderate-severe defect) | 8.7003e-05
HFTD - Distribution - Tier 2 - 1QU CoRE ¦ 5QU LoRE | Non-Red Flag Warning - Catastrophic Fires | vegetation contact | fell into (no defect) | 0.00051247
HFTD - Distribution - Tier 2 - 1QU CoRE ¦ 5QU LoRE | Non-Red Flag Warning - Catastrophic Fires | vegetation contact | fell into (slight defect) | 0.00010756
HFTD - Distribution - Tier 2 - 1QU CoRE ¦ 5QU LoRE | Non-Red Flag Warning - Catastrophic Fires | vegetation contact | grow into | 9.3096e-06
HFTD - Distribution - Tier 2 - 1QU CoRE ¦ 5QU LoRE | Non-Red Flag Warning - Catastrophic Fires | vegetation contact | other/unknown | 0.00044145
HFTD - Distribution - Tier 2 - 1QU CoRE ¦ 5QU LoRE | Non-Red Flag Warning - Catastrophic Fires | wire-to-wire contact | wire-to-wire contact / contamination | 0.0015391
HFTD - Distribution - Tier 2 - 1QU CoRE ¦ 5QU LoRE | Non-Red Flag Warning - Destructive Fires | contact from object | animal contact | 0.0011372
HFTD - Distribution - Tier 2 - 1QU CoRE ¦ 5QU LoRE | Non-Red Flag Warning - Destructive Fires | contact from object | balloon contact | 7.1739e-05
HFTD - Distribution - Tier 2 - 1QU CoRE ¦ 5QU LoRE | Non-Red Flag Warning - Destructive Fires | contact from object | other contact from object | 0.00048197
HFTD - Distribution - Tier 2 - 1QU CoRE ¦ 5QU LoRE | Non-Red Flag Warning - Destructive Fires | contact from object | vehicle contact | 0.0011395
HFTD - Distribution - Tier 2 - 1QU CoRE ¦ 5QU LoRE | Non-Red Flag Warning - Destructive Fires | contamination | contamination | 7.9578e-05
HFTD - Distribution - Tier 2 - 1QU CoRE ¦ 5QU LoRE | Non-Red Flag Warning - Destructive Fires | equipment / facility failure | anchor / guy damage or failure | 1.0447e-06
HFTD - Distribution - Tier 2 - 1QU CoRE ¦ 5QU LoRE | Non-Red Flag Warning - Destructive Fires | equipment / facility failure | capacitor bank damage or failure | 0.0001461
HFTD - Distribution - Tier 2 - 1QU CoRE ¦ 5QU LoRE | Non-Red Flag Warning - Destructive Fires | equipment / facility failure | conductor damage or failure | 0.00011313
HFTD - Distribution - Tier 2 - 1QU CoRE ¦ 5QU LoRE | Non-Red Flag Warning - Destructive Fires | equipment / facility failure | connection device damage or failure | 5.0837e-05
HFTD - Distribution - Tier 2 - 1QU CoRE ¦ 5QU LoRE | Non-Red Flag Warning - Destructive Fires | equipment / facility failure | crossarm damage or failure | 6.2956e-05
HFTD - Distribution - Tier 2 - 1QU CoRE ¦ 5QU LoRE | Non-Red Flag Warning - Destructive Fires | equipment / facility failure | fuse damage or failure | 4.1269e-05
HFTD - Distribution - Tier 2 - 1QU CoRE ¦ 5QU LoRE | Non-Red Flag Warning - Destructive Fires | equipment / facility failure | insulator and brushing damage or failure | 3.9242e-05
HFTD - Distribution - Tier 2 - 1QU CoRE ¦ 5QU LoRE | Non-Red Flag Warning - Destructive Fires | equipment / facility failure | lightning arrestor damage or failure | 8.0177e-06
HFTD - Distribution - Tier 2 - 1QU CoRE ¦ 5QU LoRE | Non-Red Flag Warning - Destructive Fires | equipment / facility failure | other equipment / facility failure | 0.00018529
HFTD - Distribution - Tier 2 - 1QU CoRE ¦ 5QU LoRE | Non-Red Flag Warning - Destructive Fires | equipment / facility failure | pole damage or failure | 0.00013649
HFTD - Distribution - Tier 2 - 1QU CoRE ¦ 5QU LoRE | Non-Red Flag Warning - Destructive Fires | equipment / facility failure | recloser damage or failure | 0
HFTD - Distribution - Tier 2 - 1QU CoRE ¦ 5QU LoRE | Non-Red Flag Warning - Destructive Fires | equipment / facility failure | sectionalizer damage or failure | 0
HFTD - Distribution - Tier 2 - 1QU CoRE ¦ 5QU LoRE | Non-Red Flag Warning - Destructive Fires | equipment / facility failure | switch damage or failure | 0
HFTD - Distribution - Tier 2 - 1QU CoRE ¦ 5QU LoRE | Non-Red Flag Warning - Destructive Fires | equipment / facility failure | transformer damage or failure | 0.00011971
HFTD - Distribution - Tier 2 - 1QU CoRE ¦ 5QU LoRE | Non-Red Flag Warning - Destructive Fires | equipment / facility failure | voltage regulator / booster damage or failure | 1.6042e-05
HFTD - Distribution - Tier 2 - 1QU CoRE ¦ 5QU LoRE | Non-Red Flag Warning - Destructive Fires | other | all other | 0.00033798
HFTD - Distribution - Tier 2 - 1QU CoRE ¦ 5QU LoRE | Non-Red Flag Warning - Destructive Fires | unknown | unknown | 0.00067231
HFTD - Distribution - Tier 2 - 1QU CoRE ¦ 5QU LoRE | Non-Red Flag Warning - Destructive Fires | utility work / operation | utility work / operation | 5.223e-05
HFTD - Distribution - Tier 2 - 1QU CoRE ¦ 5QU LoRE | Non-Red Flag Warning - Destructive Fires | vandalism / theft | vandalism / theft | 1.1444e-05
HFTD - Distribution - Tier 2 - 1QU CoRE ¦ 5QU LoRE | Non-Red Flag Warning - Destructive Fires | vegetation contact | branch (not overhanging, 4-12ft) | 1.8736e-05
HFTD - Distribution - Tier 2 - 1QU CoRE ¦ 5QU LoRE | Non-Red Flag Warning - Destructive Fires | vegetation contact | branch (not overhanging, > 12ft) | 4.7673e-05
HFTD - Distribution - Tier 2 - 1QU CoRE ¦ 5QU LoRE | Non-Red Flag Warning - Destructive Fires | vegetation contact | branch (not overhanging, distance unknown) | 0.00016274
HFTD - Distribution - Tier 2 - 1QU CoRE ¦ 5QU LoRE | Non-Red Flag Warning - Destructive Fires | vegetation contact | branch (not overhanging, within 4ft) | 7.4902e-06
HFTD - Distribution - Tier 2 - 1QU CoRE ¦ 5QU LoRE | Non-Red Flag Warning - Destructive Fires | vegetation contact | branch (overhanging) | 0.00033332
HFTD - Distribution - Tier 2 - 1QU CoRE ¦ 5QU LoRE | Non-Red Flag Warning - Destructive Fires | vegetation contact | dead | 0.00017314
HFTD - Distribution - Tier 2 - 1QU CoRE ¦ 5QU LoRE | Non-Red Flag Warning - Destructive Fires | vegetation contact | fell into (moderate-severe defect) | 0.00019803
HFTD - Distribution - Tier 2 - 1QU CoRE ¦ 5QU LoRE | Non-Red Flag Warning - Destructive Fires | vegetation contact | fell into (no defect) | 0.0011665
HFTD - Distribution - Tier 2 - 1QU CoRE ¦ 5QU LoRE | Non-Red Flag Warning - Destructive Fires | vegetation contact | fell into (slight defect) | 0.00024481
HFTD - Distribution - Tier 2 - 1QU CoRE ¦ 5QU LoRE | Non-Red Flag Warning - Destructive Fires | vegetation contact | grow into | 2.119e-05
HFTD - Distribution - Tier 2 - 1QU CoRE ¦ 5QU LoRE | Non-Red Flag Warning - Destructive Fires | vegetation contact | other/unknown | 0.0010048
HFTD - Distribution - Tier 2 - 1QU CoRE ¦ 5QU LoRE | Non-Red Flag Warning - Destructive Fires | wire-to-wire contact | wire-to-wire contact / contamination | 0.00096004
HFTD - Distribution - Tier 2 - 1QU CoRE ¦ 5QU LoRE | Non-Red Flag Warning - Large Fires | contact from object | animal contact | 0.0065207
HFTD - Distribution - Tier 2 - 1QU CoRE ¦ 5QU LoRE | Non-Red Flag Warning - Large Fires | contact from object | balloon contact | 0.00036251
HFTD - Distribution - Tier 2 - 1QU CoRE ¦ 5QU LoRE | Non-Red Flag Warning - Large Fires | contact from object | other contact from object | 0.002746
HFTD - Distribution - Tier 2 - 1QU CoRE ¦ 5QU LoRE | Non-Red Flag Warning - Large Fires | contact from object | vehicle contact | 0.0066644
HFTD - Distribution - Tier 2 - 1QU CoRE ¦ 5QU LoRE | Non-Red Flag Warning - Large Fires | contamination | contamination | 0.00042136
HFTD - Distribution - Tier 2 - 1QU CoRE ¦ 5QU LoRE | Non-Red Flag Warning - Large Fires | equipment / facility failure | anchor / guy damage or failure | 8.1872e-06
HFTD - Distribution - Tier 2 - 1QU CoRE ¦ 5QU LoRE | Non-Red Flag Warning - Large Fires | equipment / facility failure | capacitor bank damage or failure | 0.0010542
HFTD - Distribution - Tier 2 - 1QU CoRE ¦ 5QU LoRE | Non-Red Flag Warning - Large Fires | equipment / facility failure | conductor damage or failure | 0.00080524
HFTD - Distribution - Tier 2 - 1QU CoRE ¦ 5QU LoRE | Non-Red Flag Warning - Large Fires | equipment / facility failure | connection device damage or failure | 0.0003646
HFTD - Distribution - Tier 2 - 1QU CoRE ¦ 5QU LoRE | Non-Red Flag Warning - Large Fires | equipment / facility failure | crossarm damage or failure | 0.0004608
HFTD - Distribution - Tier 2 - 1QU CoRE ¦ 5QU LoRE | Non-Red Flag Warning - Large Fires | equipment / facility failure | fuse damage or failure | 0.00031997
HFTD - Distribution - Tier 2 - 1QU CoRE ¦ 5QU LoRE | Non-Red Flag Warning - Large Fires | equipment / facility failure | insulator and brushing damage or failure | 0.00026479
HFTD - Distribution - Tier 2 - 1QU CoRE ¦ 5QU LoRE | Non-Red Flag Warning - Large Fires | equipment / facility failure | lightning arrestor damage or failure | 5.664e-05
HFTD - Distribution - Tier 2 - 1QU CoRE ¦ 5QU LoRE | Non-Red Flag Warning - Large Fires | equipment / facility failure | other equipment / facility failure | 0.0014569
HFTD - Distribution - Tier 2 - 1QU CoRE ¦ 5QU LoRE | Non-Red Flag Warning - Large Fires | equipment / facility failure | pole damage or failure | 0.00089101
HFTD - Distribution - Tier 2 - 1QU CoRE ¦ 5QU LoRE | Non-Red Flag Warning - Large Fires | equipment / facility failure | recloser damage or failure | 0
HFTD - Distribution - Tier 2 - 1QU CoRE ¦ 5QU LoRE | Non-Red Flag Warning - Large Fires | equipment / facility failure | sectionalizer damage or failure | 0
HFTD - Distribution - Tier 2 - 1QU CoRE ¦ 5QU LoRE | Non-Red Flag Warning - Large Fires | equipment / facility failure | switch damage or failure | 0
HFTD - Distribution - Tier 2 - 1QU CoRE ¦ 5QU LoRE | Non-Red Flag Warning - Large Fires | equipment / facility failure | transformer damage or failure | 0.00091456
HFTD - Distribution - Tier 2 - 1QU CoRE ¦ 5QU LoRE | Non-Red Flag Warning - Large Fires | equipment / facility failure | voltage regulator / booster damage or failure | 0.00011428
HFTD - Distribution - Tier 2 - 1QU CoRE ¦ 5QU LoRE | Non-Red Flag Warning - Large Fires | other | all other | 0.0019208
HFTD - Distribution - Tier 2 - 1QU CoRE ¦ 5QU LoRE | Non-Red Flag Warning - Large Fires | unknown | unknown | 0.0036768
HFTD - Distribution - Tier 2 - 1QU CoRE ¦ 5QU LoRE | Non-Red Flag Warning - Large Fires | utility work / operation | utility work / operation | 0.00028812
HFTD - Distribution - Tier 2 - 1QU CoRE ¦ 5QU LoRE | Non-Red Flag Warning - Large Fires | vandalism / theft | vandalism / theft | 5.1269e-05
HFTD - Distribution - Tier 2 - 1QU CoRE ¦ 5QU LoRE | Non-Red Flag Warning - Large Fires | vegetation contact | branch (not overhanging, 4-12ft) | 0.00012582
HFTD - Distribution - Tier 2 - 1QU CoRE ¦ 5QU LoRE | Non-Red Flag Warning - Large Fires | vegetation contact | branch (not overhanging, > 12ft) | 0.00032847
HFTD - Distribution - Tier 2 - 1QU CoRE ¦ 5QU LoRE | Non-Red Flag Warning - Large Fires | vegetation contact | branch (not overhanging, distance unknown) | 0.0011213
HFTD - Distribution - Tier 2 - 1QU CoRE ¦ 5QU LoRE | Non-Red Flag Warning - Large Fires | vegetation contact | branch (not overhanging, within 4ft) | 4.8915e-05
HFTD - Distribution - Tier 2 - 1QU CoRE ¦ 5QU LoRE | Non-Red Flag Warning - Large Fires | vegetation contact | branch (overhanging) | 0.0021767
HFTD - Distribution - Tier 2 - 1QU CoRE ¦ 5QU LoRE | Non-Red Flag Warning - Large Fires | vegetation contact | dead | 0.0011929
HFTD - Distribution - Tier 2 - 1QU CoRE ¦ 5QU LoRE | Non-Red Flag Warning - Large Fires | vegetation contact | fell into (moderate-severe defect) | 0.0013645
HFTD - Distribution - Tier 2 - 1QU CoRE ¦ 5QU LoRE | Non-Red Flag Warning - Large Fires | vegetation contact | fell into (no defect) | 0.0080371
HFTD - Distribution - Tier 2 - 1QU CoRE ¦ 5QU LoRE | Non-Red Flag Warning - Large Fires | vegetation contact | fell into (slight defect) | 0.0016868
HFTD - Distribution - Tier 2 - 1QU CoRE ¦ 5QU LoRE | Non-Red Flag Warning - Large Fires | vegetation contact | grow into | 0.000146
HFTD - Distribution - Tier 2 - 1QU CoRE ¦ 5QU LoRE | Non-Red Flag Warning - Large Fires | vegetation contact | other/unknown | 0.0069232
HFTD - Distribution - Tier 2 - 1QU CoRE ¦ 5QU LoRE | Non-Red Flag Warning - Large Fires | wire-to-wire contact | wire-to-wire contact / contamination | 0.0052124
HFTD - Distribution - Tier 2 - 1QU CoRE ¦ 5QU LoRE | Non-Red Flag Warning - Small Fires | contact from object | animal contact | 0.24209
HFTD - Distribution - Tier 2 - 1QU CoRE ¦ 5QU LoRE | Non-Red Flag Warning - Small Fires | contact from object | balloon contact | 0.017233
HFTD - Distribution - Tier 2 - 1QU CoRE ¦ 5QU LoRE | Non-Red Flag Warning - Small Fires | contact from object | other contact from object | 0.10597
HFTD - Distribution - Tier 2 - 1QU CoRE ¦ 5QU LoRE | Non-Red Flag Warning - Small Fires | contact from object | vehicle contact | 0.28493
HFTD - Distribution - Tier 2 - 1QU CoRE ¦ 5QU LoRE | Non-Red Flag Warning - Small Fires | contamination | contamination | 0.018046
HFTD - Distribution - Tier 2 - 1QU CoRE ¦ 5QU LoRE | Non-Red Flag Warning - Small Fires | equipment / facility failure | anchor / guy damage or failure | 0.0017139
HFTD - Distribution - Tier 2 - 1QU CoRE ¦ 5QU LoRE | Non-Red Flag Warning - Small Fires | equipment / facility failure | capacitor bank damage or failure | 0.078392
HFTD - Distribution - Tier 2 - 1QU CoRE ¦ 5QU LoRE | Non-Red Flag Warning - Small Fires | equipment / facility failure | conductor damage or failure | 0.12135
HFTD - Distribution - Tier 2 - 1QU CoRE ¦ 5QU LoRE | Non-Red Flag Warning - Small Fires | equipment / facility failure | connection device damage or failure | 0.052731
HFTD - Distribution - Tier 2 - 1QU CoRE ¦ 5QU LoRE | Non-Red Flag Warning - Small Fires | equipment / facility failure | crossarm damage or failure | 0.065807
HFTD - Distribution - Tier 2 - 1QU CoRE ¦ 5QU LoRE | Non-Red Flag Warning - Small Fires | equipment / facility failure | fuse damage or failure | 0.043741
HFTD - Distribution - Tier 2 - 1QU CoRE ¦ 5QU LoRE | Non-Red Flag Warning - Small Fires | equipment / facility failure | insulator and brushing damage or failure | 0.033664
HFTD - Distribution - Tier 2 - 1QU CoRE ¦ 5QU LoRE | Non-Red Flag Warning - Small Fires | equipment / facility failure | lightning arrestor damage or failure | 0.0078097
HFTD - Distribution - Tier 2 - 1QU CoRE ¦ 5QU LoRE | Non-Red Flag Warning - Small Fires | equipment / facility failure | other equipment / facility failure | 0.19238
HFTD - Distribution - Tier 2 - 1QU CoRE ¦ 5QU LoRE | Non-Red Flag Warning - Small Fires | equipment / facility failure | pole damage or failure | 0.12901
HFTD - Distribution - Tier 2 - 1QU CoRE ¦ 5QU LoRE | Non-Red Flag Warning - Small Fires | equipment / facility failure | recloser damage or failure | 0
HFTD - Distribution - Tier 2 - 1QU CoRE ¦ 5QU LoRE | Non-Red Flag Warning - Small Fires | equipment / facility failure | sectionalizer damage or failure | 0
HFTD - Distribution - Tier 2 - 1QU CoRE ¦ 5QU LoRE | Non-Red Flag Warning - Small Fires | equipment / facility failure | switch damage or failure | 0
HFTD - Distribution - Tier 2 - 1QU CoRE ¦ 5QU LoRE | Non-Red Flag Warning - Small Fires | equipment / facility failure | transformer damage or failure | 0.12079
HFTD - Distribution - Tier 2 - 1QU CoRE ¦ 5QU LoRE | Non-Red Flag Warning - Small Fires | equipment / facility failure | voltage regulator / booster damage or failure | 0.010749
HFTD - Distribution - Tier 2 - 1QU CoRE ¦ 5QU LoRE | Non-Red Flag Warning - Small Fires | other | all other | 0.088092
HFTD - Distribution - Tier 2 - 1QU CoRE ¦ 5QU LoRE | Non-Red Flag Warning - Small Fires | unknown | unknown | 0.16006
HFTD - Distribution - Tier 2 - 1QU CoRE ¦ 5QU LoRE | Non-Red Flag Warning - Small Fires | utility work / operation | utility work / operation | 0.017575
HFTD - Distribution - Tier 2 - 1QU CoRE ¦ 5QU LoRE | Non-Red Flag Warning - Small Fires | vandalism / theft | vandalism / theft | 0.0050436
HFTD - Distribution - Tier 2 - 1QU CoRE ¦ 5QU LoRE | Non-Red Flag Warning - Small Fires | vegetation contact | branch (not overhanging, 4-12ft) | 0.0077247
HFTD - Distribution - Tier 2 - 1QU CoRE ¦ 5QU LoRE | Non-Red Flag Warning - Small Fires | vegetation contact | branch (not overhanging, > 12ft) | 0.0202
HFTD - Distribution - Tier 2 - 1QU CoRE ¦ 5QU LoRE | Non-Red Flag Warning - Small Fires | vegetation contact | branch (not overhanging, distance unknown) | 0.068956
HFTD - Distribution - Tier 2 - 1QU CoRE ¦ 5QU LoRE | Non-Red Flag Warning - Small Fires | vegetation contact | branch (not overhanging, within 4ft) | 0.0029974
HFTD - Distribution - Tier 2 - 1QU CoRE ¦ 5QU LoRE | Non-Red Flag Warning - Small Fires | vegetation contact | branch (overhanging) | 0.13338
HFTD - Distribution - Tier 2 - 1QU CoRE ¦ 5QU LoRE | Non-Red Flag Warning - Small Fires | vegetation contact | dead | 0.073364
HFTD - Distribution - Tier 2 - 1QU CoRE ¦ 5QU LoRE | Non-Red Flag Warning - Small Fires | vegetation contact | fell into (moderate-severe defect) | 0.083911
HFTD - Distribution - Tier 2 - 1QU CoRE ¦ 5QU LoRE | Non-Red Flag Warning - Small Fires | vegetation contact | fell into (no defect) | 0.49426
HFTD - Distribution - Tier 2 - 1QU CoRE ¦ 5QU LoRE | Non-Red Flag Warning - Small Fires | vegetation contact | fell into (slight defect) | 0.10373
HFTD - Distribution - Tier 2 - 1QU CoRE ¦ 5QU LoRE | Non-Red Flag Warning - Small Fires | vegetation contact | grow into | 0.0089788
HFTD - Distribution - Tier 2 - 1QU CoRE ¦ 5QU LoRE | Non-Red Flag Warning - Small Fires | vegetation contact | other/unknown | 0.42577
HFTD - Distribution - Tier 2 - 1QU CoRE ¦ 5QU LoRE | Non-Red Flag Warning - Small Fires | wire-to-wire contact | wire-to-wire contact / contamination | 0.24987
HFTD - Distribution - Tier 2 - 1QU CoRE ¦ 5QU LoRE | Seismic - Red Flag Warning - Catastrophic Fires | cc - seismic scenario | seismic scenario | 1.7775e-05
HFTD - Distribution - Tier 2 - 1QU CoRE ¦ 5QU LoRE | Red Flag Warning - Catastrophic Fires | contact from object | animal contact | 0
HFTD - Distribution - Tier 2 - 1QU CoRE ¦ 5QU LoRE | Red Flag Warning - Catastrophic Fires | contact from object | balloon contact | 0
HFTD - Distribution - Tier 2 - 1QU CoRE ¦ 5QU LoRE | Red Flag Warning - Catastrophic Fires | contact from object | other contact from object | 0
HFTD - Distribution - Tier 2 - 1QU CoRE ¦ 5QU LoRE | Red Flag Warning - Catastrophic Fires | contact from object | vehicle contact | 0
HFTD - Distribution - Tier 2 - 1QU CoRE ¦ 5QU LoRE | Red Flag Warning - Catastrophic Fires | contamination | contamination | 0
HFTD - Distribution - Tier 2 - 1QU CoRE ¦ 5QU LoRE | Red Flag Warning - Catastrophic Fires | equipment / facility failure | anchor / guy damage or failure | 0.00023188
HFTD - Distribution - Tier 2 - 1QU CoRE ¦ 5QU LoRE | Red Flag Warning - Catastrophic Fires | equipment / facility failure | capacitor bank damage or failure | 0.005349
HFTD - Distribution - Tier 2 - 1QU CoRE ¦ 5QU LoRE | Red Flag Warning - Catastrophic Fires | equipment / facility failure | conductor damage or failure | 0.015671
HFTD - Distribution - Tier 2 - 1QU CoRE ¦ 5QU LoRE | Red Flag Warning - Catastrophic Fires | equipment / facility failure | connection device damage or failure | 0.0047224
HFTD - Distribution - Tier 2 - 1QU CoRE ¦ 5QU LoRE | Red Flag Warning - Catastrophic Fires | equipment / facility failure | crossarm damage or failure | 0.0080827
HFTD - Distribution - Tier 2 - 1QU CoRE ¦ 5QU LoRE | Red Flag Warning - Catastrophic Fires | equipment / facility failure | fuse damage or failure | 0.008342
HFTD - Distribution - Tier 2 - 1QU CoRE ¦ 5QU LoRE | Red Flag Warning - Catastrophic Fires | equipment / facility failure | insulator and brushing damage or failure | 0.0098681
HFTD - Distribution - Tier 2 - 1QU CoRE ¦ 5QU LoRE | Red Flag Warning - Catastrophic Fires | equipment / facility failure | lightning arrestor damage or failure | 0.0012734
HFTD - Distribution - Tier 2 - 1QU CoRE ¦ 5QU LoRE | Red Flag Warning - Catastrophic Fires | equipment / facility failure | other equipment / facility failure | 0.0082163
HFTD - Distribution - Tier 2 - 1QU CoRE ¦ 5QU LoRE | Red Flag Warning - Catastrophic Fires | equipment / facility failure | pole damage or failure | 0.0073114
HFTD - Distribution - Tier 2 - 1QU CoRE ¦ 5QU LoRE | Red Flag Warning - Catastrophic Fires | equipment / facility failure | recloser damage or failure | 0
HFTD - Distribution - Tier 2 - 1QU CoRE ¦ 5QU LoRE | Red Flag Warning - Catastrophic Fires | equipment / facility failure | sectionalizer damage or failure | 0
HFTD - Distribution - Tier 2 - 1QU CoRE ¦ 5QU LoRE | Red Flag Warning - Catastrophic Fires | equipment / facility failure | switch damage or failure | 0
HFTD - Distribution - Tier 2 - 1QU CoRE ¦ 5QU LoRE | Red Flag Warning - Catastrophic Fires | equipment / facility failure | transformer damage or failure | 0.0034038
HFTD - Distribution - Tier 2 - 1QU CoRE ¦ 5QU LoRE | Red Flag Warning - Catastrophic Fires | equipment / facility failure | voltage regulator / booster damage or failure | 0.00018527
HFTD - Distribution - Tier 2 - 1QU CoRE ¦ 5QU LoRE | Red Flag Warning - Catastrophic Fires | other | all other | 0
HFTD - Distribution - Tier 2 - 1QU CoRE ¦ 5QU LoRE | Red Flag Warning - Catastrophic Fires | unknown | unknown | 0
HFTD - Distribution - Tier 2 - 1QU CoRE ¦ 5QU LoRE | Red Flag Warning - Catastrophic Fires | utility work / operation | utility work / operation | 0
HFTD - Distribution - Tier 2 - 1QU CoRE ¦ 5QU LoRE | Red Flag Warning - Catastrophic Fires | vandalism / theft | vandalism / theft | 0
HFTD - Distribution - Tier 2 - 1QU CoRE ¦ 5QU LoRE | Red Flag Warning - Catastrophic Fires | vegetation contact | branch (not overhanging, 4-12ft) | 0.0013176
HFTD - Distribution - Tier 2 - 1QU CoRE ¦ 5QU LoRE | Red Flag Warning - Catastrophic Fires | vegetation contact | branch (not overhanging, > 12ft) | 0.0021717
HFTD - Distribution - Tier 2 - 1QU CoRE ¦ 5QU LoRE | Red Flag Warning - Catastrophic Fires | vegetation contact | branch (not overhanging, distance unknown) | 0.010496
HFTD - Distribution - Tier 2 - 1QU CoRE ¦ 5QU LoRE | Red Flag Warning - Catastrophic Fires | vegetation contact | branch (not overhanging, within 4ft) | 0.00030129
HFTD - Distribution - Tier 2 - 1QU CoRE ¦ 5QU LoRE | Red Flag Warning - Catastrophic Fires | vegetation contact | branch (overhanging) | 0.017776
HFTD - Distribution - Tier 2 - 1QU CoRE ¦ 5QU LoRE | Red Flag Warning - Catastrophic Fires | vegetation contact | dead | 0.0079628
HFTD - Distribution - Tier 2 - 1QU CoRE ¦ 5QU LoRE | Red Flag Warning - Catastrophic Fires | vegetation contact | fell into (moderate-severe defect) | 0.0065405
HFTD - Distribution - Tier 2 - 1QU CoRE ¦ 5QU LoRE | Red Flag Warning - Catastrophic Fires | vegetation contact | fell into (no defect) | 0.026784
HFTD - Distribution - Tier 2 - 1QU CoRE ¦ 5QU LoRE | Red Flag Warning - Catastrophic Fires | vegetation contact | fell into (slight defect) | 0.0070496
HFTD - Distribution - Tier 2 - 1QU CoRE ¦ 5QU LoRE | Red Flag Warning - Catastrophic Fires | vegetation contact | grow into | 0.00074206
HFTD - Distribution - Tier 2 - 1QU CoRE ¦ 5QU LoRE | Red Flag Warning - Catastrophic Fires | vegetation contact | other/unknown | 0.036194
HFTD - Distribution - Tier 2 - 1QU CoRE ¦ 5QU LoRE | Red Flag Warning - Catastrophic Fires | wire-to-wire contact | wire-to-wire contact / contamination | 0
HFTD - Distribution - Tier 2 - 1QU CoRE ¦ 5QU LoRE | Red Flag Warning - Destructive Fires | contact from object | animal contact | 0
HFTD - Distribution - Tier 2 - 1QU CoRE ¦ 5QU LoRE | Red Flag Warning - Destructive Fires | contact from object | balloon contact | 0
HFTD - Distribution - Tier 2 - 1QU CoRE ¦ 5QU LoRE | Red Flag Warning - Destructive Fires | contact from object | other contact from object | 0
HFTD - Distribution - Tier 2 - 1QU CoRE ¦ 5QU LoRE | Red Flag Warning - Destructive Fires | contact from object | vehicle contact | 0
HFTD - Distribution - Tier 2 - 1QU CoRE ¦ 5QU LoRE | Red Flag Warning - Destructive Fires | contamination | contamination | 0
HFTD - Distribution - Tier 2 - 1QU CoRE ¦ 5QU LoRE | Red Flag Warning - Destructive Fires | equipment / facility failure | anchor / guy damage or failure | 3.7895e-05
HFTD - Distribution - Tier 2 - 1QU CoRE ¦ 5QU LoRE | Red Flag Warning - Destructive Fires | equipment / facility failure | capacitor bank damage or failure | 0.00084561
HFTD - Distribution - Tier 2 - 1QU CoRE ¦ 5QU LoRE | Red Flag Warning - Destructive Fires | equipment / facility failure | conductor damage or failure | 0.002594
HFTD - Distribution - Tier 2 - 1QU CoRE ¦ 5QU LoRE | Red Flag Warning - Destructive Fires | equipment / facility failure | connection device damage or failure | 0.0008148
HFTD - Distribution - Tier 2 - 1QU CoRE ¦ 5QU LoRE | Red Flag Warning - Destructive Fires | equipment / facility failure | crossarm damage or failure | 0.0013044
HFTD - Distribution - Tier 2 - 1QU CoRE ¦ 5QU LoRE | Red Flag Warning - Destructive Fires | equipment / facility failure | fuse damage or failure | 0.0013385
HFTD - Distribution - Tier 2 - 1QU CoRE ¦ 5QU LoRE | Red Flag Warning - Destructive Fires | equipment / facility failure | insulator and brushing damage or failure | 0.0015759
HFTD - Distribution - Tier 2 - 1QU CoRE ¦ 5QU LoRE | Red Flag Warning - Destructive Fires | equipment / facility failure | lightning arrestor damage or failure | 0.00020355
HFTD - Distribution - Tier 2 - 1QU CoRE ¦ 5QU LoRE | Red Flag Warning - Destructive Fires | equipment / facility failure | other equipment / facility failure | 0.00133
HFTD - Distribution - Tier 2 - 1QU CoRE ¦ 5QU LoRE | Red Flag Warning - Destructive Fires | equipment / facility failure | pole damage or failure | 0.0012109
HFTD - Distribution - Tier 2 - 1QU CoRE ¦ 5QU LoRE | Red Flag Warning - Destructive Fires | equipment / facility failure | recloser damage or failure | 0
HFTD - Distribution - Tier 2 - 1QU CoRE ¦ 5QU LoRE | Red Flag Warning - Destructive Fires | equipment / facility failure | sectionalizer damage or failure | 0
HFTD - Distribution - Tier 2 - 1QU CoRE ¦ 5QU LoRE | Red Flag Warning - Destructive Fires | equipment / facility failure | switch damage or failure | 0
HFTD - Distribution - Tier 2 - 1QU CoRE ¦ 5QU LoRE | Red Flag Warning - Destructive Fires | equipment / facility failure | transformer damage or failure | 0.00054492
HFTD - Distribution - Tier 2 - 1QU CoRE ¦ 5QU LoRE | Red Flag Warning - Destructive Fires | equipment / facility failure | voltage regulator / booster damage or failure | 2.955e-05
HFTD - Distribution - Tier 2 - 1QU CoRE ¦ 5QU LoRE | Red Flag Warning - Destructive Fires | other | all other | 0
HFTD - Distribution - Tier 2 - 1QU CoRE ¦ 5QU LoRE | Red Flag Warning - Destructive Fires | unknown | unknown | 0
HFTD - Distribution - Tier 2 - 1QU CoRE ¦ 5QU LoRE | Red Flag Warning - Destructive Fires | utility work / operation | utility work / operation | 0
HFTD - Distribution - Tier 2 - 1QU CoRE ¦ 5QU LoRE | Red Flag Warning - Destructive Fires | vandalism / theft | vandalism / theft | 0
HFTD - Distribution - Tier 2 - 1QU CoRE ¦ 5QU LoRE | Red Flag Warning - Destructive Fires | vegetation contact | branch (not overhanging, 4-12ft) | 0.00015088
HFTD - Distribution - Tier 2 - 1QU CoRE ¦ 5QU LoRE | Red Flag Warning - Destructive Fires | vegetation contact | branch (not overhanging, > 12ft) | 0.00024877
HFTD - Distribution - Tier 2 - 1QU CoRE ¦ 5QU LoRE | Red Flag Warning - Destructive Fires | vegetation contact | branch (not overhanging, distance unknown) | 0.0012024
HFTD - Distribution - Tier 2 - 1QU CoRE ¦ 5QU LoRE | Red Flag Warning - Destructive Fires | vegetation contact | branch (not overhanging, within 4ft) | 3.4492e-05
HFTD - Distribution - Tier 2 - 1QU CoRE ¦ 5QU LoRE | Red Flag Warning - Destructive Fires | vegetation contact | branch (overhanging) | 0.002035
HFTD - Distribution - Tier 2 - 1QU CoRE ¦ 5QU LoRE | Red Flag Warning - Destructive Fires | vegetation contact | dead | 0.00091214
HFTD - Distribution - Tier 2 - 1QU CoRE ¦ 5QU LoRE | Red Flag Warning - Destructive Fires | vegetation contact | fell into (moderate-severe defect) | 0.00074922
HFTD - Distribution - Tier 2 - 1QU CoRE ¦ 5QU LoRE | Red Flag Warning - Destructive Fires | vegetation contact | fell into (no defect) | 0.0030681
HFTD - Distribution - Tier 2 - 1QU CoRE ¦ 5QU LoRE | Red Flag Warning - Destructive Fires | vegetation contact | fell into (slight defect) | 0.00080754
HFTD - Distribution - Tier 2 - 1QU CoRE ¦ 5QU LoRE | Red Flag Warning - Destructive Fires | vegetation contact | grow into | 8.5004e-05
HFTD - Distribution - Tier 2 - 1QU CoRE ¦ 5QU LoRE | Red Flag Warning - Destructive Fires | vegetation contact | other/unknown | 0.0041461
HFTD - Distribution - Tier 2 - 1QU CoRE ¦ 5QU LoRE | Red Flag Warning - Destructive Fires | wire-to-wire contact | wire-to-wire contact / contamination | 0
HFTD - Distribution - Tier 2 - 1QU CoRE ¦ 5QU LoRE | Red Flag Warning - Large Fires | contact from object | animal contact | 0
HFTD - Distribution - Tier 2 - 1QU CoRE ¦ 5QU LoRE | Red Flag Warning - Large Fires | contact from object | balloon contact | 0
HFTD - Distribution - Tier 2 - 1QU CoRE ¦ 5QU LoRE | Red Flag Warning - Large Fires | contact from object | other contact from object | 0
HFTD - Distribution - Tier 2 - 1QU CoRE ¦ 5QU LoRE | Red Flag Warning - Large Fires | contact from object | vehicle contact | 0
HFTD - Distribution - Tier 2 - 1QU CoRE ¦ 5QU LoRE | Red Flag Warning - Large Fires | contamination | contamination | 0
HFTD - Distribution - Tier 2 - 1QU CoRE ¦ 5QU LoRE | Red Flag Warning - Large Fires | equipment / facility failure | anchor / guy damage or failure | 0.00016261
HFTD - Distribution - Tier 2 - 1QU CoRE ¦ 5QU LoRE | Red Flag Warning - Large Fires | equipment / facility failure | capacitor bank damage or failure | 0.0033409
HFTD - Distribution - Tier 2 - 1QU CoRE ¦ 5QU LoRE | Red Flag Warning - Large Fires | equipment / facility failure | conductor damage or failure | 0.01011
HFTD - Distribution - Tier 2 - 1QU CoRE ¦ 5QU LoRE | Red Flag Warning - Large Fires | equipment / facility failure | connection device damage or failure | 0.0031996
HFTD - Distribution - Tier 2 - 1QU CoRE ¦ 5QU LoRE | Red Flag Warning - Large Fires | equipment / facility failure | crossarm damage or failure | 0.0052275
HFTD - Distribution - Tier 2 - 1QU CoRE ¦ 5QU LoRE | Red Flag Warning - Large Fires | equipment / facility failure | fuse damage or failure | 0.005682
HFTD - Distribution - Tier 2 - 1QU CoRE ¦ 5QU LoRE | Red Flag Warning - Large Fires | equipment / facility failure | insulator and brushing damage or failure | 0.0058221
HFTD - Distribution - Tier 2 - 1QU CoRE ¦ 5QU LoRE | Red Flag Warning - Large Fires | equipment / facility failure | lightning arrestor damage or failure | 0.00078734
HFTD - Distribution - Tier 2 - 1QU CoRE ¦ 5QU LoRE | Red Flag Warning - Large Fires | equipment / facility failure | other equipment / facility failure | 0.0057258
HFTD - Distribution - Tier 2 - 1QU CoRE ¦ 5QU LoRE | Red Flag Warning - Large Fires | equipment / facility failure | pole damage or failure | 0.0043283
HFTD - Distribution - Tier 2 - 1QU CoRE ¦ 5QU LoRE | Red Flag Warning - Large Fires | equipment / facility failure | recloser damage or failure | 0
HFTD - Distribution - Tier 2 - 1QU CoRE ¦ 5QU LoRE | Red Flag Warning - Large Fires | equipment / facility failure | sectionalizer damage or failure | 0
HFTD - Distribution - Tier 2 - 1QU CoRE ¦ 5QU LoRE | Red Flag Warning - Large Fires | equipment / facility failure | switch damage or failure | 0
HFTD - Distribution - Tier 2 - 1QU CoRE ¦ 5QU LoRE | Red Flag Warning - Large Fires | equipment / facility failure | transformer damage or failure | 0.0022795
HFTD - Distribution - Tier 2 - 1QU CoRE ¦ 5QU LoRE | Red Flag Warning - Large Fires | equipment / facility failure | voltage regulator / booster damage or failure | 0.00011525
HFTD - Distribution - Tier 2 - 1QU CoRE ¦ 5QU LoRE | Red Flag Warning - Large Fires | other | all other | 0
HFTD - Distribution - Tier 2 - 1QU CoRE ¦ 5QU LoRE | Red Flag Warning - Large Fires | unknown | unknown | 0
HFTD - Distribution - Tier 2 - 1QU CoRE ¦ 5QU LoRE | Red Flag Warning - Large Fires | utility work / operation | utility work / operation | 0
HFTD - Distribution - Tier 2 - 1QU CoRE ¦ 5QU LoRE | Red Flag Warning - Large Fires | vandalism / theft | vandalism / theft | 0
HFTD - Distribution - Tier 2 - 1QU CoRE ¦ 5QU LoRE | Red Flag Warning - Large Fires | vegetation contact | branch (not overhanging, 4-12ft) | 0.00055479
HFTD - Distribution - Tier 2 - 1QU CoRE ¦ 5QU LoRE | Red Flag Warning - Large Fires | vegetation contact | branch (not overhanging, > 12ft) | 0.00093848
HFTD - Distribution - Tier 2 - 1QU CoRE ¦ 5QU LoRE | Red Flag Warning - Large Fires | vegetation contact | branch (not overhanging, distance unknown) | 0.004536
HFTD - Distribution - Tier 2 - 1QU CoRE ¦ 5QU LoRE | Red Flag Warning - Large Fires | vegetation contact | branch (not overhanging, within 4ft) | 0.00012333
HFTD - Distribution - Tier 2 - 1QU CoRE ¦ 5QU LoRE | Red Flag Warning - Large Fires | vegetation contact | branch (overhanging) | 0.0072764
HFTD - Distribution - Tier 2 - 1QU CoRE ¦ 5QU LoRE | Red Flag Warning - Large Fires | vegetation contact | dead | 0.0034411
HFTD - Distribution - Tier 2 - 1QU CoRE ¦ 5QU LoRE | Red Flag Warning - Large Fires | vegetation contact | fell into (moderate-severe defect) | 0.0028265
HFTD - Distribution - Tier 2 - 1QU CoRE ¦ 5QU LoRE | Red Flag Warning - Large Fires | vegetation contact | fell into (no defect) | 0.011575
HFTD - Distribution - Tier 2 - 1QU CoRE ¦ 5QU LoRE | Red Flag Warning - Large Fires | vegetation contact | fell into (slight defect) | 0.0030465
HFTD - Distribution - Tier 2 - 1QU CoRE ¦ 5QU LoRE | Red Flag Warning - Large Fires | vegetation contact | grow into | 0.00032068
HFTD - Distribution - Tier 2 - 1QU CoRE ¦ 5QU LoRE | Red Flag Warning - Large Fires | vegetation contact | other/unknown | 0.015641
HFTD - Distribution - Tier 2 - 1QU CoRE ¦ 5QU LoRE | Red Flag Warning - Large Fires | wire-to-wire contact | wire-to-wire contact / contamination | 0
HFTD - Distribution - Tier 2 - 1QU CoRE ¦ 5QU LoRE | Red Flag Warning - Small Fires | contact from object | animal contact | 0.004623
HFTD - Distribution - Tier 2 - 1QU CoRE ¦ 5QU LoRE | Red Flag Warning - Small Fires | contact from object | balloon contact | 0.00057489
HFTD - Distribution - Tier 2 - 1QU CoRE ¦ 5QU LoRE | Red Flag Warning - Small Fires | contact from object | other contact from object | 0.0036515
HFTD - Distribution - Tier 2 - 1QU CoRE ¦ 5QU LoRE | Red Flag Warning - Small Fires | contact from object | vehicle contact | 0.011623
HFTD - Distribution - Tier 2 - 1QU CoRE ¦ 5QU LoRE | Red Flag Warning - Small Fires | contamination | contamination | 0.00019623
HFTD - Distribution - Tier 2 - 1QU CoRE ¦ 5QU LoRE | Red Flag Warning - Small Fires | equipment / facility failure | anchor / guy damage or failure | 0.00053262
HFTD - Distribution - Tier 2 - 1QU CoRE ¦ 5QU LoRE | Red Flag Warning - Small Fires | equipment / facility failure | capacitor bank damage or failure | 0.0038873
HFTD - Distribution - Tier 2 - 1QU CoRE ¦ 5QU LoRE | Red Flag Warning - Small Fires | equipment / facility failure | conductor damage or failure | 0.02384
HFTD - Distribution - Tier 2 - 1QU CoRE ¦ 5QU LoRE | Red Flag Warning - Small Fires | equipment / facility failure | connection device damage or failure | 0.0072407
HFTD - Distribution - Tier 2 - 1QU CoRE ¦ 5QU LoRE | Red Flag Warning - Small Fires | equipment / facility failure | crossarm damage or failure | 0.011681
HFTD - Distribution - Tier 2 - 1QU CoRE ¦ 5QU LoRE | Red Flag Warning - Small Fires | equipment / facility failure | fuse damage or failure | 0.012154
HFTD - Distribution - Tier 2 - 1QU CoRE ¦ 5QU LoRE | Red Flag Warning - Small Fires | equipment / facility failure | insulator and brushing damage or failure | 0.011582
HFTD - Distribution - Tier 2 - 1QU CoRE ¦ 5QU LoRE | Red Flag Warning - Small Fires | equipment / facility failure | lightning arrestor damage or failure | 0.0016987
HFTD - Distribution - Tier 2 - 1QU CoRE ¦ 5QU LoRE | Red Flag Warning - Small Fires | equipment / facility failure | other equipment / facility failure | 0.01183
HFTD - Distribution - Tier 2 - 1QU CoRE ¦ 5QU LoRE | Red Flag Warning - Small Fires | equipment / facility failure | pole damage or failure | 0.0098061
HFTD - Distribution - Tier 2 - 1QU CoRE ¦ 5QU LoRE | Red Flag Warning - Small Fires | equipment / facility failure | recloser damage or failure | 0
HFTD - Distribution - Tier 2 - 1QU CoRE ¦ 5QU LoRE | Red Flag Warning - Small Fires | equipment / facility failure | sectionalizer damage or failure | 0
HFTD - Distribution - Tier 2 - 1QU CoRE ¦ 5QU LoRE | Red Flag Warning - Small Fires | equipment / facility failure | switch damage or failure | 0
HFTD - Distribution - Tier 2 - 1QU CoRE ¦ 5QU LoRE | Red Flag Warning - Small Fires | equipment / facility failure | transformer damage or failure | 0.0047109
HFTD - Distribution - Tier 2 - 1QU CoRE ¦ 5QU LoRE | Red Flag Warning - Small Fires | equipment / facility failure | voltage regulator / booster damage or failure | 0.00016962
HFTD - Distribution - Tier 2 - 1QU CoRE ¦ 5QU LoRE | Red Flag Warning - Small Fires | other | all other | 0.0026276
HFTD - Distribution - Tier 2 - 1QU CoRE ¦ 5QU LoRE | Red Flag Warning - Small Fires | unknown | unknown | 0.0067945
HFTD - Distribution - Tier 2 - 1QU CoRE ¦ 5QU LoRE | Red Flag Warning - Small Fires | utility work / operation | utility work / operation | 0.00047073
HFTD - Distribution - Tier 2 - 1QU CoRE ¦ 5QU LoRE | Red Flag Warning - Small Fires | vandalism / theft | vandalism / theft | 8.4714e-05
HFTD - Distribution - Tier 2 - 1QU CoRE ¦ 5QU LoRE | Red Flag Warning - Small Fires | vegetation contact | branch (not overhanging, 4-12ft) | 0.0030715
HFTD - Distribution - Tier 2 - 1QU CoRE ¦ 5QU LoRE | Red Flag Warning - Small Fires | vegetation contact | branch (not overhanging, > 12ft) | 0.0052046
HFTD - Distribution - Tier 2 - 1QU CoRE ¦ 5QU LoRE | Red Flag Warning - Small Fires | vegetation contact | branch (not overhanging, distance unknown) | 0.025155
HFTD - Distribution - Tier 2 - 1QU CoRE ¦ 5QU LoRE | Red Flag Warning - Small Fires | vegetation contact | branch (not overhanging, within 4ft) | 0.00068149
HFTD - Distribution - Tier 2 - 1QU CoRE ¦ 5QU LoRE | Red Flag Warning - Small Fires | vegetation contact | branch (overhanging) | 0.040208
HFTD - Distribution - Tier 2 - 1QU CoRE ¦ 5QU LoRE | Red Flag Warning - Small Fires | vegetation contact | dead | 0.019083
HFTD - Distribution - Tier 2 - 1QU CoRE ¦ 5QU LoRE | Red Flag Warning - Small Fires | vegetation contact | fell into (moderate-severe defect) | 0.015675
HFTD - Distribution - Tier 2 - 1QU CoRE ¦ 5QU LoRE | Red Flag Warning - Small Fires | vegetation contact | fell into (no defect) | 0.06419
HFTD - Distribution - Tier 2 - 1QU CoRE ¦ 5QU LoRE | Red Flag Warning - Small Fires | vegetation contact | fell into (slight defect) | 0.016895
HFTD - Distribution - Tier 2 - 1QU CoRE ¦ 5QU LoRE | Red Flag Warning - Small Fires | vegetation contact | grow into | 0.0017784
HFTD - Distribution - Tier 2 - 1QU CoRE ¦ 5QU LoRE | Red Flag Warning - Small Fires | vegetation contact | other/unknown | 0.086743
HFTD - Distribution - Tier 2 - 1QU CoRE ¦ 5QU LoRE | Red Flag Warning - Small Fires | wire-to-wire contact | wire-to-wire contact / contamination | 0.0083354
HFTD - Distribution - Tier 2 - 2QU CoRE ¦ 1QU LoRE | Seismic - Non-Red Flag Warning - Catastrophic Fires | cc - seismic scenario | seismic scenario | 1.9795e-07
HFTD - Distribution - Tier 2 - 2QU CoRE ¦ 1QU LoRE | Non-Red Flag Warning - Catastrophic Fires | contact from object | animal contact | 0.00034953
HFTD - Distribution - Tier 2 - 2QU CoRE ¦ 1QU LoRE | Non-Red Flag Warning - Catastrophic Fires | contact from object | balloon contact | 1.0737e-05
HFTD - Distribution - Tier 2 - 2QU CoRE ¦ 1QU LoRE | Non-Red Flag Warning - Catastrophic Fires | contact from object | other contact from object | 7.0901e-05
HFTD - Distribution - Tier 2 - 2QU CoRE ¦ 1QU LoRE | Non-Red Flag Warning - Catastrophic Fires | contact from object | vehicle contact | 0.00026666
HFTD - Distribution - Tier 2 - 2QU CoRE ¦ 1QU LoRE | Non-Red Flag Warning - Catastrophic Fires | contamination | contamination | 1.5295e-05
HFTD - Distribution - Tier 2 - 2QU CoRE ¦ 1QU LoRE | Non-Red Flag Warning - Catastrophic Fires | equipment / facility failure | anchor / guy damage or failure | 2.8573e-07
HFTD - Distribution - Tier 2 - 2QU CoRE ¦ 1QU LoRE | Non-Red Flag Warning - Catastrophic Fires | equipment / facility failure | capacitor bank damage or failure | 1.5439e-05
HFTD - Distribution - Tier 2 - 2QU CoRE ¦ 1QU LoRE | Non-Red Flag Warning - Catastrophic Fires | equipment / facility failure | conductor damage or failure | 1.418e-05
HFTD - Distribution - Tier 2 - 2QU CoRE ¦ 1QU LoRE | Non-Red Flag Warning - Catastrophic Fires | equipment / facility failure | connection device damage or failure | 3.4962e-06
HFTD - Distribution - Tier 2 - 2QU CoRE ¦ 1QU LoRE | Non-Red Flag Warning - Catastrophic Fires | equipment / facility failure | crossarm damage or failure | 1.2363e-06
HFTD - Distribution - Tier 2 - 2QU CoRE ¦ 1QU LoRE | Non-Red Flag Warning - Catastrophic Fires | equipment / facility failure | fuse damage or failure | 7.4988e-07
HFTD - Distribution - Tier 2 - 2QU CoRE ¦ 1QU LoRE | Non-Red Flag Warning - Catastrophic Fires | equipment / facility failure | insulator and brushing damage or failure | 5.2354e-07
HFTD - Distribution - Tier 2 - 2QU CoRE ¦ 1QU LoRE | Non-Red Flag Warning - Catastrophic Fires | equipment / facility failure | lightning arrestor damage or failure | 1.0419e-07
HFTD - Distribution - Tier 2 - 2QU CoRE ¦ 1QU LoRE | Non-Red Flag Warning - Catastrophic Fires | equipment / facility failure | other equipment / facility failure | 7.698e-06
HFTD - Distribution - Tier 2 - 2QU CoRE ¦ 1QU LoRE | Non-Red Flag Warning - Catastrophic Fires | equipment / facility failure | pole damage or failure | 3.2133e-06
HFTD - Distribution - Tier 2 - 2QU CoRE ¦ 1QU LoRE | Non-Red Flag Warning - Catastrophic Fires | equipment / facility failure | recloser damage or failure | 0
HFTD - Distribution - Tier 2 - 2QU CoRE ¦ 1QU LoRE | Non-Red Flag Warning - Catastrophic Fires | equipment / facility failure | sectionalizer damage or failure | 0
HFTD - Distribution - Tier 2 - 2QU CoRE ¦ 1QU LoRE | Non-Red Flag Warning - Catastrophic Fires | equipment / facility failure | switch damage or failure | 0
HFTD - Distribution - Tier 2 - 2QU CoRE ¦ 1QU LoRE | Non-Red Flag Warning - Catastrophic Fires | equipment / facility failure | transformer damage or failure | 2.35e-06
HFTD - Distribution - Tier 2 - 2QU CoRE ¦ 1QU LoRE | Non-Red Flag Warning - Catastrophic Fires | equipment / facility failure | voltage regulator / booster damage or failure | 6.447e-08
HFTD - Distribution - Tier 2 - 2QU CoRE ¦ 1QU LoRE | Non-Red Flag Warning - Catastrophic Fires | other | all other | 0.00035235
HFTD - Distribution - Tier 2 - 2QU CoRE ¦ 1QU LoRE | Non-Red Flag Warning - Catastrophic Fires | unknown | unknown | 0.00033645
HFTD - Distribution - Tier 2 - 2QU CoRE ¦ 1QU LoRE | Non-Red Flag Warning - Catastrophic Fires | utility work / operation | utility work / operation | 4.2736e-05
HFTD - Distribution - Tier 2 - 2QU CoRE ¦ 1QU LoRE | Non-Red Flag Warning - Catastrophic Fires | vandalism / theft | vandalism / theft | 3.6085e-08
HFTD - Distribution - Tier 2 - 2QU CoRE ¦ 1QU LoRE | Non-Red Flag Warning - Catastrophic Fires | vegetation contact | branch (not overhanging, 4-12ft) | 9.9906e-07
HFTD - Distribution - Tier 2 - 2QU CoRE ¦ 1QU LoRE | Non-Red Flag Warning - Catastrophic Fires | vegetation contact | branch (not overhanging, > 12ft) | 2.3143e-06
HFTD - Distribution - Tier 2 - 2QU CoRE ¦ 1QU LoRE | Non-Red Flag Warning - Catastrophic Fires | vegetation contact | branch (not overhanging, distance unknown) | 7.9003e-06
HFTD - Distribution - Tier 2 - 2QU CoRE ¦ 1QU LoRE | Non-Red Flag Warning - Catastrophic Fires | vegetation contact | branch (not overhanging, within 4ft) | 4.3738e-07
HFTD - Distribution - Tier 2 - 2QU CoRE ¦ 1QU LoRE | Non-Red Flag Warning - Catastrophic Fires | vegetation contact | branch (overhanging) | 1.9463e-05
HFTD - Distribution - Tier 2 - 2QU CoRE ¦ 1QU LoRE | Non-Red Flag Warning - Catastrophic Fires | vegetation contact | dead | 8.4053e-06
HFTD - Distribution - Tier 2 - 2QU CoRE ¦ 1QU LoRE | Non-Red Flag Warning - Catastrophic Fires | vegetation contact | fell into (moderate-severe defect) | 9.6137e-06
HFTD - Distribution - Tier 2 - 2QU CoRE ¦ 1QU LoRE | Non-Red Flag Warning - Catastrophic Fires | vegetation contact | fell into (no defect) | 5.6628e-05
HFTD - Distribution - Tier 2 - 2QU CoRE ¦ 1QU LoRE | Non-Red Flag Warning - Catastrophic Fires | vegetation contact | fell into (slight defect) | 1.1885e-05
HFTD - Distribution - Tier 2 - 2QU CoRE ¦ 1QU LoRE | Non-Red Flag Warning - Catastrophic Fires | vegetation contact | grow into | 1.0287e-06
HFTD - Distribution - Tier 2 - 2QU CoRE ¦ 1QU LoRE | Non-Red Flag Warning - Catastrophic Fires | vegetation contact | other/unknown | 4.878e-05
HFTD - Distribution - Tier 2 - 2QU CoRE ¦ 1QU LoRE | Non-Red Flag Warning - Catastrophic Fires | wire-to-wire contact | wire-to-wire contact / contamination | 0.00085531
HFTD - Distribution - Tier 2 - 2QU CoRE ¦ 1QU LoRE | Non-Red Flag Warning - Destructive Fires | contact from object | animal contact | 0.0002985
HFTD - Distribution - Tier 2 - 2QU CoRE ¦ 1QU LoRE | Non-Red Flag Warning - Destructive Fires | contact from object | balloon contact | 7.452e-06
HFTD - Distribution - Tier 2 - 2QU CoRE ¦ 1QU LoRE | Non-Red Flag Warning - Destructive Fires | contact from object | other contact from object | 5.9733e-05
HFTD - Distribution - Tier 2 - 2QU CoRE ¦ 1QU LoRE | Non-Red Flag Warning - Destructive Fires | contact from object | vehicle contact | 0.00018574
HFTD - Distribution - Tier 2 - 2QU CoRE ¦ 1QU LoRE | Non-Red Flag Warning - Destructive Fires | contamination | contamination | 9.7862e-06
HFTD - Distribution - Tier 2 - 2QU CoRE ¦ 1QU LoRE | Non-Red Flag Warning - Destructive Fires | equipment / facility failure | anchor / guy damage or failure | 9.6617e-07
HFTD - Distribution - Tier 2 - 2QU CoRE ¦ 1QU LoRE | Non-Red Flag Warning - Destructive Fires | equipment / facility failure | capacitor bank damage or failure | 5.3066e-05
HFTD - Distribution - Tier 2 - 2QU CoRE ¦ 1QU LoRE | Non-Red Flag Warning - Destructive Fires | equipment / facility failure | conductor damage or failure | 7.1349e-05
HFTD - Distribution - Tier 2 - 2QU CoRE ¦ 1QU LoRE | Non-Red Flag Warning - Destructive Fires | equipment / facility failure | connection device damage or failure | 1.8327e-05
HFTD - Distribution - Tier 2 - 2QU CoRE ¦ 1QU LoRE | Non-Red Flag Warning - Destructive Fires | equipment / facility failure | crossarm damage or failure | 5.1174e-06
HFTD - Distribution - Tier 2 - 2QU CoRE ¦ 1QU LoRE | Non-Red Flag Warning - Destructive Fires | equipment / facility failure | fuse damage or failure | 2.9914e-06
HFTD - Distribution - Tier 2 - 2QU CoRE ¦ 1QU LoRE | Non-Red Flag Warning - Destructive Fires | equipment / facility failure | insulator and brushing damage or failure | 1.8463e-06
HFTD - Distribution - Tier 2 - 2QU CoRE ¦ 1QU LoRE | Non-Red Flag Warning - Destructive Fires | equipment / facility failure | lightning arrestor damage or failure | 3.6858e-07
HFTD - Distribution - Tier 2 - 2QU CoRE ¦ 1QU LoRE | Non-Red Flag Warning - Destructive Fires | equipment / facility failure | other equipment / facility failure | 3.4229e-05
HFTD - Distribution - Tier 2 - 2QU CoRE ¦ 1QU LoRE | Non-Red Flag Warning - Destructive Fires | equipment / facility failure | pole damage or failure | 1.1768e-05
HFTD - Distribution - Tier 2 - 2QU CoRE ¦ 1QU LoRE | Non-Red Flag Warning - Destructive Fires | equipment / facility failure | recloser damage or failure | 0
HFTD - Distribution - Tier 2 - 2QU CoRE ¦ 1QU LoRE | Non-Red Flag Warning - Destructive Fires | equipment / facility failure | sectionalizer damage or failure | 0
HFTD - Distribution - Tier 2 - 2QU CoRE ¦ 1QU LoRE | Non-Red Flag Warning - Destructive Fires | equipment / facility failure | switch damage or failure | 0
HFTD - Distribution - Tier 2 - 2QU CoRE ¦ 1QU LoRE | Non-Red Flag Warning - Destructive Fires | equipment / facility failure | transformer damage or failure | 8.734e-06
HFTD - Distribution - Tier 2 - 2QU CoRE ¦ 1QU LoRE | Non-Red Flag Warning - Destructive Fires | equipment / facility failure | voltage regulator / booster damage or failure | 2.1759e-07
HFTD - Distribution - Tier 2 - 2QU CoRE ¦ 1QU LoRE | Non-Red Flag Warning - Destructive Fires | other | all other | 0.00032502
HFTD - Distribution - Tier 2 - 2QU CoRE ¦ 1QU LoRE | Non-Red Flag Warning - Destructive Fires | unknown | unknown | 0.00029513
HFTD - Distribution - Tier 2 - 2QU CoRE ¦ 1QU LoRE | Non-Red Flag Warning - Destructive Fires | utility work / operation | utility work / operation | 3.809e-05
HFTD - Distribution - Tier 2 - 2QU CoRE ¦ 1QU LoRE | Non-Red Flag Warning - Destructive Fires | vandalism / theft | vandalism / theft | 3.0083e-08
HFTD - Distribution - Tier 2 - 2QU CoRE ¦ 1QU LoRE | Non-Red Flag Warning - Destructive Fires | vegetation contact | branch (not overhanging, 4-12ft) | 2.6423e-06
HFTD - Distribution - Tier 2 - 2QU CoRE ¦ 1QU LoRE | Non-Red Flag Warning - Destructive Fires | vegetation contact | branch (not overhanging, > 12ft) | 6.1591e-06
HFTD - Distribution - Tier 2 - 2QU CoRE ¦ 1QU LoRE | Non-Red Flag Warning - Destructive Fires | vegetation contact | branch (not overhanging, distance unknown) | 2.1025e-05
HFTD - Distribution - Tier 2 - 2QU CoRE ¦ 1QU LoRE | Non-Red Flag Warning - Destructive Fires | vegetation contact | branch (not overhanging, within 4ft) | 1.1504e-06
HFTD - Distribution - Tier 2 - 2QU CoRE ¦ 1QU LoRE | Non-Red Flag Warning - Destructive Fires | vegetation contact | branch (overhanging) | 5.1192e-05
HFTD - Distribution - Tier 2 - 2QU CoRE ¦ 1QU LoRE | Non-Red Flag Warning - Destructive Fires | vegetation contact | dead | 2.2369e-05
HFTD - Distribution - Tier 2 - 2QU CoRE ¦ 1QU LoRE | Non-Red Flag Warning - Destructive Fires | vegetation contact | fell into (moderate-severe defect) | 2.5585e-05
HFTD - Distribution - Tier 2 - 2QU CoRE ¦ 1QU LoRE | Non-Red Flag Warning - Destructive Fires | vegetation contact | fell into (no defect) | 0.0001507
HFTD - Distribution - Tier 2 - 2QU CoRE ¦ 1QU LoRE | Non-Red Flag Warning - Destructive Fires | vegetation contact | fell into (slight defect) | 3.1629e-05
HFTD - Distribution - Tier 2 - 2QU CoRE ¦ 1QU LoRE | Non-Red Flag Warning - Destructive Fires | vegetation contact | grow into | 2.7376e-06
HFTD - Distribution - Tier 2 - 2QU CoRE ¦ 1QU LoRE | Non-Red Flag Warning - Destructive Fires | vegetation contact | other/unknown | 0.00012982
HFTD - Distribution - Tier 2 - 2QU CoRE ¦ 1QU LoRE | Non-Red Flag Warning - Destructive Fires | wire-to-wire contact | wire-to-wire contact / contamination | 0.00079771
HFTD - Distribution - Tier 2 - 2QU CoRE ¦ 1QU LoRE | Non-Red Flag Warning - Large Fires | contact from object | animal contact | 0.0016429
HFTD - Distribution - Tier 2 - 2QU CoRE ¦ 1QU LoRE | Non-Red Flag Warning - Large Fires | contact from object | balloon contact | 2.9374e-05
HFTD - Distribution - Tier 2 - 2QU CoRE ¦ 1QU LoRE | Non-Red Flag Warning - Large Fires | contact from object | other contact from object | 0.0002684
HFTD - Distribution - Tier 2 - 2QU CoRE ¦ 1QU LoRE | Non-Red Flag Warning - Large Fires | contact from object | vehicle contact | 0.0011308
HFTD - Distribution - Tier 2 - 2QU CoRE ¦ 1QU LoRE | Non-Red Flag Warning - Large Fires | contamination | contamination | 6.0817e-05
HFTD - Distribution - Tier 2 - 2QU CoRE ¦ 1QU LoRE | Non-Red Flag Warning - Large Fires | equipment / facility failure | anchor / guy damage or failure | 2.1968e-05
HFTD - Distribution - Tier 2 - 2QU CoRE ¦ 1QU LoRE | Non-Red Flag Warning - Large Fires | equipment / facility failure | capacitor bank damage or failure | 0.00037455
HFTD - Distribution - Tier 2 - 2QU CoRE ¦ 1QU LoRE | Non-Red Flag Warning - Large Fires | equipment / facility failure | conductor damage or failure | 0.00054781
HFTD - Distribution - Tier 2 - 2QU CoRE ¦ 1QU LoRE | Non-Red Flag Warning - Large Fires | equipment / facility failure | connection device damage or failure | 0.00012801
HFTD - Distribution - Tier 2 - 2QU CoRE ¦ 1QU LoRE | Non-Red Flag Warning - Large Fires | equipment / facility failure | crossarm damage or failure | 8.8165e-05
HFTD - Distribution - Tier 2 - 2QU CoRE ¦ 1QU LoRE | Non-Red Flag Warning - Large Fires | equipment / facility failure | fuse damage or failure | 2.2362e-05
HFTD - Distribution - Tier 2 - 2QU CoRE ¦ 1QU LoRE | Non-Red Flag Warning - Large Fires | equipment / facility failure | insulator and brushing damage or failure | 1.3063e-05
HFTD - Distribution - Tier 2 - 2QU CoRE ¦ 1QU LoRE | Non-Red Flag Warning - Large Fires | equipment / facility failure | lightning arrestor damage or failure | 2.3747e-06
HFTD - Distribution - Tier 2 - 2QU CoRE ¦ 1QU LoRE | Non-Red Flag Warning - Large Fires | equipment / facility failure | other equipment / facility failure | 0.00039645
HFTD - Distribution - Tier 2 - 2QU CoRE ¦ 1QU LoRE | Non-Red Flag Warning - Large Fires | equipment / facility failure | pole damage or failure | 9.4298e-05
HFTD - Distribution - Tier 2 - 2QU CoRE ¦ 1QU LoRE | Non-Red Flag Warning - Large Fires | equipment / facility failure | recloser damage or failure | 0
HFTD - Distribution - Tier 2 - 2QU CoRE ¦ 1QU LoRE | Non-Red Flag Warning - Large Fires | equipment / facility failure | sectionalizer damage or failure | 0
HFTD - Distribution - Tier 2 - 2QU CoRE ¦ 1QU LoRE | Non-Red Flag Warning - Large Fires | equipment / facility failure | switch damage or failure | 0
HFTD - Distribution - Tier 2 - 2QU CoRE ¦ 1QU LoRE | Non-Red Flag Warning - Large Fires | equipment / facility failure | transformer damage or failure | 0.00012296
HFTD - Distribution - Tier 2 - 2QU CoRE ¦ 1QU LoRE | Non-Red Flag Warning - Large Fires | equipment / facility failure | voltage regulator / booster damage or failure | 1.9431e-06
HFTD - Distribution - Tier 2 - 2QU CoRE ¦ 1QU LoRE | Non-Red Flag Warning - Large Fires | other | all other | 0.0017523
HFTD - Distribution - Tier 2 - 2QU CoRE ¦ 1QU LoRE | Non-Red Flag Warning - Large Fires | unknown | unknown | 0.0017946
HFTD - Distribution - Tier 2 - 2QU CoRE ¦ 1QU LoRE | Non-Red Flag Warning - Large Fires | utility work / operation | utility work / operation | 0.00019722
HFTD - Distribution - Tier 2 - 2QU CoRE ¦ 1QU LoRE | Non-Red Flag Warning - Large Fires | vandalism / theft | vandalism / theft | 3.0614e-07
HFTD - Distribution - Tier 2 - 2QU CoRE ¦ 1QU LoRE | Non-Red Flag Warning - Large Fires | vegetation contact | branch (not overhanging, 4-12ft) | 1.8096e-05
HFTD - Distribution - Tier 2 - 2QU CoRE ¦ 1QU LoRE | Non-Red Flag Warning - Large Fires | vegetation contact | branch (not overhanging, > 12ft) | 4.2779e-05
HFTD - Distribution - Tier 2 - 2QU CoRE ¦ 1QU LoRE | Non-Red Flag Warning - Large Fires | vegetation contact | branch (not overhanging, distance unknown) | 0.00014603
HFTD - Distribution - Tier 2 - 2QU CoRE ¦ 1QU LoRE | Non-Red Flag Warning - Large Fires | vegetation contact | branch (not overhanging, within 4ft) | 7.7788e-06
HFTD - Distribution - Tier 2 - 2QU CoRE ¦ 1QU LoRE | Non-Red Flag Warning - Large Fires | vegetation contact | branch (overhanging) | 0.00034616
HFTD - Distribution - Tier 2 - 2QU CoRE ¦ 1QU LoRE | Non-Red Flag Warning - Large Fires | vegetation contact | dead | 0.00015537
HFTD - Distribution - Tier 2 - 2QU CoRE ¦ 1QU LoRE | Non-Red Flag Warning - Large Fires | vegetation contact | fell into (moderate-severe defect) | 0.0001777
HFTD - Distribution - Tier 2 - 2QU CoRE ¦ 1QU LoRE | Non-Red Flag Warning - Large Fires | vegetation contact | fell into (no defect) | 0.0010467
HFTD - Distribution - Tier 2 - 2QU CoRE ¦ 1QU LoRE | Non-Red Flag Warning - Large Fires | vegetation contact | fell into (slight defect) | 0.00021968
HFTD - Distribution - Tier 2 - 2QU CoRE ¦ 1QU LoRE | Non-Red Flag Warning - Large Fires | vegetation contact | grow into | 1.9015e-05
HFTD - Distribution - Tier 2 - 2QU CoRE ¦ 1QU LoRE | Non-Red Flag Warning - Large Fires | vegetation contact | other/unknown | 0.00090167
HFTD - Distribution - Tier 2 - 2QU CoRE ¦ 1QU LoRE | Non-Red Flag Warning - Large Fires | wire-to-wire contact | wire-to-wire contact / contamination | 0.0041841
HFTD - Distribution - Tier 2 - 2QU CoRE ¦ 1QU LoRE | Non-Red Flag Warning - Small Fires | contact from object | animal contact | 0.12644
HFTD - Distribution - Tier 2 - 2QU CoRE ¦ 1QU LoRE | Non-Red Flag Warning - Small Fires | contact from object | balloon contact | 0.0050933
HFTD - Distribution - Tier 2 - 2QU CoRE ¦ 1QU LoRE | Non-Red Flag Warning - Small Fires | contact from object | other contact from object | 0.030769
HFTD - Distribution - Tier 2 - 2QU CoRE ¦ 1QU LoRE | Non-Red Flag Warning - Small Fires | contact from object | vehicle contact | 0.098885
HFTD - Distribution - Tier 2 - 2QU CoRE ¦ 1QU LoRE | Non-Red Flag Warning - Small Fires | contamination | contamination | 0.0062871
HFTD - Distribution - Tier 2 - 2QU CoRE ¦ 1QU LoRE | Non-Red Flag Warning - Small Fires | equipment / facility failure | anchor / guy damage or failure | 0.002356
HFTD - Distribution - Tier 2 - 2QU CoRE ¦ 1QU LoRE | Non-Red Flag Warning - Small Fires | equipment / facility failure | capacitor bank damage or failure | 0.13488
HFTD - Distribution - Tier 2 - 2QU CoRE ¦ 1QU LoRE | Non-Red Flag Warning - Small Fires | equipment / facility failure | conductor damage or failure | 0.15282
HFTD - Distribution - Tier 2 - 2QU CoRE ¦ 1QU LoRE | Non-Red Flag Warning - Small Fires | equipment / facility failure | connection device damage or failure | 0.034675
HFTD - Distribution - Tier 2 - 2QU CoRE ¦ 1QU LoRE | Non-Red Flag Warning - Small Fires | equipment / facility failure | crossarm damage or failure | 0.012332
HFTD - Distribution - Tier 2 - 2QU CoRE ¦ 1QU LoRE | Non-Red Flag Warning - Small Fires | equipment / facility failure | fuse damage or failure | 0.0072714
HFTD - Distribution - Tier 2 - 2QU CoRE ¦ 1QU LoRE | Non-Red Flag Warning - Small Fires | equipment / facility failure | insulator and brushing damage or failure | 0.0052768
HFTD - Distribution - Tier 2 - 2QU CoRE ¦ 1QU LoRE | Non-Red Flag Warning - Small Fires | equipment / facility failure | lightning arrestor damage or failure | 0.0012034
HFTD - Distribution - Tier 2 - 2QU CoRE ¦ 1QU LoRE | Non-Red Flag Warning - Small Fires | equipment / facility failure | other equipment / facility failure | 0.082292
HFTD - Distribution - Tier 2 - 2QU CoRE ¦ 1QU LoRE | Non-Red Flag Warning - Small Fires | equipment / facility failure | pole damage or failure | 0.028561
HFTD - Distribution - Tier 2 - 2QU CoRE ¦ 1QU LoRE | Non-Red Flag Warning - Small Fires | equipment / facility failure | recloser damage or failure | 0
HFTD - Distribution - Tier 2 - 2QU CoRE ¦ 1QU LoRE | Non-Red Flag Warning - Small Fires | equipment / facility failure | sectionalizer damage or failure | 0
HFTD - Distribution - Tier 2 - 2QU CoRE ¦ 1QU LoRE | Non-Red Flag Warning - Small Fires | equipment / facility failure | switch damage or failure | 0
HFTD - Distribution - Tier 2 - 2QU CoRE ¦ 1QU LoRE | Non-Red Flag Warning - Small Fires | equipment / facility failure | transformer damage or failure | 0.021124
HFTD - Distribution - Tier 2 - 2QU CoRE ¦ 1QU LoRE | Non-Red Flag Warning - Small Fires | equipment / facility failure | voltage regulator / booster damage or failure | 0.00059359
HFTD - Distribution - Tier 2 - 2QU CoRE ¦ 1QU LoRE | Non-Red Flag Warning - Small Fires | other | all other | 0.10659
HFTD - Distribution - Tier 2 - 2QU CoRE ¦ 1QU LoRE | Non-Red Flag Warning - Small Fires | unknown | unknown | 0.14098
HFTD - Distribution - Tier 2 - 2QU CoRE ¦ 1QU LoRE | Non-Red Flag Warning - Small Fires | utility work / operation | utility work / operation | 0.020166
HFTD - Distribution - Tier 2 - 2QU CoRE ¦ 1QU LoRE | Non-Red Flag Warning - Small Fires | vandalism / theft | vandalism / theft | 1.8256e-05
HFTD - Distribution - Tier 2 - 2QU CoRE ¦ 1QU LoRE | Non-Red Flag Warning - Small Fires | vegetation contact | branch (not overhanging, 4-12ft) | 0.0032169
HFTD - Distribution - Tier 2 - 2QU CoRE ¦ 1QU LoRE | Non-Red Flag Warning - Small Fires | vegetation contact | branch (not overhanging, > 12ft) | 0.0074293
HFTD - Distribution - Tier 2 - 2QU CoRE ¦ 1QU LoRE | Non-Red Flag Warning - Small Fires | vegetation contact | branch (not overhanging, distance unknown) | 0.025361
HFTD - Distribution - Tier 2 - 2QU CoRE ¦ 1QU LoRE | Non-Red Flag Warning - Small Fires | vegetation contact | branch (not overhanging, within 4ft) | 0.0014121
HFTD - Distribution - Tier 2 - 2QU CoRE ¦ 1QU LoRE | Non-Red Flag Warning - Small Fires | vegetation contact | branch (overhanging) | 0.062838
HFTD - Distribution - Tier 2 - 2QU CoRE ¦ 1QU LoRE | Non-Red Flag Warning - Small Fires | vegetation contact | dead | 0.026982
HFTD - Distribution - Tier 2 - 2QU CoRE ¦ 1QU LoRE | Non-Red Flag Warning - Small Fires | vegetation contact | fell into (moderate-severe defect) | 0.030861
HFTD - Distribution - Tier 2 - 2QU CoRE ¦ 1QU LoRE | Non-Red Flag Warning - Small Fires | vegetation contact | fell into (no defect) | 0.18178
HFTD - Distribution - Tier 2 - 2QU CoRE ¦ 1QU LoRE | Non-Red Flag Warning - Small Fires | vegetation contact | fell into (slight defect) | 0.038151
HFTD - Distribution - Tier 2 - 2QU CoRE ¦ 1QU LoRE | Non-Red Flag Warning - Small Fires | vegetation contact | grow into | 0.0033022
HFTD - Distribution - Tier 2 - 2QU CoRE ¦ 1QU LoRE | Non-Red Flag Warning - Small Fires | vegetation contact | other/unknown | 0.15659
HFTD - Distribution - Tier 2 - 2QU CoRE ¦ 1QU LoRE | Non-Red Flag Warning - Small Fires | wire-to-wire contact | wire-to-wire contact / contamination | 0.31231
HFTD - Distribution - Tier 2 - 2QU CoRE ¦ 1QU LoRE | Seismic - Red Flag Warning - Catastrophic Fires | cc - seismic scenario | seismic scenario | 8.5375e-06
HFTD - Distribution - Tier 2 - 2QU CoRE ¦ 1QU LoRE | Red Flag Warning - Catastrophic Fires | contact from object | animal contact | 0
HFTD - Distribution - Tier 2 - 2QU CoRE ¦ 1QU LoRE | Red Flag Warning - Catastrophic Fires | contact from object | balloon contact | 0
HFTD - Distribution - Tier 2 - 2QU CoRE ¦ 1QU LoRE | Red Flag Warning - Catastrophic Fires | contact from object | other contact from object | 0
HFTD - Distribution - Tier 2 - 2QU CoRE ¦ 1QU LoRE | Red Flag Warning - Catastrophic Fires | contact from object | vehicle contact | 0
HFTD - Distribution - Tier 2 - 2QU CoRE ¦ 1QU LoRE | Red Flag Warning - Catastrophic Fires | contamination | contamination | 0
HFTD - Distribution - Tier 2 - 2QU CoRE ¦ 1QU LoRE | Red Flag Warning - Catastrophic Fires | equipment / facility failure | anchor / guy damage or failure | 0.00020594
HFTD - Distribution - Tier 2 - 2QU CoRE ¦ 1QU LoRE | Red Flag Warning - Catastrophic Fires | equipment / facility failure | capacitor bank damage or failure | 0.0017757
HFTD - Distribution - Tier 2 - 2QU CoRE ¦ 1QU LoRE | Red Flag Warning - Catastrophic Fires | equipment / facility failure | conductor damage or failure | 0.0064608
HFTD - Distribution - Tier 2 - 2QU CoRE ¦ 1QU LoRE | Red Flag Warning - Catastrophic Fires | equipment / facility failure | connection device damage or failure | 0.0011134
HFTD - Distribution - Tier 2 - 2QU CoRE ¦ 1QU LoRE | Red Flag Warning - Catastrophic Fires | equipment / facility failure | crossarm damage or failure | 0.00050896
HFTD - Distribution - Tier 2 - 2QU CoRE ¦ 1QU LoRE | Red Flag Warning - Catastrophic Fires | equipment / facility failure | fuse damage or failure | 0.00048326
HFTD - Distribution - Tier 2 - 2QU CoRE ¦ 1QU LoRE | Red Flag Warning - Catastrophic Fires | equipment / facility failure | insulator and brushing damage or failure | 0.00041776
HFTD - Distribution - Tier 2 - 2QU CoRE ¦ 1QU LoRE | Red Flag Warning - Catastrophic Fires | equipment / facility failure | lightning arrestor damage or failure | 5.2559e-05
HFTD - Distribution - Tier 2 - 2QU CoRE ¦ 1QU LoRE | Red Flag Warning - Catastrophic Fires | equipment / facility failure | other equipment / facility failure | 0.0010979
HFTD - Distribution - Tier 2 - 2QU CoRE ¦ 1QU LoRE | Red Flag Warning - Catastrophic Fires | equipment / facility failure | pole damage or failure | 0.00056647
HFTD - Distribution - Tier 2 - 2QU CoRE ¦ 1QU LoRE | Red Flag Warning - Catastrophic Fires | equipment / facility failure | recloser damage or failure | 0
HFTD - Distribution - Tier 2 - 2QU CoRE ¦ 1QU LoRE | Red Flag Warning - Catastrophic Fires | equipment / facility failure | sectionalizer damage or failure | 0
HFTD - Distribution - Tier 2 - 2QU CoRE ¦ 1QU LoRE | Red Flag Warning - Catastrophic Fires | equipment / facility failure | switch damage or failure | 0
HFTD - Distribution - Tier 2 - 2QU CoRE ¦ 1QU LoRE | Red Flag Warning - Catastrophic Fires | equipment / facility failure | transformer damage or failure | 0.00021256
HFTD - Distribution - Tier 2 - 2QU CoRE ¦ 1QU LoRE | Red Flag Warning - Catastrophic Fires | equipment / facility failure | voltage regulator / booster damage or failure | 2.3596e-06
HFTD - Distribution - Tier 2 - 2QU CoRE ¦ 1QU LoRE | Red Flag Warning - Catastrophic Fires | other | all other | 0
HFTD - Distribution - Tier 2 - 2QU CoRE ¦ 1QU LoRE | Red Flag Warning - Catastrophic Fires | unknown | unknown | 0
HFTD - Distribution - Tier 2 - 2QU CoRE ¦ 1QU LoRE | Red Flag Warning - Catastrophic Fires | utility work / operation | utility work / operation | 0
HFTD - Distribution - Tier 2 - 2QU CoRE ¦ 1QU LoRE | Red Flag Warning - Catastrophic Fires | vandalism / theft | vandalism / theft | 0
HFTD - Distribution - Tier 2 - 2QU CoRE ¦ 1QU LoRE | Red Flag Warning - Catastrophic Fires | vegetation contact | branch (not overhanging, 4-12ft) | 0.00015987
HFTD - Distribution - Tier 2 - 2QU CoRE ¦ 1QU LoRE | Red Flag Warning - Catastrophic Fires | vegetation contact | branch (not overhanging, > 12ft) | 0.00023997
HFTD - Distribution - Tier 2 - 2QU CoRE ¦ 1QU LoRE | Red Flag Warning - Catastrophic Fires | vegetation contact | branch (not overhanging, distance unknown) | 0.0011598
HFTD - Distribution - Tier 2 - 2QU CoRE ¦ 1QU LoRE | Red Flag Warning - Catastrophic Fires | vegetation contact | branch (not overhanging, within 4ft) | 4.002e-05
HFTD - Distribution - Tier 2 - 2QU CoRE ¦ 1QU LoRE | Red Flag Warning - Catastrophic Fires | vegetation contact | branch (overhanging) | 0.0023612
HFTD - Distribution - Tier 2 - 2QU CoRE ¦ 1QU LoRE | Red Flag Warning - Catastrophic Fires | vegetation contact | dead | 0.00087987
HFTD - Distribution - Tier 2 - 2QU CoRE ¦ 1QU LoRE | Red Flag Warning - Catastrophic Fires | vegetation contact | fell into (moderate-severe defect) | 0.00072271
HFTD - Distribution - Tier 2 - 2QU CoRE ¦ 1QU LoRE | Red Flag Warning - Catastrophic Fires | vegetation contact | fell into (no defect) | 0.0029596
HFTD - Distribution - Tier 2 - 2QU CoRE ¦ 1QU LoRE | Red Flag Warning - Catastrophic Fires | vegetation contact | fell into (slight defect) | 0.00077897
HFTD - Distribution - Tier 2 - 2QU CoRE ¦ 1QU LoRE | Red Flag Warning - Catastrophic Fires | vegetation contact | grow into | 8.1997e-05
HFTD - Distribution - Tier 2 - 2QU CoRE ¦ 1QU LoRE | Red Flag Warning - Catastrophic Fires | vegetation contact | other/unknown | 0.0039994
HFTD - Distribution - Tier 2 - 2QU CoRE ¦ 1QU LoRE | Red Flag Warning - Catastrophic Fires | wire-to-wire contact | wire-to-wire contact / contamination | 0
HFTD - Distribution - Tier 2 - 2QU CoRE ¦ 1QU LoRE | Red Flag Warning - Destructive Fires | contact from object | animal contact | 0
HFTD - Distribution - Tier 2 - 2QU CoRE ¦ 1QU LoRE | Red Flag Warning - Destructive Fires | contact from object | balloon contact | 0
HFTD - Distribution - Tier 2 - 2QU CoRE ¦ 1QU LoRE | Red Flag Warning - Destructive Fires | contact from object | other contact from object | 0
HFTD - Distribution - Tier 2 - 2QU CoRE ¦ 1QU LoRE | Red Flag Warning - Destructive Fires | contact from object | vehicle contact | 0
HFTD - Distribution - Tier 2 - 2QU CoRE ¦ 1QU LoRE | Red Flag Warning - Destructive Fires | contamination | contamination | 0
HFTD - Distribution - Tier 2 - 2QU CoRE ¦ 1QU LoRE | Red Flag Warning - Destructive Fires | equipment / facility failure | anchor / guy damage or failure | 3.5047e-05
HFTD - Distribution - Tier 2 - 2QU CoRE ¦ 1QU LoRE | Red Flag Warning - Destructive Fires | equipment / facility failure | capacitor bank damage or failure | 0.00030715
HFTD - Distribution - Tier 2 - 2QU CoRE ¦ 1QU LoRE | Red Flag Warning - Destructive Fires | equipment / facility failure | conductor damage or failure | 0.0016361
HFTD - Distribution - Tier 2 - 2QU CoRE ¦ 1QU LoRE | Red Flag Warning - Destructive Fires | equipment / facility failure | connection device damage or failure | 0.00029373
HFTD - Distribution - Tier 2 - 2QU CoRE ¦ 1QU LoRE | Red Flag Warning - Destructive Fires | equipment / facility failure | crossarm damage or failure | 0.00010603
HFTD - Distribution - Tier 2 - 2QU CoRE ¦ 1QU LoRE | Red Flag Warning - Destructive Fires | equipment / facility failure | fuse damage or failure | 9.7021e-05
HFTD - Distribution - Tier 2 - 2QU CoRE ¦ 1QU LoRE | Red Flag Warning - Destructive Fires | equipment / facility failure | insulator and brushing damage or failure | 7.4143e-05
HFTD - Distribution - Tier 2 - 2QU CoRE ¦ 1QU LoRE | Red Flag Warning - Destructive Fires | equipment / facility failure | lightning arrestor damage or failure | 9.3576e-06
HFTD - Distribution - Tier 2 - 2QU CoRE ¦ 1QU LoRE | Red Flag Warning - Destructive Fires | equipment / facility failure | other equipment / facility failure | 0.0002457
HFTD - Distribution - Tier 2 - 2QU CoRE ¦ 1QU LoRE | Red Flag Warning - Destructive Fires | equipment / facility failure | pole damage or failure | 0.0001044
HFTD - Distribution - Tier 2 - 2QU CoRE ¦ 1QU LoRE | Red Flag Warning - Destructive Fires | equipment / facility failure | recloser damage or failure | 0
HFTD - Distribution - Tier 2 - 2QU CoRE ¦ 1QU LoRE | Red Flag Warning - Destructive Fires | equipment / facility failure | sectionalizer damage or failure | 0
HFTD - Distribution - Tier 2 - 2QU CoRE ¦ 1QU LoRE | Red Flag Warning - Destructive Fires | equipment / facility failure | switch damage or failure | 0
HFTD - Distribution - Tier 2 - 2QU CoRE ¦ 1QU LoRE | Red Flag Warning - Destructive Fires | equipment / facility failure | transformer damage or failure | 3.9758e-05
HFTD - Distribution - Tier 2 - 2QU CoRE ¦ 1QU LoRE | Red Flag Warning - Destructive Fires | equipment / facility failure | voltage regulator / booster damage or failure | 4.008e-07
HFTD - Distribution - Tier 2 - 2QU CoRE ¦ 1QU LoRE | Red Flag Warning - Destructive Fires | other | all other | 0
HFTD - Distribution - Tier 2 - 2QU CoRE ¦ 1QU LoRE | Red Flag Warning - Destructive Fires | unknown | unknown | 0
HFTD - Distribution - Tier 2 - 2QU CoRE ¦ 1QU LoRE | Red Flag Warning - Destructive Fires | utility work / operation | utility work / operation | 0
HFTD - Distribution - Tier 2 - 2QU CoRE ¦ 1QU LoRE | Red Flag Warning - Destructive Fires | vandalism / theft | vandalism / theft | 0
HFTD - Distribution - Tier 2 - 2QU CoRE ¦ 1QU LoRE | Red Flag Warning - Destructive Fires | vegetation contact | branch (not overhanging, 4-12ft) | 2.1279e-05
HFTD - Distribution - Tier 2 - 2QU CoRE ¦ 1QU LoRE | Red Flag Warning - Destructive Fires | vegetation contact | branch (not overhanging, > 12ft) | 3.2139e-05
HFTD - Distribution - Tier 2 - 2QU CoRE ¦ 1QU LoRE | Red Flag Warning - Destructive Fires | vegetation contact | branch (not overhanging, distance unknown) | 0.00015534
HFTD - Distribution - Tier 2 - 2QU CoRE ¦ 1QU LoRE | Red Flag Warning - Destructive Fires | vegetation contact | branch (not overhanging, within 4ft) | 5.2974e-06
HFTD - Distribution - Tier 2 - 2QU CoRE ¦ 1QU LoRE | Red Flag Warning - Destructive Fires | vegetation contact | branch (overhanging) | 0.00031255
HFTD - Distribution - Tier 2 - 2QU CoRE ¦ 1QU LoRE | Red Flag Warning - Destructive Fires | vegetation contact | dead | 0.00011784
HFTD - Distribution - Tier 2 - 2QU CoRE ¦ 1QU LoRE | Red Flag Warning - Destructive Fires | vegetation contact | fell into (moderate-severe defect) | 9.6795e-05
HFTD - Distribution - Tier 2 - 2QU CoRE ¦ 1QU LoRE | Red Flag Warning - Destructive Fires | vegetation contact | fell into (no defect) | 0.00039639
HFTD - Distribution - Tier 2 - 2QU CoRE ¦ 1QU LoRE | Red Flag Warning - Destructive Fires | vegetation contact | fell into (slight defect) | 0.00010433
HFTD - Distribution - Tier 2 - 2QU CoRE ¦ 1QU LoRE | Red Flag Warning - Destructive Fires | vegetation contact | grow into | 1.0982e-05
HFTD - Distribution - Tier 2 - 2QU CoRE ¦ 1QU LoRE | Red Flag Warning - Destructive Fires | vegetation contact | other/unknown | 0.00053566
HFTD - Distribution - Tier 2 - 2QU CoRE ¦ 1QU LoRE | Red Flag Warning - Destructive Fires | wire-to-wire contact | wire-to-wire contact / contamination | 0
HFTD - Distribution - Tier 2 - 2QU CoRE ¦ 1QU LoRE | Red Flag Warning - Large Fires | contact from object | animal contact | 0
HFTD - Distribution - Tier 2 - 2QU CoRE ¦ 1QU LoRE | Red Flag Warning - Large Fires | contact from object | balloon contact | 0
HFTD - Distribution - Tier 2 - 2QU CoRE ¦ 1QU LoRE | Red Flag Warning - Large Fires | contact from object | other contact from object | 0
HFTD - Distribution - Tier 2 - 2QU CoRE ¦ 1QU LoRE | Red Flag Warning - Large Fires | contact from object | vehicle contact | 0
HFTD - Distribution - Tier 2 - 2QU CoRE ¦ 1QU LoRE | Red Flag Warning - Large Fires | contamination | contamination | 0
HFTD - Distribution - Tier 2 - 2QU CoRE ¦ 1QU LoRE | Red Flag Warning - Large Fires | equipment / facility failure | anchor / guy damage or failure | 0.00043631
HFTD - Distribution - Tier 2 - 2QU CoRE ¦ 1QU LoRE | Red Flag Warning - Large Fires | equipment / facility failure | capacitor bank damage or failure | 0.001187
HFTD - Distribution - Tier 2 - 2QU CoRE ¦ 1QU LoRE | Red Flag Warning - Large Fires | equipment / facility failure | conductor damage or failure | 0.0068778
HFTD - Distribution - Tier 2 - 2QU CoRE ¦ 1QU LoRE | Red Flag Warning - Large Fires | equipment / facility failure | connection device damage or failure | 0.0011234
HFTD - Distribution - Tier 2 - 2QU CoRE ¦ 1QU LoRE | Red Flag Warning - Large Fires | equipment / facility failure | crossarm damage or failure | 0.0010002
HFTD - Distribution - Tier 2 - 2QU CoRE ¦ 1QU LoRE | Red Flag Warning - Large Fires | equipment / facility failure | fuse damage or failure | 0.00039712
HFTD - Distribution - Tier 2 - 2QU CoRE ¦ 1QU LoRE | Red Flag Warning - Large Fires | equipment / facility failure | insulator and brushing damage or failure | 0.00028724
HFTD - Distribution - Tier 2 - 2QU CoRE ¦ 1QU LoRE | Red Flag Warning - Large Fires | equipment / facility failure | lightning arrestor damage or failure | 3.301e-05
HFTD - Distribution - Tier 2 - 2QU CoRE ¦ 1QU LoRE | Red Flag Warning - Large Fires | equipment / facility failure | other equipment / facility failure | 0.0015581
HFTD - Distribution - Tier 2 - 2QU CoRE ¦ 1QU LoRE | Red Flag Warning - Large Fires | equipment / facility failure | pole damage or failure | 0.00045807
HFTD - Distribution - Tier 2 - 2QU CoRE ¦ 1QU LoRE | Red Flag Warning - Large Fires | equipment / facility failure | recloser damage or failure | 0
HFTD - Distribution - Tier 2 - 2QU CoRE ¦ 1QU LoRE | Red Flag Warning - Large Fires | equipment / facility failure | sectionalizer damage or failure | 0
HFTD - Distribution - Tier 2 - 2QU CoRE ¦ 1QU LoRE | Red Flag Warning - Large Fires | equipment / facility failure | switch damage or failure | 0
HFTD - Distribution - Tier 2 - 2QU CoRE ¦ 1QU LoRE | Red Flag Warning - Large Fires | equipment / facility failure | transformer damage or failure | 0.00030647
HFTD - Distribution - Tier 2 - 2QU CoRE ¦ 1QU LoRE | Red Flag Warning - Large Fires | equipment / facility failure | voltage regulator / booster damage or failure | 1.9597e-06
HFTD - Distribution - Tier 2 - 2QU CoRE ¦ 1QU LoRE | Red Flag Warning - Large Fires | other | all other | 0
HFTD - Distribution - Tier 2 - 2QU CoRE ¦ 1QU LoRE | Red Flag Warning - Large Fires | unknown | unknown | 0
HFTD - Distribution - Tier 2 - 2QU CoRE ¦ 1QU LoRE | Red Flag Warning - Large Fires | utility work / operation | utility work / operation | 0
HFTD - Distribution - Tier 2 - 2QU CoRE ¦ 1QU LoRE | Red Flag Warning - Large Fires | vandalism / theft | vandalism / theft | 0
HFTD - Distribution - Tier 2 - 2QU CoRE ¦ 1QU LoRE | Red Flag Warning - Large Fires | vegetation contact | branch (not overhanging, 4-12ft) | 7.9791e-05
HFTD - Distribution - Tier 2 - 2QU CoRE ¦ 1QU LoRE | Red Flag Warning - Large Fires | vegetation contact | branch (not overhanging, > 12ft) | 0.00012223
HFTD - Distribution - Tier 2 - 2QU CoRE ¦ 1QU LoRE | Red Flag Warning - Large Fires | vegetation contact | branch (not overhanging, distance unknown) | 0.00059076
HFTD - Distribution - Tier 2 - 2QU CoRE ¦ 1QU LoRE | Red Flag Warning - Large Fires | vegetation contact | branch (not overhanging, within 4ft) | 1.9613e-05
HFTD - Distribution - Tier 2 - 2QU CoRE ¦ 1QU LoRE | Red Flag Warning - Large Fires | vegetation contact | branch (overhanging) | 0.0011572
HFTD - Distribution - Tier 2 - 2QU CoRE ¦ 1QU LoRE | Red Flag Warning - Large Fires | vegetation contact | dead | 0.00044816
HFTD - Distribution - Tier 2 - 2QU CoRE ¦ 1QU LoRE | Red Flag Warning - Large Fires | vegetation contact | fell into (moderate-severe defect) | 0.00036811
HFTD - Distribution - Tier 2 - 2QU CoRE ¦ 1QU LoRE | Red Flag Warning - Large Fires | vegetation contact | fell into (no defect) | 0.0015075
HFTD - Distribution - Tier 2 - 2QU CoRE ¦ 1QU LoRE | Red Flag Warning - Large Fires | vegetation contact | fell into (slight defect) | 0.00039677
HFTD - Distribution - Tier 2 - 2QU CoRE ¦ 1QU LoRE | Red Flag Warning - Large Fires | vegetation contact | grow into | 4.1765e-05
HFTD - Distribution - Tier 2 - 2QU CoRE ¦ 1QU LoRE | Red Flag Warning - Large Fires | vegetation contact | other/unknown | 0.0020371
HFTD - Distribution - Tier 2 - 2QU CoRE ¦ 1QU LoRE | Red Flag Warning - Large Fires | wire-to-wire contact | wire-to-wire contact / contamination | 0
HFTD - Distribution - Tier 2 - 2QU CoRE ¦ 1QU LoRE | Red Flag Warning - Small Fires | contact from object | animal contact | 0.0024146
HFTD - Distribution - Tier 2 - 2QU CoRE ¦ 1QU LoRE | Red Flag Warning - Small Fires | contact from object | balloon contact | 0.00016991
HFTD - Distribution - Tier 2 - 2QU CoRE ¦ 1QU LoRE | Red Flag Warning - Small Fires | contact from object | other contact from object | 0.0010602
HFTD - Distribution - Tier 2 - 2QU CoRE ¦ 1QU LoRE | Red Flag Warning - Small Fires | contact from object | vehicle contact | 0.0040338
HFTD - Distribution - Tier 2 - 2QU CoRE ¦ 1QU LoRE | Red Flag Warning - Small Fires | contamination | contamination | 6.8366e-05
HFTD - Distribution - Tier 2 - 2QU CoRE ¦ 1QU LoRE | Red Flag Warning - Small Fires | equipment / facility failure | anchor / guy damage or failure | 0.00073216
HFTD - Distribution - Tier 2 - 2QU CoRE ¦ 1QU LoRE | Red Flag Warning - Small Fires | equipment / facility failure | capacitor bank damage or failure | 0.0066886
HFTD - Distribution - Tier 2 - 2QU CoRE ¦ 1QU LoRE | Red Flag Warning - Small Fires | equipment / facility failure | conductor damage or failure | 0.030023
HFTD - Distribution - Tier 2 - 2QU CoRE ¦ 1QU LoRE | Red Flag Warning - Small Fires | equipment / facility failure | connection device damage or failure | 0.0047613
HFTD - Distribution - Tier 2 - 2QU CoRE ¦ 1QU LoRE | Red Flag Warning - Small Fires | equipment / facility failure | crossarm damage or failure | 0.002189
HFTD - Distribution - Tier 2 - 2QU CoRE ¦ 1QU LoRE | Red Flag Warning - Small Fires | equipment / facility failure | fuse damage or failure | 0.0020205
HFTD - Distribution - Tier 2 - 2QU CoRE ¦ 1QU LoRE | Red Flag Warning - Small Fires | equipment / facility failure | insulator and brushing damage or failure | 0.0018155
HFTD - Distribution - Tier 2 - 2QU CoRE ¦ 1QU LoRE | Red Flag Warning - Small Fires | equipment / facility failure | lightning arrestor damage or failure | 0.00026174
HFTD - Distribution - Tier 2 - 2QU CoRE ¦ 1QU LoRE | Red Flag Warning - Small Fires | equipment / facility failure | other equipment / facility failure | 0.0050605
HFTD - Distribution - Tier 2 - 2QU CoRE ¦ 1QU LoRE | Red Flag Warning - Small Fires | equipment / facility failure | pole damage or failure | 0.0021709
HFTD - Distribution - Tier 2 - 2QU CoRE ¦ 1QU LoRE | Red Flag Warning - Small Fires | equipment / facility failure | recloser damage or failure | 0
HFTD - Distribution - Tier 2 - 2QU CoRE ¦ 1QU LoRE | Red Flag Warning - Small Fires | equipment / facility failure | sectionalizer damage or failure | 0
HFTD - Distribution - Tier 2 - 2QU CoRE ¦ 1QU LoRE | Red Flag Warning - Small Fires | equipment / facility failure | switch damage or failure | 0
HFTD - Distribution - Tier 2 - 2QU CoRE ¦ 1QU LoRE | Red Flag Warning - Small Fires | equipment / facility failure | transformer damage or failure | 0.00082381
HFTD - Distribution - Tier 2 - 2QU CoRE ¦ 1QU LoRE | Red Flag Warning - Small Fires | equipment / facility failure | voltage regulator / booster damage or failure | 9.3673e-06
HFTD - Distribution - Tier 2 - 2QU CoRE ¦ 1QU LoRE | Red Flag Warning - Small Fires | other | all other | 0.0031793
HFTD - Distribution - Tier 2 - 2QU CoRE ¦ 1QU LoRE | Red Flag Warning - Small Fires | unknown | unknown | 0.0059849
HFTD - Distribution - Tier 2 - 2QU CoRE ¦ 1QU LoRE | Red Flag Warning - Small Fires | utility work / operation | utility work / operation | 0.00054014
HFTD - Distribution - Tier 2 - 2QU CoRE ¦ 1QU LoRE | Red Flag Warning - Small Fires | vandalism / theft | vandalism / theft | 3.0664e-07
HFTD - Distribution - Tier 2 - 2QU CoRE ¦ 1QU LoRE | Red Flag Warning - Small Fires | vegetation contact | branch (not overhanging, 4-12ft) | 0.0012791
HFTD - Distribution - Tier 2 - 2QU CoRE ¦ 1QU LoRE | Red Flag Warning - Small Fires | vegetation contact | branch (not overhanging, > 12ft) | 0.0019142
HFTD - Distribution - Tier 2 - 2QU CoRE ¦ 1QU LoRE | Red Flag Warning - Small Fires | vegetation contact | branch (not overhanging, distance unknown) | 0.0092517
HFTD - Distribution - Tier 2 - 2QU CoRE ¦ 1QU LoRE | Red Flag Warning - Small Fires | vegetation contact | branch (not overhanging, within 4ft) | 0.00032106
HFTD - Distribution - Tier 2 - 2QU CoRE ¦ 1QU LoRE | Red Flag Warning - Small Fires | vegetation contact | branch (overhanging) | 0.018943
HFTD - Distribution - Tier 2 - 2QU CoRE ¦ 1QU LoRE | Red Flag Warning - Small Fires | vegetation contact | dead | 0.0070186
HFTD - Distribution - Tier 2 - 2QU CoRE ¦ 1QU LoRE | Red Flag Warning - Small Fires | vegetation contact | fell into (moderate-severe defect) | 0.0057649
HFTD - Distribution - Tier 2 - 2QU CoRE ¦ 1QU LoRE | Red Flag Warning - Small Fires | vegetation contact | fell into (no defect) | 0.023608
HFTD - Distribution - Tier 2 - 2QU CoRE ¦ 1QU LoRE | Red Flag Warning - Small Fires | vegetation contact | fell into (slight defect) | 0.0062137
HFTD - Distribution - Tier 2 - 2QU CoRE ¦ 1QU LoRE | Red Flag Warning - Small Fires | vegetation contact | grow into | 0.00065407
HFTD - Distribution - Tier 2 - 2QU CoRE ¦ 1QU LoRE | Red Flag Warning - Small Fires | vegetation contact | other/unknown | 0.031903
HFTD - Distribution - Tier 2 - 2QU CoRE ¦ 1QU LoRE | Red Flag Warning - Small Fires | wire-to-wire contact | wire-to-wire contact / contamination | 0.010419
HFTD - Distribution - Tier 2 - 2QU CoRE ¦ 2QU LoRE | Seismic - Non-Red Flag Warning - Catastrophic Fires | cc - seismic scenario | seismic scenario | 1.08e-07
HFTD - Distribution - Tier 2 - 2QU CoRE ¦ 2QU LoRE | Non-Red Flag Warning - Catastrophic Fires | contact from object | animal contact | 0.00034227
HFTD - Distribution - Tier 2 - 2QU CoRE ¦ 2QU LoRE | Non-Red Flag Warning - Catastrophic Fires | contact from object | balloon contact | 1.8709e-05
HFTD - Distribution - Tier 2 - 2QU CoRE ¦ 2QU LoRE | Non-Red Flag Warning - Catastrophic Fires | contact from object | other contact from object | 0.00012756
HFTD - Distribution - Tier 2 - 2QU CoRE ¦ 2QU LoRE | Non-Red Flag Warning - Catastrophic Fires | contact from object | vehicle contact | 0.00056598
HFTD - Distribution - Tier 2 - 2QU CoRE ¦ 2QU LoRE | Non-Red Flag Warning - Catastrophic Fires | contamination | contamination | 2.6265e-05
HFTD - Distribution - Tier 2 - 2QU CoRE ¦ 2QU LoRE | Non-Red Flag Warning - Catastrophic Fires | equipment / facility failure | anchor / guy damage or failure | 3.0818e-08
HFTD - Distribution - Tier 2 - 2QU CoRE ¦ 2QU LoRE | Non-Red Flag Warning - Catastrophic Fires | equipment / facility failure | capacitor bank damage or failure | 3.4735e-06
HFTD - Distribution - Tier 2 - 2QU CoRE ¦ 2QU LoRE | Non-Red Flag Warning - Catastrophic Fires | equipment / facility failure | conductor damage or failure | 1.0198e-05
HFTD - Distribution - Tier 2 - 2QU CoRE ¦ 2QU LoRE | Non-Red Flag Warning - Catastrophic Fires | equipment / facility failure | connection device damage or failure | 4.504e-06
HFTD - Distribution - Tier 2 - 2QU CoRE ¦ 2QU LoRE | Non-Red Flag Warning - Catastrophic Fires | equipment / facility failure | crossarm damage or failure | 2.6141e-06
HFTD - Distribution - Tier 2 - 2QU CoRE ¦ 2QU LoRE | Non-Red Flag Warning - Catastrophic Fires | equipment / facility failure | fuse damage or failure | 2.3451e-06
HFTD - Distribution - Tier 2 - 2QU CoRE ¦ 2QU LoRE | Non-Red Flag Warning - Catastrophic Fires | equipment / facility failure | insulator and brushing damage or failure | 1.5323e-06
HFTD - Distribution - Tier 2 - 2QU CoRE ¦ 2QU LoRE | Non-Red Flag Warning - Catastrophic Fires | equipment / facility failure | lightning arrestor damage or failure | 1.3949e-07
HFTD - Distribution - Tier 2 - 2QU CoRE ¦ 2QU LoRE | Non-Red Flag Warning - Catastrophic Fires | equipment / facility failure | other equipment / facility failure | 1.011e-05
HFTD - Distribution - Tier 2 - 2QU CoRE ¦ 2QU LoRE | Non-Red Flag Warning - Catastrophic Fires | equipment / facility failure | pole damage or failure | 3.8718e-06
HFTD - Distribution - Tier 2 - 2QU CoRE ¦ 2QU LoRE | Non-Red Flag Warning - Catastrophic Fires | equipment / facility failure | recloser damage or failure | 0
HFTD - Distribution - Tier 2 - 2QU CoRE ¦ 2QU LoRE | Non-Red Flag Warning - Catastrophic Fires | equipment / facility failure | sectionalizer damage or failure | 0
HFTD - Distribution - Tier 2 - 2QU CoRE ¦ 2QU LoRE | Non-Red Flag Warning - Catastrophic Fires | equipment / facility failure | switch damage or failure | 0
HFTD - Distribution - Tier 2 - 2QU CoRE ¦ 2QU LoRE | Non-Red Flag Warning - Catastrophic Fires | equipment / facility failure | transformer damage or failure | 4.3464e-06
HFTD - Distribution - Tier 2 - 2QU CoRE ¦ 2QU LoRE | Non-Red Flag Warning - Catastrophic Fires | equipment / facility failure | voltage regulator / booster damage or failure | 1.1714e-06
HFTD - Distribution - Tier 2 - 2QU CoRE ¦ 2QU LoRE | Non-Red Flag Warning - Catastrophic Fires | other | all other | 0.00020803
HFTD - Distribution - Tier 2 - 2QU CoRE ¦ 2QU LoRE | Non-Red Flag Warning - Catastrophic Fires | unknown | unknown | 0.0003623
HFTD - Distribution - Tier 2 - 2QU CoRE ¦ 2QU LoRE | Non-Red Flag Warning - Catastrophic Fires | utility work / operation | utility work / operation | 5.6992e-05
HFTD - Distribution - Tier 2 - 2QU CoRE ¦ 2QU LoRE | Non-Red Flag Warning - Catastrophic Fires | vandalism / theft | vandalism / theft | 2.708e-05
HFTD - Distribution - Tier 2 - 2QU CoRE ¦ 2QU LoRE | Non-Red Flag Warning - Catastrophic Fires | vegetation contact | branch (not overhanging, 4-12ft) | 2.1629e-06
HFTD - Distribution - Tier 2 - 2QU CoRE ¦ 2QU LoRE | Non-Red Flag Warning - Catastrophic Fires | vegetation contact | branch (not overhanging, > 12ft) | 5.1158e-06
HFTD - Distribution - Tier 2 - 2QU CoRE ¦ 2QU LoRE | Non-Red Flag Warning - Catastrophic Fires | vegetation contact | branch (not overhanging, distance unknown) | 1.7464e-05
HFTD - Distribution - Tier 2 - 2QU CoRE ¦ 2QU LoRE | Non-Red Flag Warning - Catastrophic Fires | vegetation contact | branch (not overhanging, within 4ft) | 9.2934e-07
HFTD - Distribution - Tier 2 - 2QU CoRE ¦ 2QU LoRE | Non-Red Flag Warning - Catastrophic Fires | vegetation contact | branch (overhanging) | 4.1355e-05
HFTD - Distribution - Tier 2 - 2QU CoRE ¦ 2QU LoRE | Non-Red Flag Warning - Catastrophic Fires | vegetation contact | dead | 1.858e-05
HFTD - Distribution - Tier 2 - 2QU CoRE ¦ 2QU LoRE | Non-Red Flag Warning - Catastrophic Fires | vegetation contact | fell into (moderate-severe defect) | 2.1251e-05
HFTD - Distribution - Tier 2 - 2QU CoRE ¦ 2QU LoRE | Non-Red Flag Warning - Catastrophic Fires | vegetation contact | fell into (no defect) | 0.00012517
HFTD - Distribution - Tier 2 - 2QU CoRE ¦ 2QU LoRE | Non-Red Flag Warning - Catastrophic Fires | vegetation contact | fell into (slight defect) | 2.6271e-05
HFTD - Distribution - Tier 2 - 2QU CoRE ¦ 2QU LoRE | Non-Red Flag Warning - Catastrophic Fires | vegetation contact | grow into | 2.2739e-06
HFTD - Distribution - Tier 2 - 2QU CoRE ¦ 2QU LoRE | Non-Red Flag Warning - Catastrophic Fires | vegetation contact | other/unknown | 0.00010783
HFTD - Distribution - Tier 2 - 2QU CoRE ¦ 2QU LoRE | Non-Red Flag Warning - Catastrophic Fires | wire-to-wire contact | wire-to-wire contact / contamination | 0.00062095
HFTD - Distribution - Tier 2 - 2QU CoRE ¦ 2QU LoRE | Non-Red Flag Warning - Destructive Fires | contact from object | animal contact | 0.00024145
HFTD - Distribution - Tier 2 - 2QU CoRE ¦ 2QU LoRE | Non-Red Flag Warning - Destructive Fires | contact from object | balloon contact | 1.1877e-05
HFTD - Distribution - Tier 2 - 2QU CoRE ¦ 2QU LoRE | Non-Red Flag Warning - Destructive Fires | contact from object | other contact from object | 8.5041e-05
HFTD - Distribution - Tier 2 - 2QU CoRE ¦ 2QU LoRE | Non-Red Flag Warning - Destructive Fires | contact from object | vehicle contact | 0.00034721
HFTD - Distribution - Tier 2 - 2QU CoRE ¦ 2QU LoRE | Non-Red Flag Warning - Destructive Fires | contamination | contamination | 1.62e-05
HFTD - Distribution - Tier 2 - 2QU CoRE ¦ 2QU LoRE | Non-Red Flag Warning - Destructive Fires | equipment / facility failure | anchor / guy damage or failure | 1.1091e-07
HFTD - Distribution - Tier 2 - 2QU CoRE ¦ 2QU LoRE | Non-Red Flag Warning - Destructive Fires | equipment / facility failure | capacitor bank damage or failure | 1.1857e-05
HFTD - Distribution - Tier 2 - 2QU CoRE ¦ 2QU LoRE | Non-Red Flag Warning - Destructive Fires | equipment / facility failure | conductor damage or failure | 4.1557e-05
HFTD - Distribution - Tier 2 - 2QU CoRE ¦ 2QU LoRE | Non-Red Flag Warning - Destructive Fires | equipment / facility failure | connection device damage or failure | 1.9467e-05
HFTD - Distribution - Tier 2 - 2QU CoRE ¦ 2QU LoRE | Non-Red Flag Warning - Destructive Fires | equipment / facility failure | crossarm damage or failure | 9.1804e-06
HFTD - Distribution - Tier 2 - 2QU CoRE ¦ 2QU LoRE | Non-Red Flag Warning - Destructive Fires | equipment / facility failure | fuse damage or failure | 8.0274e-06
HFTD - Distribution - Tier 2 - 2QU CoRE ¦ 2QU LoRE | Non-Red Flag Warning - Destructive Fires | equipment / facility failure | insulator and brushing damage or failure | 5.2029e-06
HFTD - Distribution - Tier 2 - 2QU CoRE ¦ 2QU LoRE | Non-Red Flag Warning - Destructive Fires | equipment / facility failure | lightning arrestor damage or failure | 5.1822e-07
HFTD - Distribution - Tier 2 - 2QU CoRE ¦ 2QU LoRE | Non-Red Flag Warning - Destructive Fires | equipment / facility failure | other equipment / facility failure | 3.5753e-05
HFTD - Distribution - Tier 2 - 2QU CoRE ¦ 2QU LoRE | Non-Red Flag Warning - Destructive Fires | equipment / facility failure | pole damage or failure | 1.3979e-05
HFTD - Distribution - Tier 2 - 2QU CoRE ¦ 2QU LoRE | Non-Red Flag Warning - Destructive Fires | equipment / facility failure | recloser damage or failure | 0
HFTD - Distribution - Tier 2 - 2QU CoRE ¦ 2QU LoRE | Non-Red Flag Warning - Destructive Fires | equipment / facility failure | sectionalizer damage or failure | 0
HFTD - Distribution - Tier 2 - 2QU CoRE ¦ 2QU LoRE | Non-Red Flag Warning - Destructive Fires | equipment / facility failure | switch damage or failure | 0
HFTD - Distribution - Tier 2 - 2QU CoRE ¦ 2QU LoRE | Non-Red Flag Warning - Destructive Fires | equipment / facility failure | transformer damage or failure | 1.5005e-05
HFTD - Distribution - Tier 2 - 2QU CoRE ¦ 2QU LoRE | Non-Red Flag Warning - Destructive Fires | equipment / facility failure | voltage regulator / booster damage or failure | 4.041e-06
HFTD - Distribution - Tier 2 - 2QU CoRE ¦ 2QU LoRE | Non-Red Flag Warning - Destructive Fires | other | all other | 0.00016196
HFTD - Distribution - Tier 2 - 2QU CoRE ¦ 2QU LoRE | Non-Red Flag Warning - Destructive Fires | unknown | unknown | 0.00027372
HFTD - Distribution - Tier 2 - 2QU CoRE ¦ 2QU LoRE | Non-Red Flag Warning - Destructive Fires | utility work / operation | utility work / operation | 4.2806e-05
HFTD - Distribution - Tier 2 - 2QU CoRE ¦ 2QU LoRE | Non-Red Flag Warning - Destructive Fires | vandalism / theft | vandalism / theft | 1.8344e-05
HFTD - Distribution - Tier 2 - 2QU CoRE ¦ 2QU LoRE | Non-Red Flag Warning - Destructive Fires | vegetation contact | branch (not overhanging, 4-12ft) | 5.3138e-06
HFTD - Distribution - Tier 2 - 2QU CoRE ¦ 2QU LoRE | Non-Red Flag Warning - Destructive Fires | vegetation contact | branch (not overhanging, > 12ft) | 1.2567e-05
HFTD - Distribution - Tier 2 - 2QU CoRE ¦ 2QU LoRE | Non-Red Flag Warning - Destructive Fires | vegetation contact | branch (not overhanging, distance unknown) | 4.2899e-05
HFTD - Distribution - Tier 2 - 2QU CoRE ¦ 2QU LoRE | Non-Red Flag Warning - Destructive Fires | vegetation contact | branch (not overhanging, within 4ft) | 2.2834e-06
HFTD - Distribution - Tier 2 - 2QU CoRE ¦ 2QU LoRE | Non-Red Flag Warning - Destructive Fires | vegetation contact | branch (overhanging) | 0.00010161
HFTD - Distribution - Tier 2 - 2QU CoRE ¦ 2QU LoRE | Non-Red Flag Warning - Destructive Fires | vegetation contact | dead | 4.5641e-05
HFTD - Distribution - Tier 2 - 2QU CoRE ¦ 2QU LoRE | Non-Red Flag Warning - Destructive Fires | vegetation contact | fell into (moderate-severe defect) | 5.2203e-05
HFTD - Distribution - Tier 2 - 2QU CoRE ¦ 2QU LoRE | Non-Red Flag Warning - Destructive Fires | vegetation contact | fell into (no defect) | 0.00030749
HFTD - Distribution - Tier 2 - 2QU CoRE ¦ 2QU LoRE | Non-Red Flag Warning - Destructive Fires | vegetation contact | fell into (slight defect) | 6.4535e-05
HFTD - Distribution - Tier 2 - 2QU CoRE ¦ 2QU LoRE | Non-Red Flag Warning - Destructive Fires | vegetation contact | grow into | 5.5859e-06
HFTD - Distribution - Tier 2 - 2QU CoRE ¦ 2QU LoRE | Non-Red Flag Warning - Destructive Fires | vegetation contact | other/unknown | 0.00026488
HFTD - Distribution - Tier 2 - 2QU CoRE ¦ 2QU LoRE | Non-Red Flag Warning - Destructive Fires | wire-to-wire contact | wire-to-wire contact / contamination | 0.00050098
HFTD - Distribution - Tier 2 - 2QU CoRE ¦ 2QU LoRE | Non-Red Flag Warning - Large Fires | contact from object | animal contact | 0.0014829
HFTD - Distribution - Tier 2 - 2QU CoRE ¦ 2QU LoRE | Non-Red Flag Warning - Large Fires | contact from object | balloon contact | 5.3671e-05
HFTD - Distribution - Tier 2 - 2QU CoRE ¦ 2QU LoRE | Non-Red Flag Warning - Large Fires | contact from object | other contact from object | 0.00051993
HFTD - Distribution - Tier 2 - 2QU CoRE ¦ 2QU LoRE | Non-Red Flag Warning - Large Fires | contact from object | vehicle contact | 0.0026215
HFTD - Distribution - Tier 2 - 2QU CoRE ¦ 2QU LoRE | Non-Red Flag Warning - Large Fires | contamination | contamination | 0.00011178
HFTD - Distribution - Tier 2 - 2QU CoRE ¦ 2QU LoRE | Non-Red Flag Warning - Large Fires | equipment / facility failure | anchor / guy damage or failure | 1.2859e-06
HFTD - Distribution - Tier 2 - 2QU CoRE ¦ 2QU LoRE | Non-Red Flag Warning - Large Fires | equipment / facility failure | capacitor bank damage or failure | 7.7301e-05
HFTD - Distribution - Tier 2 - 2QU CoRE ¦ 2QU LoRE | Non-Red Flag Warning - Large Fires | equipment / facility failure | conductor damage or failure | 0.00041546
HFTD - Distribution - Tier 2 - 2QU CoRE ¦ 2QU LoRE | Non-Red Flag Warning - Large Fires | equipment / facility failure | connection device damage or failure | 0.0001689
HFTD - Distribution - Tier 2 - 2QU CoRE ¦ 2QU LoRE | Non-Red Flag Warning - Large Fires | equipment / facility failure | crossarm damage or failure | 9.4971e-05
HFTD - Distribution - Tier 2 - 2QU CoRE ¦ 2QU LoRE | Non-Red Flag Warning - Large Fires | equipment / facility failure | fuse damage or failure | 9.4197e-05
HFTD - Distribution - Tier 2 - 2QU CoRE ¦ 2QU LoRE | Non-Red Flag Warning - Large Fires | equipment / facility failure | insulator and brushing damage or failure | 5.3213e-05
HFTD - Distribution - Tier 2 - 2QU CoRE ¦ 2QU LoRE | Non-Red Flag Warning - Large Fires | equipment / facility failure | lightning arrestor damage or failure | 3.8782e-06
HFTD - Distribution - Tier 2 - 2QU CoRE ¦ 2QU LoRE | Non-Red Flag Warning - Large Fires | equipment / facility failure | other equipment / facility failure | 0.00031155
HFTD - Distribution - Tier 2 - 2QU CoRE ¦ 2QU LoRE | Non-Red Flag Warning - Large Fires | equipment / facility failure | pole damage or failure | 0.00012229
HFTD - Distribution - Tier 2 - 2QU CoRE ¦ 2QU LoRE | Non-Red Flag Warning - Large Fires | equipment / facility failure | recloser damage or failure | 0
HFTD - Distribution - Tier 2 - 2QU CoRE ¦ 2QU LoRE | Non-Red Flag Warning - Large Fires | equipment / facility failure | sectionalizer damage or failure | 0
HFTD - Distribution - Tier 2 - 2QU CoRE ¦ 2QU LoRE | Non-Red Flag Warning - Large Fires | equipment / facility failure | switch damage or failure | 0
HFTD - Distribution - Tier 2 - 2QU CoRE ¦ 2QU LoRE | Non-Red Flag Warning - Large Fires | equipment / facility failure | transformer damage or failure | 0.00013602
HFTD - Distribution - Tier 2 - 2QU CoRE ¦ 2QU LoRE | Non-Red Flag Warning - Large Fires | equipment / facility failure | voltage regulator / booster damage or failure | 2.1513e-05
HFTD - Distribution - Tier 2 - 2QU CoRE ¦ 2QU LoRE | Non-Red Flag Warning - Large Fires | other | all other | 0.00095445
HFTD - Distribution - Tier 2 - 2QU CoRE ¦ 2QU LoRE | Non-Red Flag Warning - Large Fires | unknown | unknown | 0.0017953
HFTD - Distribution - Tier 2 - 2QU CoRE ¦ 2QU LoRE | Non-Red Flag Warning - Large Fires | utility work / operation | utility work / operation | 0.00026157
HFTD - Distribution - Tier 2 - 2QU CoRE ¦ 2QU LoRE | Non-Red Flag Warning - Large Fires | vandalism / theft | vandalism / theft | 0.00018245
HFTD - Distribution - Tier 2 - 2QU CoRE ¦ 2QU LoRE | Non-Red Flag Warning - Large Fires | vegetation contact | branch (not overhanging, 4-12ft) | 4.4649e-05
HFTD - Distribution - Tier 2 - 2QU CoRE ¦ 2QU LoRE | Non-Red Flag Warning - Large Fires | vegetation contact | branch (not overhanging, > 12ft) | 0.00010376
HFTD - Distribution - Tier 2 - 2QU CoRE ¦ 2QU LoRE | Non-Red Flag Warning - Large Fires | vegetation contact | branch (not overhanging, distance unknown) | 0.00035421
HFTD - Distribution - Tier 2 - 2QU CoRE ¦ 2QU LoRE | Non-Red Flag Warning - Large Fires | vegetation contact | branch (not overhanging, within 4ft) | 1.9491e-05
HFTD - Distribution - Tier 2 - 2QU CoRE ¦ 2QU LoRE | Non-Red Flag Warning - Large Fires | vegetation contact | branch (overhanging) | 0.00086737
HFTD - Distribution - Tier 2 - 2QU CoRE ¦ 2QU LoRE | Non-Red Flag Warning - Large Fires | vegetation contact | dead | 0.00037685
HFTD - Distribution - Tier 2 - 2QU CoRE ¦ 2QU LoRE | Non-Red Flag Warning - Large Fires | vegetation contact | fell into (moderate-severe defect) | 0.00043103
HFTD - Distribution - Tier 2 - 2QU CoRE ¦ 2QU LoRE | Non-Red Flag Warning - Large Fires | vegetation contact | fell into (no defect) | 0.0025389
HFTD - Distribution - Tier 2 - 2QU CoRE ¦ 2QU LoRE | Non-Red Flag Warning - Large Fires | vegetation contact | fell into (slight defect) | 0.00053286
HFTD - Distribution - Tier 2 - 2QU CoRE ¦ 2QU LoRE | Non-Red Flag Warning - Large Fires | vegetation contact | grow into | 4.6122e-05
HFTD - Distribution - Tier 2 - 2QU CoRE ¦ 2QU LoRE | Non-Red Flag Warning - Large Fires | vegetation contact | other/unknown | 0.0021871
HFTD - Distribution - Tier 2 - 2QU CoRE ¦ 2QU LoRE | Non-Red Flag Warning - Large Fires | wire-to-wire contact | wire-to-wire contact / contamination | 0.0031025
HFTD - Distribution - Tier 2 - 2QU CoRE ¦ 2QU LoRE | Non-Red Flag Warning - Small Fires | contact from object | animal contact | 0.15039
HFTD - Distribution - Tier 2 - 2QU CoRE ¦ 2QU LoRE | Non-Red Flag Warning - Small Fires | contact from object | balloon contact | 0.0082461
HFTD - Distribution - Tier 2 - 2QU CoRE ¦ 2QU LoRE | Non-Red Flag Warning - Small Fires | contact from object | other contact from object | 0.064075
HFTD - Distribution - Tier 2 - 2QU CoRE ¦ 2QU LoRE | Non-Red Flag Warning - Small Fires | contact from object | vehicle contact | 0.22386
HFTD - Distribution - Tier 2 - 2QU CoRE ¦ 2QU LoRE | Non-Red Flag Warning - Small Fires | contamination | contamination | 0.012855
HFTD - Distribution - Tier 2 - 2QU CoRE ¦ 2QU LoRE | Non-Red Flag Warning - Small Fires | equipment / facility failure | anchor / guy damage or failure | 0.00073772
HFTD - Distribution - Tier 2 - 2QU CoRE ¦ 2QU LoRE | Non-Red Flag Warning - Small Fires | equipment / facility failure | capacitor bank damage or failure | 0.036429
HFTD - Distribution - Tier 2 - 2QU CoRE ¦ 2QU LoRE | Non-Red Flag Warning - Small Fires | equipment / facility failure | conductor damage or failure | 0.12155
HFTD - Distribution - Tier 2 - 2QU CoRE ¦ 2QU LoRE | Non-Red Flag Warning - Small Fires | equipment / facility failure | connection device damage or failure | 0.052398
HFTD - Distribution - Tier 2 - 2QU CoRE ¦ 2QU LoRE | Non-Red Flag Warning - Small Fires | equipment / facility failure | crossarm damage or failure | 0.028462
HFTD - Distribution - Tier 2 - 2QU CoRE ¦ 2QU LoRE | Non-Red Flag Warning - Small Fires | equipment / facility failure | fuse damage or failure | 0.030756
HFTD - Distribution - Tier 2 - 2QU CoRE ¦ 2QU LoRE | Non-Red Flag Warning - Small Fires | equipment / facility failure | insulator and brushing damage or failure | 0.018205
HFTD - Distribution - Tier 2 - 2QU CoRE ¦ 2QU LoRE | Non-Red Flag Warning - Small Fires | equipment / facility failure | lightning arrestor damage or failure | 0.0016952
HFTD - Distribution - Tier 2 - 2QU CoRE ¦ 2QU LoRE | Non-Red Flag Warning - Small Fires | equipment / facility failure | other equipment / facility failure | 0.11294
HFTD - Distribution - Tier 2 - 2QU CoRE ¦ 2QU LoRE | Non-Red Flag Warning - Small Fires | equipment / facility failure | pole damage or failure | 0.037873
HFTD - Distribution - Tier 2 - 2QU CoRE ¦ 2QU LoRE | Non-Red Flag Warning - Small Fires | equipment / facility failure | recloser damage or failure | 0
HFTD - Distribution - Tier 2 - 2QU CoRE ¦ 2QU LoRE | Non-Red Flag Warning - Small Fires | equipment / facility failure | sectionalizer damage or failure | 0
HFTD - Distribution - Tier 2 - 2QU CoRE ¦ 2QU LoRE | Non-Red Flag Warning - Small Fires | equipment / facility failure | switch damage or failure | 0
HFTD - Distribution - Tier 2 - 2QU CoRE ¦ 2QU LoRE | Non-Red Flag Warning - Small Fires | equipment / facility failure | transformer damage or failure | 0.047691
HFTD - Distribution - Tier 2 - 2QU CoRE ¦ 2QU LoRE | Non-Red Flag Warning - Small Fires | equipment / facility failure | voltage regulator / booster damage or failure | 0.013
HFTD - Distribution - Tier 2 - 2QU CoRE ¦ 2QU LoRE | Non-Red Flag Warning - Small Fires | other | all other | 0.078259
HFTD - Distribution - Tier 2 - 2QU CoRE ¦ 2QU LoRE | Non-Red Flag Warning - Small Fires | unknown | unknown | 0.15936
HFTD - Distribution - Tier 2 - 2QU CoRE ¦ 2QU LoRE | Non-Red Flag Warning - Small Fires | utility work / operation | utility work / operation | 0.018345
HFTD - Distribution - Tier 2 - 2QU CoRE ¦ 2QU LoRE | Non-Red Flag Warning - Small Fires | vandalism / theft | vandalism / theft | 0.019284
HFTD - Distribution - Tier 2 - 2QU CoRE ¦ 2QU LoRE | Non-Red Flag Warning - Small Fires | vegetation contact | branch (not overhanging, 4-12ft) | 0.0078986
HFTD - Distribution - Tier 2 - 2QU CoRE ¦ 2QU LoRE | Non-Red Flag Warning - Small Fires | vegetation contact | branch (not overhanging, > 12ft) | 0.018589
HFTD - Distribution - Tier 2 - 2QU CoRE ¦ 2QU LoRE | Non-Red Flag Warning - Small Fires | vegetation contact | branch (not overhanging, distance unknown) | 0.063457
HFTD - Distribution - Tier 2 - 2QU CoRE ¦ 2QU LoRE | Non-Red Flag Warning - Small Fires | vegetation contact | branch (not overhanging, within 4ft) | 0.0034093
HFTD - Distribution - Tier 2 - 2QU CoRE ¦ 2QU LoRE | Non-Red Flag Warning - Small Fires | vegetation contact | branch (overhanging) | 0.15171
HFTD - Distribution - Tier 2 - 2QU CoRE ¦ 2QU LoRE | Non-Red Flag Warning - Small Fires | vegetation contact | dead | 0.067512
HFTD - Distribution - Tier 2 - 2QU CoRE ¦ 2QU LoRE | Non-Red Flag Warning - Small Fires | vegetation contact | fell into (moderate-severe defect) | 0.077219
HFTD - Distribution - Tier 2 - 2QU CoRE ¦ 2QU LoRE | Non-Red Flag Warning - Small Fires | vegetation contact | fell into (no defect) | 0.45484
HFTD - Distribution - Tier 2 - 2QU CoRE ¦ 2QU LoRE | Non-Red Flag Warning - Small Fires | vegetation contact | fell into (slight defect) | 0.09546
HFTD - Distribution - Tier 2 - 2QU CoRE ¦ 2QU LoRE | Non-Red Flag Warning - Small Fires | vegetation contact | grow into | 0.0082627
HFTD - Distribution - Tier 2 - 2QU CoRE ¦ 2QU LoRE | Non-Red Flag Warning - Small Fires | vegetation contact | other/unknown | 0.39181
HFTD - Distribution - Tier 2 - 2QU CoRE ¦ 2QU LoRE | Non-Red Flag Warning - Small Fires | wire-to-wire contact | wire-to-wire contact / contamination | 0.25549
HFTD - Distribution - Tier 2 - 2QU CoRE ¦ 2QU LoRE | Seismic - Red Flag Warning - Catastrophic Fires | cc - seismic scenario | seismic scenario | 4.6581e-06
HFTD - Distribution - Tier 2 - 2QU CoRE ¦ 2QU LoRE | Red Flag Warning - Catastrophic Fires | contact from object | animal contact | 0
HFTD - Distribution - Tier 2 - 2QU CoRE ¦ 2QU LoRE | Red Flag Warning - Catastrophic Fires | contact from object | balloon contact | 0
HFTD - Distribution - Tier 2 - 2QU CoRE ¦ 2QU LoRE | Red Flag Warning - Catastrophic Fires | contact from object | other contact from object | 0
HFTD - Distribution - Tier 2 - 2QU CoRE ¦ 2QU LoRE | Red Flag Warning - Catastrophic Fires | contact from object | vehicle contact | 0
HFTD - Distribution - Tier 2 - 2QU CoRE ¦ 2QU LoRE | Red Flag Warning - Catastrophic Fires | contamination | contamination | 0
HFTD - Distribution - Tier 2 - 2QU CoRE ¦ 2QU LoRE | Red Flag Warning - Catastrophic Fires | equipment / facility failure | anchor / guy damage or failure | 2.2213e-05
HFTD - Distribution - Tier 2 - 2QU CoRE ¦ 2QU LoRE | Red Flag Warning - Catastrophic Fires | equipment / facility failure | capacitor bank damage or failure | 0.00039948
HFTD - Distribution - Tier 2 - 2QU CoRE ¦ 2QU LoRE | Red Flag Warning - Catastrophic Fires | equipment / facility failure | conductor damage or failure | 0.0046463
HFTD - Distribution - Tier 2 - 2QU CoRE ¦ 2QU LoRE | Red Flag Warning - Catastrophic Fires | equipment / facility failure | connection device damage or failure | 0.0014344
HFTD - Distribution - Tier 2 - 2QU CoRE ¦ 2QU LoRE | Red Flag Warning - Catastrophic Fires | equipment / facility failure | crossarm damage or failure | 0.0010762
HFTD - Distribution - Tier 2 - 2QU CoRE ¦ 2QU LoRE | Red Flag Warning - Catastrophic Fires | equipment / facility failure | fuse damage or failure | 0.0015113
HFTD - Distribution - Tier 2 - 2QU CoRE ¦ 2QU LoRE | Red Flag Warning - Catastrophic Fires | equipment / facility failure | insulator and brushing damage or failure | 0.0012227
HFTD - Distribution - Tier 2 - 2QU CoRE ¦ 2QU LoRE | Red Flag Warning - Catastrophic Fires | equipment / facility failure | lightning arrestor damage or failure | 7.0367e-05
HFTD - Distribution - Tier 2 - 2QU CoRE ¦ 2QU LoRE | Red Flag Warning - Catastrophic Fires | equipment / facility failure | other equipment / facility failure | 0.001442
HFTD - Distribution - Tier 2 - 2QU CoRE ¦ 2QU LoRE | Red Flag Warning - Catastrophic Fires | equipment / facility failure | pole damage or failure | 0.00068254
HFTD - Distribution - Tier 2 - 2QU CoRE ¦ 2QU LoRE | Red Flag Warning - Catastrophic Fires | equipment / facility failure | recloser damage or failure | 0
HFTD - Distribution - Tier 2 - 2QU CoRE ¦ 2QU LoRE | Red Flag Warning - Catastrophic Fires | equipment / facility failure | sectionalizer damage or failure | 0
HFTD - Distribution - Tier 2 - 2QU CoRE ¦ 2QU LoRE | Red Flag Warning - Catastrophic Fires | equipment / facility failure | switch damage or failure | 0
HFTD - Distribution - Tier 2 - 2QU CoRE ¦ 2QU LoRE | Red Flag Warning - Catastrophic Fires | equipment / facility failure | transformer damage or failure | 0.00039313
HFTD - Distribution - Tier 2 - 2QU CoRE ¦ 2QU LoRE | Red Flag Warning - Catastrophic Fires | equipment / facility failure | voltage regulator / booster damage or failure | 4.2873e-05
HFTD - Distribution - Tier 2 - 2QU CoRE ¦ 2QU LoRE | Red Flag Warning - Catastrophic Fires | other | all other | 0
HFTD - Distribution - Tier 2 - 2QU CoRE ¦ 2QU LoRE | Red Flag Warning - Catastrophic Fires | unknown | unknown | 0
HFTD - Distribution - Tier 2 - 2QU CoRE ¦ 2QU LoRE | Red Flag Warning - Catastrophic Fires | utility work / operation | utility work / operation | 0
HFTD - Distribution - Tier 2 - 2QU CoRE ¦ 2QU LoRE | Red Flag Warning - Catastrophic Fires | vandalism / theft | vandalism / theft | 0
HFTD - Distribution - Tier 2 - 2QU CoRE ¦ 2QU LoRE | Red Flag Warning - Catastrophic Fires | vegetation contact | branch (not overhanging, 4-12ft) | 0.0003461
HFTD - Distribution - Tier 2 - 2QU CoRE ¦ 2QU LoRE | Red Flag Warning - Catastrophic Fires | vegetation contact | branch (not overhanging, > 12ft) | 0.00053044
HFTD - Distribution - Tier 2 - 2QU CoRE ¦ 2QU LoRE | Red Flag Warning - Catastrophic Fires | vegetation contact | branch (not overhanging, distance unknown) | 0.0025638
HFTD - Distribution - Tier 2 - 2QU CoRE ¦ 2QU LoRE | Red Flag Warning - Catastrophic Fires | vegetation contact | branch (not overhanging, within 4ft) | 8.5033e-05
HFTD - Distribution - Tier 2 - 2QU CoRE ¦ 2QU LoRE | Red Flag Warning - Catastrophic Fires | vegetation contact | branch (overhanging) | 0.005017
HFTD - Distribution - Tier 2 - 2QU CoRE ¦ 2QU LoRE | Red Flag Warning - Catastrophic Fires | vegetation contact | dead | 0.001945
HFTD - Distribution - Tier 2 - 2QU CoRE ¦ 2QU LoRE | Red Flag Warning - Catastrophic Fires | vegetation contact | fell into (moderate-severe defect) | 0.0015975
HFTD - Distribution - Tier 2 - 2QU CoRE ¦ 2QU LoRE | Red Flag Warning - Catastrophic Fires | vegetation contact | fell into (no defect) | 0.0065421
HFTD - Distribution - Tier 2 - 2QU CoRE ¦ 2QU LoRE | Red Flag Warning - Catastrophic Fires | vegetation contact | fell into (slight defect) | 0.0017219
HFTD - Distribution - Tier 2 - 2QU CoRE ¦ 2QU LoRE | Red Flag Warning - Catastrophic Fires | vegetation contact | grow into | 0.00018125
HFTD - Distribution - Tier 2 - 2QU CoRE ¦ 2QU LoRE | Red Flag Warning - Catastrophic Fires | vegetation contact | other/unknown | 0.0088407
HFTD - Distribution - Tier 2 - 2QU CoRE ¦ 2QU LoRE | Red Flag Warning - Catastrophic Fires | wire-to-wire contact | wire-to-wire contact / contamination | 0
HFTD - Distribution - Tier 2 - 2QU CoRE ¦ 2QU LoRE | Red Flag Warning - Destructive Fires | contact from object | animal contact | 0
HFTD - Distribution - Tier 2 - 2QU CoRE ¦ 2QU LoRE | Red Flag Warning - Destructive Fires | contact from object | balloon contact | 0
HFTD - Distribution - Tier 2 - 2QU CoRE ¦ 2QU LoRE | Red Flag Warning - Destructive Fires | contact from object | other contact from object | 0
HFTD - Distribution - Tier 2 - 2QU CoRE ¦ 2QU LoRE | Red Flag Warning - Destructive Fires | contact from object | vehicle contact | 0
HFTD - Distribution - Tier 2 - 2QU CoRE ¦ 2QU LoRE | Red Flag Warning - Destructive Fires | contamination | contamination | 0
HFTD - Distribution - Tier 2 - 2QU CoRE ¦ 2QU LoRE | Red Flag Warning - Destructive Fires | equipment / facility failure | anchor / guy damage or failure | 4.023e-06
HFTD - Distribution - Tier 2 - 2QU CoRE ¦ 2QU LoRE | Red Flag Warning - Destructive Fires | equipment / facility failure | capacitor bank damage or failure | 6.8627e-05
HFTD - Distribution - Tier 2 - 2QU CoRE ¦ 2QU LoRE | Red Flag Warning - Destructive Fires | equipment / facility failure | conductor damage or failure | 0.00095293
HFTD - Distribution - Tier 2 - 2QU CoRE ¦ 2QU LoRE | Red Flag Warning - Destructive Fires | equipment / facility failure | connection device damage or failure | 0.00031201
HFTD - Distribution - Tier 2 - 2QU CoRE ¦ 2QU LoRE | Red Flag Warning - Destructive Fires | equipment / facility failure | crossarm damage or failure | 0.00019021
HFTD - Distribution - Tier 2 - 2QU CoRE ¦ 2QU LoRE | Red Flag Warning - Destructive Fires | equipment / facility failure | fuse damage or failure | 0.00026036
HFTD - Distribution - Tier 2 - 2QU CoRE ¦ 2QU LoRE | Red Flag Warning - Destructive Fires | equipment / facility failure | insulator and brushing damage or failure | 0.00020894
HFTD - Distribution - Tier 2 - 2QU CoRE ¦ 2QU LoRE | Red Flag Warning - Destructive Fires | equipment / facility failure | lightning arrestor damage or failure | 1.3157e-05
HFTD - Distribution - Tier 2 - 2QU CoRE ¦ 2QU LoRE | Red Flag Warning - Destructive Fires | equipment / facility failure | other equipment / facility failure | 0.00025663
HFTD - Distribution - Tier 2 - 2QU CoRE ¦ 2QU LoRE | Red Flag Warning - Destructive Fires | equipment / facility failure | pole damage or failure | 0.00012402
HFTD - Distribution - Tier 2 - 2QU CoRE ¦ 2QU LoRE | Red Flag Warning - Destructive Fires | equipment / facility failure | recloser damage or failure | 0
HFTD - Distribution - Tier 2 - 2QU CoRE ¦ 2QU LoRE | Red Flag Warning - Destructive Fires | equipment / facility failure | sectionalizer damage or failure | 0
HFTD - Distribution - Tier 2 - 2QU CoRE ¦ 2QU LoRE | Red Flag Warning - Destructive Fires | equipment / facility failure | switch damage or failure | 0
HFTD - Distribution - Tier 2 - 2QU CoRE ¦ 2QU LoRE | Red Flag Warning - Destructive Fires | equipment / facility failure | transformer damage or failure | 6.8306e-05
HFTD - Distribution - Tier 2 - 2QU CoRE ¦ 2QU LoRE | Red Flag Warning - Destructive Fires | equipment / facility failure | voltage regulator / booster damage or failure | 7.4434e-06
HFTD - Distribution - Tier 2 - 2QU CoRE ¦ 2QU LoRE | Red Flag Warning - Destructive Fires | other | all other | 0
HFTD - Distribution - Tier 2 - 2QU CoRE ¦ 2QU LoRE | Red Flag Warning - Destructive Fires | unknown | unknown | 0
HFTD - Distribution - Tier 2 - 2QU CoRE ¦ 2QU LoRE | Red Flag Warning - Destructive Fires | utility work / operation | utility work / operation | 0
HFTD - Distribution - Tier 2 - 2QU CoRE ¦ 2QU LoRE | Red Flag Warning - Destructive Fires | vandalism / theft | vandalism / theft | 0
HFTD - Distribution - Tier 2 - 2QU CoRE ¦ 2QU LoRE | Red Flag Warning - Destructive Fires | vegetation contact | branch (not overhanging, 4-12ft) | 4.2792e-05
HFTD - Distribution - Tier 2 - 2QU CoRE ¦ 2QU LoRE | Red Flag Warning - Destructive Fires | vegetation contact | branch (not overhanging, > 12ft) | 6.5577e-05
HFTD - Distribution - Tier 2 - 2QU CoRE ¦ 2QU LoRE | Red Flag Warning - Destructive Fires | vegetation contact | branch (not overhanging, distance unknown) | 0.00031696
HFTD - Distribution - Tier 2 - 2QU CoRE ¦ 2QU LoRE | Red Flag Warning - Destructive Fires | vegetation contact | branch (not overhanging, within 4ft) | 1.0515e-05
HFTD - Distribution - Tier 2 - 2QU CoRE ¦ 2QU LoRE | Red Flag Warning - Destructive Fires | vegetation contact | branch (overhanging) | 0.00062036
HFTD - Distribution - Tier 2 - 2QU CoRE ¦ 2QU LoRE | Red Flag Warning - Destructive Fires | vegetation contact | dead | 0.00024045
HFTD - Distribution - Tier 2 - 2QU CoRE ¦ 2QU LoRE | Red Flag Warning - Destructive Fires | vegetation contact | fell into (moderate-severe defect) | 0.0001975
HFTD - Distribution - Tier 2 - 2QU CoRE ¦ 2QU LoRE | Red Flag Warning - Destructive Fires | vegetation contact | fell into (no defect) | 0.00080879
HFTD - Distribution - Tier 2 - 2QU CoRE ¦ 2QU LoRE | Red Flag Warning - Destructive Fires | vegetation contact | fell into (slight defect) | 0.00021287
HFTD - Distribution - Tier 2 - 2QU CoRE ¦ 2QU LoRE | Red Flag Warning - Destructive Fires | vegetation contact | grow into | 2.2408e-05
HFTD - Distribution - Tier 2 - 2QU CoRE ¦ 2QU LoRE | Red Flag Warning - Destructive Fires | vegetation contact | other/unknown | 0.001093
HFTD - Distribution - Tier 2 - 2QU CoRE ¦ 2QU LoRE | Red Flag Warning - Destructive Fires | wire-to-wire contact | wire-to-wire contact / contamination | 0
HFTD - Distribution - Tier 2 - 2QU CoRE ¦ 2QU LoRE | Red Flag Warning - Large Fires | contact from object | animal contact | 0
HFTD - Distribution - Tier 2 - 2QU CoRE ¦ 2QU LoRE | Red Flag Warning - Large Fires | contact from object | balloon contact | 0
HFTD - Distribution - Tier 2 - 2QU CoRE ¦ 2QU LoRE | Red Flag Warning - Large Fires | contact from object | other contact from object | 0
HFTD - Distribution - Tier 2 - 2QU CoRE ¦ 2QU LoRE | Red Flag Warning - Large Fires | contact from object | vehicle contact | 0
HFTD - Distribution - Tier 2 - 2QU CoRE ¦ 2QU LoRE | Red Flag Warning - Large Fires | contamination | contamination | 0
HFTD - Distribution - Tier 2 - 2QU CoRE ¦ 2QU LoRE | Red Flag Warning - Large Fires | equipment / facility failure | anchor / guy damage or failure | 2.554e-05
HFTD - Distribution - Tier 2 - 2QU CoRE ¦ 2QU LoRE | Red Flag Warning - Large Fires | equipment / facility failure | capacitor bank damage or failure | 0.00024498
HFTD - Distribution - Tier 2 - 2QU CoRE ¦ 2QU LoRE | Red Flag Warning - Large Fires | equipment / facility failure | conductor damage or failure | 0.0052162
HFTD - Distribution - Tier 2 - 2QU CoRE ¦ 2QU LoRE | Red Flag Warning - Large Fires | equipment / facility failure | connection device damage or failure | 0.0014822
HFTD - Distribution - Tier 2 - 2QU CoRE ¦ 2QU LoRE | Red Flag Warning - Large Fires | equipment / facility failure | crossarm damage or failure | 0.0010774
HFTD - Distribution - Tier 2 - 2QU CoRE ¦ 2QU LoRE | Red Flag Warning - Large Fires | equipment / facility failure | fuse damage or failure | 0.0016728
HFTD - Distribution - Tier 2 - 2QU CoRE ¦ 2QU LoRE | Red Flag Warning - Large Fires | equipment / facility failure | insulator and brushing damage or failure | 0.00117
HFTD - Distribution - Tier 2 - 2QU CoRE ¦ 2QU LoRE | Red Flag Warning - Large Fires | equipment / facility failure | lightning arrestor damage or failure | 5.3909e-05
HFTD - Distribution - Tier 2 - 2QU CoRE ¦ 2QU LoRE | Red Flag Warning - Large Fires | equipment / facility failure | other equipment / facility failure | 0.0012244
HFTD - Distribution - Tier 2 - 2QU CoRE ¦ 2QU LoRE | Red Flag Warning - Large Fires | equipment / facility failure | pole damage or failure | 0.00059406
HFTD - Distribution - Tier 2 - 2QU CoRE ¦ 2QU LoRE | Red Flag Warning - Large Fires | equipment / facility failure | recloser damage or failure | 0
HFTD - Distribution - Tier 2 - 2QU CoRE ¦ 2QU LoRE | Red Flag Warning - Large Fires | equipment / facility failure | sectionalizer damage or failure | 0
HFTD - Distribution - Tier 2 - 2QU CoRE ¦ 2QU LoRE | Red Flag Warning - Large Fires | equipment / facility failure | switch damage or failure | 0
HFTD - Distribution - Tier 2 - 2QU CoRE ¦ 2QU LoRE | Red Flag Warning - Large Fires | equipment / facility failure | transformer damage or failure | 0.00033901
HFTD - Distribution - Tier 2 - 2QU CoRE ¦ 2QU LoRE | Red Flag Warning - Large Fires | equipment / facility failure | voltage regulator / booster damage or failure | 2.1696e-05
HFTD - Distribution - Tier 2 - 2QU CoRE ¦ 2QU LoRE | Red Flag Warning - Large Fires | other | all other | 0
HFTD - Distribution - Tier 2 - 2QU CoRE ¦ 2QU LoRE | Red Flag Warning - Large Fires | unknown | unknown | 0
HFTD - Distribution - Tier 2 - 2QU CoRE ¦ 2QU LoRE | Red Flag Warning - Large Fires | utility work / operation | utility work / operation | 0
HFTD - Distribution - Tier 2 - 2QU CoRE ¦ 2QU LoRE | Red Flag Warning - Large Fires | vandalism / theft | vandalism / theft | 0
HFTD - Distribution - Tier 2 - 2QU CoRE ¦ 2QU LoRE | Red Flag Warning - Large Fires | vegetation contact | branch (not overhanging, 4-12ft) | 0.00019687
HFTD - Distribution - Tier 2 - 2QU CoRE ¦ 2QU LoRE | Red Flag Warning - Large Fires | vegetation contact | branch (not overhanging, > 12ft) | 0.00029647
HFTD - Distribution - Tier 2 - 2QU CoRE ¦ 2QU LoRE | Red Flag Warning - Large Fires | vegetation contact | branch (not overhanging, distance unknown) | 0.0014329
HFTD - Distribution - Tier 2 - 2QU CoRE ¦ 2QU LoRE | Red Flag Warning - Large Fires | vegetation contact | branch (not overhanging, within 4ft) | 4.9144e-05
HFTD - Distribution - Tier 2 - 2QU CoRE ¦ 2QU LoRE | Red Flag Warning - Large Fires | vegetation contact | branch (overhanging) | 0.0028995
HFTD - Distribution - Tier 2 - 2QU CoRE ¦ 2QU LoRE | Red Flag Warning - Large Fires | vegetation contact | dead | 0.001087
HFTD - Distribution - Tier 2 - 2QU CoRE ¦ 2QU LoRE | Red Flag Warning - Large Fires | vegetation contact | fell into (moderate-severe defect) | 0.00089288
HFTD - Distribution - Tier 2 - 2QU CoRE ¦ 2QU LoRE | Red Flag Warning - Large Fires | vegetation contact | fell into (no defect) | 0.0036564
HFTD - Distribution - Tier 2 - 2QU CoRE ¦ 2QU LoRE | Red Flag Warning - Large Fires | vegetation contact | fell into (slight defect) | 0.00096238
HFTD - Distribution - Tier 2 - 2QU CoRE ¦ 2QU LoRE | Red Flag Warning - Large Fires | vegetation contact | grow into | 0.0001013
HFTD - Distribution - Tier 2 - 2QU CoRE ¦ 2QU LoRE | Red Flag Warning - Large Fires | vegetation contact | other/unknown | 0.0049411
HFTD - Distribution - Tier 2 - 2QU CoRE ¦ 2QU LoRE | Red Flag Warning - Large Fires | wire-to-wire contact | wire-to-wire contact / contamination | 0
HFTD - Distribution - Tier 2 - 2QU CoRE ¦ 2QU LoRE | Red Flag Warning - Small Fires | contact from object | animal contact | 0.0028719
HFTD - Distribution - Tier 2 - 2QU CoRE ¦ 2QU LoRE | Red Flag Warning - Small Fires | contact from object | balloon contact | 0.00027508
HFTD - Distribution - Tier 2 - 2QU CoRE ¦ 2QU LoRE | Red Flag Warning - Small Fires | contact from object | other contact from object | 0.0022079
HFTD - Distribution - Tier 2 - 2QU CoRE ¦ 2QU LoRE | Red Flag Warning - Small Fires | contact from object | vehicle contact | 0.0091319
HFTD - Distribution - Tier 2 - 2QU CoRE ¦ 2QU LoRE | Red Flag Warning - Small Fires | contamination | contamination | 0.00013979
HFTD - Distribution - Tier 2 - 2QU CoRE ¦ 2QU LoRE | Red Flag Warning - Small Fires | equipment / facility failure | anchor / guy damage or failure | 0.00022926
HFTD - Distribution - Tier 2 - 2QU CoRE ¦ 2QU LoRE | Red Flag Warning - Small Fires | equipment / facility failure | capacitor bank damage or failure | 0.0018064
HFTD - Distribution - Tier 2 - 2QU CoRE ¦ 2QU LoRE | Red Flag Warning - Small Fires | equipment / facility failure | conductor damage or failure | 0.023879
HFTD - Distribution - Tier 2 - 2QU CoRE ¦ 2QU LoRE | Red Flag Warning - Small Fires | equipment / facility failure | connection device damage or failure | 0.0071949
HFTD - Distribution - Tier 2 - 2QU CoRE ¦ 2QU LoRE | Red Flag Warning - Small Fires | equipment / facility failure | crossarm damage or failure | 0.0050522
HFTD - Distribution - Tier 2 - 2QU CoRE ¦ 2QU LoRE | Red Flag Warning - Small Fires | equipment / facility failure | fuse damage or failure | 0.0085459
HFTD - Distribution - Tier 2 - 2QU CoRE ¦ 2QU LoRE | Red Flag Warning - Small Fires | equipment / facility failure | insulator and brushing damage or failure | 0.0062635
HFTD - Distribution - Tier 2 - 2QU CoRE ¦ 2QU LoRE | Red Flag Warning - Small Fires | equipment / facility failure | lightning arrestor damage or failure | 0.00036871
HFTD - Distribution - Tier 2 - 2QU CoRE ¦ 2QU LoRE | Red Flag Warning - Small Fires | equipment / facility failure | other equipment / facility failure | 0.0069454
HFTD - Distribution - Tier 2 - 2QU CoRE ¦ 2QU LoRE | Red Flag Warning - Small Fires | equipment / facility failure | pole damage or failure | 0.0028787
HFTD - Distribution - Tier 2 - 2QU CoRE ¦ 2QU LoRE | Red Flag Warning - Small Fires | equipment / facility failure | recloser damage or failure | 0
HFTD - Distribution - Tier 2 - 2QU CoRE ¦ 2QU LoRE | Red Flag Warning - Small Fires | equipment / facility failure | sectionalizer damage or failure | 0
HFTD - Distribution - Tier 2 - 2QU CoRE ¦ 2QU LoRE | Red Flag Warning - Small Fires | equipment / facility failure | switch damage or failure | 0
HFTD - Distribution - Tier 2 - 2QU CoRE ¦ 2QU LoRE | Red Flag Warning - Small Fires | equipment / facility failure | transformer damage or failure | 0.0018599
HFTD - Distribution - Tier 2 - 2QU CoRE ¦ 2QU LoRE | Red Flag Warning - Small Fires | equipment / facility failure | voltage regulator / booster damage or failure | 0.00020515
HFTD - Distribution - Tier 2 - 2QU CoRE ¦ 2QU LoRE | Red Flag Warning - Small Fires | other | all other | 0.0023343
HFTD - Distribution - Tier 2 - 2QU CoRE ¦ 2QU LoRE | Red Flag Warning - Small Fires | unknown | unknown | 0.006765
HFTD - Distribution - Tier 2 - 2QU CoRE ¦ 2QU LoRE | Red Flag Warning - Small Fires | utility work / operation | utility work / operation | 0.00049136
HFTD - Distribution - Tier 2 - 2QU CoRE ¦ 2QU LoRE | Red Flag Warning - Small Fires | vandalism / theft | vandalism / theft | 0.0003239
HFTD - Distribution - Tier 2 - 2QU CoRE ¦ 2QU LoRE | Red Flag Warning - Small Fires | vegetation contact | branch (not overhanging, 4-12ft) | 0.0031407
HFTD - Distribution - Tier 2 - 2QU CoRE ¦ 2QU LoRE | Red Flag Warning - Small Fires | vegetation contact | branch (not overhanging, > 12ft) | 0.0047895
HFTD - Distribution - Tier 2 - 2QU CoRE ¦ 2QU LoRE | Red Flag Warning - Small Fires | vegetation contact | branch (not overhanging, distance unknown) | 0.023149
HFTD - Distribution - Tier 2 - 2QU CoRE ¦ 2QU LoRE | Red Flag Warning - Small Fires | vegetation contact | branch (not overhanging, within 4ft) | 0.00077515
HFTD - Distribution - Tier 2 - 2QU CoRE ¦ 2QU LoRE | Red Flag Warning - Small Fires | vegetation contact | branch (overhanging) | 0.045734
HFTD - Distribution - Tier 2 - 2QU CoRE ¦ 2QU LoRE | Red Flag Warning - Small Fires | vegetation contact | dead | 0.017561
HFTD - Distribution - Tier 2 - 2QU CoRE ¦ 2QU LoRE | Red Flag Warning - Small Fires | vegetation contact | fell into (moderate-severe defect) | 0.014425
HFTD - Distribution - Tier 2 - 2QU CoRE ¦ 2QU LoRE | Red Flag Warning - Small Fires | vegetation contact | fell into (no defect) | 0.05907
HFTD - Distribution - Tier 2 - 2QU CoRE ¦ 2QU LoRE | Red Flag Warning - Small Fires | vegetation contact | fell into (slight defect) | 0.015547
HFTD - Distribution - Tier 2 - 2QU CoRE ¦ 2QU LoRE | Red Flag Warning - Small Fires | vegetation contact | grow into | 0.0016366
HFTD - Distribution - Tier 2 - 2QU CoRE ¦ 2QU LoRE | Red Flag Warning - Small Fires | vegetation contact | other/unknown | 0.079825
HFTD - Distribution - Tier 2 - 2QU CoRE ¦ 2QU LoRE | Red Flag Warning - Small Fires | wire-to-wire contact | wire-to-wire contact / contamination | 0.0085229
HFTD - Distribution - Tier 2 - 2QU CoRE ¦ 3QU LoRE | Seismic - Non-Red Flag Warning - Catastrophic Fires | cc - seismic scenario | seismic scenario | 2.1308e-07
HFTD - Distribution - Tier 2 - 2QU CoRE ¦ 3QU LoRE | Non-Red Flag Warning - Catastrophic Fires | contact from object | animal contact | 0.00065764
HFTD - Distribution - Tier 2 - 2QU CoRE ¦ 3QU LoRE | Non-Red Flag Warning - Catastrophic Fires | contact from object | balloon contact | 2.36e-05
HFTD - Distribution - Tier 2 - 2QU CoRE ¦ 3QU LoRE | Non-Red Flag Warning - Catastrophic Fires | contact from object | other contact from object | 0.00026953
HFTD - Distribution - Tier 2 - 2QU CoRE ¦ 3QU LoRE | Non-Red Flag Warning - Catastrophic Fires | contact from object | vehicle contact | 0.0010804
HFTD - Distribution - Tier 2 - 2QU CoRE ¦ 3QU LoRE | Non-Red Flag Warning - Catastrophic Fires | contamination | contamination | 3.056e-05
HFTD - Distribution - Tier 2 - 2QU CoRE ¦ 3QU LoRE | Non-Red Flag Warning - Catastrophic Fires | equipment / facility failure | anchor / guy damage or failure | 2.3828e-07
HFTD - Distribution - Tier 2 - 2QU CoRE ¦ 3QU LoRE | Non-Red Flag Warning - Catastrophic Fires | equipment / facility failure | capacitor bank damage or failure | 1.4317e-06
HFTD - Distribution - Tier 2 - 2QU CoRE ¦ 3QU LoRE | Non-Red Flag Warning - Catastrophic Fires | equipment / facility failure | conductor damage or failure | 1.1769e-05
HFTD - Distribution - Tier 2 - 2QU CoRE ¦ 3QU LoRE | Non-Red Flag Warning - Catastrophic Fires | equipment / facility failure | connection device damage or failure | 5.89e-06
HFTD - Distribution - Tier 2 - 2QU CoRE ¦ 3QU LoRE | Non-Red Flag Warning - Catastrophic Fires | equipment / facility failure | crossarm damage or failure | 4.6217e-06
HFTD - Distribution - Tier 2 - 2QU CoRE ¦ 3QU LoRE | Non-Red Flag Warning - Catastrophic Fires | equipment / facility failure | fuse damage or failure | 2.7468e-06
HFTD - Distribution - Tier 2 - 2QU CoRE ¦ 3QU LoRE | Non-Red Flag Warning - Catastrophic Fires | equipment / facility failure | insulator and brushing damage or failure | 2.4165e-06
HFTD - Distribution - Tier 2 - 2QU CoRE ¦ 3QU LoRE | Non-Red Flag Warning - Catastrophic Fires | equipment / facility failure | lightning arrestor damage or failure | 3.7304e-07
HFTD - Distribution - Tier 2 - 2QU CoRE ¦ 3QU LoRE | Non-Red Flag Warning - Catastrophic Fires | equipment / facility failure | other equipment / facility failure | 2.1212e-05
HFTD - Distribution - Tier 2 - 2QU CoRE ¦ 3QU LoRE | Non-Red Flag Warning - Catastrophic Fires | equipment / facility failure | pole damage or failure | 5.4667e-06
HFTD - Distribution - Tier 2 - 2QU CoRE ¦ 3QU LoRE | Non-Red Flag Warning - Catastrophic Fires | equipment / facility failure | recloser damage or failure | 0
HFTD - Distribution - Tier 2 - 2QU CoRE ¦ 3QU LoRE | Non-Red Flag Warning - Catastrophic Fires | equipment / facility failure | switch damage or failure | 0
HFTD - Distribution - Tier 2 - 2QU CoRE ¦ 3QU LoRE | Non-Red Flag Warning - Catastrophic Fires | equipment / facility failure | transformer damage or failure | 1.065e-05
HFTD - Distribution - Tier 2 - 2QU CoRE ¦ 3QU LoRE | Non-Red Flag Warning - Catastrophic Fires | equipment / facility failure | voltage regulator / booster damage or failure | 2.1759e-06
HFTD - Distribution - Tier 2 - 2QU CoRE ¦ 3QU LoRE | Non-Red Flag Warning - Catastrophic Fires | other | all other | 0.00028487
HFTD - Distribution - Tier 2 - 2QU CoRE ¦ 3QU LoRE | Non-Red Flag Warning - Catastrophic Fires | unknown | unknown | 0.00051834
HFTD - Distribution - Tier 2 - 2QU CoRE ¦ 3QU LoRE | Non-Red Flag Warning - Catastrophic Fires | utility work / operation | utility work / operation | 4.9322e-05
HFTD - Distribution - Tier 2 - 2QU CoRE ¦ 3QU LoRE | Non-Red Flag Warning - Catastrophic Fires | vandalism / theft | vandalism / theft | 2.1107e-05
HFTD - Distribution - Tier 2 - 2QU CoRE ¦ 3QU LoRE | Non-Red Flag Warning - Catastrophic Fires | vegetation contact | branch (not overhanging, 4-12ft) | 3.1998e-06
HFTD - Distribution - Tier 2 - 2QU CoRE ¦ 3QU LoRE | Non-Red Flag Warning - Catastrophic Fires | vegetation contact | branch (not overhanging, > 12ft) | 8.1947e-06
HFTD - Distribution - Tier 2 - 2QU CoRE ¦ 3QU LoRE | Non-Red Flag Warning - Catastrophic Fires | vegetation contact | branch (not overhanging, distance unknown) | 2.7974e-05
HFTD - Distribution - Tier 2 - 2QU CoRE ¦ 3QU LoRE | Non-Red Flag Warning - Catastrophic Fires | vegetation contact | branch (not overhanging, within 4ft) | 1.2704e-06
HFTD - Distribution - Tier 2 - 2QU CoRE ¦ 3QU LoRE | Non-Red Flag Warning - Catastrophic Fires | vegetation contact | branch (overhanging) | 5.6535e-05
HFTD - Distribution - Tier 2 - 2QU CoRE ¦ 3QU LoRE | Non-Red Flag Warning - Catastrophic Fires | vegetation contact | dead | 2.9762e-05
HFTD - Distribution - Tier 2 - 2QU CoRE ¦ 3QU LoRE | Non-Red Flag Warning - Catastrophic Fires | vegetation contact | fell into (moderate-severe defect) | 3.4041e-05
HFTD - Distribution - Tier 2 - 2QU CoRE ¦ 3QU LoRE | Non-Red Flag Warning - Catastrophic Fires | vegetation contact | fell into (no defect) | 0.00020051
HFTD - Distribution - Tier 2 - 2QU CoRE ¦ 3QU LoRE | Non-Red Flag Warning - Catastrophic Fires | vegetation contact | fell into (slight defect) | 4.2082e-05
HFTD - Distribution - Tier 2 - 2QU CoRE ¦ 3QU LoRE | Non-Red Flag Warning - Catastrophic Fires | vegetation contact | grow into | 3.6425e-06
HFTD - Distribution - Tier 2 - 2QU CoRE ¦ 3QU LoRE | Non-Red Flag Warning - Catastrophic Fires | vegetation contact | other/unknown | 0.00017272
HFTD - Distribution - Tier 2 - 2QU CoRE ¦ 3QU LoRE | Non-Red Flag Warning - Catastrophic Fires | wire-to-wire contact | wire-to-wire contact / contamination | 0.00078797
HFTD - Distribution - Tier 2 - 2QU CoRE ¦ 3QU LoRE | Non-Red Flag Warning - Destructive Fires | contact from object | animal contact | 0.00041991
HFTD - Distribution - Tier 2 - 2QU CoRE ¦ 3QU LoRE | Non-Red Flag Warning - Destructive Fires | contact from object | balloon contact | 1.5377e-05
HFTD - Distribution - Tier 2 - 2QU CoRE ¦ 3QU LoRE | Non-Red Flag Warning - Destructive Fires | contact from object | other contact from object | 0.0001662
HFTD - Distribution - Tier 2 - 2QU CoRE ¦ 3QU LoRE | Non-Red Flag Warning - Destructive Fires | contact from object | vehicle contact | 0.00065559
HFTD - Distribution - Tier 2 - 2QU CoRE ¦ 3QU LoRE | Non-Red Flag Warning - Destructive Fires | contamination | contamination | 1.8449e-05
HFTD - Distribution - Tier 2 - 2QU CoRE ¦ 3QU LoRE | Non-Red Flag Warning - Destructive Fires | equipment / facility failure | anchor / guy damage or failure | 7.7078e-07
HFTD - Distribution - Tier 2 - 2QU CoRE ¦ 3QU LoRE | Non-Red Flag Warning - Destructive Fires | equipment / facility failure | capacitor bank damage or failure | 4.8444e-06
HFTD - Distribution - Tier 2 - 2QU CoRE ¦ 3QU LoRE | Non-Red Flag Warning - Destructive Fires | equipment / facility failure | conductor damage or failure | 4.6983e-05
HFTD - Distribution - Tier 2 - 2QU CoRE ¦ 3QU LoRE | Non-Red Flag Warning - Destructive Fires | equipment / facility failure | connection device damage or failure | 2.2948e-05
HFTD - Distribution - Tier 2 - 2QU CoRE ¦ 3QU LoRE | Non-Red Flag Warning - Destructive Fires | equipment / facility failure | crossarm damage or failure | 1.6114e-05
HFTD - Distribution - Tier 2 - 2QU CoRE ¦ 3QU LoRE | Non-Red Flag Warning - Destructive Fires | equipment / facility failure | fuse damage or failure | 9.1296e-06
HFTD - Distribution - Tier 2 - 2QU CoRE ¦ 3QU LoRE | Non-Red Flag Warning - Destructive Fires | equipment / facility failure | insulator and brushing damage or failure | 8.0226e-06
HFTD - Distribution - Tier 2 - 2QU CoRE ¦ 3QU LoRE | Non-Red Flag Warning - Destructive Fires | equipment / facility failure | lightning arrestor damage or failure | 1.2353e-06
HFTD - Distribution - Tier 2 - 2QU CoRE ¦ 3QU LoRE | Non-Red Flag Warning - Destructive Fires | equipment / facility failure | other equipment / facility failure | 7.3287e-05
HFTD - Distribution - Tier 2 - 2QU CoRE ¦ 3QU LoRE | Non-Red Flag Warning - Destructive Fires | equipment / facility failure | pole damage or failure | 1.8637e-05
HFTD - Distribution - Tier 2 - 2QU CoRE ¦ 3QU LoRE | Non-Red Flag Warning - Destructive Fires | equipment / facility failure | recloser damage or failure | 0
HFTD - Distribution - Tier 2 - 2QU CoRE ¦ 3QU LoRE | Non-Red Flag Warning - Destructive Fires | equipment / facility failure | switch damage or failure | 0
HFTD - Distribution - Tier 2 - 2QU CoRE ¦ 3QU LoRE | Non-Red Flag Warning - Destructive Fires | equipment / facility failure | transformer damage or failure | 3.5742e-05
HFTD - Distribution - Tier 2 - 2QU CoRE ¦ 3QU LoRE | Non-Red Flag Warning - Destructive Fires | equipment / facility failure | voltage regulator / booster damage or failure | 7.2599e-06
HFTD - Distribution - Tier 2 - 2QU CoRE ¦ 3QU LoRE | Non-Red Flag Warning - Destructive Fires | other | all other | 0.00019596
HFTD - Distribution - Tier 2 - 2QU CoRE ¦ 3QU LoRE | Non-Red Flag Warning - Destructive Fires | unknown | unknown | 0.00035966
HFTD - Distribution - Tier 2 - 2QU CoRE ¦ 3QU LoRE | Non-Red Flag Warning - Destructive Fires | utility work / operation | utility work / operation | 3.4924e-05
HFTD - Distribution - Tier 2 - 2QU CoRE ¦ 3QU LoRE | Non-Red Flag Warning - Destructive Fires | vandalism / theft | vandalism / theft | 1.2759e-05
HFTD - Distribution - Tier 2 - 2QU CoRE ¦ 3QU LoRE | Non-Red Flag Warning - Destructive Fires | vegetation contact | branch (not overhanging, 4-12ft) | 7.6646e-06
HFTD - Distribution - Tier 2 - 2QU CoRE ¦ 3QU LoRE | Non-Red Flag Warning - Destructive Fires | vegetation contact | branch (not overhanging, > 12ft) | 1.9617e-05
HFTD - Distribution - Tier 2 - 2QU CoRE ¦ 3QU LoRE | Non-Red Flag Warning - Destructive Fires | vegetation contact | branch (not overhanging, distance unknown) | 6.6966e-05
HFTD - Distribution - Tier 2 - 2QU CoRE ¦ 3QU LoRE | Non-Red Flag Warning - Destructive Fires | vegetation contact | branch (not overhanging, within 4ft) | 3.0451e-06
HFTD - Distribution - Tier 2 - 2QU CoRE ¦ 3QU LoRE | Non-Red Flag Warning - Destructive Fires | vegetation contact | branch (overhanging) | 0.0001355
HFTD - Distribution - Tier 2 - 2QU CoRE ¦ 3QU LoRE | Non-Red Flag Warning - Destructive Fires | vegetation contact | dead | 7.1246e-05
HFTD - Distribution - Tier 2 - 2QU CoRE ¦ 3QU LoRE | Non-Red Flag Warning - Destructive Fires | vegetation contact | fell into (moderate-severe defect) | 8.1489e-05
HFTD - Distribution - Tier 2 - 2QU CoRE ¦ 3QU LoRE | Non-Red Flag Warning - Destructive Fires | vegetation contact | fell into (no defect) | 0.00048
HFTD - Distribution - Tier 2 - 2QU CoRE ¦ 3QU LoRE | Non-Red Flag Warning - Destructive Fires | vegetation contact | fell into (slight defect) | 0.00010074
HFTD - Distribution - Tier 2 - 2QU CoRE ¦ 3QU LoRE | Non-Red Flag Warning - Destructive Fires | vegetation contact | grow into | 8.7197e-06
HFTD - Distribution - Tier 2 - 2QU CoRE ¦ 3QU LoRE | Non-Red Flag Warning - Destructive Fires | vegetation contact | other/unknown | 0.00041348
HFTD - Distribution - Tier 2 - 2QU CoRE ¦ 3QU LoRE | Non-Red Flag Warning - Destructive Fires | wire-to-wire contact | wire-to-wire contact / contamination | 0.00057303
HFTD - Distribution - Tier 2 - 2QU CoRE ¦ 3QU LoRE | Non-Red Flag Warning - Large Fires | contact from object | animal contact | 0.0034663
HFTD - Distribution - Tier 2 - 2QU CoRE ¦ 3QU LoRE | Non-Red Flag Warning - Large Fires | contact from object | balloon contact | 0.00010476
HFTD - Distribution - Tier 2 - 2QU CoRE ¦ 3QU LoRE | Non-Red Flag Warning - Large Fires | contact from object | other contact from object | 0.0013382
HFTD - Distribution - Tier 2 - 2QU CoRE ¦ 3QU LoRE | Non-Red Flag Warning - Large Fires | contact from object | vehicle contact | 0.0053066
HFTD - Distribution - Tier 2 - 2QU CoRE ¦ 3QU LoRE | Non-Red Flag Warning - Large Fires | contamination | contamination | 0.00015172
HFTD - Distribution - Tier 2 - 2QU CoRE ¦ 3QU LoRE | Non-Red Flag Warning - Large Fires | equipment / facility failure | anchor / guy damage or failure | 7.3121e-06
HFTD - Distribution - Tier 2 - 2QU CoRE ¦ 3QU LoRE | Non-Red Flag Warning - Large Fires | equipment / facility failure | capacitor bank damage or failure | 4.1585e-05
HFTD - Distribution - Tier 2 - 2QU CoRE ¦ 3QU LoRE | Non-Red Flag Warning - Large Fires | equipment / facility failure | conductor damage or failure | 0.00053454
HFTD - Distribution - Tier 2 - 2QU CoRE ¦ 3QU LoRE | Non-Red Flag Warning - Large Fires | equipment / facility failure | connection device damage or failure | 0.00025611
HFTD - Distribution - Tier 2 - 2QU CoRE ¦ 3QU LoRE | Non-Red Flag Warning - Large Fires | equipment / facility failure | crossarm damage or failure | 0.00019162
HFTD - Distribution - Tier 2 - 2QU CoRE ¦ 3QU LoRE | Non-Red Flag Warning - Large Fires | equipment / facility failure | fuse damage or failure | 0.00010289
HFTD - Distribution - Tier 2 - 2QU CoRE ¦ 3QU LoRE | Non-Red Flag Warning - Large Fires | equipment / facility failure | insulator and brushing damage or failure | 8.3009e-05
HFTD - Distribution - Tier 2 - 2QU CoRE ¦ 3QU LoRE | Non-Red Flag Warning - Large Fires | equipment / facility failure | lightning arrestor damage or failure | 1.2605e-05
HFTD - Distribution - Tier 2 - 2QU CoRE ¦ 3QU LoRE | Non-Red Flag Warning - Large Fires | equipment / facility failure | other equipment / facility failure | 0.00084772
HFTD - Distribution - Tier 2 - 2QU CoRE ¦ 3QU LoRE | Non-Red Flag Warning - Large Fires | equipment / facility failure | pole damage or failure | 0.00021864
HFTD - Distribution - Tier 2 - 2QU CoRE ¦ 3QU LoRE | Non-Red Flag Warning - Large Fires | equipment / facility failure | recloser damage or failure | 0
HFTD - Distribution - Tier 2 - 2QU CoRE ¦ 3QU LoRE | Non-Red Flag Warning - Large Fires | equipment / facility failure | switch damage or failure | 0
HFTD - Distribution - Tier 2 - 2QU CoRE ¦ 3QU LoRE | Non-Red Flag Warning - Large Fires | equipment / facility failure | transformer damage or failure | 0.00043364
HFTD - Distribution - Tier 2 - 2QU CoRE ¦ 3QU LoRE | Non-Red Flag Warning - Large Fires | equipment / facility failure | voltage regulator / booster damage or failure | 7.7331e-05
HFTD - Distribution - Tier 2 - 2QU CoRE ¦ 3QU LoRE | Non-Red Flag Warning - Large Fires | other | all other | 0.0017118
HFTD - Distribution - Tier 2 - 2QU CoRE ¦ 3QU LoRE | Non-Red Flag Warning - Large Fires | unknown | unknown | 0.00298
HFTD - Distribution - Tier 2 - 2QU CoRE ¦ 3QU LoRE | Non-Red Flag Warning - Large Fires | utility work / operation | utility work / operation | 0.00023449
HFTD - Distribution - Tier 2 - 2QU CoRE ¦ 3QU LoRE | Non-Red Flag Warning - Large Fires | vandalism / theft | vandalism / theft | 0.00010833
HFTD - Distribution - Tier 2 - 2QU CoRE ¦ 3QU LoRE | Non-Red Flag Warning - Large Fires | vegetation contact | branch (not overhanging, 4-12ft) | 7.614e-05
HFTD - Distribution - Tier 2 - 2QU CoRE ¦ 3QU LoRE | Non-Red Flag Warning - Large Fires | vegetation contact | branch (not overhanging, > 12ft) | 0.00019598
HFTD - Distribution - Tier 2 - 2QU CoRE ¦ 3QU LoRE | Non-Red Flag Warning - Large Fires | vegetation contact | branch (not overhanging, distance unknown) | 0.00066899
HFTD - Distribution - Tier 2 - 2QU CoRE ¦ 3QU LoRE | Non-Red Flag Warning - Large Fires | vegetation contact | branch (not overhanging, within 4ft) | 3.0066e-05
HFTD - Distribution - Tier 2 - 2QU CoRE ¦ 3QU LoRE | Non-Red Flag Warning - Large Fires | vegetation contact | branch (overhanging) | 0.0013379
HFTD - Distribution - Tier 2 - 2QU CoRE ¦ 3QU LoRE | Non-Red Flag Warning - Large Fires | vegetation contact | dead | 0.00071175
HFTD - Distribution - Tier 2 - 2QU CoRE ¦ 3QU LoRE | Non-Red Flag Warning - Large Fires | vegetation contact | fell into (moderate-severe defect) | 0.00081408
HFTD - Distribution - Tier 2 - 2QU CoRE ¦ 3QU LoRE | Non-Red Flag Warning - Large Fires | vegetation contact | fell into (no defect) | 0.0047952
HFTD - Distribution - Tier 2 - 2QU CoRE ¦ 3QU LoRE | Non-Red Flag Warning - Large Fires | vegetation contact | fell into (slight defect) | 0.0010064
HFTD - Distribution - Tier 2 - 2QU CoRE ¦ 3QU LoRE | Non-Red Flag Warning - Large Fires | vegetation contact | grow into | 8.711e-05
HFTD - Distribution - Tier 2 - 2QU CoRE ¦ 3QU LoRE | Non-Red Flag Warning - Large Fires | vegetation contact | other/unknown | 0.0041307
HFTD - Distribution - Tier 2 - 2QU CoRE ¦ 3QU LoRE | Non-Red Flag Warning - Large Fires | wire-to-wire contact | wire-to-wire contact / contamination | 0.0044231
HFTD - Distribution - Tier 2 - 2QU CoRE ¦ 3QU LoRE | Non-Red Flag Warning - Small Fires | contact from object | animal contact | 0.24831
HFTD - Distribution - Tier 2 - 2QU CoRE ¦ 3QU LoRE | Non-Red Flag Warning - Small Fires | contact from object | balloon contact | 0.0095586
HFTD - Distribution - Tier 2 - 2QU CoRE ¦ 3QU LoRE | Non-Red Flag Warning - Small Fires | contact from object | other contact from object | 0.10887
HFTD - Distribution - Tier 2 - 2QU CoRE ¦ 3QU LoRE | Non-Red Flag Warning - Small Fires | contact from object | vehicle contact | 0.42317
HFTD - Distribution - Tier 2 - 2QU CoRE ¦ 3QU LoRE | Non-Red Flag Warning - Small Fires | contamination | contamination | 0.013533
HFTD - Distribution - Tier 2 - 2QU CoRE ¦ 3QU LoRE | Non-Red Flag Warning - Small Fires | equipment / facility failure | anchor / guy damage or failure | 0.0026805
HFTD - Distribution - Tier 2 - 2QU CoRE ¦ 3QU LoRE | Non-Red Flag Warning - Small Fires | equipment / facility failure | capacitor bank damage or failure | 0.017557
HFTD - Distribution - Tier 2 - 2QU CoRE ¦ 3QU LoRE | Non-Red Flag Warning - Small Fires | equipment / facility failure | conductor damage or failure | 0.12199
HFTD - Distribution - Tier 2 - 2QU CoRE ¦ 3QU LoRE | Non-Red Flag Warning - Small Fires | equipment / facility failure | connection device damage or failure | 0.055906
HFTD - Distribution - Tier 2 - 2QU CoRE ¦ 3QU LoRE | Non-Red Flag Warning - Small Fires | equipment / facility failure | crossarm damage or failure | 0.045501
HFTD - Distribution - Tier 2 - 2QU CoRE ¦ 3QU LoRE | Non-Red Flag Warning - Small Fires | equipment / facility failure | fuse damage or failure | 0.029755
HFTD - Distribution - Tier 2 - 2QU CoRE ¦ 3QU LoRE | Non-Red Flag Warning - Small Fires | equipment / facility failure | insulator and brushing damage or failure | 0.024803
HFTD - Distribution - Tier 2 - 2QU CoRE ¦ 3QU LoRE | Non-Red Flag Warning - Small Fires | equipment / facility failure | lightning arrestor damage or failure | 0.0039859
HFTD - Distribution - Tier 2 - 2QU CoRE ¦ 3QU LoRE | Non-Red Flag Warning - Small Fires | equipment / facility failure | other equipment / facility failure | 0.20273
HFTD - Distribution - Tier 2 - 2QU CoRE ¦ 3QU LoRE | Non-Red Flag Warning - Small Fires | equipment / facility failure | pole damage or failure | 0.055485
HFTD - Distribution - Tier 2 - 2QU CoRE ¦ 3QU LoRE | Non-Red Flag Warning - Small Fires | equipment / facility failure | recloser damage or failure | 0
HFTD - Distribution - Tier 2 - 2QU CoRE ¦ 3QU LoRE | Non-Red Flag Warning - Small Fires | equipment / facility failure | switch damage or failure | 0
HFTD - Distribution - Tier 2 - 2QU CoRE ¦ 3QU LoRE | Non-Red Flag Warning - Small Fires | equipment / facility failure | transformer damage or failure | 0.11023
HFTD - Distribution - Tier 2 - 2QU CoRE ¦ 3QU LoRE | Non-Red Flag Warning - Small Fires | equipment / facility failure | voltage regulator / booster damage or failure | 0.023168
HFTD - Distribution - Tier 2 - 2QU CoRE ¦ 3QU LoRE | Non-Red Flag Warning - Small Fires | other | all other | 0.11594
HFTD - Distribution - Tier 2 - 2QU CoRE ¦ 3QU LoRE | Non-Red Flag Warning - Small Fires | unknown | unknown | 0.20005
HFTD - Distribution - Tier 2 - 2QU CoRE ¦ 3QU LoRE | Non-Red Flag Warning - Small Fires | utility work / operation | utility work / operation | 0.019315
HFTD - Distribution - Tier 2 - 2QU CoRE ¦ 3QU LoRE | Non-Red Flag Warning - Small Fires | vandalism / theft | vandalism / theft | 0.010886
HFTD - Distribution - Tier 2 - 2QU CoRE ¦ 3QU LoRE | Non-Red Flag Warning - Small Fires | vegetation contact | branch (not overhanging, 4-12ft) | 0.011076
HFTD - Distribution - Tier 2 - 2QU CoRE ¦ 3QU LoRE | Non-Red Flag Warning - Small Fires | vegetation contact | branch (not overhanging, > 12ft) | 0.028034
HFTD - Distribution - Tier 2 - 2QU CoRE ¦ 3QU LoRE | Non-Red Flag Warning - Small Fires | vegetation contact | branch (not overhanging, distance unknown) | 0.095697
HFTD - Distribution - Tier 2 - 2QU CoRE ¦ 3QU LoRE | Non-Red Flag Warning - Small Fires | vegetation contact | branch (not overhanging, within 4ft) | 0.0044529
HFTD - Distribution - Tier 2 - 2QU CoRE ¦ 3QU LoRE | Non-Red Flag Warning - Small Fires | vegetation contact | branch (overhanging) | 0.19815
HFTD - Distribution - Tier 2 - 2QU CoRE ¦ 3QU LoRE | Non-Red Flag Warning - Small Fires | vegetation contact | dead | 0.10181
HFTD - Distribution - Tier 2 - 2QU CoRE ¦ 3QU LoRE | Non-Red Flag Warning - Small Fires | vegetation contact | fell into (moderate-severe defect) | 0.11645
HFTD - Distribution - Tier 2 - 2QU CoRE ¦ 3QU LoRE | Non-Red Flag Warning - Small Fires | vegetation contact | fell into (no defect) | 0.68593
HFTD - Distribution - Tier 2 - 2QU CoRE ¦ 3QU LoRE | Non-Red Flag Warning - Small Fires | vegetation contact | fell into (slight defect) | 0.14396
HFTD - Distribution - Tier 2 - 2QU CoRE ¦ 3QU LoRE | Non-Red Flag Warning - Small Fires | vegetation contact | grow into | 0.012461
HFTD - Distribution - Tier 2 - 2QU CoRE ¦ 3QU LoRE | Non-Red Flag Warning - Small Fires | vegetation contact | other/unknown | 0.59087
HFTD - Distribution - Tier 2 - 2QU CoRE ¦ 3QU LoRE | Non-Red Flag Warning - Small Fires | wire-to-wire contact | wire-to-wire contact / contamination | 0.30869
HFTD - Distribution - Tier 2 - 2QU CoRE ¦ 3QU LoRE | Seismic - Red Flag Warning - Catastrophic Fires | cc - seismic scenario | seismic scenario | 9.1899e-06
HFTD - Distribution - Tier 2 - 2QU CoRE ¦ 3QU LoRE | Red Flag Warning - Catastrophic Fires | contact from object | animal contact | 0
HFTD - Distribution - Tier 2 - 2QU CoRE ¦ 3QU LoRE | Red Flag Warning - Catastrophic Fires | contact from object | balloon contact | 0
HFTD - Distribution - Tier 2 - 2QU CoRE ¦ 3QU LoRE | Red Flag Warning - Catastrophic Fires | contact from object | other contact from object | 0
HFTD - Distribution - Tier 2 - 2QU CoRE ¦ 3QU LoRE | Red Flag Warning - Catastrophic Fires | contact from object | vehicle contact | 0
HFTD - Distribution - Tier 2 - 2QU CoRE ¦ 3QU LoRE | Red Flag Warning - Catastrophic Fires | contamination | contamination | 0
HFTD - Distribution - Tier 2 - 2QU CoRE ¦ 3QU LoRE | Red Flag Warning - Catastrophic Fires | equipment / facility failure | anchor / guy damage or failure | 0.00017174
HFTD - Distribution - Tier 2 - 2QU CoRE ¦ 3QU LoRE | Red Flag Warning - Catastrophic Fires | equipment / facility failure | capacitor bank damage or failure | 0.00016466
HFTD - Distribution - Tier 2 - 2QU CoRE ¦ 3QU LoRE | Red Flag Warning - Catastrophic Fires | equipment / facility failure | conductor damage or failure | 0.0053625
HFTD - Distribution - Tier 2 - 2QU CoRE ¦ 3QU LoRE | Red Flag Warning - Catastrophic Fires | equipment / facility failure | connection device damage or failure | 0.0018758
HFTD - Distribution - Tier 2 - 2QU CoRE ¦ 3QU LoRE | Red Flag Warning - Catastrophic Fires | equipment / facility failure | crossarm damage or failure | 0.0019027
HFTD - Distribution - Tier 2 - 2QU CoRE ¦ 3QU LoRE | Red Flag Warning - Catastrophic Fires | equipment / facility failure | fuse damage or failure | 0.0017702
HFTD - Distribution - Tier 2 - 2QU CoRE ¦ 3QU LoRE | Red Flag Warning - Catastrophic Fires | equipment / facility failure | insulator and brushing damage or failure | 0.0019282
HFTD - Distribution - Tier 2 - 2QU CoRE ¦ 3QU LoRE | Red Flag Warning - Catastrophic Fires | equipment / facility failure | lightning arrestor damage or failure | 0.00018818
HFTD - Distribution - Tier 2 - 2QU CoRE ¦ 3QU LoRE | Red Flag Warning - Catastrophic Fires | equipment / facility failure | other equipment / facility failure | 0.0030254
HFTD - Distribution - Tier 2 - 2QU CoRE ¦ 3QU LoRE | Red Flag Warning - Catastrophic Fires | equipment / facility failure | pole damage or failure | 0.00096371
HFTD - Distribution - Tier 2 - 2QU CoRE ¦ 3QU LoRE | Red Flag Warning - Catastrophic Fires | equipment / facility failure | recloser damage or failure | 0
HFTD - Distribution - Tier 2 - 2QU CoRE ¦ 3QU LoRE | Red Flag Warning - Catastrophic Fires | equipment / facility failure | switch damage or failure | 0
HFTD - Distribution - Tier 2 - 2QU CoRE ¦ 3QU LoRE | Red Flag Warning - Catastrophic Fires | equipment / facility failure | transformer damage or failure | 0.00096333
HFTD - Distribution - Tier 2 - 2QU CoRE ¦ 3QU LoRE | Red Flag Warning - Catastrophic Fires | equipment / facility failure | voltage regulator / booster damage or failure | 7.9638e-05
HFTD - Distribution - Tier 2 - 2QU CoRE ¦ 3QU LoRE | Red Flag Warning - Catastrophic Fires | other | all other | 0
HFTD - Distribution - Tier 2 - 2QU CoRE ¦ 3QU LoRE | Red Flag Warning - Catastrophic Fires | unknown | unknown | 0
HFTD - Distribution - Tier 2 - 2QU CoRE ¦ 3QU LoRE | Red Flag Warning - Catastrophic Fires | utility work / operation | utility work / operation | 0
HFTD - Distribution - Tier 2 - 2QU CoRE ¦ 3QU LoRE | Red Flag Warning - Catastrophic Fires | vandalism / theft | vandalism / theft | 0
HFTD - Distribution - Tier 2 - 2QU CoRE ¦ 3QU LoRE | Red Flag Warning - Catastrophic Fires | vegetation contact | branch (not overhanging, 4-12ft) | 0.00051203
HFTD - Distribution - Tier 2 - 2QU CoRE ¦ 3QU LoRE | Red Flag Warning - Catastrophic Fires | vegetation contact | branch (not overhanging, > 12ft) | 0.00084968
HFTD - Distribution - Tier 2 - 2QU CoRE ¦ 3QU LoRE | Red Flag Warning - Catastrophic Fires | vegetation contact | branch (not overhanging, distance unknown) | 0.0041068
HFTD - Distribution - Tier 2 - 2QU CoRE ¦ 3QU LoRE | Red Flag Warning - Catastrophic Fires | vegetation contact | branch (not overhanging, within 4ft) | 0.00011624
HFTD - Distribution - Tier 2 - 2QU CoRE ¦ 3QU LoRE | Red Flag Warning - Catastrophic Fires | vegetation contact | branch (overhanging) | 0.0068584
HFTD - Distribution - Tier 2 - 2QU CoRE ¦ 3QU LoRE | Red Flag Warning - Catastrophic Fires | vegetation contact | dead | 0.0031155
HFTD - Distribution - Tier 2 - 2QU CoRE ¦ 3QU LoRE | Red Flag Warning - Catastrophic Fires | vegetation contact | fell into (moderate-severe defect) | 0.002559
HFTD - Distribution - Tier 2 - 2QU CoRE ¦ 3QU LoRE | Red Flag Warning - Catastrophic Fires | vegetation contact | fell into (no defect) | 0.010479
HFTD - Distribution - Tier 2 - 2QU CoRE ¦ 3QU LoRE | Red Flag Warning - Catastrophic Fires | vegetation contact | fell into (slight defect) | 0.0027582
HFTD - Distribution - Tier 2 - 2QU CoRE ¦ 3QU LoRE | Red Flag Warning - Catastrophic Fires | vegetation contact | grow into | 0.00029034
HFTD - Distribution - Tier 2 - 2QU CoRE ¦ 3QU LoRE | Red Flag Warning - Catastrophic Fires | vegetation contact | other/unknown | 0.014161
HFTD - Distribution - Tier 2 - 2QU CoRE ¦ 3QU LoRE | Red Flag Warning - Catastrophic Fires | wire-to-wire contact | wire-to-wire contact / contamination | 0
HFTD - Distribution - Tier 2 - 2QU CoRE ¦ 3QU LoRE | Red Flag Warning - Destructive Fires | contact from object | animal contact | 0
HFTD - Distribution - Tier 2 - 2QU CoRE ¦ 3QU LoRE | Red Flag Warning - Destructive Fires | contact from object | balloon contact | 0
HFTD - Distribution - Tier 2 - 2QU CoRE ¦ 3QU LoRE | Red Flag Warning - Destructive Fires | contact from object | other contact from object | 0
HFTD - Distribution - Tier 2 - 2QU CoRE ¦ 3QU LoRE | Red Flag Warning - Destructive Fires | contact from object | vehicle contact | 0
HFTD - Distribution - Tier 2 - 2QU CoRE ¦ 3QU LoRE | Red Flag Warning - Destructive Fires | contamination | contamination | 0
HFTD - Distribution - Tier 2 - 2QU CoRE ¦ 3QU LoRE | Red Flag Warning - Destructive Fires | equipment / facility failure | anchor / guy damage or failure | 2.7959e-05
HFTD - Distribution - Tier 2 - 2QU CoRE ¦ 3QU LoRE | Red Flag Warning - Destructive Fires | equipment / facility failure | capacitor bank damage or failure | 2.804e-05
HFTD - Distribution - Tier 2 - 2QU CoRE ¦ 3QU LoRE | Red Flag Warning - Destructive Fires | equipment / facility failure | conductor damage or failure | 0.0010773
HFTD - Distribution - Tier 2 - 2QU CoRE ¦ 3QU LoRE | Red Flag Warning - Destructive Fires | equipment / facility failure | connection device damage or failure | 0.00036781
HFTD - Distribution - Tier 2 - 2QU CoRE ¦ 3QU LoRE | Red Flag Warning - Destructive Fires | equipment / facility failure | crossarm damage or failure | 0.00033387
HFTD - Distribution - Tier 2 - 2QU CoRE ¦ 3QU LoRE | Red Flag Warning - Destructive Fires | equipment / facility failure | fuse damage or failure | 0.0002961
HFTD - Distribution - Tier 2 - 2QU CoRE ¦ 3QU LoRE | Red Flag Warning - Destructive Fires | equipment / facility failure | insulator and brushing damage or failure | 0.00032218
HFTD - Distribution - Tier 2 - 2QU CoRE ¦ 3QU LoRE | Red Flag Warning - Destructive Fires | equipment / facility failure | lightning arrestor damage or failure | 3.1361e-05
HFTD - Distribution - Tier 2 - 2QU CoRE ¦ 3QU LoRE | Red Flag Warning - Destructive Fires | equipment / facility failure | other equipment / facility failure | 0.00052604
HFTD - Distribution - Tier 2 - 2QU CoRE ¦ 3QU LoRE | Red Flag Warning - Destructive Fires | equipment / facility failure | pole damage or failure | 0.00016535
HFTD - Distribution - Tier 2 - 2QU CoRE ¦ 3QU LoRE | Red Flag Warning - Destructive Fires | equipment / facility failure | recloser damage or failure | 0
HFTD - Distribution - Tier 2 - 2QU CoRE ¦ 3QU LoRE | Red Flag Warning - Destructive Fires | equipment / facility failure | switch damage or failure | 0
HFTD - Distribution - Tier 2 - 2QU CoRE ¦ 3QU LoRE | Red Flag Warning - Destructive Fires | equipment / facility failure | transformer damage or failure | 0.0001627
HFTD - Distribution - Tier 2 - 2QU CoRE ¦ 3QU LoRE | Red Flag Warning - Destructive Fires | equipment / facility failure | voltage regulator / booster damage or failure | 1.3373e-05
HFTD - Distribution - Tier 2 - 2QU CoRE ¦ 3QU LoRE | Red Flag Warning - Destructive Fires | other | all other | 0
HFTD - Distribution - Tier 2 - 2QU CoRE ¦ 3QU LoRE | Red Flag Warning - Destructive Fires | unknown | unknown | 0
HFTD - Distribution - Tier 2 - 2QU CoRE ¦ 3QU LoRE | Red Flag Warning - Destructive Fires | utility work / operation | utility work / operation | 0
HFTD - Distribution - Tier 2 - 2QU CoRE ¦ 3QU LoRE | Red Flag Warning - Destructive Fires | vandalism / theft | vandalism / theft | 0
HFTD - Distribution - Tier 2 - 2QU CoRE ¦ 3QU LoRE | Red Flag Warning - Destructive Fires | vegetation contact | branch (not overhanging, 4-12ft) | 6.1724e-05
HFTD - Distribution - Tier 2 - 2QU CoRE ¦ 3QU LoRE | Red Flag Warning - Destructive Fires | vegetation contact | branch (not overhanging, > 12ft) | 0.00010237
HFTD - Distribution - Tier 2 - 2QU CoRE ¦ 3QU LoRE | Red Flag Warning - Destructive Fires | vegetation contact | branch (not overhanging, distance unknown) | 0.00049477
HFTD - Distribution - Tier 2 - 2QU CoRE ¦ 3QU LoRE | Red Flag Warning - Destructive Fires | vegetation contact | branch (not overhanging, within 4ft) | 1.4022e-05
HFTD - Distribution - Tier 2 - 2QU CoRE ¦ 3QU LoRE | Red Flag Warning - Destructive Fires | vegetation contact | branch (overhanging) | 0.0008273
HFTD - Distribution - Tier 2 - 2QU CoRE ¦ 3QU LoRE | Red Flag Warning - Destructive Fires | vegetation contact | dead | 0.00037535
HFTD - Distribution - Tier 2 - 2QU CoRE ¦ 3QU LoRE | Red Flag Warning - Destructive Fires | vegetation contact | fell into (moderate-severe defect) | 0.0003083
HFTD - Distribution - Tier 2 - 2QU CoRE ¦ 3QU LoRE | Red Flag Warning - Destructive Fires | vegetation contact | fell into (no defect) | 0.0012625
HFTD - Distribution - Tier 2 - 2QU CoRE ¦ 3QU LoRE | Red Flag Warning - Destructive Fires | vegetation contact | fell into (slight defect) | 0.0003323
HFTD - Distribution - Tier 2 - 2QU CoRE ¦ 3QU LoRE | Red Flag Warning - Destructive Fires | vegetation contact | grow into | 3.4979e-05
HFTD - Distribution - Tier 2 - 2QU CoRE ¦ 3QU LoRE | Red Flag Warning - Destructive Fires | vegetation contact | other/unknown | 0.0017061
HFTD - Distribution - Tier 2 - 2QU CoRE ¦ 3QU LoRE | Red Flag Warning - Destructive Fires | wire-to-wire contact | wire-to-wire contact / contamination | 0
HFTD - Distribution - Tier 2 - 2QU CoRE ¦ 3QU LoRE | Red Flag Warning - Large Fires | contact from object | animal contact | 0
HFTD - Distribution - Tier 2 - 2QU CoRE ¦ 3QU LoRE | Red Flag Warning - Large Fires | contact from object | balloon contact | 0
HFTD - Distribution - Tier 2 - 2QU CoRE ¦ 3QU LoRE | Red Flag Warning - Large Fires | contact from object | other contact from object | 0
HFTD - Distribution - Tier 2 - 2QU CoRE ¦ 3QU LoRE | Red Flag Warning - Large Fires | contact from object | vehicle contact | 0
HFTD - Distribution - Tier 2 - 2QU CoRE ¦ 3QU LoRE | Red Flag Warning - Large Fires | contamination | contamination | 0
HFTD - Distribution - Tier 2 - 2QU CoRE ¦ 3QU LoRE | Red Flag Warning - Large Fires | equipment / facility failure | anchor / guy damage or failure | 0.00014523
HFTD - Distribution - Tier 2 - 2QU CoRE ¦ 3QU LoRE | Red Flag Warning - Large Fires | equipment / facility failure | capacitor bank damage or failure | 0.00013179
HFTD - Distribution - Tier 2 - 2QU CoRE ¦ 3QU LoRE | Red Flag Warning - Large Fires | equipment / facility failure | conductor damage or failure | 0.0067112
HFTD - Distribution - Tier 2 - 2QU CoRE ¦ 3QU LoRE | Red Flag Warning - Large Fires | equipment / facility failure | connection device damage or failure | 0.0022475
HFTD - Distribution - Tier 2 - 2QU CoRE ¦ 3QU LoRE | Red Flag Warning - Large Fires | equipment / facility failure | crossarm damage or failure | 0.0021738
HFTD - Distribution - Tier 2 - 2QU CoRE ¦ 3QU LoRE | Red Flag Warning - Large Fires | equipment / facility failure | fuse damage or failure | 0.0018271
HFTD - Distribution - Tier 2 - 2QU CoRE ¦ 3QU LoRE | Red Flag Warning - Large Fires | equipment / facility failure | insulator and brushing damage or failure | 0.0018252
HFTD - Distribution - Tier 2 - 2QU CoRE ¦ 3QU LoRE | Red Flag Warning - Large Fires | equipment / facility failure | lightning arrestor damage or failure | 0.00017522
HFTD - Distribution - Tier 2 - 2QU CoRE ¦ 3QU LoRE | Red Flag Warning - Large Fires | equipment / facility failure | other equipment / facility failure | 0.0033316
HFTD - Distribution - Tier 2 - 2QU CoRE ¦ 3QU LoRE | Red Flag Warning - Large Fires | equipment / facility failure | pole damage or failure | 0.0010621
HFTD - Distribution - Tier 2 - 2QU CoRE ¦ 3QU LoRE | Red Flag Warning - Large Fires | equipment / facility failure | recloser damage or failure | 0
HFTD - Distribution - Tier 2 - 2QU CoRE ¦ 3QU LoRE | Red Flag Warning - Large Fires | equipment / facility failure | switch damage or failure | 0
HFTD - Distribution - Tier 2 - 2QU CoRE ¦ 3QU LoRE | Red Flag Warning - Large Fires | equipment / facility failure | transformer damage or failure | 0.0010808
HFTD - Distribution - Tier 2 - 2QU CoRE ¦ 3QU LoRE | Red Flag Warning - Large Fires | equipment / facility failure | voltage regulator / booster damage or failure | 7.7991e-05
HFTD - Distribution - Tier 2 - 2QU CoRE ¦ 3QU LoRE | Red Flag Warning - Large Fires | other | all other | 0
HFTD - Distribution - Tier 2 - 2QU CoRE ¦ 3QU LoRE | Red Flag Warning - Large Fires | unknown | unknown | 0
HFTD - Distribution - Tier 2 - 2QU CoRE ¦ 3QU LoRE | Red Flag Warning - Large Fires | utility work / operation | utility work / operation | 0
HFTD - Distribution - Tier 2 - 2QU CoRE ¦ 3QU LoRE | Red Flag Warning - Large Fires | vandalism / theft | vandalism / theft | 0
HFTD - Distribution - Tier 2 - 2QU CoRE ¦ 3QU LoRE | Red Flag Warning - Large Fires | vegetation contact | branch (not overhanging, 4-12ft) | 0.00033573
HFTD - Distribution - Tier 2 - 2QU CoRE ¦ 3QU LoRE | Red Flag Warning - Large Fires | vegetation contact | branch (not overhanging, > 12ft) | 0.00055993
HFTD - Distribution - Tier 2 - 2QU CoRE ¦ 3QU LoRE | Red Flag Warning - Large Fires | vegetation contact | branch (not overhanging, distance unknown) | 0.0027063
HFTD - Distribution - Tier 2 - 2QU CoRE ¦ 3QU LoRE | Red Flag Warning - Large Fires | vegetation contact | branch (not overhanging, within 4ft) | 7.5805e-05
HFTD - Distribution - Tier 2 - 2QU CoRE ¦ 3QU LoRE | Red Flag Warning - Large Fires | vegetation contact | branch (overhanging) | 0.0044725
HFTD - Distribution - Tier 2 - 2QU CoRE ¦ 3QU LoRE | Red Flag Warning - Large Fires | vegetation contact | dead | 0.0020531
HFTD - Distribution - Tier 2 - 2QU CoRE ¦ 3QU LoRE | Red Flag Warning - Large Fires | vegetation contact | fell into (moderate-severe defect) | 0.0016864
HFTD - Distribution - Tier 2 - 2QU CoRE ¦ 3QU LoRE | Red Flag Warning - Large Fires | vegetation contact | fell into (no defect) | 0.0069058
HFTD - Distribution - Tier 2 - 2QU CoRE ¦ 3QU LoRE | Red Flag Warning - Large Fires | vegetation contact | fell into (slight defect) | 0.0018176
HFTD - Distribution - Tier 2 - 2QU CoRE ¦ 3QU LoRE | Red Flag Warning - Large Fires | vegetation contact | grow into | 0.00019133
HFTD - Distribution - Tier 2 - 2QU CoRE ¦ 3QU LoRE | Red Flag Warning - Large Fires | vegetation contact | other/unknown | 0.0093322
HFTD - Distribution - Tier 2 - 2QU CoRE ¦ 3QU LoRE | Red Flag Warning - Large Fires | wire-to-wire contact | wire-to-wire contact / contamination | 0
HFTD - Distribution - Tier 2 - 2QU CoRE ¦ 3QU LoRE | Red Flag Warning - Small Fires | contact from object | animal contact | 0.0047418
HFTD - Distribution - Tier 2 - 2QU CoRE ¦ 3QU LoRE | Red Flag Warning - Small Fires | contact from object | balloon contact | 0.00031887
HFTD - Distribution - Tier 2 - 2QU CoRE ¦ 3QU LoRE | Red Flag Warning - Small Fires | contact from object | other contact from object | 0.0037512
HFTD - Distribution - Tier 2 - 2QU CoRE ¦ 3QU LoRE | Red Flag Warning - Small Fires | contact from object | vehicle contact | 0.017262
HFTD - Distribution - Tier 2 - 2QU CoRE ¦ 3QU LoRE | Red Flag Warning - Small Fires | contamination | contamination | 0.00014716
HFTD - Distribution - Tier 2 - 2QU CoRE ¦ 3QU LoRE | Red Flag Warning - Small Fires | equipment / facility failure | anchor / guy damage or failure | 0.00083303
HFTD - Distribution - Tier 2 - 2QU CoRE ¦ 3QU LoRE | Red Flag Warning - Small Fires | equipment / facility failure | capacitor bank damage or failure | 0.00087061
HFTD - Distribution - Tier 2 - 2QU CoRE ¦ 3QU LoRE | Red Flag Warning - Small Fires | equipment / facility failure | conductor damage or failure | 0.023966
HFTD - Distribution - Tier 2 - 2QU CoRE ¦ 3QU LoRE | Red Flag Warning - Small Fires | equipment / facility failure | connection device damage or failure | 0.0076766
HFTD - Distribution - Tier 2 - 2QU CoRE ¦ 3QU LoRE | Red Flag Warning - Small Fires | equipment / facility failure | crossarm damage or failure | 0.0080767
HFTD - Distribution - Tier 2 - 2QU CoRE ¦ 3QU LoRE | Red Flag Warning - Small Fires | equipment / facility failure | fuse damage or failure | 0.0082677
HFTD - Distribution - Tier 2 - 2QU CoRE ¦ 3QU LoRE | Red Flag Warning - Small Fires | equipment / facility failure | insulator and brushing damage or failure | 0.0085333
HFTD - Distribution - Tier 2 - 2QU CoRE ¦ 3QU LoRE | Red Flag Warning - Small Fires | equipment / facility failure | lightning arrestor damage or failure | 0.00086695
HFTD - Distribution - Tier 2 - 2QU CoRE ¦ 3QU LoRE | Red Flag Warning - Small Fires | equipment / facility failure | other equipment / facility failure | 0.012467
HFTD - Distribution - Tier 2 - 2QU CoRE ¦ 3QU LoRE | Red Flag Warning - Small Fires | equipment / facility failure | pole damage or failure | 0.0042174
HFTD - Distribution - Tier 2 - 2QU CoRE ¦ 3QU LoRE | Red Flag Warning - Small Fires | equipment / facility failure | recloser damage or failure | 0
HFTD - Distribution - Tier 2 - 2QU CoRE ¦ 3QU LoRE | Red Flag Warning - Small Fires | equipment / facility failure | switch damage or failure | 0
HFTD - Distribution - Tier 2 - 2QU CoRE ¦ 3QU LoRE | Red Flag Warning - Small Fires | equipment / facility failure | transformer damage or failure | 0.004299
HFTD - Distribution - Tier 2 - 2QU CoRE ¦ 3QU LoRE | Red Flag Warning - Small Fires | equipment / facility failure | voltage regulator / booster damage or failure | 0.00036561
HFTD - Distribution - Tier 2 - 2QU CoRE ¦ 3QU LoRE | Red Flag Warning - Small Fires | other | all other | 0.0034583
HFTD - Distribution - Tier 2 - 2QU CoRE ¦ 3QU LoRE | Red Flag Warning - Small Fires | unknown | unknown | 0.008492
HFTD - Distribution - Tier 2 - 2QU CoRE ¦ 3QU LoRE | Red Flag Warning - Small Fires | utility work / operation | utility work / operation | 0.00051735
HFTD - Distribution - Tier 2 - 2QU CoRE ¦ 3QU LoRE | Red Flag Warning - Small Fires | vandalism / theft | vandalism / theft | 0.00018284
HFTD - Distribution - Tier 2 - 2QU CoRE ¦ 3QU LoRE | Red Flag Warning - Small Fires | vegetation contact | branch (not overhanging, 4-12ft) | 0.0044041
HFTD - Distribution - Tier 2 - 2QU CoRE ¦ 3QU LoRE | Red Flag Warning - Small Fires | vegetation contact | branch (not overhanging, > 12ft) | 0.0072229
HFTD - Distribution - Tier 2 - 2QU CoRE ¦ 3QU LoRE | Red Flag Warning - Small Fires | vegetation contact | branch (not overhanging, distance unknown) | 0.034911
HFTD - Distribution - Tier 2 - 2QU CoRE ¦ 3QU LoRE | Red Flag Warning - Small Fires | vegetation contact | branch (not overhanging, within 4ft) | 0.0010124
HFTD - Distribution - Tier 2 - 2QU CoRE ¦ 3QU LoRE | Red Flag Warning - Small Fires | vegetation contact | branch (overhanging) | 0.059734
HFTD - Distribution - Tier 2 - 2QU CoRE ¦ 3QU LoRE | Red Flag Warning - Small Fires | vegetation contact | dead | 0.026484
HFTD - Distribution - Tier 2 - 2QU CoRE ¦ 3QU LoRE | Red Flag Warning - Small Fires | vegetation contact | fell into (moderate-severe defect) | 0.021753
HFTD - Distribution - Tier 2 - 2QU CoRE ¦ 3QU LoRE | Red Flag Warning - Small Fires | vegetation contact | fell into (no defect) | 0.089082
HFTD - Distribution - Tier 2 - 2QU CoRE ¦ 3QU LoRE | Red Flag Warning - Small Fires | vegetation contact | fell into (slight defect) | 0.023447
HFTD - Distribution - Tier 2 - 2QU CoRE ¦ 3QU LoRE | Red Flag Warning - Small Fires | vegetation contact | grow into | 0.0024681
HFTD - Distribution - Tier 2 - 2QU CoRE ¦ 3QU LoRE | Red Flag Warning - Small Fires | vegetation contact | other/unknown | 0.12038
HFTD - Distribution - Tier 2 - 2QU CoRE ¦ 3QU LoRE | Red Flag Warning - Small Fires | wire-to-wire contact | wire-to-wire contact / contamination | 0.010298
HFTD - Distribution - Tier 2 - 2QU CoRE ¦ 4QU LoRE | Seismic - Non-Red Flag Warning - Catastrophic Fires | cc - seismic scenario | seismic scenario | 1.9443e-07
HFTD - Distribution - Tier 2 - 2QU CoRE ¦ 4QU LoRE | Non-Red Flag Warning - Catastrophic Fires | contact from object | animal contact | 0.00059244
HFTD - Distribution - Tier 2 - 2QU CoRE ¦ 4QU LoRE | Non-Red Flag Warning - Catastrophic Fires | contact from object | balloon contact | 3.7672e-05
HFTD - Distribution - Tier 2 - 2QU CoRE ¦ 4QU LoRE | Non-Red Flag Warning - Catastrophic Fires | contact from object | other contact from object | 0.00017261
HFTD - Distribution - Tier 2 - 2QU CoRE ¦ 4QU LoRE | Non-Red Flag Warning - Catastrophic Fires | contact from object | vehicle contact | 0.00076473
HFTD - Distribution - Tier 2 - 2QU CoRE ¦ 4QU LoRE | Non-Red Flag Warning - Catastrophic Fires | contamination | contamination | 3.0741e-05
HFTD - Distribution - Tier 2 - 2QU CoRE ¦ 4QU LoRE | Non-Red Flag Warning - Catastrophic Fires | equipment / facility failure | anchor / guy damage or failure | 1.8804e-07
HFTD - Distribution - Tier 2 - 2QU CoRE ¦ 4QU LoRE | Non-Red Flag Warning - Catastrophic Fires | equipment / facility failure | capacitor bank damage or failure | 3.3961e-06
HFTD - Distribution - Tier 2 - 2QU CoRE ¦ 4QU LoRE | Non-Red Flag Warning - Catastrophic Fires | equipment / facility failure | conductor damage or failure | 1.3516e-05
HFTD - Distribution - Tier 2 - 2QU CoRE ¦ 4QU LoRE | Non-Red Flag Warning - Catastrophic Fires | equipment / facility failure | connection device damage or failure | 4.4026e-06
HFTD - Distribution - Tier 2 - 2QU CoRE ¦ 4QU LoRE | Non-Red Flag Warning - Catastrophic Fires | equipment / facility failure | crossarm damage or failure | 4.479e-06
HFTD - Distribution - Tier 2 - 2QU CoRE ¦ 4QU LoRE | Non-Red Flag Warning - Catastrophic Fires | equipment / facility failure | fuse damage or failure | 2.7208e-06
HFTD - Distribution - Tier 2 - 2QU CoRE ¦ 4QU LoRE | Non-Red Flag Warning - Catastrophic Fires | equipment / facility failure | insulator and brushing damage or failure | 2.421e-06
HFTD - Distribution - Tier 2 - 2QU CoRE ¦ 4QU LoRE | Non-Red Flag Warning - Catastrophic Fires | equipment / facility failure | lightning arrestor damage or failure | 4.1151e-07
HFTD - Distribution - Tier 2 - 2QU CoRE ¦ 4QU LoRE | Non-Red Flag Warning - Catastrophic Fires | equipment / facility failure | other equipment / facility failure | 1.9069e-05
HFTD - Distribution - Tier 2 - 2QU CoRE ¦ 4QU LoRE | Non-Red Flag Warning - Catastrophic Fires | equipment / facility failure | pole damage or failure | 9.3546e-06
HFTD - Distribution - Tier 2 - 2QU CoRE ¦ 4QU LoRE | Non-Red Flag Warning - Catastrophic Fires | equipment / facility failure | recloser damage or failure | 0
HFTD - Distribution - Tier 2 - 2QU CoRE ¦ 4QU LoRE | Non-Red Flag Warning - Catastrophic Fires | equipment / facility failure | sectionalizer damage or failure | 0
HFTD - Distribution - Tier 2 - 2QU CoRE ¦ 4QU LoRE | Non-Red Flag Warning - Catastrophic Fires | equipment / facility failure | switch damage or failure | 0
HFTD - Distribution - Tier 2 - 2QU CoRE ¦ 4QU LoRE | Non-Red Flag Warning - Catastrophic Fires | equipment / facility failure | transformer damage or failure | 1.2801e-05
HFTD - Distribution - Tier 2 - 2QU CoRE ¦ 4QU LoRE | Non-Red Flag Warning - Catastrophic Fires | equipment / facility failure | voltage regulator / booster damage or failure | 2.5672e-06
HFTD - Distribution - Tier 2 - 2QU CoRE ¦ 4QU LoRE | Non-Red Flag Warning - Catastrophic Fires | other | all other | 0.0002538
HFTD - Distribution - Tier 2 - 2QU CoRE ¦ 4QU LoRE | Non-Red Flag Warning - Catastrophic Fires | unknown | unknown | 0.00045762
HFTD - Distribution - Tier 2 - 2QU CoRE ¦ 4QU LoRE | Non-Red Flag Warning - Catastrophic Fires | utility work / operation | utility work / operation | 4.133e-05
HFTD - Distribution - Tier 2 - 2QU CoRE ¦ 4QU LoRE | Non-Red Flag Warning - Catastrophic Fires | vandalism / theft | vandalism / theft | 1.5545e-05
HFTD - Distribution - Tier 2 - 2QU CoRE ¦ 4QU LoRE | Non-Red Flag Warning - Catastrophic Fires | vegetation contact | branch (not overhanging, 4-12ft) | 3.0299e-06
HFTD - Distribution - Tier 2 - 2QU CoRE ¦ 4QU LoRE | Non-Red Flag Warning - Catastrophic Fires | vegetation contact | branch (not overhanging, > 12ft) | 7.718e-06
HFTD - Distribution - Tier 2 - 2QU CoRE ¦ 4QU LoRE | Non-Red Flag Warning - Catastrophic Fires | vegetation contact | branch (not overhanging, distance unknown) | 2.6346e-05
HFTD - Distribution - Tier 2 - 2QU CoRE ¦ 4QU LoRE | Non-Red Flag Warning - Catastrophic Fires | vegetation contact | branch (not overhanging, within 4ft) | 1.2099e-06
HFTD - Distribution - Tier 2 - 2QU CoRE ¦ 4QU LoRE | Non-Red Flag Warning - Catastrophic Fires | vegetation contact | branch (overhanging) | 5.3841e-05
HFTD - Distribution - Tier 2 - 2QU CoRE ¦ 4QU LoRE | Non-Red Flag Warning - Catastrophic Fires | vegetation contact | dead | 2.803e-05
HFTD - Distribution - Tier 2 - 2QU CoRE ¦ 4QU LoRE | Non-Red Flag Warning - Catastrophic Fires | vegetation contact | fell into (moderate-severe defect) | 3.206e-05
HFTD - Distribution - Tier 2 - 2QU CoRE ¦ 4QU LoRE | Non-Red Flag Warning - Catastrophic Fires | vegetation contact | fell into (no defect) | 0.00018884
HFTD - Distribution - Tier 2 - 2QU CoRE ¦ 4QU LoRE | Non-Red Flag Warning - Catastrophic Fires | vegetation contact | fell into (slight defect) | 3.9634e-05
HFTD - Distribution - Tier 2 - 2QU CoRE ¦ 4QU LoRE | Non-Red Flag Warning - Catastrophic Fires | vegetation contact | grow into | 3.4306e-06
HFTD - Distribution - Tier 2 - 2QU CoRE ¦ 4QU LoRE | Non-Red Flag Warning - Catastrophic Fires | vegetation contact | other/unknown | 0.00016267
HFTD - Distribution - Tier 2 - 2QU CoRE ¦ 4QU LoRE | Non-Red Flag Warning - Catastrophic Fires | wire-to-wire contact | wire-to-wire contact / contamination | 0.00068659
HFTD - Distribution - Tier 2 - 2QU CoRE ¦ 4QU LoRE | Non-Red Flag Warning - Destructive Fires | contact from object | animal contact | 0.0003762
HFTD - Distribution - Tier 2 - 2QU CoRE ¦ 4QU LoRE | Non-Red Flag Warning - Destructive Fires | contact from object | balloon contact | 2.2899e-05
HFTD - Distribution - Tier 2 - 2QU CoRE ¦ 4QU LoRE | Non-Red Flag Warning - Destructive Fires | contact from object | other contact from object | 0.00010949
HFTD - Distribution - Tier 2 - 2QU CoRE ¦ 4QU LoRE | Non-Red Flag Warning - Destructive Fires | contact from object | vehicle contact | 0.00046645
HFTD - Distribution - Tier 2 - 2QU CoRE ¦ 4QU LoRE | Non-Red Flag Warning - Destructive Fires | contamination | contamination | 1.8629e-05
HFTD - Distribution - Tier 2 - 2QU CoRE ¦ 4QU LoRE | Non-Red Flag Warning - Destructive Fires | equipment / facility failure | anchor / guy damage or failure | 6.4655e-07
HFTD - Distribution - Tier 2 - 2QU CoRE ¦ 4QU LoRE | Non-Red Flag Warning - Destructive Fires | equipment / facility failure | capacitor bank damage or failure | 1.1714e-05
HFTD - Distribution - Tier 2 - 2QU CoRE ¦ 4QU LoRE | Non-Red Flag Warning - Destructive Fires | equipment / facility failure | conductor damage or failure | 5.2349e-05
HFTD - Distribution - Tier 2 - 2QU CoRE ¦ 4QU LoRE | Non-Red Flag Warning - Destructive Fires | equipment / facility failure | connection device damage or failure | 1.7643e-05
HFTD - Distribution - Tier 2 - 2QU CoRE ¦ 4QU LoRE | Non-Red Flag Warning - Destructive Fires | equipment / facility failure | crossarm damage or failure | 1.5453e-05
HFTD - Distribution - Tier 2 - 2QU CoRE ¦ 4QU LoRE | Non-Red Flag Warning - Destructive Fires | equipment / facility failure | fuse damage or failure | 9.1545e-06
HFTD - Distribution - Tier 2 - 2QU CoRE ¦ 4QU LoRE | Non-Red Flag Warning - Destructive Fires | equipment / facility failure | insulator and brushing damage or failure | 8.1012e-06
HFTD - Distribution - Tier 2 - 2QU CoRE ¦ 4QU LoRE | Non-Red Flag Warning - Destructive Fires | equipment / facility failure | lightning arrestor damage or failure | 1.3887e-06
HFTD - Distribution - Tier 2 - 2QU CoRE ¦ 4QU LoRE | Non-Red Flag Warning - Destructive Fires | equipment / facility failure | other equipment / facility failure | 6.5686e-05
HFTD - Distribution - Tier 2 - 2QU CoRE ¦ 4QU LoRE | Non-Red Flag Warning - Destructive Fires | equipment / facility failure | pole damage or failure | 3.1709e-05
HFTD - Distribution - Tier 2 - 2QU CoRE ¦ 4QU LoRE | Non-Red Flag Warning - Destructive Fires | equipment / facility failure | recloser damage or failure | 0
HFTD - Distribution - Tier 2 - 2QU CoRE ¦ 4QU LoRE | Non-Red Flag Warning - Destructive Fires | equipment / facility failure | sectionalizer damage or failure | 0
HFTD - Distribution - Tier 2 - 2QU CoRE ¦ 4QU LoRE | Non-Red Flag Warning - Destructive Fires | equipment / facility failure | switch damage or failure | 0
HFTD - Distribution - Tier 2 - 2QU CoRE ¦ 4QU LoRE | Non-Red Flag Warning - Destructive Fires | equipment / facility failure | transformer damage or failure | 4.3112e-05
HFTD - Distribution - Tier 2 - 2QU CoRE ¦ 4QU LoRE | Non-Red Flag Warning - Destructive Fires | equipment / facility failure | voltage regulator / booster damage or failure | 8.4968e-06
HFTD - Distribution - Tier 2 - 2QU CoRE ¦ 4QU LoRE | Non-Red Flag Warning - Destructive Fires | other | all other | 0.00018035
HFTD - Distribution - Tier 2 - 2QU CoRE ¦ 4QU LoRE | Non-Red Flag Warning - Destructive Fires | unknown | unknown | 0.00032025
HFTD - Distribution - Tier 2 - 2QU CoRE ¦ 4QU LoRE | Non-Red Flag Warning - Destructive Fires | utility work / operation | utility work / operation | 2.9022e-05
HFTD - Distribution - Tier 2 - 2QU CoRE ¦ 4QU LoRE | Non-Red Flag Warning - Destructive Fires | vandalism / theft | vandalism / theft | 9.0327e-06
HFTD - Distribution - Tier 2 - 2QU CoRE ¦ 4QU LoRE | Non-Red Flag Warning - Destructive Fires | vegetation contact | branch (not overhanging, 4-12ft) | 7.287e-06
HFTD - Distribution - Tier 2 - 2QU CoRE ¦ 4QU LoRE | Non-Red Flag Warning - Destructive Fires | vegetation contact | branch (not overhanging, > 12ft) | 1.8571e-05
HFTD - Distribution - Tier 2 - 2QU CoRE ¦ 4QU LoRE | Non-Red Flag Warning - Destructive Fires | vegetation contact | branch (not overhanging, distance unknown) | 6.3396e-05
HFTD - Distribution - Tier 2 - 2QU CoRE ¦ 4QU LoRE | Non-Red Flag Warning - Destructive Fires | vegetation contact | branch (not overhanging, within 4ft) | 2.9083e-06
HFTD - Distribution - Tier 2 - 2QU CoRE ¦ 4QU LoRE | Non-Red Flag Warning - Destructive Fires | vegetation contact | branch (overhanging) | 0.00012942
HFTD - Distribution - Tier 2 - 2QU CoRE ¦ 4QU LoRE | Non-Red Flag Warning - Destructive Fires | vegetation contact | dead | 6.7448e-05
HFTD - Distribution - Tier 2 - 2QU CoRE ¦ 4QU LoRE | Non-Red Flag Warning - Destructive Fires | vegetation contact | fell into (moderate-severe defect) | 7.7145e-05
HFTD - Distribution - Tier 2 - 2QU CoRE ¦ 4QU LoRE | Non-Red Flag Warning - Destructive Fires | vegetation contact | fell into (no defect) | 0.00045441
HFTD - Distribution - Tier 2 - 2QU CoRE ¦ 4QU LoRE | Non-Red Flag Warning - Destructive Fires | vegetation contact | fell into (slight defect) | 9.5369e-05
HFTD - Distribution - Tier 2 - 2QU CoRE ¦ 4QU LoRE | Non-Red Flag Warning - Destructive Fires | vegetation contact | grow into | 8.2548e-06
HFTD - Distribution - Tier 2 - 2QU CoRE ¦ 4QU LoRE | Non-Red Flag Warning - Destructive Fires | vegetation contact | other/unknown | 0.00039143
HFTD - Distribution - Tier 2 - 2QU CoRE ¦ 4QU LoRE | Non-Red Flag Warning - Destructive Fires | wire-to-wire contact | wire-to-wire contact / contamination | 0.00048079
HFTD - Distribution - Tier 2 - 2QU CoRE ¦ 4QU LoRE | Non-Red Flag Warning - Large Fires | contact from object | animal contact | 0.0032639
HFTD - Distribution - Tier 2 - 2QU CoRE ¦ 4QU LoRE | Non-Red Flag Warning - Large Fires | contact from object | balloon contact | 0.00016704
HFTD - Distribution - Tier 2 - 2QU CoRE ¦ 4QU LoRE | Non-Red Flag Warning - Large Fires | contact from object | other contact from object | 0.00096656
HFTD - Distribution - Tier 2 - 2QU CoRE ¦ 4QU LoRE | Non-Red Flag Warning - Large Fires | contact from object | vehicle contact | 0.0041679
HFTD - Distribution - Tier 2 - 2QU CoRE ¦ 4QU LoRE | Non-Red Flag Warning - Large Fires | contamination | contamination | 0.00016477
HFTD - Distribution - Tier 2 - 2QU CoRE ¦ 4QU LoRE | Non-Red Flag Warning - Large Fires | equipment / facility failure | anchor / guy damage or failure | 1.2205e-05
HFTD - Distribution - Tier 2 - 2QU CoRE ¦ 4QU LoRE | Non-Red Flag Warning - Large Fires | equipment / facility failure | capacitor bank damage or failure | 0.00023349
HFTD - Distribution - Tier 2 - 2QU CoRE ¦ 4QU LoRE | Non-Red Flag Warning - Large Fires | equipment / facility failure | conductor damage or failure | 0.00065064
HFTD - Distribution - Tier 2 - 2QU CoRE ¦ 4QU LoRE | Non-Red Flag Warning - Large Fires | equipment / facility failure | connection device damage or failure | 0.00019301
HFTD - Distribution - Tier 2 - 2QU CoRE ¦ 4QU LoRE | Non-Red Flag Warning - Large Fires | equipment / facility failure | crossarm damage or failure | 0.00019755
HFTD - Distribution - Tier 2 - 2QU CoRE ¦ 4QU LoRE | Non-Red Flag Warning - Large Fires | equipment / facility failure | fuse damage or failure | 0.00011567
HFTD - Distribution - Tier 2 - 2QU CoRE ¦ 4QU LoRE | Non-Red Flag Warning - Large Fires | equipment / facility failure | insulator and brushing damage or failure | 9.7806e-05
HFTD - Distribution - Tier 2 - 2QU CoRE ¦ 4QU LoRE | Non-Red Flag Warning - Large Fires | equipment / facility failure | lightning arrestor damage or failure | 1.4202e-05
HFTD - Distribution - Tier 2 - 2QU CoRE ¦ 4QU LoRE | Non-Red Flag Warning - Large Fires | equipment / facility failure | other equipment / facility failure | 0.00074947
HFTD - Distribution - Tier 2 - 2QU CoRE ¦ 4QU LoRE | Non-Red Flag Warning - Large Fires | equipment / facility failure | pole damage or failure | 0.00035724
HFTD - Distribution - Tier 2 - 2QU CoRE ¦ 4QU LoRE | Non-Red Flag Warning - Large Fires | equipment / facility failure | recloser damage or failure | 0
HFTD - Distribution - Tier 2 - 2QU CoRE ¦ 4QU LoRE | Non-Red Flag Warning - Large Fires | equipment / facility failure | sectionalizer damage or failure | 0
HFTD - Distribution - Tier 2 - 2QU CoRE ¦ 4QU LoRE | Non-Red Flag Warning - Large Fires | equipment / facility failure | switch damage or failure | 0
HFTD - Distribution - Tier 2 - 2QU CoRE ¦ 4QU LoRE | Non-Red Flag Warning - Large Fires | equipment / facility failure | transformer damage or failure | 0.00049743
HFTD - Distribution - Tier 2 - 2QU CoRE ¦ 4QU LoRE | Non-Red Flag Warning - Large Fires | equipment / facility failure | voltage regulator / booster damage or failure | 7.8334e-05
HFTD - Distribution - Tier 2 - 2QU CoRE ¦ 4QU LoRE | Non-Red Flag Warning - Large Fires | other | all other | 0.0014332
HFTD - Distribution - Tier 2 - 2QU CoRE ¦ 4QU LoRE | Non-Red Flag Warning - Large Fires | unknown | unknown | 0.0024175
HFTD - Distribution - Tier 2 - 2QU CoRE ¦ 4QU LoRE | Non-Red Flag Warning - Large Fires | utility work / operation | utility work / operation | 0.00023142
HFTD - Distribution - Tier 2 - 2QU CoRE ¦ 4QU LoRE | Non-Red Flag Warning - Large Fires | vandalism / theft | vandalism / theft | 2.6157e-05
HFTD - Distribution - Tier 2 - 2QU CoRE ¦ 4QU LoRE | Non-Red Flag Warning - Large Fires | vegetation contact | branch (not overhanging, 4-12ft) | 7.7589e-05
HFTD - Distribution - Tier 2 - 2QU CoRE ¦ 4QU LoRE | Non-Red Flag Warning - Large Fires | vegetation contact | branch (not overhanging, > 12ft) | 0.00020168
HFTD - Distribution - Tier 2 - 2QU CoRE ¦ 4QU LoRE | Non-Red Flag Warning - Large Fires | vegetation contact | branch (not overhanging, distance unknown) | 0.00068847
HFTD - Distribution - Tier 2 - 2QU CoRE ¦ 4QU LoRE | Non-Red Flag Warning - Large Fires | vegetation contact | branch (not overhanging, within 4ft) | 3.0309e-05
HFTD - Distribution - Tier 2 - 2QU CoRE ¦ 4QU LoRE | Non-Red Flag Warning - Large Fires | vegetation contact | branch (overhanging) | 0.0013487
HFTD - Distribution - Tier 2 - 2QU CoRE ¦ 4QU LoRE | Non-Red Flag Warning - Large Fires | vegetation contact | dead | 0.00073247
HFTD - Distribution - Tier 2 - 2QU CoRE ¦ 4QU LoRE | Non-Red Flag Warning - Large Fires | vegetation contact | fell into (moderate-severe defect) | 0.00083778
HFTD - Distribution - Tier 2 - 2QU CoRE ¦ 4QU LoRE | Non-Red Flag Warning - Large Fires | vegetation contact | fell into (no defect) | 0.0049348
HFTD - Distribution - Tier 2 - 2QU CoRE ¦ 4QU LoRE | Non-Red Flag Warning - Large Fires | vegetation contact | fell into (slight defect) | 0.0010357
HFTD - Distribution - Tier 2 - 2QU CoRE ¦ 4QU LoRE | Non-Red Flag Warning - Large Fires | vegetation contact | grow into | 8.9646e-05
HFTD - Distribution - Tier 2 - 2QU CoRE ¦ 4QU LoRE | Non-Red Flag Warning - Large Fires | vegetation contact | other/unknown | 0.0042509
HFTD - Distribution - Tier 2 - 2QU CoRE ¦ 4QU LoRE | Non-Red Flag Warning - Large Fires | wire-to-wire contact | wire-to-wire contact / contamination | 0.0043542
HFTD - Distribution - Tier 2 - 2QU CoRE ¦ 4QU LoRE | Non-Red Flag Warning - Small Fires | contact from object | animal contact | 0.25155
HFTD - Distribution - Tier 2 - 2QU CoRE ¦ 4QU LoRE | Non-Red Flag Warning - Small Fires | contact from object | balloon contact | 0.016047
HFTD - Distribution - Tier 2 - 2QU CoRE ¦ 4QU LoRE | Non-Red Flag Warning - Small Fires | contact from object | other contact from object | 0.077091
HFTD - Distribution - Tier 2 - 2QU CoRE ¦ 4QU LoRE | Non-Red Flag Warning - Small Fires | contact from object | vehicle contact | 0.31489
HFTD - Distribution - Tier 2 - 2QU CoRE ¦ 4QU LoRE | Non-Red Flag Warning - Small Fires | contamination | contamination | 0.013857
HFTD - Distribution - Tier 2 - 2QU CoRE ¦ 4QU LoRE | Non-Red Flag Warning - Small Fires | equipment / facility failure | anchor / guy damage or failure | 0.0030988
HFTD - Distribution - Tier 2 - 2QU CoRE ¦ 4QU LoRE | Non-Red Flag Warning - Small Fires | equipment / facility failure | capacitor bank damage or failure | 0.039012
HFTD - Distribution - Tier 2 - 2QU CoRE ¦ 4QU LoRE | Non-Red Flag Warning - Small Fires | equipment / facility failure | conductor damage or failure | 0.13185
HFTD - Distribution - Tier 2 - 2QU CoRE ¦ 4QU LoRE | Non-Red Flag Warning - Small Fires | equipment / facility failure | connection device damage or failure | 0.041664
HFTD - Distribution - Tier 2 - 2QU CoRE ¦ 4QU LoRE | Non-Red Flag Warning - Small Fires | equipment / facility failure | crossarm damage or failure | 0.04736
HFTD - Distribution - Tier 2 - 2QU CoRE ¦ 4QU LoRE | Non-Red Flag Warning - Small Fires | equipment / facility failure | fuse damage or failure | 0.031787
HFTD - Distribution - Tier 2 - 2QU CoRE ¦ 4QU LoRE | Non-Red Flag Warning - Small Fires | equipment / facility failure | insulator and brushing damage or failure | 0.025879
HFTD - Distribution - Tier 2 - 2QU CoRE ¦ 4QU LoRE | Non-Red Flag Warning - Small Fires | equipment / facility failure | lightning arrestor damage or failure | 0.004161
HFTD - Distribution - Tier 2 - 2QU CoRE ¦ 4QU LoRE | Non-Red Flag Warning - Small Fires | equipment / facility failure | other equipment / facility failure | 0.19053
HFTD - Distribution - Tier 2 - 2QU CoRE ¦ 4QU LoRE | Non-Red Flag Warning - Small Fires | equipment / facility failure | pole damage or failure | 0.093187
HFTD - Distribution - Tier 2 - 2QU CoRE ¦ 4QU LoRE | Non-Red Flag Warning - Small Fires | equipment / facility failure | recloser damage or failure | 0
HFTD - Distribution - Tier 2 - 2QU CoRE ¦ 4QU LoRE | Non-Red Flag Warning - Small Fires | equipment / facility failure | sectionalizer damage or failure | 0
HFTD - Distribution - Tier 2 - 2QU CoRE ¦ 4QU LoRE | Non-Red Flag Warning - Small Fires | equipment / facility failure | switch damage or failure | 0
HFTD - Distribution - Tier 2 - 2QU CoRE ¦ 4QU LoRE | Non-Red Flag Warning - Small Fires | equipment / facility failure | transformer damage or failure | 0.13545
HFTD - Distribution - Tier 2 - 2QU CoRE ¦ 4QU LoRE | Non-Red Flag Warning - Small Fires | equipment / facility failure | voltage regulator / booster damage or failure | 0.024289
HFTD - Distribution - Tier 2 - 2QU CoRE ¦ 4QU LoRE | Non-Red Flag Warning - Small Fires | other | all other | 0.10363
HFTD - Distribution - Tier 2 - 2QU CoRE ¦ 4QU LoRE | Non-Red Flag Warning - Small Fires | unknown | unknown | 0.18901
HFTD - Distribution - Tier 2 - 2QU CoRE ¦ 4QU LoRE | Non-Red Flag Warning - Small Fires | utility work / operation | utility work / operation | 0.015563
HFTD - Distribution - Tier 2 - 2QU CoRE ¦ 4QU LoRE | Non-Red Flag Warning - Small Fires | vandalism / theft | vandalism / theft | 0.0064833
HFTD - Distribution - Tier 2 - 2QU CoRE ¦ 4QU LoRE | Non-Red Flag Warning - Small Fires | vegetation contact | branch (not overhanging, 4-12ft) | 0.010456
HFTD - Distribution - Tier 2 - 2QU CoRE ¦ 4QU LoRE | Non-Red Flag Warning - Small Fires | vegetation contact | branch (not overhanging, > 12ft) | 0.026502
HFTD - Distribution - Tier 2 - 2QU CoRE ¦ 4QU LoRE | Non-Red Flag Warning - Small Fires | vegetation contact | branch (not overhanging, distance unknown) | 0.090467
HFTD - Distribution - Tier 2 - 2QU CoRE ¦ 4QU LoRE | Non-Red Flag Warning - Small Fires | vegetation contact | branch (not overhanging, within 4ft) | 0.0041974
HFTD - Distribution - Tier 2 - 2QU CoRE ¦ 4QU LoRE | Non-Red Flag Warning - Small Fires | vegetation contact | branch (overhanging) | 0.18678
HFTD - Distribution - Tier 2 - 2QU CoRE ¦ 4QU LoRE | Non-Red Flag Warning - Small Fires | vegetation contact | dead | 0.096249
HFTD - Distribution - Tier 2 - 2QU CoRE ¦ 4QU LoRE | Non-Red Flag Warning - Small Fires | vegetation contact | fell into (moderate-severe defect) | 0.11009
HFTD - Distribution - Tier 2 - 2QU CoRE ¦ 4QU LoRE | Non-Red Flag Warning - Small Fires | vegetation contact | fell into (no defect) | 0.64845
HFTD - Distribution - Tier 2 - 2QU CoRE ¦ 4QU LoRE | Non-Red Flag Warning - Small Fires | vegetation contact | fell into (slight defect) | 0.13609
HFTD - Distribution - Tier 2 - 2QU CoRE ¦ 4QU LoRE | Non-Red Flag Warning - Small Fires | vegetation contact | grow into | 0.01178
HFTD - Distribution - Tier 2 - 2QU CoRE ¦ 4QU LoRE | Non-Red Flag Warning - Small Fires | vegetation contact | other/unknown | 0.55858
HFTD - Distribution - Tier 2 - 2QU CoRE ¦ 4QU LoRE | Non-Red Flag Warning - Small Fires | wire-to-wire contact | wire-to-wire contact / contamination | 0.2855
HFTD - Distribution - Tier 2 - 2QU CoRE ¦ 4QU LoRE | Seismic - Red Flag Warning - Catastrophic Fires | cc - seismic scenario | seismic scenario | 8.3856e-06
HFTD - Distribution - Tier 2 - 2QU CoRE ¦ 4QU LoRE | Red Flag Warning - Catastrophic Fires | contact from object | animal contact | 0
HFTD - Distribution - Tier 2 - 2QU CoRE ¦ 4QU LoRE | Red Flag Warning - Catastrophic Fires | contact from object | balloon contact | 0
HFTD - Distribution - Tier 2 - 2QU CoRE ¦ 4QU LoRE | Red Flag Warning - Catastrophic Fires | contact from object | other contact from object | 0
HFTD - Distribution - Tier 2 - 2QU CoRE ¦ 4QU LoRE | Red Flag Warning - Catastrophic Fires | contact from object | vehicle contact | 0
HFTD - Distribution - Tier 2 - 2QU CoRE ¦ 4QU LoRE | Red Flag Warning - Catastrophic Fires | contamination | contamination | 0
HFTD - Distribution - Tier 2 - 2QU CoRE ¦ 4QU LoRE | Red Flag Warning - Catastrophic Fires | equipment / facility failure | anchor / guy damage or failure | 0.00013554
HFTD - Distribution - Tier 2 - 2QU CoRE ¦ 4QU LoRE | Red Flag Warning - Catastrophic Fires | equipment / facility failure | capacitor bank damage or failure | 0.00039058
HFTD - Distribution - Tier 2 - 2QU CoRE ¦ 4QU LoRE | Red Flag Warning - Catastrophic Fires | equipment / facility failure | conductor damage or failure | 0.0061584
HFTD - Distribution - Tier 2 - 2QU CoRE ¦ 4QU LoRE | Red Flag Warning - Catastrophic Fires | equipment / facility failure | connection device damage or failure | 0.0014021
HFTD - Distribution - Tier 2 - 2QU CoRE ¦ 4QU LoRE | Red Flag Warning - Catastrophic Fires | equipment / facility failure | crossarm damage or failure | 0.001844
HFTD - Distribution - Tier 2 - 2QU CoRE ¦ 4QU LoRE | Red Flag Warning - Catastrophic Fires | equipment / facility failure | fuse damage or failure | 0.0017534
HFTD - Distribution - Tier 2 - 2QU CoRE ¦ 4QU LoRE | Red Flag Warning - Catastrophic Fires | equipment / facility failure | insulator and brushing damage or failure | 0.0019319
HFTD - Distribution - Tier 2 - 2QU CoRE ¦ 4QU LoRE | Red Flag Warning - Catastrophic Fires | equipment / facility failure | lightning arrestor damage or failure | 0.00020759
HFTD - Distribution - Tier 2 - 2QU CoRE ¦ 4QU LoRE | Red Flag Warning - Catastrophic Fires | equipment / facility failure | other equipment / facility failure | 0.0027198
HFTD - Distribution - Tier 2 - 2QU CoRE ¦ 4QU LoRE | Red Flag Warning - Catastrophic Fires | equipment / facility failure | pole damage or failure | 0.0016491
HFTD - Distribution - Tier 2 - 2QU CoRE ¦ 4QU LoRE | Red Flag Warning - Catastrophic Fires | equipment / facility failure | recloser damage or failure | 0
HFTD - Distribution - Tier 2 - 2QU CoRE ¦ 4QU LoRE | Red Flag Warning - Catastrophic Fires | equipment / facility failure | sectionalizer damage or failure | 0
HFTD - Distribution - Tier 2 - 2QU CoRE ¦ 4QU LoRE | Red Flag Warning - Catastrophic Fires | equipment / facility failure | switch damage or failure | 0
HFTD - Distribution - Tier 2 - 2QU CoRE ¦ 4QU LoRE | Red Flag Warning - Catastrophic Fires | equipment / facility failure | transformer damage or failure | 0.0011579
HFTD - Distribution - Tier 2 - 2QU CoRE ¦ 4QU LoRE | Red Flag Warning - Catastrophic Fires | equipment / facility failure | voltage regulator / booster damage or failure | 9.3958e-05
HFTD - Distribution - Tier 2 - 2QU CoRE ¦ 4QU LoRE | Red Flag Warning - Catastrophic Fires | other | all other | 0
HFTD - Distribution - Tier 2 - 2QU CoRE ¦ 4QU LoRE | Red Flag Warning - Catastrophic Fires | unknown | unknown | 0
HFTD - Distribution - Tier 2 - 2QU CoRE ¦ 4QU LoRE | Red Flag Warning - Catastrophic Fires | utility work / operation | utility work / operation | 0
HFTD - Distribution - Tier 2 - 2QU CoRE ¦ 4QU LoRE | Red Flag Warning - Catastrophic Fires | vandalism / theft | vandalism / theft | 0
HFTD - Distribution - Tier 2 - 2QU CoRE ¦ 4QU LoRE | Red Flag Warning - Catastrophic Fires | vegetation contact | branch (not overhanging, 4-12ft) | 0.00048484
HFTD - Distribution - Tier 2 - 2QU CoRE ¦ 4QU LoRE | Red Flag Warning - Catastrophic Fires | vegetation contact | branch (not overhanging, > 12ft) | 0.00080025
HFTD - Distribution - Tier 2 - 2QU CoRE ¦ 4QU LoRE | Red Flag Warning - Catastrophic Fires | vegetation contact | branch (not overhanging, distance unknown) | 0.0038679
HFTD - Distribution - Tier 2 - 2QU CoRE ¦ 4QU LoRE | Red Flag Warning - Catastrophic Fires | vegetation contact | branch (not overhanging, within 4ft) | 0.00011071
HFTD - Distribution - Tier 2 - 2QU CoRE ¦ 4QU LoRE | Red Flag Warning - Catastrophic Fires | vegetation contact | branch (overhanging) | 0.0065316
HFTD - Distribution - Tier 2 - 2QU CoRE ¦ 4QU LoRE | Red Flag Warning - Catastrophic Fires | vegetation contact | dead | 0.0029342
HFTD - Distribution - Tier 2 - 2QU CoRE ¦ 4QU LoRE | Red Flag Warning - Catastrophic Fires | vegetation contact | fell into (moderate-severe defect) | 0.0024101
HFTD - Distribution - Tier 2 - 2QU CoRE ¦ 4QU LoRE | Red Flag Warning - Catastrophic Fires | vegetation contact | fell into (no defect) | 0.0098697
HFTD - Distribution - Tier 2 - 2QU CoRE ¦ 4QU LoRE | Red Flag Warning - Catastrophic Fires | vegetation contact | fell into (slight defect) | 0.0025977
HFTD - Distribution - Tier 2 - 2QU CoRE ¦ 4QU LoRE | Red Flag Warning - Catastrophic Fires | vegetation contact | grow into | 0.00027345
HFTD - Distribution - Tier 2 - 2QU CoRE ¦ 4QU LoRE | Red Flag Warning - Catastrophic Fires | vegetation contact | other/unknown | 0.013337
HFTD - Distribution - Tier 2 - 2QU CoRE ¦ 4QU LoRE | Red Flag Warning - Catastrophic Fires | wire-to-wire contact | wire-to-wire contact / contamination | 0
HFTD - Distribution - Tier 2 - 2QU CoRE ¦ 4QU LoRE | Red Flag Warning - Destructive Fires | contact from object | animal contact | 0
HFTD - Distribution - Tier 2 - 2QU CoRE ¦ 4QU LoRE | Red Flag Warning - Destructive Fires | contact from object | balloon contact | 0
HFTD - Distribution - Tier 2 - 2QU CoRE ¦ 4QU LoRE | Red Flag Warning - Destructive Fires | contact from object | other contact from object | 0
HFTD - Distribution - Tier 2 - 2QU CoRE ¦ 4QU LoRE | Red Flag Warning - Destructive Fires | contact from object | vehicle contact | 0
HFTD - Distribution - Tier 2 - 2QU CoRE ¦ 4QU LoRE | Red Flag Warning - Destructive Fires | contamination | contamination | 0
HFTD - Distribution - Tier 2 - 2QU CoRE ¦ 4QU LoRE | Red Flag Warning - Destructive Fires | equipment / facility failure | anchor / guy damage or failure | 2.3453e-05
HFTD - Distribution - Tier 2 - 2QU CoRE ¦ 4QU LoRE | Red Flag Warning - Destructive Fires | equipment / facility failure | capacitor bank damage or failure | 6.7805e-05
HFTD - Distribution - Tier 2 - 2QU CoRE ¦ 4QU LoRE | Red Flag Warning - Destructive Fires | equipment / facility failure | conductor damage or failure | 0.0012004
HFTD - Distribution - Tier 2 - 2QU CoRE ¦ 4QU LoRE | Red Flag Warning - Destructive Fires | equipment / facility failure | connection device damage or failure | 0.00028278
HFTD - Distribution - Tier 2 - 2QU CoRE ¦ 4QU LoRE | Red Flag Warning - Destructive Fires | equipment / facility failure | crossarm damage or failure | 0.00032017
HFTD - Distribution - Tier 2 - 2QU CoRE ¦ 4QU LoRE | Red Flag Warning - Destructive Fires | equipment / facility failure | fuse damage or failure | 0.00029691
HFTD - Distribution - Tier 2 - 2QU CoRE ¦ 4QU LoRE | Red Flag Warning - Destructive Fires | equipment / facility failure | insulator and brushing damage or failure | 0.00032533
HFTD - Distribution - Tier 2 - 2QU CoRE ¦ 4QU LoRE | Red Flag Warning - Destructive Fires | equipment / facility failure | lightning arrestor damage or failure | 3.5257e-05
HFTD - Distribution - Tier 2 - 2QU CoRE ¦ 4QU LoRE | Red Flag Warning - Destructive Fires | equipment / facility failure | other equipment / facility failure | 0.00047148
HFTD - Distribution - Tier 2 - 2QU CoRE ¦ 4QU LoRE | Red Flag Warning - Destructive Fires | equipment / facility failure | pole damage or failure | 0.00028132
HFTD - Distribution - Tier 2 - 2QU CoRE ¦ 4QU LoRE | Red Flag Warning - Destructive Fires | equipment / facility failure | recloser damage or failure | 0
HFTD - Distribution - Tier 2 - 2QU CoRE ¦ 4QU LoRE | Red Flag Warning - Destructive Fires | equipment / facility failure | sectionalizer damage or failure | 0
HFTD - Distribution - Tier 2 - 2QU CoRE ¦ 4QU LoRE | Red Flag Warning - Destructive Fires | equipment / facility failure | switch damage or failure | 0
HFTD - Distribution - Tier 2 - 2QU CoRE ¦ 4QU LoRE | Red Flag Warning - Destructive Fires | equipment / facility failure | transformer damage or failure | 0.00019625
HFTD - Distribution - Tier 2 - 2QU CoRE ¦ 4QU LoRE | Red Flag Warning - Destructive Fires | equipment / facility failure | voltage regulator / booster damage or failure | 1.5651e-05
HFTD - Distribution - Tier 2 - 2QU CoRE ¦ 4QU LoRE | Red Flag Warning - Destructive Fires | other | all other | 0
HFTD - Distribution - Tier 2 - 2QU CoRE ¦ 4QU LoRE | Red Flag Warning - Destructive Fires | unknown | unknown | 0
HFTD - Distribution - Tier 2 - 2QU CoRE ¦ 4QU LoRE | Red Flag Warning - Destructive Fires | utility work / operation | utility work / operation | 0
HFTD - Distribution - Tier 2 - 2QU CoRE ¦ 4QU LoRE | Red Flag Warning - Destructive Fires | vandalism / theft | vandalism / theft | 0
HFTD - Distribution - Tier 2 - 2QU CoRE ¦ 4QU LoRE | Red Flag Warning - Destructive Fires | vegetation contact | branch (not overhanging, 4-12ft) | 5.8683e-05
HFTD - Distribution - Tier 2 - 2QU CoRE ¦ 4QU LoRE | Red Flag Warning - Destructive Fires | vegetation contact | branch (not overhanging, > 12ft) | 9.691e-05
HFTD - Distribution - Tier 2 - 2QU CoRE ¦ 4QU LoRE | Red Flag Warning - Destructive Fires | vegetation contact | branch (not overhanging, distance unknown) | 0.0004684
HFTD - Distribution - Tier 2 - 2QU CoRE ¦ 4QU LoRE | Red Flag Warning - Destructive Fires | vegetation contact | branch (not overhanging, within 4ft) | 1.3392e-05
HFTD - Distribution - Tier 2 - 2QU CoRE ¦ 4QU LoRE | Red Flag Warning - Destructive Fires | vegetation contact | branch (overhanging) | 0.00079014
HFTD - Distribution - Tier 2 - 2QU CoRE ¦ 4QU LoRE | Red Flag Warning - Destructive Fires | vegetation contact | dead | 0.00035533
HFTD - Distribution - Tier 2 - 2QU CoRE ¦ 4QU LoRE | Red Flag Warning - Destructive Fires | vegetation contact | fell into (moderate-severe defect) | 0.00029187
HFTD - Distribution - Tier 2 - 2QU CoRE ¦ 4QU LoRE | Red Flag Warning - Destructive Fires | vegetation contact | fell into (no defect) | 0.0011952
HFTD - Distribution - Tier 2 - 2QU CoRE ¦ 4QU LoRE | Red Flag Warning - Destructive Fires | vegetation contact | fell into (slight defect) | 0.00031458
HFTD - Distribution - Tier 2 - 2QU CoRE ¦ 4QU LoRE | Red Flag Warning - Destructive Fires | vegetation contact | grow into | 3.3114e-05
HFTD - Distribution - Tier 2 - 2QU CoRE ¦ 4QU LoRE | Red Flag Warning - Destructive Fires | vegetation contact | other/unknown | 0.0016152
HFTD - Distribution - Tier 2 - 2QU CoRE ¦ 4QU LoRE | Red Flag Warning - Destructive Fires | wire-to-wire contact | wire-to-wire contact / contamination | 0
HFTD - Distribution - Tier 2 - 2QU CoRE ¦ 4QU LoRE | Red Flag Warning - Large Fires | contact from object | animal contact | 0
HFTD - Distribution - Tier 2 - 2QU CoRE ¦ 4QU LoRE | Red Flag Warning - Large Fires | contact from object | balloon contact | 0
HFTD - Distribution - Tier 2 - 2QU CoRE ¦ 4QU LoRE | Red Flag Warning - Large Fires | contact from object | other contact from object | 0
HFTD - Distribution - Tier 2 - 2QU CoRE ¦ 4QU LoRE | Red Flag Warning - Large Fires | contact from object | vehicle contact | 0
HFTD - Distribution - Tier 2 - 2QU CoRE ¦ 4QU LoRE | Red Flag Warning - Large Fires | contamination | contamination | 0
HFTD - Distribution - Tier 2 - 2QU CoRE ¦ 4QU LoRE | Red Flag Warning - Large Fires | equipment / facility failure | anchor / guy damage or failure | 0.0002424
HFTD - Distribution - Tier 2 - 2QU CoRE ¦ 4QU LoRE | Red Flag Warning - Large Fires | equipment / facility failure | capacitor bank damage or failure | 0.00073998
HFTD - Distribution - Tier 2 - 2QU CoRE ¦ 4QU LoRE | Red Flag Warning - Large Fires | equipment / facility failure | conductor damage or failure | 0.0081689
HFTD - Distribution - Tier 2 - 2QU CoRE ¦ 4QU LoRE | Red Flag Warning - Large Fires | equipment / facility failure | connection device damage or failure | 0.0016938
HFTD - Distribution - Tier 2 - 2QU CoRE ¦ 4QU LoRE | Red Flag Warning - Large Fires | equipment / facility failure | crossarm damage or failure | 0.0022411
HFTD - Distribution - Tier 2 - 2QU CoRE ¦ 4QU LoRE | Red Flag Warning - Large Fires | equipment / facility failure | fuse damage or failure | 0.0020541
HFTD - Distribution - Tier 2 - 2QU CoRE ¦ 4QU LoRE | Red Flag Warning - Large Fires | equipment / facility failure | insulator and brushing damage or failure | 0.0021505
HFTD - Distribution - Tier 2 - 2QU CoRE ¦ 4QU LoRE | Red Flag Warning - Large Fires | equipment / facility failure | lightning arrestor damage or failure | 0.00019741
HFTD - Distribution - Tier 2 - 2QU CoRE ¦ 4QU LoRE | Red Flag Warning - Large Fires | equipment / facility failure | other equipment / facility failure | 0.0029455
HFTD - Distribution - Tier 2 - 2QU CoRE ¦ 4QU LoRE | Red Flag Warning - Large Fires | equipment / facility failure | pole damage or failure | 0.0017354
HFTD - Distribution - Tier 2 - 2QU CoRE ¦ 4QU LoRE | Red Flag Warning - Large Fires | equipment / facility failure | recloser damage or failure | 0
HFTD - Distribution - Tier 2 - 2QU CoRE ¦ 4QU LoRE | Red Flag Warning - Large Fires | equipment / facility failure | sectionalizer damage or failure | 0
HFTD - Distribution - Tier 2 - 2QU CoRE ¦ 4QU LoRE | Red Flag Warning - Large Fires | equipment / facility failure | switch damage or failure | 0
HFTD - Distribution - Tier 2 - 2QU CoRE ¦ 4QU LoRE | Red Flag Warning - Large Fires | equipment / facility failure | transformer damage or failure | 0.0012398
HFTD - Distribution - Tier 2 - 2QU CoRE ¦ 4QU LoRE | Red Flag Warning - Large Fires | equipment / facility failure | voltage regulator / booster damage or failure | 7.9002e-05
HFTD - Distribution - Tier 2 - 2QU CoRE ¦ 4QU LoRE | Red Flag Warning - Large Fires | other | all other | 0
HFTD - Distribution - Tier 2 - 2QU CoRE ¦ 4QU LoRE | Red Flag Warning - Large Fires | unknown | unknown | 0
HFTD - Distribution - Tier 2 - 2QU CoRE ¦ 4QU LoRE | Red Flag Warning - Large Fires | utility work / operation | utility work / operation | 0
HFTD - Distribution - Tier 2 - 2QU CoRE ¦ 4QU LoRE | Red Flag Warning - Large Fires | vandalism / theft | vandalism / theft | 0
HFTD - Distribution - Tier 2 - 2QU CoRE ¦ 4QU LoRE | Red Flag Warning - Large Fires | vegetation contact | branch (not overhanging, 4-12ft) | 0.00034212
HFTD - Distribution - Tier 2 - 2QU CoRE ¦ 4QU LoRE | Red Flag Warning - Large Fires | vegetation contact | branch (not overhanging, > 12ft) | 0.00057623
HFTD - Distribution - Tier 2 - 2QU CoRE ¦ 4QU LoRE | Red Flag Warning - Large Fires | vegetation contact | branch (not overhanging, distance unknown) | 0.0027851
HFTD - Distribution - Tier 2 - 2QU CoRE ¦ 4QU LoRE | Red Flag Warning - Large Fires | vegetation contact | branch (not overhanging, within 4ft) | 7.6417e-05
HFTD - Distribution - Tier 2 - 2QU CoRE ¦ 4QU LoRE | Red Flag Warning - Large Fires | vegetation contact | branch (overhanging) | 0.0045086
HFTD - Distribution - Tier 2 - 2QU CoRE ¦ 4QU LoRE | Red Flag Warning - Large Fires | vegetation contact | dead | 0.0021129
HFTD - Distribution - Tier 2 - 2QU CoRE ¦ 4QU LoRE | Red Flag Warning - Large Fires | vegetation contact | fell into (moderate-severe defect) | 0.0017355
HFTD - Distribution - Tier 2 - 2QU CoRE ¦ 4QU LoRE | Red Flag Warning - Large Fires | vegetation contact | fell into (no defect) | 0.0071069
HFTD - Distribution - Tier 2 - 2QU CoRE ¦ 4QU LoRE | Red Flag Warning - Large Fires | vegetation contact | fell into (slight defect) | 0.0018706
HFTD - Distribution - Tier 2 - 2QU CoRE ¦ 4QU LoRE | Red Flag Warning - Large Fires | vegetation contact | grow into | 0.0001969
HFTD - Distribution - Tier 2 - 2QU CoRE ¦ 4QU LoRE | Red Flag Warning - Large Fires | vegetation contact | other/unknown | 0.0096039
HFTD - Distribution - Tier 2 - 2QU CoRE ¦ 4QU LoRE | Red Flag Warning - Large Fires | wire-to-wire contact | wire-to-wire contact / contamination | 0
HFTD - Distribution - Tier 2 - 2QU CoRE ¦ 4QU LoRE | Red Flag Warning - Small Fires | contact from object | animal contact | 0.0048038
HFTD - Distribution - Tier 2 - 2QU CoRE ¦ 4QU LoRE | Red Flag Warning - Small Fires | contact from object | balloon contact | 0.00053532
HFTD - Distribution - Tier 2 - 2QU CoRE ¦ 4QU LoRE | Red Flag Warning - Small Fires | contact from object | other contact from object | 0.0026564
HFTD - Distribution - Tier 2 - 2QU CoRE ¦ 4QU LoRE | Red Flag Warning - Small Fires | contact from object | vehicle contact | 0.012845
HFTD - Distribution - Tier 2 - 2QU CoRE ¦ 4QU LoRE | Red Flag Warning - Small Fires | contamination | contamination | 0.00015068
HFTD - Distribution - Tier 2 - 2QU CoRE ¦ 4QU LoRE | Red Flag Warning - Small Fires | equipment / facility failure | anchor / guy damage or failure | 0.00096301
HFTD - Distribution - Tier 2 - 2QU CoRE ¦ 4QU LoRE | Red Flag Warning - Small Fires | equipment / facility failure | capacitor bank damage or failure | 0.0019345
HFTD - Distribution - Tier 2 - 2QU CoRE ¦ 4QU LoRE | Red Flag Warning - Small Fires | equipment / facility failure | conductor damage or failure | 0.025902
HFTD - Distribution - Tier 2 - 2QU CoRE ¦ 4QU LoRE | Red Flag Warning - Small Fires | equipment / facility failure | connection device damage or failure | 0.0057211
HFTD - Distribution - Tier 2 - 2QU CoRE ¦ 4QU LoRE | Red Flag Warning - Small Fires | equipment / facility failure | crossarm damage or failure | 0.0084068
HFTD - Distribution - Tier 2 - 2QU CoRE ¦ 4QU LoRE | Red Flag Warning - Small Fires | equipment / facility failure | fuse damage or failure | 0.0088325
HFTD - Distribution - Tier 2 - 2QU CoRE ¦ 4QU LoRE | Red Flag Warning - Small Fires | equipment / facility failure | insulator and brushing damage or failure | 0.0089037
HFTD - Distribution - Tier 2 - 2QU CoRE ¦ 4QU LoRE | Red Flag Warning - Small Fires | equipment / facility failure | lightning arrestor damage or failure | 0.00090505
HFTD - Distribution - Tier 2 - 2QU CoRE ¦ 4QU LoRE | Red Flag Warning - Small Fires | equipment / facility failure | other equipment / facility failure | 0.011717
HFTD - Distribution - Tier 2 - 2QU CoRE ¦ 4QU LoRE | Red Flag Warning - Small Fires | equipment / facility failure | pole damage or failure | 0.0070831
HFTD - Distribution - Tier 2 - 2QU CoRE ¦ 4QU LoRE | Red Flag Warning - Small Fires | equipment / facility failure | recloser damage or failure | 0
HFTD - Distribution - Tier 2 - 2QU CoRE ¦ 4QU LoRE | Red Flag Warning - Small Fires | equipment / facility failure | sectionalizer damage or failure | 0
HFTD - Distribution - Tier 2 - 2QU CoRE ¦ 4QU LoRE | Red Flag Warning - Small Fires | equipment / facility failure | switch damage or failure | 0
HFTD - Distribution - Tier 2 - 2QU CoRE ¦ 4QU LoRE | Red Flag Warning - Small Fires | equipment / facility failure | transformer damage or failure | 0.0052825
HFTD - Distribution - Tier 2 - 2QU CoRE ¦ 4QU LoRE | Red Flag Warning - Small Fires | equipment / facility failure | voltage regulator / booster damage or failure | 0.00038329
HFTD - Distribution - Tier 2 - 2QU CoRE ¦ 4QU LoRE | Red Flag Warning - Small Fires | other | all other | 0.003091
HFTD - Distribution - Tier 2 - 2QU CoRE ¦ 4QU LoRE | Red Flag Warning - Small Fires | unknown | unknown | 0.0080237
HFTD - Distribution - Tier 2 - 2QU CoRE ¦ 4QU LoRE | Red Flag Warning - Small Fires | utility work / operation | utility work / operation | 0.00041685
HFTD - Distribution - Tier 2 - 2QU CoRE ¦ 4QU LoRE | Red Flag Warning - Small Fires | vandalism / theft | vandalism / theft | 0.0001089
HFTD - Distribution - Tier 2 - 2QU CoRE ¦ 4QU LoRE | Red Flag Warning - Small Fires | vegetation contact | branch (not overhanging, 4-12ft) | 0.0041576
HFTD - Distribution - Tier 2 - 2QU CoRE ¦ 4QU LoRE | Red Flag Warning - Small Fires | vegetation contact | branch (not overhanging, > 12ft) | 0.0068281
HFTD - Distribution - Tier 2 - 2QU CoRE ¦ 4QU LoRE | Red Flag Warning - Small Fires | vegetation contact | branch (not overhanging, distance unknown) | 0.033002
HFTD - Distribution - Tier 2 - 2QU CoRE ¦ 4QU LoRE | Red Flag Warning - Small Fires | vegetation contact | branch (not overhanging, within 4ft) | 0.00095434
HFTD - Distribution - Tier 2 - 2QU CoRE ¦ 4QU LoRE | Red Flag Warning - Small Fires | vegetation contact | branch (overhanging) | 0.056306
HFTD - Distribution - Tier 2 - 2QU CoRE ¦ 4QU LoRE | Red Flag Warning - Small Fires | vegetation contact | dead | 0.025036
HFTD - Distribution - Tier 2 - 2QU CoRE ¦ 4QU LoRE | Red Flag Warning - Small Fires | vegetation contact | fell into (moderate-severe defect) | 0.020564
HFTD - Distribution - Tier 2 - 2QU CoRE ¦ 4QU LoRE | Red Flag Warning - Small Fires | vegetation contact | fell into (no defect) | 0.084213
HFTD - Distribution - Tier 2 - 2QU CoRE ¦ 4QU LoRE | Red Flag Warning - Small Fires | vegetation contact | fell into (slight defect) | 0.022165
HFTD - Distribution - Tier 2 - 2QU CoRE ¦ 4QU LoRE | Red Flag Warning - Small Fires | vegetation contact | grow into | 0.0023332
HFTD - Distribution - Tier 2 - 2QU CoRE ¦ 4QU LoRE | Red Flag Warning - Small Fires | vegetation contact | other/unknown | 0.1138
HFTD - Distribution - Tier 2 - 2QU CoRE ¦ 4QU LoRE | Red Flag Warning - Small Fires | wire-to-wire contact | wire-to-wire contact / contamination | 0.0095242
HFTD - Distribution - Tier 2 - 2QU CoRE ¦ 5QU LoRE | Seismic - Non-Red Flag Warning - Catastrophic Fires | cc - seismic scenario | seismic scenario | 1.9478e-07
HFTD - Distribution - Tier 2 - 2QU CoRE ¦ 5QU LoRE | Non-Red Flag Warning - Catastrophic Fires | contact from object | animal contact | 0.00060127
HFTD - Distribution - Tier 2 - 2QU CoRE ¦ 5QU LoRE | Non-Red Flag Warning - Catastrophic Fires | contact from object | balloon contact | 5.8002e-05
HFTD - Distribution - Tier 2 - 2QU CoRE ¦ 5QU LoRE | Non-Red Flag Warning - Catastrophic Fires | contact from object | other contact from object | 0.00019649
HFTD - Distribution - Tier 2 - 2QU CoRE ¦ 5QU LoRE | Non-Red Flag Warning - Catastrophic Fires | contact from object | vehicle contact | 0.00067933
HFTD - Distribution - Tier 2 - 2QU CoRE ¦ 5QU LoRE | Non-Red Flag Warning - Catastrophic Fires | contamination | contamination | 4.1677e-05
HFTD - Distribution - Tier 2 - 2QU CoRE ¦ 5QU LoRE | Non-Red Flag Warning - Catastrophic Fires | equipment / facility failure | anchor / guy damage or failure | 4.7276e-07
HFTD - Distribution - Tier 2 - 2QU CoRE ¦ 5QU LoRE | Non-Red Flag Warning - Catastrophic Fires | equipment / facility failure | capacitor bank damage or failure | 0
HFTD - Distribution - Tier 2 - 2QU CoRE ¦ 5QU LoRE | Non-Red Flag Warning - Catastrophic Fires | equipment / facility failure | conductor damage or failure | 1.3444e-05
HFTD - Distribution - Tier 2 - 2QU CoRE ¦ 5QU LoRE | Non-Red Flag Warning - Catastrophic Fires | equipment / facility failure | connection device damage or failure | 9.1817e-06
HFTD - Distribution - Tier 2 - 2QU CoRE ¦ 5QU LoRE | Non-Red Flag Warning - Catastrophic Fires | equipment / facility failure | crossarm damage or failure | 6.4733e-06
HFTD - Distribution - Tier 2 - 2QU CoRE ¦ 5QU LoRE | Non-Red Flag Warning - Catastrophic Fires | equipment / facility failure | fuse damage or failure | 3.3805e-06
HFTD - Distribution - Tier 2 - 2QU CoRE ¦ 5QU LoRE | Non-Red Flag Warning - Catastrophic Fires | equipment / facility failure | insulator and brushing damage or failure | 2.8104e-06
HFTD - Distribution - Tier 2 - 2QU CoRE ¦ 5QU LoRE | Non-Red Flag Warning - Catastrophic Fires | equipment / facility failure | lightning arrestor damage or failure | 8.4272e-07
HFTD - Distribution - Tier 2 - 2QU CoRE ¦ 5QU LoRE | Non-Red Flag Warning - Catastrophic Fires | equipment / facility failure | other equipment / facility failure | 2.2332e-05
HFTD - Distribution - Tier 2 - 2QU CoRE ¦ 5QU LoRE | Non-Red Flag Warning - Catastrophic Fires | equipment / facility failure | pole damage or failure | 1.1264e-05
HFTD - Distribution - Tier 2 - 2QU CoRE ¦ 5QU LoRE | Non-Red Flag Warning - Catastrophic Fires | equipment / facility failure | recloser damage or failure | 0
HFTD - Distribution - Tier 2 - 2QU CoRE ¦ 5QU LoRE | Non-Red Flag Warning - Catastrophic Fires | equipment / facility failure | sectionalizer damage or failure | 0
HFTD - Distribution - Tier 2 - 2QU CoRE ¦ 5QU LoRE | Non-Red Flag Warning - Catastrophic Fires | equipment / facility failure | switch damage or failure | 0
HFTD - Distribution - Tier 2 - 2QU CoRE ¦ 5QU LoRE | Non-Red Flag Warning - Catastrophic Fires | equipment / facility failure | transformer damage or failure | 1.5824e-05
HFTD - Distribution - Tier 2 - 2QU CoRE ¦ 5QU LoRE | Non-Red Flag Warning - Catastrophic Fires | equipment / facility failure | voltage regulator / booster damage or failure | 5.0017e-06
HFTD - Distribution - Tier 2 - 2QU CoRE ¦ 5QU LoRE | Non-Red Flag Warning - Catastrophic Fires | other | all other | 0.0002931
HFTD - Distribution - Tier 2 - 2QU CoRE ¦ 5QU LoRE | Non-Red Flag Warning - Catastrophic Fires | unknown | unknown | 0.00054896
HFTD - Distribution - Tier 2 - 2QU CoRE ¦ 5QU LoRE | Non-Red Flag Warning - Catastrophic Fires | utility work / operation | utility work / operation | 4.5826e-05
HFTD - Distribution - Tier 2 - 2QU CoRE ¦ 5QU LoRE | Non-Red Flag Warning - Catastrophic Fires | vandalism / theft | vandalism / theft | 3.1295e-05
HFTD - Distribution - Tier 2 - 2QU CoRE ¦ 5QU LoRE | Non-Red Flag Warning - Catastrophic Fires | vegetation contact | branch (not overhanging, 4-12ft) | 2.5205e-06
HFTD - Distribution - Tier 2 - 2QU CoRE ¦ 5QU LoRE | Non-Red Flag Warning - Catastrophic Fires | vegetation contact | branch (not overhanging, > 12ft) | 6.5206e-06
HFTD - Distribution - Tier 2 - 2QU CoRE ¦ 5QU LoRE | Non-Red Flag Warning - Catastrophic Fires | vegetation contact | branch (not overhanging, distance unknown) | 2.2259e-05
HFTD - Distribution - Tier 2 - 2QU CoRE ¦ 5QU LoRE | Non-Red Flag Warning - Catastrophic Fires | vegetation contact | branch (not overhanging, within 4ft) | 9.8977e-07
HFTD - Distribution - Tier 2 - 2QU CoRE ¦ 5QU LoRE | Non-Red Flag Warning - Catastrophic Fires | vegetation contact | branch (overhanging) | 4.4045e-05
HFTD - Distribution - Tier 2 - 2QU CoRE ¦ 5QU LoRE | Non-Red Flag Warning - Catastrophic Fires | vegetation contact | dead | 2.3682e-05
HFTD - Distribution - Tier 2 - 2QU CoRE ¦ 5QU LoRE | Non-Red Flag Warning - Catastrophic Fires | vegetation contact | fell into (moderate-severe defect) | 2.7087e-05
HFTD - Distribution - Tier 2 - 2QU CoRE ¦ 5QU LoRE | Non-Red Flag Warning - Catastrophic Fires | vegetation contact | fell into (no defect) | 0.00015955
HFTD - Distribution - Tier 2 - 2QU CoRE ¦ 5QU LoRE | Non-Red Flag Warning - Catastrophic Fires | vegetation contact | fell into (slight defect) | 3.3485e-05
HFTD - Distribution - Tier 2 - 2QU CoRE ¦ 5QU LoRE | Non-Red Flag Warning - Catastrophic Fires | vegetation contact | grow into | 2.8984e-06
HFTD - Distribution - Tier 2 - 2QU CoRE ¦ 5QU LoRE | Non-Red Flag Warning - Catastrophic Fires | vegetation contact | other/unknown | 0.00013744
HFTD - Distribution - Tier 2 - 2QU CoRE ¦ 5QU LoRE | Non-Red Flag Warning - Catastrophic Fires | wire-to-wire contact | wire-to-wire contact / contamination | 0.00072996
HFTD - Distribution - Tier 2 - 2QU CoRE ¦ 5QU LoRE | Non-Red Flag Warning - Destructive Fires | contact from object | animal contact | 0.00037553
HFTD - Distribution - Tier 2 - 2QU CoRE ¦ 5QU LoRE | Non-Red Flag Warning - Destructive Fires | contact from object | balloon contact | 3.4256e-05
HFTD - Distribution - Tier 2 - 2QU CoRE ¦ 5QU LoRE | Non-Red Flag Warning - Destructive Fires | contact from object | other contact from object | 0.00012184
HFTD - Distribution - Tier 2 - 2QU CoRE ¦ 5QU LoRE | Non-Red Flag Warning - Destructive Fires | contact from object | vehicle contact | 0.00040558
HFTD - Distribution - Tier 2 - 2QU CoRE ¦ 5QU LoRE | Non-Red Flag Warning - Destructive Fires | contamination | contamination | 2.4904e-05
HFTD - Distribution - Tier 2 - 2QU CoRE ¦ 5QU LoRE | Non-Red Flag Warning - Destructive Fires | equipment / facility failure | anchor / guy damage or failure | 1.5659e-06
HFTD - Distribution - Tier 2 - 2QU CoRE ¦ 5QU LoRE | Non-Red Flag Warning - Destructive Fires | equipment / facility failure | capacitor bank damage or failure | 0
HFTD - Distribution - Tier 2 - 2QU CoRE ¦ 5QU LoRE | Non-Red Flag Warning - Destructive Fires | equipment / facility failure | conductor damage or failure | 5.0021e-05
HFTD - Distribution - Tier 2 - 2QU CoRE ¦ 5QU LoRE | Non-Red Flag Warning - Destructive Fires | equipment / facility failure | connection device damage or failure | 3.5463e-05
HFTD - Distribution - Tier 2 - 2QU CoRE ¦ 5QU LoRE | Non-Red Flag Warning - Destructive Fires | equipment / facility failure | crossarm damage or failure | 2.1818e-05
HFTD - Distribution - Tier 2 - 2QU CoRE ¦ 5QU LoRE | Non-Red Flag Warning - Destructive Fires | equipment / facility failure | fuse damage or failure | 1.1102e-05
HFTD - Distribution - Tier 2 - 2QU CoRE ¦ 5QU LoRE | Non-Red Flag Warning - Destructive Fires | equipment / facility failure | insulator and brushing damage or failure | 9.3937e-06
HFTD - Distribution - Tier 2 - 2QU CoRE ¦ 5QU LoRE | Non-Red Flag Warning - Destructive Fires | equipment / facility failure | lightning arrestor damage or failure | 2.7781e-06
HFTD - Distribution - Tier 2 - 2QU CoRE ¦ 5QU LoRE | Non-Red Flag Warning - Destructive Fires | equipment / facility failure | other equipment / facility failure | 7.5782e-05
HFTD - Distribution - Tier 2 - 2QU CoRE ¦ 5QU LoRE | Non-Red Flag Warning - Destructive Fires | equipment / facility failure | pole damage or failure | 3.7338e-05
HFTD - Distribution - Tier 2 - 2QU CoRE ¦ 5QU LoRE | Non-Red Flag Warning - Destructive Fires | equipment / facility failure | recloser damage or failure | 0
HFTD - Distribution - Tier 2 - 2QU CoRE ¦ 5QU LoRE | Non-Red Flag Warning - Destructive Fires | equipment / facility failure | sectionalizer damage or failure | 0
HFTD - Distribution - Tier 2 - 2QU CoRE ¦ 5QU LoRE | Non-Red Flag Warning - Destructive Fires | equipment / facility failure | switch damage or failure | 0
HFTD - Distribution - Tier 2 - 2QU CoRE ¦ 5QU LoRE | Non-Red Flag Warning - Destructive Fires | equipment / facility failure | transformer damage or failure | 5.2473e-05
HFTD - Distribution - Tier 2 - 2QU CoRE ¦ 5QU LoRE | Non-Red Flag Warning - Destructive Fires | equipment / facility failure | voltage regulator / booster damage or failure | 1.6481e-05
HFTD - Distribution - Tier 2 - 2QU CoRE ¦ 5QU LoRE | Non-Red Flag Warning - Destructive Fires | other | all other | 0.00018835
HFTD - Distribution - Tier 2 - 2QU CoRE ¦ 5QU LoRE | Non-Red Flag Warning - Destructive Fires | unknown | unknown | 0.00035094
HFTD - Distribution - Tier 2 - 2QU CoRE ¦ 5QU LoRE | Non-Red Flag Warning - Destructive Fires | utility work / operation | utility work / operation | 2.9152e-05
HFTD - Distribution - Tier 2 - 2QU CoRE ¦ 5QU LoRE | Non-Red Flag Warning - Destructive Fires | vandalism / theft | vandalism / theft | 1.8684e-05
HFTD - Distribution - Tier 2 - 2QU CoRE ¦ 5QU LoRE | Non-Red Flag Warning - Destructive Fires | vegetation contact | branch (not overhanging, 4-12ft) | 5.9871e-06
HFTD - Distribution - Tier 2 - 2QU CoRE ¦ 5QU LoRE | Non-Red Flag Warning - Destructive Fires | vegetation contact | branch (not overhanging, > 12ft) | 1.5485e-05
HFTD - Distribution - Tier 2 - 2QU CoRE ¦ 5QU LoRE | Non-Red Flag Warning - Destructive Fires | vegetation contact | branch (not overhanging, distance unknown) | 5.2861e-05
HFTD - Distribution - Tier 2 - 2QU CoRE ¦ 5QU LoRE | Non-Red Flag Warning - Destructive Fires | vegetation contact | branch (not overhanging, within 4ft) | 2.3516e-06
HFTD - Distribution - Tier 2 - 2QU CoRE ¦ 5QU LoRE | Non-Red Flag Warning - Destructive Fires | vegetation contact | branch (overhanging) | 0.00010465
HFTD - Distribution - Tier 2 - 2QU CoRE ¦ 5QU LoRE | Non-Red Flag Warning - Destructive Fires | vegetation contact | dead | 5.624e-05
HFTD - Distribution - Tier 2 - 2QU CoRE ¦ 5QU LoRE | Non-Red Flag Warning - Destructive Fires | vegetation contact | fell into (moderate-severe defect) | 6.4326e-05
HFTD - Distribution - Tier 2 - 2QU CoRE ¦ 5QU LoRE | Non-Red Flag Warning - Destructive Fires | vegetation contact | fell into (no defect) | 0.0003789
HFTD - Distribution - Tier 2 - 2QU CoRE ¦ 5QU LoRE | Non-Red Flag Warning - Destructive Fires | vegetation contact | fell into (slight defect) | 7.9522e-05
HFTD - Distribution - Tier 2 - 2QU CoRE ¦ 5QU LoRE | Non-Red Flag Warning - Destructive Fires | vegetation contact | grow into | 6.8831e-06
HFTD - Distribution - Tier 2 - 2QU CoRE ¦ 5QU LoRE | Non-Red Flag Warning - Destructive Fires | vegetation contact | other/unknown | 0.00032639
HFTD - Distribution - Tier 2 - 2QU CoRE ¦ 5QU LoRE | Non-Red Flag Warning - Destructive Fires | wire-to-wire contact | wire-to-wire contact / contamination | 0.00048033
HFTD - Distribution - Tier 2 - 2QU CoRE ¦ 5QU LoRE | Non-Red Flag Warning - Large Fires | contact from object | animal contact | 0.0036307
HFTD - Distribution - Tier 2 - 2QU CoRE ¦ 5QU LoRE | Non-Red Flag Warning - Large Fires | contact from object | balloon contact | 0.00032993
HFTD - Distribution - Tier 2 - 2QU CoRE ¦ 5QU LoRE | Non-Red Flag Warning - Large Fires | contact from object | other contact from object | 0.00087747
HFTD - Distribution - Tier 2 - 2QU CoRE ¦ 5QU LoRE | Non-Red Flag Warning - Large Fires | contact from object | vehicle contact | 0.0030918
HFTD - Distribution - Tier 2 - 2QU CoRE ¦ 5QU LoRE | Non-Red Flag Warning - Large Fires | contamination | contamination | 0.00021123
HFTD - Distribution - Tier 2 - 2QU CoRE ¦ 5QU LoRE | Non-Red Flag Warning - Large Fires | equipment / facility failure | anchor / guy damage or failure | 1.3059e-05
HFTD - Distribution - Tier 2 - 2QU CoRE ¦ 5QU LoRE | Non-Red Flag Warning - Large Fires | equipment / facility failure | capacitor bank damage or failure | 0
HFTD - Distribution - Tier 2 - 2QU CoRE ¦ 5QU LoRE | Non-Red Flag Warning - Large Fires | equipment / facility failure | conductor damage or failure | 0.00060041
HFTD - Distribution - Tier 2 - 2QU CoRE ¦ 5QU LoRE | Non-Red Flag Warning - Large Fires | equipment / facility failure | connection device damage or failure | 0.00046097
HFTD - Distribution - Tier 2 - 2QU CoRE ¦ 5QU LoRE | Non-Red Flag Warning - Large Fires | equipment / facility failure | crossarm damage or failure | 0.00029676
HFTD - Distribution - Tier 2 - 2QU CoRE ¦ 5QU LoRE | Non-Red Flag Warning - Large Fires | equipment / facility failure | fuse damage or failure | 0.00010663
HFTD - Distribution - Tier 2 - 2QU CoRE ¦ 5QU LoRE | Non-Red Flag Warning - Large Fires | equipment / facility failure | insulator and brushing damage or failure | 0.00011676
HFTD - Distribution - Tier 2 - 2QU CoRE ¦ 5QU LoRE | Non-Red Flag Warning - Large Fires | equipment / facility failure | lightning arrestor damage or failure | 2.4163e-05
HFTD - Distribution - Tier 2 - 2QU CoRE ¦ 5QU LoRE | Non-Red Flag Warning - Large Fires | equipment / facility failure | other equipment / facility failure | 0.00086048
HFTD - Distribution - Tier 2 - 2QU CoRE ¦ 5QU LoRE | Non-Red Flag Warning - Large Fires | equipment / facility failure | pole damage or failure | 0.00039011
HFTD - Distribution - Tier 2 - 2QU CoRE ¦ 5QU LoRE | Non-Red Flag Warning - Large Fires | equipment / facility failure | recloser damage or failure | 0
HFTD - Distribution - Tier 2 - 2QU CoRE ¦ 5QU LoRE | Non-Red Flag Warning - Large Fires | equipment / facility failure | sectionalizer damage or failure | 0
HFTD - Distribution - Tier 2 - 2QU CoRE ¦ 5QU LoRE | Non-Red Flag Warning - Large Fires | equipment / facility failure | switch damage or failure | 0
HFTD - Distribution - Tier 2 - 2QU CoRE ¦ 5QU LoRE | Non-Red Flag Warning - Large Fires | equipment / facility failure | transformer damage or failure | 0.00062136
HFTD - Distribution - Tier 2 - 2QU CoRE ¦ 5QU LoRE | Non-Red Flag Warning - Large Fires | equipment / facility failure | voltage regulator / booster damage or failure | 0.00015322
HFTD - Distribution - Tier 2 - 2QU CoRE ¦ 5QU LoRE | Non-Red Flag Warning - Large Fires | other | all other | 0.0013433
HFTD - Distribution - Tier 2 - 2QU CoRE ¦ 5QU LoRE | Non-Red Flag Warning - Large Fires | unknown | unknown | 0.0032696
HFTD - Distribution - Tier 2 - 2QU CoRE ¦ 5QU LoRE | Non-Red Flag Warning - Large Fires | utility work / operation | utility work / operation | 0.0002588
HFTD - Distribution - Tier 2 - 2QU CoRE ¦ 5QU LoRE | Non-Red Flag Warning - Large Fires | vandalism / theft | vandalism / theft | 0.00011485
HFTD - Distribution - Tier 2 - 2QU CoRE ¦ 5QU LoRE | Non-Red Flag Warning - Large Fires | vegetation contact | branch (not overhanging, 4-12ft) | 6.01e-05
HFTD - Distribution - Tier 2 - 2QU CoRE ¦ 5QU LoRE | Non-Red Flag Warning - Large Fires | vegetation contact | branch (not overhanging, > 12ft) | 0.0001551
HFTD - Distribution - Tier 2 - 2QU CoRE ¦ 5QU LoRE | Non-Red Flag Warning - Large Fires | vegetation contact | branch (not overhanging, distance unknown) | 0.00052944
HFTD - Distribution - Tier 2 - 2QU CoRE ¦ 5QU LoRE | Non-Red Flag Warning - Large Fires | vegetation contact | branch (not overhanging, within 4ft) | 2.3665e-05
HFTD - Distribution - Tier 2 - 2QU CoRE ¦ 5QU LoRE | Non-Red Flag Warning - Large Fires | vegetation contact | branch (overhanging) | 0.0010531
HFTD - Distribution - Tier 2 - 2QU CoRE ¦ 5QU LoRE | Non-Red Flag Warning - Large Fires | vegetation contact | dead | 0.00056328
HFTD - Distribution - Tier 2 - 2QU CoRE ¦ 5QU LoRE | Non-Red Flag Warning - Large Fires | vegetation contact | fell into (moderate-severe defect) | 0.00064427
HFTD - Distribution - Tier 2 - 2QU CoRE ¦ 5QU LoRE | Non-Red Flag Warning - Large Fires | vegetation contact | fell into (no defect) | 0.0037949
HFTD - Distribution - Tier 2 - 2QU CoRE ¦ 5QU LoRE | Non-Red Flag Warning - Large Fires | vegetation contact | fell into (slight defect) | 0.00079646
HFTD - Distribution - Tier 2 - 2QU CoRE ¦ 5QU LoRE | Non-Red Flag Warning - Large Fires | vegetation contact | grow into | 6.8939e-05
HFTD - Distribution - Tier 2 - 2QU CoRE ¦ 5QU LoRE | Non-Red Flag Warning - Large Fires | vegetation contact | other/unknown | 0.003269
HFTD - Distribution - Tier 2 - 2QU CoRE ¦ 5QU LoRE | Non-Red Flag Warning - Large Fires | wire-to-wire contact | wire-to-wire contact / contamination | 0.0043106
HFTD - Distribution - Tier 2 - 2QU CoRE ¦ 5QU LoRE | Non-Red Flag Warning - Small Fires | contact from object | animal contact | 0.23852
HFTD - Distribution - Tier 2 - 2QU CoRE ¦ 5QU LoRE | Non-Red Flag Warning - Small Fires | contact from object | balloon contact | 0.019601
HFTD - Distribution - Tier 2 - 2QU CoRE ¦ 5QU LoRE | Non-Red Flag Warning - Small Fires | contact from object | other contact from object | 0.077576
HFTD - Distribution - Tier 2 - 2QU CoRE ¦ 5QU LoRE | Non-Red Flag Warning - Small Fires | contact from object | vehicle contact | 0.25892
HFTD - Distribution - Tier 2 - 2QU CoRE ¦ 5QU LoRE | Non-Red Flag Warning - Small Fires | contamination | contamination | 0.016929
HFTD - Distribution - Tier 2 - 2QU CoRE ¦ 5QU LoRE | Non-Red Flag Warning - Small Fires | equipment / facility failure | anchor / guy damage or failure | 0.005273
HFTD - Distribution - Tier 2 - 2QU CoRE ¦ 5QU LoRE | Non-Red Flag Warning - Small Fires | equipment / facility failure | capacitor bank damage or failure | 0
HFTD - Distribution - Tier 2 - 2QU CoRE ¦ 5QU LoRE | Non-Red Flag Warning - Small Fires | equipment / facility failure | conductor damage or failure | 0.12828
HFTD - Distribution - Tier 2 - 2QU CoRE ¦ 5QU LoRE | Non-Red Flag Warning - Small Fires | equipment / facility failure | connection device damage or failure | 0.08092
HFTD - Distribution - Tier 2 - 2QU CoRE ¦ 5QU LoRE | Non-Red Flag Warning - Small Fires | equipment / facility failure | crossarm damage or failure | 0.058541
HFTD - Distribution - Tier 2 - 2QU CoRE ¦ 5QU LoRE | Non-Red Flag Warning - Small Fires | equipment / facility failure | fuse damage or failure | 0.029926
HFTD - Distribution - Tier 2 - 2QU CoRE ¦ 5QU LoRE | Non-Red Flag Warning - Small Fires | equipment / facility failure | insulator and brushing damage or failure | 0.026709
HFTD - Distribution - Tier 2 - 2QU CoRE ¦ 5QU LoRE | Non-Red Flag Warning - Small Fires | equipment / facility failure | lightning arrestor damage or failure | 0.0083827
HFTD - Distribution - Tier 2 - 2QU CoRE ¦ 5QU LoRE | Non-Red Flag Warning - Small Fires | equipment / facility failure | other equipment / facility failure | 0.20474
HFTD - Distribution - Tier 2 - 2QU CoRE ¦ 5QU LoRE | Non-Red Flag Warning - Small Fires | equipment / facility failure | pole damage or failure | 0.097507
HFTD - Distribution - Tier 2 - 2QU CoRE ¦ 5QU LoRE | Non-Red Flag Warning - Small Fires | equipment / facility failure | recloser damage or failure | 0
HFTD - Distribution - Tier 2 - 2QU CoRE ¦ 5QU LoRE | Non-Red Flag Warning - Small Fires | equipment / facility failure | sectionalizer damage or failure | 0
HFTD - Distribution - Tier 2 - 2QU CoRE ¦ 5QU LoRE | Non-Red Flag Warning - Small Fires | equipment / facility failure | switch damage or failure | 0
HFTD - Distribution - Tier 2 - 2QU CoRE ¦ 5QU LoRE | Non-Red Flag Warning - Small Fires | equipment / facility failure | transformer damage or failure | 0.13607
HFTD - Distribution - Tier 2 - 2QU CoRE ¦ 5QU LoRE | Non-Red Flag Warning - Small Fires | equipment / facility failure | voltage regulator / booster damage or failure | 0.04103
HFTD - Distribution - Tier 2 - 2QU CoRE ¦ 5QU LoRE | Non-Red Flag Warning - Small Fires | other | all other | 0.10894
HFTD - Distribution - Tier 2 - 2QU CoRE ¦ 5QU LoRE | Non-Red Flag Warning - Small Fires | unknown | unknown | 0.20976
HFTD - Distribution - Tier 2 - 2QU CoRE ¦ 5QU LoRE | Non-Red Flag Warning - Small Fires | utility work / operation | utility work / operation | 0.017674
HFTD - Distribution - Tier 2 - 2QU CoRE ¦ 5QU LoRE | Non-Red Flag Warning - Small Fires | vandalism / theft | vandalism / theft | 0.017548
HFTD - Distribution - Tier 2 - 2QU CoRE ¦ 5QU LoRE | Non-Red Flag Warning - Small Fires | vegetation contact | branch (not overhanging, 4-12ft) | 0.0076916
HFTD - Distribution - Tier 2 - 2QU CoRE ¦ 5QU LoRE | Non-Red Flag Warning - Small Fires | vegetation contact | branch (not overhanging, > 12ft) | 0.019948
HFTD - Distribution - Tier 2 - 2QU CoRE ¦ 5QU LoRE | Non-Red Flag Warning - Small Fires | vegetation contact | branch (not overhanging, distance unknown) | 0.068096
HFTD - Distribution - Tier 2 - 2QU CoRE ¦ 5QU LoRE | Non-Red Flag Warning - Small Fires | vegetation contact | branch (not overhanging, within 4ft) | 0.0030121
HFTD - Distribution - Tier 2 - 2QU CoRE ¦ 5QU LoRE | Non-Red Flag Warning - Small Fires | vegetation contact | branch (overhanging) | 0.13404
HFTD - Distribution - Tier 2 - 2QU CoRE ¦ 5QU LoRE | Non-Red Flag Warning - Small Fires | vegetation contact | dead | 0.072448
HFTD - Distribution - Tier 2 - 2QU CoRE ¦ 5QU LoRE | Non-Red Flag Warning - Small Fires | vegetation contact | fell into (moderate-severe defect) | 0.082865
HFTD - Distribution - Tier 2 - 2QU CoRE ¦ 5QU LoRE | Non-Red Flag Warning - Small Fires | vegetation contact | fell into (no defect) | 0.4881
HFTD - Distribution - Tier 2 - 2QU CoRE ¦ 5QU LoRE | Non-Red Flag Warning - Small Fires | vegetation contact | fell into (slight defect) | 0.10244
HFTD - Distribution - Tier 2 - 2QU CoRE ¦ 5QU LoRE | Non-Red Flag Warning - Small Fires | vegetation contact | grow into | 0.0088668
HFTD - Distribution - Tier 2 - 2QU CoRE ¦ 5QU LoRE | Non-Red Flag Warning - Small Fires | vegetation contact | other/unknown | 0.42046
HFTD - Distribution - Tier 2 - 2QU CoRE ¦ 5QU LoRE | Non-Red Flag Warning - Small Fires | wire-to-wire contact | wire-to-wire contact / contamination | 0.28238
HFTD - Distribution - Tier 2 - 2QU CoRE ¦ 5QU LoRE | Seismic - Red Flag Warning - Catastrophic Fires | cc - seismic scenario | seismic scenario | 8.4005e-06
HFTD - Distribution - Tier 2 - 2QU CoRE ¦ 5QU LoRE | Red Flag Warning - Catastrophic Fires | contact from object | animal contact | 0
HFTD - Distribution - Tier 2 - 2QU CoRE ¦ 5QU LoRE | Red Flag Warning - Catastrophic Fires | contact from object | balloon contact | 0
HFTD - Distribution - Tier 2 - 2QU CoRE ¦ 5QU LoRE | Red Flag Warning - Catastrophic Fires | contact from object | other contact from object | 0
HFTD - Distribution - Tier 2 - 2QU CoRE ¦ 5QU LoRE | Red Flag Warning - Catastrophic Fires | contact from object | vehicle contact | 0
HFTD - Distribution - Tier 2 - 2QU CoRE ¦ 5QU LoRE | Red Flag Warning - Catastrophic Fires | contamination | contamination | 0
HFTD - Distribution - Tier 2 - 2QU CoRE ¦ 5QU LoRE | Red Flag Warning - Catastrophic Fires | equipment / facility failure | anchor / guy damage or failure | 0.00034075
HFTD - Distribution - Tier 2 - 2QU CoRE ¦ 5QU LoRE | Red Flag Warning - Catastrophic Fires | equipment / facility failure | capacitor bank damage or failure | 0
HFTD - Distribution - Tier 2 - 2QU CoRE ¦ 5QU LoRE | Red Flag Warning - Catastrophic Fires | equipment / facility failure | conductor damage or failure | 0.0061254
HFTD - Distribution - Tier 2 - 2QU CoRE ¦ 5QU LoRE | Red Flag Warning - Catastrophic Fires | equipment / facility failure | connection device damage or failure | 0.0029241
HFTD - Distribution - Tier 2 - 2QU CoRE ¦ 5QU LoRE | Red Flag Warning - Catastrophic Fires | equipment / facility failure | crossarm damage or failure | 0.002665
HFTD - Distribution - Tier 2 - 2QU CoRE ¦ 5QU LoRE | Red Flag Warning - Catastrophic Fires | equipment / facility failure | fuse damage or failure | 0.0021786
HFTD - Distribution - Tier 2 - 2QU CoRE ¦ 5QU LoRE | Red Flag Warning - Catastrophic Fires | equipment / facility failure | insulator and brushing damage or failure | 0.0022425
HFTD - Distribution - Tier 2 - 2QU CoRE ¦ 5QU LoRE | Red Flag Warning - Catastrophic Fires | equipment / facility failure | lightning arrestor damage or failure | 0.00042512
HFTD - Distribution - Tier 2 - 2QU CoRE ¦ 5QU LoRE | Red Flag Warning - Catastrophic Fires | equipment / facility failure | other equipment / facility failure | 0.0031852
HFTD - Distribution - Tier 2 - 2QU CoRE ¦ 5QU LoRE | Red Flag Warning - Catastrophic Fires | equipment / facility failure | pole damage or failure | 0.0019857
HFTD - Distribution - Tier 2 - 2QU CoRE ¦ 5QU LoRE | Red Flag Warning - Catastrophic Fires | equipment / facility failure | recloser damage or failure | 0
HFTD - Distribution - Tier 2 - 2QU CoRE ¦ 5QU LoRE | Red Flag Warning - Catastrophic Fires | equipment / facility failure | sectionalizer damage or failure | 0
HFTD - Distribution - Tier 2 - 2QU CoRE ¦ 5QU LoRE | Red Flag Warning - Catastrophic Fires | equipment / facility failure | switch damage or failure | 0
HFTD - Distribution - Tier 2 - 2QU CoRE ¦ 5QU LoRE | Red Flag Warning - Catastrophic Fires | equipment / facility failure | transformer damage or failure | 0.0014313
HFTD - Distribution - Tier 2 - 2QU CoRE ¦ 5QU LoRE | Red Flag Warning - Catastrophic Fires | equipment / facility failure | voltage regulator / booster damage or failure | 0.00018306
HFTD - Distribution - Tier 2 - 2QU CoRE ¦ 5QU LoRE | Red Flag Warning - Catastrophic Fires | other | all other | 0
HFTD - Distribution - Tier 2 - 2QU CoRE ¦ 5QU LoRE | Red Flag Warning - Catastrophic Fires | unknown | unknown | 0
HFTD - Distribution - Tier 2 - 2QU CoRE ¦ 5QU LoRE | Red Flag Warning - Catastrophic Fires | utility work / operation | utility work / operation | 0
HFTD - Distribution - Tier 2 - 2QU CoRE ¦ 5QU LoRE | Red Flag Warning - Catastrophic Fires | vandalism / theft | vandalism / theft | 0
HFTD - Distribution - Tier 2 - 2QU CoRE ¦ 5QU LoRE | Red Flag Warning - Catastrophic Fires | vegetation contact | branch (not overhanging, 4-12ft) | 0.00040332
HFTD - Distribution - Tier 2 - 2QU CoRE ¦ 5QU LoRE | Red Flag Warning - Catastrophic Fires | vegetation contact | branch (not overhanging, > 12ft) | 0.0006761
HFTD - Distribution - Tier 2 - 2QU CoRE ¦ 5QU LoRE | Red Flag Warning - Catastrophic Fires | vegetation contact | branch (not overhanging, distance unknown) | 0.0032678
HFTD - Distribution - Tier 2 - 2QU CoRE ¦ 5QU LoRE | Red Flag Warning - Catastrophic Fires | vegetation contact | branch (not overhanging, within 4ft) | 9.0563e-05
HFTD - Distribution - Tier 2 - 2QU CoRE ¦ 5QU LoRE | Red Flag Warning - Catastrophic Fires | vegetation contact | branch (overhanging) | 0.0053432
HFTD - Distribution - Tier 2 - 2QU CoRE ¦ 5QU LoRE | Red Flag Warning - Catastrophic Fires | vegetation contact | dead | 0.002479
HFTD - Distribution - Tier 2 - 2QU CoRE ¦ 5QU LoRE | Red Flag Warning - Catastrophic Fires | vegetation contact | fell into (moderate-severe defect) | 0.0020362
HFTD - Distribution - Tier 2 - 2QU CoRE ¦ 5QU LoRE | Red Flag Warning - Catastrophic Fires | vegetation contact | fell into (no defect) | 0.0083386
HFTD - Distribution - Tier 2 - 2QU CoRE ¦ 5QU LoRE | Red Flag Warning - Catastrophic Fires | vegetation contact | fell into (slight defect) | 0.0021947
HFTD - Distribution - Tier 2 - 2QU CoRE ¦ 5QU LoRE | Red Flag Warning - Catastrophic Fires | vegetation contact | grow into | 0.00023103
HFTD - Distribution - Tier 2 - 2QU CoRE ¦ 5QU LoRE | Red Flag Warning - Catastrophic Fires | vegetation contact | other/unknown | 0.011268
HFTD - Distribution - Tier 2 - 2QU CoRE ¦ 5QU LoRE | Red Flag Warning - Catastrophic Fires | wire-to-wire contact | wire-to-wire contact / contamination | 0
HFTD - Distribution - Tier 2 - 2QU CoRE ¦ 5QU LoRE | Red Flag Warning - Destructive Fires | contact from object | animal contact | 0
HFTD - Distribution - Tier 2 - 2QU CoRE ¦ 5QU LoRE | Red Flag Warning - Destructive Fires | contact from object | balloon contact | 0
HFTD - Distribution - Tier 2 - 2QU CoRE ¦ 5QU LoRE | Red Flag Warning - Destructive Fires | contact from object | other contact from object | 0
HFTD - Distribution - Tier 2 - 2QU CoRE ¦ 5QU LoRE | Red Flag Warning - Destructive Fires | contact from object | vehicle contact | 0
HFTD - Distribution - Tier 2 - 2QU CoRE ¦ 5QU LoRE | Red Flag Warning - Destructive Fires | contamination | contamination | 0
HFTD - Distribution - Tier 2 - 2QU CoRE ¦ 5QU LoRE | Red Flag Warning - Destructive Fires | equipment / facility failure | anchor / guy damage or failure | 5.6801e-05
HFTD - Distribution - Tier 2 - 2QU CoRE ¦ 5QU LoRE | Red Flag Warning - Destructive Fires | equipment / facility failure | capacitor bank damage or failure | 0
HFTD - Distribution - Tier 2 - 2QU CoRE ¦ 5QU LoRE | Red Flag Warning - Destructive Fires | equipment / facility failure | conductor damage or failure | 0.001147
HFTD - Distribution - Tier 2 - 2QU CoRE ¦ 5QU LoRE | Red Flag Warning - Destructive Fires | equipment / facility failure | connection device damage or failure | 0.00056839
HFTD - Distribution - Tier 2 - 2QU CoRE ¦ 5QU LoRE | Red Flag Warning - Destructive Fires | equipment / facility failure | crossarm damage or failure | 0.00045204
HFTD - Distribution - Tier 2 - 2QU CoRE ¦ 5QU LoRE | Red Flag Warning - Destructive Fires | equipment / facility failure | fuse damage or failure | 0.00036009
HFTD - Distribution - Tier 2 - 2QU CoRE ¦ 5QU LoRE | Red Flag Warning - Destructive Fires | equipment / facility failure | insulator and brushing damage or failure | 0.00037723
HFTD - Distribution - Tier 2 - 2QU CoRE ¦ 5QU LoRE | Red Flag Warning - Destructive Fires | equipment / facility failure | lightning arrestor damage or failure | 7.0532e-05
HFTD - Distribution - Tier 2 - 2QU CoRE ¦ 5QU LoRE | Red Flag Warning - Destructive Fires | equipment / facility failure | other equipment / facility failure | 0.00054396
HFTD - Distribution - Tier 2 - 2QU CoRE ¦ 5QU LoRE | Red Flag Warning - Destructive Fires | equipment / facility failure | pole damage or failure | 0.00033126
HFTD - Distribution - Tier 2 - 2QU CoRE ¦ 5QU LoRE | Red Flag Warning - Destructive Fires | equipment / facility failure | recloser damage or failure | 0
HFTD - Distribution - Tier 2 - 2QU CoRE ¦ 5QU LoRE | Red Flag Warning - Destructive Fires | equipment / facility failure | sectionalizer damage or failure | 0
HFTD - Distribution - Tier 2 - 2QU CoRE ¦ 5QU LoRE | Red Flag Warning - Destructive Fires | equipment / facility failure | switch damage or failure | 0
HFTD - Distribution - Tier 2 - 2QU CoRE ¦ 5QU LoRE | Red Flag Warning - Destructive Fires | equipment / facility failure | transformer damage or failure | 0.00023886
HFTD - Distribution - Tier 2 - 2QU CoRE ¦ 5QU LoRE | Red Flag Warning - Destructive Fires | equipment / facility failure | voltage regulator / booster damage or failure | 3.0357e-05
HFTD - Distribution - Tier 2 - 2QU CoRE ¦ 5QU LoRE | Red Flag Warning - Destructive Fires | other | all other | 0
HFTD - Distribution - Tier 2 - 2QU CoRE ¦ 5QU LoRE | Red Flag Warning - Destructive Fires | unknown | unknown | 0
HFTD - Distribution - Tier 2 - 2QU CoRE ¦ 5QU LoRE | Red Flag Warning - Destructive Fires | utility work / operation | utility work / operation | 0
HFTD - Distribution - Tier 2 - 2QU CoRE ¦ 5QU LoRE | Red Flag Warning - Destructive Fires | vandalism / theft | vandalism / theft | 0
HFTD - Distribution - Tier 2 - 2QU CoRE ¦ 5QU LoRE | Red Flag Warning - Destructive Fires | vegetation contact | branch (not overhanging, 4-12ft) | 4.8215e-05
HFTD - Distribution - Tier 2 - 2QU CoRE ¦ 5QU LoRE | Red Flag Warning - Destructive Fires | vegetation contact | branch (not overhanging, > 12ft) | 8.0806e-05
HFTD - Distribution - Tier 2 - 2QU CoRE ¦ 5QU LoRE | Red Flag Warning - Destructive Fires | vegetation contact | branch (not overhanging, distance unknown) | 0.00039056
HFTD - Distribution - Tier 2 - 2QU CoRE ¦ 5QU LoRE | Red Flag Warning - Destructive Fires | vegetation contact | branch (not overhanging, within 4ft) | 1.0829e-05
HFTD - Distribution - Tier 2 - 2QU CoRE ¦ 5QU LoRE | Red Flag Warning - Destructive Fires | vegetation contact | branch (overhanging) | 0.00063891
HFTD - Distribution - Tier 2 - 2QU CoRE ¦ 5QU LoRE | Red Flag Warning - Destructive Fires | vegetation contact | dead | 0.00029629
HFTD - Distribution - Tier 2 - 2QU CoRE ¦ 5QU LoRE | Red Flag Warning - Destructive Fires | vegetation contact | fell into (moderate-severe defect) | 0.00024337
HFTD - Distribution - Tier 2 - 2QU CoRE ¦ 5QU LoRE | Red Flag Warning - Destructive Fires | vegetation contact | fell into (no defect) | 0.00099661
HFTD - Distribution - Tier 2 - 2QU CoRE ¦ 5QU LoRE | Red Flag Warning - Destructive Fires | vegetation contact | fell into (slight defect) | 0.00026231
HFTD - Distribution - Tier 2 - 2QU CoRE ¦ 5QU LoRE | Red Flag Warning - Destructive Fires | vegetation contact | grow into | 2.7612e-05
HFTD - Distribution - Tier 2 - 2QU CoRE ¦ 5QU LoRE | Red Flag Warning - Destructive Fires | vegetation contact | other/unknown | 0.0013468
HFTD - Distribution - Tier 2 - 2QU CoRE ¦ 5QU LoRE | Red Flag Warning - Destructive Fires | wire-to-wire contact | wire-to-wire contact / contamination | 0
HFTD - Distribution - Tier 2 - 2QU CoRE ¦ 5QU LoRE | Red Flag Warning - Large Fires | contact from object | animal contact | 0
HFTD - Distribution - Tier 2 - 2QU CoRE ¦ 5QU LoRE | Red Flag Warning - Large Fires | contact from object | balloon contact | 0
HFTD - Distribution - Tier 2 - 2QU CoRE ¦ 5QU LoRE | Red Flag Warning - Large Fires | contact from object | other contact from object | 0
HFTD - Distribution - Tier 2 - 2QU CoRE ¦ 5QU LoRE | Red Flag Warning - Large Fires | contact from object | vehicle contact | 0
HFTD - Distribution - Tier 2 - 2QU CoRE ¦ 5QU LoRE | Red Flag Warning - Large Fires | contamination | contamination | 0
HFTD - Distribution - Tier 2 - 2QU CoRE ¦ 5QU LoRE | Red Flag Warning - Large Fires | equipment / facility failure | anchor / guy damage or failure | 0.00025936
HFTD - Distribution - Tier 2 - 2QU CoRE ¦ 5QU LoRE | Red Flag Warning - Large Fires | equipment / facility failure | capacitor bank damage or failure | 0
HFTD - Distribution - Tier 2 - 2QU CoRE ¦ 5QU LoRE | Red Flag Warning - Large Fires | equipment / facility failure | conductor damage or failure | 0.0075382
HFTD - Distribution - Tier 2 - 2QU CoRE ¦ 5QU LoRE | Red Flag Warning - Large Fires | equipment / facility failure | connection device damage or failure | 0.0040453
HFTD - Distribution - Tier 2 - 2QU CoRE ¦ 5QU LoRE | Red Flag Warning - Large Fires | equipment / facility failure | crossarm damage or failure | 0.0033665
HFTD - Distribution - Tier 2 - 2QU CoRE ¦ 5QU LoRE | Red Flag Warning - Large Fires | equipment / facility failure | fuse damage or failure | 0.0018935
HFTD - Distribution - Tier 2 - 2QU CoRE ¦ 5QU LoRE | Red Flag Warning - Large Fires | equipment / facility failure | insulator and brushing damage or failure | 0.0025672
HFTD - Distribution - Tier 2 - 2QU CoRE ¦ 5QU LoRE | Red Flag Warning - Large Fires | equipment / facility failure | lightning arrestor damage or failure | 0.00033588
HFTD - Distribution - Tier 2 - 2QU CoRE ¦ 5QU LoRE | Red Flag Warning - Large Fires | equipment / facility failure | other equipment / facility failure | 0.0033818
HFTD - Distribution - Tier 2 - 2QU CoRE ¦ 5QU LoRE | Red Flag Warning - Large Fires | equipment / facility failure | pole damage or failure | 0.0018951
HFTD - Distribution - Tier 2 - 2QU CoRE ¦ 5QU LoRE | Red Flag Warning - Large Fires | equipment / facility failure | recloser damage or failure | 0
HFTD - Distribution - Tier 2 - 2QU CoRE ¦ 5QU LoRE | Red Flag Warning - Large Fires | equipment / facility failure | sectionalizer damage or failure | 0
HFTD - Distribution - Tier 2 - 2QU CoRE ¦ 5QU LoRE | Red Flag Warning - Large Fires | equipment / facility failure | switch damage or failure | 0
HFTD - Distribution - Tier 2 - 2QU CoRE ¦ 5QU LoRE | Red Flag Warning - Large Fires | equipment / facility failure | transformer damage or failure | 0.0015487
HFTD - Distribution - Tier 2 - 2QU CoRE ¦ 5QU LoRE | Red Flag Warning - Large Fires | equipment / facility failure | voltage regulator / booster damage or failure | 0.00015453
HFTD - Distribution - Tier 2 - 2QU CoRE ¦ 5QU LoRE | Red Flag Warning - Large Fires | other | all other | 0
HFTD - Distribution - Tier 2 - 2QU CoRE ¦ 5QU LoRE | Red Flag Warning - Large Fires | unknown | unknown | 0
HFTD - Distribution - Tier 2 - 2QU CoRE ¦ 5QU LoRE | Red Flag Warning - Large Fires | utility work / operation | utility work / operation | 0
HFTD - Distribution - Tier 2 - 2QU CoRE ¦ 5QU LoRE | Red Flag Warning - Large Fires | vandalism / theft | vandalism / theft | 0
HFTD - Distribution - Tier 2 - 2QU CoRE ¦ 5QU LoRE | Red Flag Warning - Large Fires | vegetation contact | branch (not overhanging, 4-12ft) | 0.000265
HFTD - Distribution - Tier 2 - 2QU CoRE ¦ 5QU LoRE | Red Flag Warning - Large Fires | vegetation contact | branch (not overhanging, > 12ft) | 0.00044313
HFTD - Distribution - Tier 2 - 2QU CoRE ¦ 5QU LoRE | Red Flag Warning - Large Fires | vegetation contact | branch (not overhanging, distance unknown) | 0.0021418
HFTD - Distribution - Tier 2 - 2QU CoRE ¦ 5QU LoRE | Red Flag Warning - Large Fires | vegetation contact | branch (not overhanging, within 4ft) | 5.9666e-05
HFTD - Distribution - Tier 2 - 2QU CoRE ¦ 5QU LoRE | Red Flag Warning - Large Fires | vegetation contact | branch (overhanging) | 0.0035203
HFTD - Distribution - Tier 2 - 2QU CoRE ¦ 5QU LoRE | Red Flag Warning - Large Fires | vegetation contact | dead | 0.0016248
HFTD - Distribution - Tier 2 - 2QU CoRE ¦ 5QU LoRE | Red Flag Warning - Large Fires | vegetation contact | fell into (moderate-severe defect) | 0.0013346
HFTD - Distribution - Tier 2 - 2QU CoRE ¦ 5QU LoRE | Red Flag Warning - Large Fires | vegetation contact | fell into (no defect) | 0.0054653
HFTD - Distribution - Tier 2 - 2QU CoRE ¦ 5QU LoRE | Red Flag Warning - Large Fires | vegetation contact | fell into (slight defect) | 0.0014385
HFTD - Distribution - Tier 2 - 2QU CoRE ¦ 5QU LoRE | Red Flag Warning - Large Fires | vegetation contact | grow into | 0.00015142
HFTD - Distribution - Tier 2 - 2QU CoRE ¦ 5QU LoRE | Red Flag Warning - Large Fires | vegetation contact | other/unknown | 0.0073855
HFTD - Distribution - Tier 2 - 2QU CoRE ¦ 5QU LoRE | Red Flag Warning - Large Fires | wire-to-wire contact | wire-to-wire contact / contamination | 0
HFTD - Distribution - Tier 2 - 2QU CoRE ¦ 5QU LoRE | Red Flag Warning - Small Fires | contact from object | animal contact | 0.004555
HFTD - Distribution - Tier 2 - 2QU CoRE ¦ 5QU LoRE | Red Flag Warning - Small Fires | contact from object | balloon contact | 0.00065386
HFTD - Distribution - Tier 2 - 2QU CoRE ¦ 5QU LoRE | Red Flag Warning - Small Fires | contact from object | other contact from object | 0.0026731
HFTD - Distribution - Tier 2 - 2QU CoRE ¦ 5QU LoRE | Red Flag Warning - Small Fires | contact from object | vehicle contact | 0.010562
HFTD - Distribution - Tier 2 - 2QU CoRE ¦ 5QU LoRE | Red Flag Warning - Small Fires | contamination | contamination | 0.00018409
HFTD - Distribution - Tier 2 - 2QU CoRE ¦ 5QU LoRE | Red Flag Warning - Small Fires | equipment / facility failure | anchor / guy damage or failure | 0.0016387
HFTD - Distribution - Tier 2 - 2QU CoRE ¦ 5QU LoRE | Red Flag Warning - Small Fires | equipment / facility failure | capacitor bank damage or failure | 0
HFTD - Distribution - Tier 2 - 2QU CoRE ¦ 5QU LoRE | Red Flag Warning - Small Fires | equipment / facility failure | conductor damage or failure | 0.0252
HFTD - Distribution - Tier 2 - 2QU CoRE ¦ 5QU LoRE | Red Flag Warning - Small Fires | equipment / facility failure | connection device damage or failure | 0.011111
HFTD - Distribution - Tier 2 - 2QU CoRE ¦ 5QU LoRE | Red Flag Warning - Small Fires | equipment / facility failure | crossarm damage or failure | 0.010391
HFTD - Distribution - Tier 2 - 2QU CoRE ¦ 5QU LoRE | Red Flag Warning - Small Fires | equipment / facility failure | fuse damage or failure | 0.0083152
HFTD - Distribution - Tier 2 - 2QU CoRE ¦ 5QU LoRE | Red Flag Warning - Small Fires | equipment / facility failure | insulator and brushing damage or failure | 0.0091892
HFTD - Distribution - Tier 2 - 2QU CoRE ¦ 5QU LoRE | Red Flag Warning - Small Fires | equipment / facility failure | lightning arrestor damage or failure | 0.0018233
HFTD - Distribution - Tier 2 - 2QU CoRE ¦ 5QU LoRE | Red Flag Warning - Small Fires | equipment / facility failure | other equipment / facility failure | 0.01259
HFTD - Distribution - Tier 2 - 2QU CoRE ¦ 5QU LoRE | Red Flag Warning - Small Fires | equipment / facility failure | pole damage or failure | 0.0074114
HFTD - Distribution - Tier 2 - 2QU CoRE ¦ 5QU LoRE | Red Flag Warning - Small Fires | equipment / facility failure | recloser damage or failure | 0
HFTD - Distribution - Tier 2 - 2QU CoRE ¦ 5QU LoRE | Red Flag Warning - Small Fires | equipment / facility failure | sectionalizer damage or failure | 0
HFTD - Distribution - Tier 2 - 2QU CoRE ¦ 5QU LoRE | Red Flag Warning - Small Fires | equipment / facility failure | switch damage or failure | 0
HFTD - Distribution - Tier 2 - 2QU CoRE ¦ 5QU LoRE | Red Flag Warning - Small Fires | equipment / facility failure | transformer damage or failure | 0.0053067
HFTD - Distribution - Tier 2 - 2QU CoRE ¦ 5QU LoRE | Red Flag Warning - Small Fires | equipment / facility failure | voltage regulator / booster damage or failure | 0.00064749
HFTD - Distribution - Tier 2 - 2QU CoRE ¦ 5QU LoRE | Red Flag Warning - Small Fires | other | all other | 0.0032494
HFTD - Distribution - Tier 2 - 2QU CoRE ¦ 5QU LoRE | Red Flag Warning - Small Fires | unknown | unknown | 0.0089042
HFTD - Distribution - Tier 2 - 2QU CoRE ¦ 5QU LoRE | Red Flag Warning - Small Fires | utility work / operation | utility work / operation | 0.00047339
HFTD - Distribution - Tier 2 - 2QU CoRE ¦ 5QU LoRE | Red Flag Warning - Small Fires | vandalism / theft | vandalism / theft | 0.00029475
HFTD - Distribution - Tier 2 - 2QU CoRE ¦ 5QU LoRE | Red Flag Warning - Small Fires | vegetation contact | branch (not overhanging, 4-12ft) | 0.0030583
HFTD - Distribution - Tier 2 - 2QU CoRE ¦ 5QU LoRE | Red Flag Warning - Small Fires | vegetation contact | branch (not overhanging, > 12ft) | 0.0051397
HFTD - Distribution - Tier 2 - 2QU CoRE ¦ 5QU LoRE | Red Flag Warning - Small Fires | vegetation contact | branch (not overhanging, distance unknown) | 0.024842
HFTD - Distribution - Tier 2 - 2QU CoRE ¦ 5QU LoRE | Red Flag Warning - Small Fires | vegetation contact | branch (not overhanging, within 4ft) | 0.00068484
HFTD - Distribution - Tier 2 - 2QU CoRE ¦ 5QU LoRE | Red Flag Warning - Small Fires | vegetation contact | branch (overhanging) | 0.040405
HFTD - Distribution - Tier 2 - 2QU CoRE ¦ 5QU LoRE | Red Flag Warning - Small Fires | vegetation contact | dead | 0.018845
HFTD - Distribution - Tier 2 - 2QU CoRE ¦ 5QU LoRE | Red Flag Warning - Small Fires | vegetation contact | fell into (moderate-severe defect) | 0.015479
HFTD - Distribution - Tier 2 - 2QU CoRE ¦ 5QU LoRE | Red Flag Warning - Small Fires | vegetation contact | fell into (no defect) | 0.063389
HFTD - Distribution - Tier 2 - 2QU CoRE ¦ 5QU LoRE | Red Flag Warning - Small Fires | vegetation contact | fell into (slight defect) | 0.016684
HFTD - Distribution - Tier 2 - 2QU CoRE ¦ 5QU LoRE | Red Flag Warning - Small Fires | vegetation contact | grow into | 0.0017562
HFTD - Distribution - Tier 2 - 2QU CoRE ¦ 5QU LoRE | Red Flag Warning - Small Fires | vegetation contact | other/unknown | 0.085661
HFTD - Distribution - Tier 2 - 2QU CoRE ¦ 5QU LoRE | Red Flag Warning - Small Fires | wire-to-wire contact | wire-to-wire contact / contamination | 0.00942
HFTD - Distribution - Tier 2 - 3QU CoRE ¦ 1QU LoRE | Seismic - Non-Red Flag Warning - Catastrophic Fires | cc - seismic scenario | seismic scenario | 2.8354e-07
HFTD - Distribution - Tier 2 - 3QU CoRE ¦ 1QU LoRE | Non-Red Flag Warning - Catastrophic Fires | contact from object | animal contact | 0.0003873
HFTD - Distribution - Tier 2 - 3QU CoRE ¦ 1QU LoRE | Non-Red Flag Warning - Catastrophic Fires | contact from object | balloon contact | 9.2163e-06
HFTD - Distribution - Tier 2 - 3QU CoRE ¦ 1QU LoRE | Non-Red Flag Warning - Catastrophic Fires | contact from object | other contact from object | 9.3592e-05
HFTD - Distribution - Tier 2 - 3QU CoRE ¦ 1QU LoRE | Non-Red Flag Warning - Catastrophic Fires | contact from object | vehicle contact | 0.00032957
HFTD - Distribution - Tier 2 - 3QU CoRE ¦ 1QU LoRE | Non-Red Flag Warning - Catastrophic Fires | contamination | contamination | 1.1611e-05
HFTD - Distribution - Tier 2 - 3QU CoRE ¦ 1QU LoRE | Non-Red Flag Warning - Catastrophic Fires | equipment / facility failure | anchor / guy damage or failure | 4.0468e-08
HFTD - Distribution - Tier 2 - 3QU CoRE ¦ 1QU LoRE | Non-Red Flag Warning - Catastrophic Fires | equipment / facility failure | capacitor bank damage or failure | 1.993e-06
HFTD - Distribution - Tier 2 - 3QU CoRE ¦ 1QU LoRE | Non-Red Flag Warning - Catastrophic Fires | equipment / facility failure | conductor damage or failure | 8.3841e-06
HFTD - Distribution - Tier 2 - 3QU CoRE ¦ 1QU LoRE | Non-Red Flag Warning - Catastrophic Fires | equipment / facility failure | connection device damage or failure | 6.9454e-06
HFTD - Distribution - Tier 2 - 3QU CoRE ¦ 1QU LoRE | Non-Red Flag Warning - Catastrophic Fires | equipment / facility failure | crossarm damage or failure | 1.4081e-06
HFTD - Distribution - Tier 2 - 3QU CoRE ¦ 1QU LoRE | Non-Red Flag Warning - Catastrophic Fires | equipment / facility failure | fuse damage or failure | 5.8083e-07
HFTD - Distribution - Tier 2 - 3QU CoRE ¦ 1QU LoRE | Non-Red Flag Warning - Catastrophic Fires | equipment / facility failure | insulator and brushing damage or failure | 6.8358e-07
HFTD - Distribution - Tier 2 - 3QU CoRE ¦ 1QU LoRE | Non-Red Flag Warning - Catastrophic Fires | equipment / facility failure | lightning arrestor damage or failure | 9.4881e-08
HFTD - Distribution - Tier 2 - 3QU CoRE ¦ 1QU LoRE | Non-Red Flag Warning - Catastrophic Fires | equipment / facility failure | other equipment / facility failure | 6.3224e-06
HFTD - Distribution - Tier 2 - 3QU CoRE ¦ 1QU LoRE | Non-Red Flag Warning - Catastrophic Fires | equipment / facility failure | pole damage or failure | 1.9131e-06
HFTD - Distribution - Tier 2 - 3QU CoRE ¦ 1QU LoRE | Non-Red Flag Warning - Catastrophic Fires | equipment / facility failure | recloser damage or failure | 0
HFTD - Distribution - Tier 2 - 3QU CoRE ¦ 1QU LoRE | Non-Red Flag Warning - Catastrophic Fires | equipment / facility failure | sectionalizer damage or failure | 0
HFTD - Distribution - Tier 2 - 3QU CoRE ¦ 1QU LoRE | Non-Red Flag Warning - Catastrophic Fires | equipment / facility failure | switch damage or failure | 0
HFTD - Distribution - Tier 2 - 3QU CoRE ¦ 1QU LoRE | Non-Red Flag Warning - Catastrophic Fires | equipment / facility failure | transformer damage or failure | 3.3929e-06
HFTD - Distribution - Tier 2 - 3QU CoRE ¦ 1QU LoRE | Non-Red Flag Warning - Catastrophic Fires | equipment / facility failure | voltage regulator / booster damage or failure | 1.4275e-07
HFTD - Distribution - Tier 2 - 3QU CoRE ¦ 1QU LoRE | Non-Red Flag Warning - Catastrophic Fires | other | all other | 0.0001253
HFTD - Distribution - Tier 2 - 3QU CoRE ¦ 1QU LoRE | Non-Red Flag Warning - Catastrophic Fires | unknown | unknown | 0.0003109
HFTD - Distribution - Tier 2 - 3QU CoRE ¦ 1QU LoRE | Non-Red Flag Warning - Catastrophic Fires | utility work / operation | utility work / operation | 5.7091e-05
HFTD - Distribution - Tier 2 - 3QU CoRE ¦ 1QU LoRE | Non-Red Flag Warning - Catastrophic Fires | vandalism / theft | vandalism / theft | 1.3215e-05
HFTD - Distribution - Tier 2 - 3QU CoRE ¦ 1QU LoRE | Non-Red Flag Warning - Catastrophic Fires | vegetation contact | branch (not overhanging, 4-12ft) | 1.4355e-06
HFTD - Distribution - Tier 2 - 3QU CoRE ¦ 1QU LoRE | Non-Red Flag Warning - Catastrophic Fires | vegetation contact | branch (not overhanging, > 12ft) | 3.2288e-06
HFTD - Distribution - Tier 2 - 3QU CoRE ¦ 1QU LoRE | Non-Red Flag Warning - Catastrophic Fires | vegetation contact | branch (not overhanging, distance unknown) | 1.1022e-05
HFTD - Distribution - Tier 2 - 3QU CoRE ¦ 1QU LoRE | Non-Red Flag Warning - Catastrophic Fires | vegetation contact | branch (not overhanging, within 4ft) | 6.4458e-07
HFTD - Distribution - Tier 2 - 3QU CoRE ¦ 1QU LoRE | Non-Red Flag Warning - Catastrophic Fires | vegetation contact | branch (overhanging) | 2.8684e-05
HFTD - Distribution - Tier 2 - 3QU CoRE ¦ 1QU LoRE | Non-Red Flag Warning - Catastrophic Fires | vegetation contact | dead | 1.1726e-05
HFTD - Distribution - Tier 2 - 3QU CoRE ¦ 1QU LoRE | Non-Red Flag Warning - Catastrophic Fires | vegetation contact | fell into (moderate-severe defect) | 1.3412e-05
HFTD - Distribution - Tier 2 - 3QU CoRE ¦ 1QU LoRE | Non-Red Flag Warning - Catastrophic Fires | vegetation contact | fell into (no defect) | 7.9002e-05
HFTD - Distribution - Tier 2 - 3QU CoRE ¦ 1QU LoRE | Non-Red Flag Warning - Catastrophic Fires | vegetation contact | fell into (slight defect) | 1.6581e-05
HFTD - Distribution - Tier 2 - 3QU CoRE ¦ 1QU LoRE | Non-Red Flag Warning - Catastrophic Fires | vegetation contact | grow into | 1.4352e-06
HFTD - Distribution - Tier 2 - 3QU CoRE ¦ 1QU LoRE | Non-Red Flag Warning - Catastrophic Fires | vegetation contact | other/unknown | 6.8054e-05
HFTD - Distribution - Tier 2 - 3QU CoRE ¦ 1QU LoRE | Non-Red Flag Warning - Catastrophic Fires | wire-to-wire contact | wire-to-wire contact / contamination | 0.00060427
HFTD - Distribution - Tier 2 - 3QU CoRE ¦ 1QU LoRE | Non-Red Flag Warning - Destructive Fires | contact from object | animal contact | 0.00034719
HFTD - Distribution - Tier 2 - 3QU CoRE ¦ 1QU LoRE | Non-Red Flag Warning - Destructive Fires | contact from object | balloon contact | 7.3401e-06
HFTD - Distribution - Tier 2 - 3QU CoRE ¦ 1QU LoRE | Non-Red Flag Warning - Destructive Fires | contact from object | other contact from object | 7.9317e-05
HFTD - Distribution - Tier 2 - 3QU CoRE ¦ 1QU LoRE | Non-Red Flag Warning - Destructive Fires | contact from object | vehicle contact | 0.00022335
HFTD - Distribution - Tier 2 - 3QU CoRE ¦ 1QU LoRE | Non-Red Flag Warning - Destructive Fires | contamination | contamination | 7.6566e-06
HFTD - Distribution - Tier 2 - 3QU CoRE ¦ 1QU LoRE | Non-Red Flag Warning - Destructive Fires | equipment / facility failure | anchor / guy damage or failure | 1.504e-07
HFTD - Distribution - Tier 2 - 3QU CoRE ¦ 1QU LoRE | Non-Red Flag Warning - Destructive Fires | equipment / facility failure | capacitor bank damage or failure | 7.3473e-06
HFTD - Distribution - Tier 2 - 3QU CoRE ¦ 1QU LoRE | Non-Red Flag Warning - Destructive Fires | equipment / facility failure | conductor damage or failure | 4.1978e-05
HFTD - Distribution - Tier 2 - 3QU CoRE ¦ 1QU LoRE | Non-Red Flag Warning - Destructive Fires | equipment / facility failure | connection device damage or failure | 3.5875e-05
HFTD - Distribution - Tier 2 - 3QU CoRE ¦ 1QU LoRE | Non-Red Flag Warning - Destructive Fires | equipment / facility failure | crossarm damage or failure | 5.6605e-06
HFTD - Distribution - Tier 2 - 3QU CoRE ¦ 1QU LoRE | Non-Red Flag Warning - Destructive Fires | equipment / facility failure | fuse damage or failure | 2.1393e-06
HFTD - Distribution - Tier 2 - 3QU CoRE ¦ 1QU LoRE | Non-Red Flag Warning - Destructive Fires | equipment / facility failure | insulator and brushing damage or failure | 2.6248e-06
HFTD - Distribution - Tier 2 - 3QU CoRE ¦ 1QU LoRE | Non-Red Flag Warning - Destructive Fires | equipment / facility failure | lightning arrestor damage or failure | 3.6095e-07
HFTD - Distribution - Tier 2 - 3QU CoRE ¦ 1QU LoRE | Non-Red Flag Warning - Destructive Fires | equipment / facility failure | other equipment / facility failure | 2.6253e-05
HFTD - Distribution - Tier 2 - 3QU CoRE ¦ 1QU LoRE | Non-Red Flag Warning - Destructive Fires | equipment / facility failure | pole damage or failure | 7.7981e-06
HFTD - Distribution - Tier 2 - 3QU CoRE ¦ 1QU LoRE | Non-Red Flag Warning - Destructive Fires | equipment / facility failure | recloser damage or failure | 0
HFTD - Distribution - Tier 2 - 3QU CoRE ¦ 1QU LoRE | Non-Red Flag Warning - Destructive Fires | equipment / facility failure | sectionalizer damage or failure | 0
HFTD - Distribution - Tier 2 - 3QU CoRE ¦ 1QU LoRE | Non-Red Flag Warning - Destructive Fires | equipment / facility failure | switch damage or failure | 0
HFTD - Distribution - Tier 2 - 3QU CoRE ¦ 1QU LoRE | Non-Red Flag Warning - Destructive Fires | equipment / facility failure | transformer damage or failure | 1.2569e-05
HFTD - Distribution - Tier 2 - 3QU CoRE ¦ 1QU LoRE | Non-Red Flag Warning - Destructive Fires | equipment / facility failure | voltage regulator / booster damage or failure | 5.4194e-07
HFTD - Distribution - Tier 2 - 3QU CoRE ¦ 1QU LoRE | Non-Red Flag Warning - Destructive Fires | other | all other | 0.00012112
HFTD - Distribution - Tier 2 - 3QU CoRE ¦ 1QU LoRE | Non-Red Flag Warning - Destructive Fires | unknown | unknown | 0.00029047
HFTD - Distribution - Tier 2 - 3QU CoRE ¦ 1QU LoRE | Non-Red Flag Warning - Destructive Fires | utility work / operation | utility work / operation | 5.0648e-05
HFTD - Distribution - Tier 2 - 3QU CoRE ¦ 1QU LoRE | Non-Red Flag Warning - Destructive Fires | vandalism / theft | vandalism / theft | 8.3888e-06
HFTD - Distribution - Tier 2 - 3QU CoRE ¦ 1QU LoRE | Non-Red Flag Warning - Destructive Fires | vegetation contact | branch (not overhanging, 4-12ft) | 3.867e-06
HFTD - Distribution - Tier 2 - 3QU CoRE ¦ 1QU LoRE | Non-Red Flag Warning - Destructive Fires | vegetation contact | branch (not overhanging, > 12ft) | 8.7126e-06
HFTD - Distribution - Tier 2 - 3QU CoRE ¦ 1QU LoRE | Non-Red Flag Warning - Destructive Fires | vegetation contact | branch (not overhanging, distance unknown) | 2.9742e-05
HFTD - Distribution - Tier 2 - 3QU CoRE ¦ 1QU LoRE | Non-Red Flag Warning - Destructive Fires | vegetation contact | branch (not overhanging, within 4ft) | 1.7339e-06
HFTD - Distribution - Tier 2 - 3QU CoRE ¦ 1QU LoRE | Non-Red Flag Warning - Destructive Fires | vegetation contact | branch (overhanging) | 7.7157e-05
HFTD - Distribution - Tier 2 - 3QU CoRE ¦ 1QU LoRE | Non-Red Flag Warning - Destructive Fires | vegetation contact | dead | 3.1642e-05
HFTD - Distribution - Tier 2 - 3QU CoRE ¦ 1QU LoRE | Non-Red Flag Warning - Destructive Fires | vegetation contact | fell into (moderate-severe defect) | 3.6192e-05
HFTD - Distribution - Tier 2 - 3QU CoRE ¦ 1QU LoRE | Non-Red Flag Warning - Destructive Fires | vegetation contact | fell into (no defect) | 0.00021318
HFTD - Distribution - Tier 2 - 3QU CoRE ¦ 1QU LoRE | Non-Red Flag Warning - Destructive Fires | vegetation contact | fell into (slight defect) | 4.4741e-05
HFTD - Distribution - Tier 2 - 3QU CoRE ¦ 1QU LoRE | Non-Red Flag Warning - Destructive Fires | vegetation contact | grow into | 3.8726e-06
HFTD - Distribution - Tier 2 - 3QU CoRE ¦ 1QU LoRE | Non-Red Flag Warning - Destructive Fires | vegetation contact | other/unknown | 0.00018364
HFTD - Distribution - Tier 2 - 3QU CoRE ¦ 1QU LoRE | Non-Red Flag Warning - Destructive Fires | wire-to-wire contact | wire-to-wire contact / contamination | 0.00058532
HFTD - Distribution - Tier 2 - 3QU CoRE ¦ 1QU LoRE | Non-Red Flag Warning - Large Fires | contact from object | animal contact | 0.0022948
HFTD - Distribution - Tier 2 - 3QU CoRE ¦ 1QU LoRE | Non-Red Flag Warning - Large Fires | contact from object | balloon contact | 4.3459e-05
HFTD - Distribution - Tier 2 - 3QU CoRE ¦ 1QU LoRE | Non-Red Flag Warning - Large Fires | contact from object | other contact from object | 0.00063453
HFTD - Distribution - Tier 2 - 3QU CoRE ¦ 1QU LoRE | Non-Red Flag Warning - Large Fires | contact from object | vehicle contact | 0.0020336
HFTD - Distribution - Tier 2 - 3QU CoRE ¦ 1QU LoRE | Non-Red Flag Warning - Large Fires | contamination | contamination | 7.971e-05
HFTD - Distribution - Tier 2 - 3QU CoRE ¦ 1QU LoRE | Non-Red Flag Warning - Large Fires | equipment / facility failure | anchor / guy damage or failure | 2.9299e-06
HFTD - Distribution - Tier 2 - 3QU CoRE ¦ 1QU LoRE | Non-Red Flag Warning - Large Fires | equipment / facility failure | capacitor bank damage or failure | 7.7319e-05
HFTD - Distribution - Tier 2 - 3QU CoRE ¦ 1QU LoRE | Non-Red Flag Warning - Large Fires | equipment / facility failure | conductor damage or failure | 0.00048713
HFTD - Distribution - Tier 2 - 3QU CoRE ¦ 1QU LoRE | Non-Red Flag Warning - Large Fires | equipment / facility failure | connection device damage or failure | 0.00039948
HFTD - Distribution - Tier 2 - 3QU CoRE ¦ 1QU LoRE | Non-Red Flag Warning - Large Fires | equipment / facility failure | crossarm damage or failure | 7.5341e-05
HFTD - Distribution - Tier 2 - 3QU CoRE ¦ 1QU LoRE | Non-Red Flag Warning - Large Fires | equipment / facility failure | fuse damage or failure | 2.7338e-05
HFTD - Distribution - Tier 2 - 3QU CoRE ¦ 1QU LoRE | Non-Red Flag Warning - Large Fires | equipment / facility failure | insulator and brushing damage or failure | 3.6072e-05
HFTD - Distribution - Tier 2 - 3QU CoRE ¦ 1QU LoRE | Non-Red Flag Warning - Large Fires | equipment / facility failure | lightning arrestor damage or failure | 4.4929e-06
HFTD - Distribution - Tier 2 - 3QU CoRE ¦ 1QU LoRE | Non-Red Flag Warning - Large Fires | equipment / facility failure | other equipment / facility failure | 0.00030307
HFTD - Distribution - Tier 2 - 3QU CoRE ¦ 1QU LoRE | Non-Red Flag Warning - Large Fires | equipment / facility failure | pole damage or failure | 7.3975e-05
HFTD - Distribution - Tier 2 - 3QU CoRE ¦ 1QU LoRE | Non-Red Flag Warning - Large Fires | equipment / facility failure | recloser damage or failure | 0
HFTD - Distribution - Tier 2 - 3QU CoRE ¦ 1QU LoRE | Non-Red Flag Warning - Large Fires | equipment / facility failure | sectionalizer damage or failure | 0
HFTD - Distribution - Tier 2 - 3QU CoRE ¦ 1QU LoRE | Non-Red Flag Warning - Large Fires | equipment / facility failure | switch damage or failure | 0
HFTD - Distribution - Tier 2 - 3QU CoRE ¦ 1QU LoRE | Non-Red Flag Warning - Large Fires | equipment / facility failure | transformer damage or failure | 0.00015894
HFTD - Distribution - Tier 2 - 3QU CoRE ¦ 1QU LoRE | Non-Red Flag Warning - Large Fires | equipment / facility failure | voltage regulator / booster damage or failure | 7.3562e-06
HFTD - Distribution - Tier 2 - 3QU CoRE ¦ 1QU LoRE | Non-Red Flag Warning - Large Fires | other | all other | 0.00086124
HFTD - Distribution - Tier 2 - 3QU CoRE ¦ 1QU LoRE | Non-Red Flag Warning - Large Fires | unknown | unknown | 0.0019579
HFTD - Distribution - Tier 2 - 3QU CoRE ¦ 1QU LoRE | Non-Red Flag Warning - Large Fires | utility work / operation | utility work / operation | 0.00047462
HFTD - Distribution - Tier 2 - 3QU CoRE ¦ 1QU LoRE | Non-Red Flag Warning - Large Fires | vandalism / theft | vandalism / theft | 0.0001097
HFTD - Distribution - Tier 2 - 3QU CoRE ¦ 1QU LoRE | Non-Red Flag Warning - Large Fires | vegetation contact | branch (not overhanging, 4-12ft) | 4.2971e-05
HFTD - Distribution - Tier 2 - 3QU CoRE ¦ 1QU LoRE | Non-Red Flag Warning - Large Fires | vegetation contact | branch (not overhanging, > 12ft) | 9.7409e-05
HFTD - Distribution - Tier 2 - 3QU CoRE ¦ 1QU LoRE | Non-Red Flag Warning - Large Fires | vegetation contact | branch (not overhanging, distance unknown) | 0.00033252
HFTD - Distribution - Tier 2 - 3QU CoRE ¦ 1QU LoRE | Non-Red Flag Warning - Large Fires | vegetation contact | branch (not overhanging, within 4ft) | 1.9168e-05
HFTD - Distribution - Tier 2 - 3QU CoRE ¦ 1QU LoRE | Non-Red Flag Warning - Large Fires | vegetation contact | branch (overhanging) | 0.00085297
HFTD - Distribution - Tier 2 - 3QU CoRE ¦ 1QU LoRE | Non-Red Flag Warning - Large Fires | vegetation contact | dead | 0.00035377
HFTD - Distribution - Tier 2 - 3QU CoRE ¦ 1QU LoRE | Non-Red Flag Warning - Large Fires | vegetation contact | fell into (moderate-severe defect) | 0.00040463
HFTD - Distribution - Tier 2 - 3QU CoRE ¦ 1QU LoRE | Non-Red Flag Warning - Large Fires | vegetation contact | fell into (no defect) | 0.0023834
HFTD - Distribution - Tier 2 - 3QU CoRE ¦ 1QU LoRE | Non-Red Flag Warning - Large Fires | vegetation contact | fell into (slight defect) | 0.00050022
HFTD - Distribution - Tier 2 - 3QU CoRE ¦ 1QU LoRE | Non-Red Flag Warning - Large Fires | vegetation contact | grow into | 4.3297e-05
HFTD - Distribution - Tier 2 - 3QU CoRE ¦ 1QU LoRE | Non-Red Flag Warning - Large Fires | vegetation contact | other/unknown | 0.0020531
HFTD - Distribution - Tier 2 - 3QU CoRE ¦ 1QU LoRE | Non-Red Flag Warning - Large Fires | wire-to-wire contact | wire-to-wire contact / contamination | 0.0037802
HFTD - Distribution - Tier 2 - 3QU CoRE ¦ 1QU LoRE | Non-Red Flag Warning - Small Fires | contact from object | animal contact | 0.31997
HFTD - Distribution - Tier 2 - 3QU CoRE ¦ 1QU LoRE | Non-Red Flag Warning - Small Fires | contact from object | balloon contact | 0.0077348
HFTD - Distribution - Tier 2 - 3QU CoRE ¦ 1QU LoRE | Non-Red Flag Warning - Small Fires | contact from object | other contact from object | 0.1107
HFTD - Distribution - Tier 2 - 3QU CoRE ¦ 1QU LoRE | Non-Red Flag Warning - Small Fires | contact from object | vehicle contact | 0.32409
HFTD - Distribution - Tier 2 - 3QU CoRE ¦ 1QU LoRE | Non-Red Flag Warning - Small Fires | contamination | contamination | 0.0123
HFTD - Distribution - Tier 2 - 3QU CoRE ¦ 1QU LoRE | Non-Red Flag Warning - Small Fires | equipment / facility failure | anchor / guy damage or failure | 0.0012952
HFTD - Distribution - Tier 2 - 3QU CoRE ¦ 1QU LoRE | Non-Red Flag Warning - Small Fires | equipment / facility failure | capacitor bank damage or failure | 0.034627
HFTD - Distribution - Tier 2 - 3QU CoRE ¦ 1QU LoRE | Non-Red Flag Warning - Small Fires | equipment / facility failure | conductor damage or failure | 0.26252
HFTD - Distribution - Tier 2 - 3QU CoRE ¦ 1QU LoRE | Non-Red Flag Warning - Small Fires | equipment / facility failure | connection device damage or failure | 0.20139
HFTD - Distribution - Tier 2 - 3QU CoRE ¦ 1QU LoRE | Non-Red Flag Warning - Small Fires | equipment / facility failure | crossarm damage or failure | 0.038988
HFTD - Distribution - Tier 2 - 3QU CoRE ¦ 1QU LoRE | Non-Red Flag Warning - Small Fires | equipment / facility failure | fuse damage or failure | 0.018077
HFTD - Distribution - Tier 2 - 3QU CoRE ¦ 1QU LoRE | Non-Red Flag Warning - Small Fires | equipment / facility failure | insulator and brushing damage or failure | 0.023697
HFTD - Distribution - Tier 2 - 3QU CoRE ¦ 1QU LoRE | Non-Red Flag Warning - Small Fires | equipment / facility failure | lightning arrestor damage or failure | 0.0023342
HFTD - Distribution - Tier 2 - 3QU CoRE ¦ 1QU LoRE | Non-Red Flag Warning - Small Fires | equipment / facility failure | other equipment / facility failure | 0.15821
HFTD - Distribution - Tier 2 - 3QU CoRE ¦ 1QU LoRE | Non-Red Flag Warning - Small Fires | equipment / facility failure | pole damage or failure | 0.043775
HFTD - Distribution - Tier 2 - 3QU CoRE ¦ 1QU LoRE | Non-Red Flag Warning - Small Fires | equipment / facility failure | recloser damage or failure | 0
HFTD - Distribution - Tier 2 - 3QU CoRE ¦ 1QU LoRE | Non-Red Flag Warning - Small Fires | equipment / facility failure | sectionalizer damage or failure | 0
HFTD - Distribution - Tier 2 - 3QU CoRE ¦ 1QU LoRE | Non-Red Flag Warning - Small Fires | equipment / facility failure | switch damage or failure | 0
HFTD - Distribution - Tier 2 - 3QU CoRE ¦ 1QU LoRE | Non-Red Flag Warning - Small Fires | equipment / facility failure | transformer damage or failure | 0.076917
HFTD - Distribution - Tier 2 - 3QU CoRE ¦ 1QU LoRE | Non-Red Flag Warning - Small Fires | equipment / facility failure | voltage regulator / booster damage or failure | 0.0042783
HFTD - Distribution - Tier 2 - 3QU CoRE ¦ 1QU LoRE | Non-Red Flag Warning - Small Fires | other | all other | 0.13678
HFTD - Distribution - Tier 2 - 3QU CoRE ¦ 1QU LoRE | Non-Red Flag Warning - Small Fires | unknown | unknown | 0.3339
HFTD - Distribution - Tier 2 - 3QU CoRE ¦ 1QU LoRE | Non-Red Flag Warning - Small Fires | utility work / operation | utility work / operation | 0.07264
HFTD - Distribution - Tier 2 - 3QU CoRE ¦ 1QU LoRE | Non-Red Flag Warning - Small Fires | vandalism / theft | vandalism / theft | 0.017968
HFTD - Distribution - Tier 2 - 3QU CoRE ¦ 1QU LoRE | Non-Red Flag Warning - Small Fires | vegetation contact | branch (not overhanging, 4-12ft) | 0.013817
HFTD - Distribution - Tier 2 - 3QU CoRE ¦ 1QU LoRE | Non-Red Flag Warning - Small Fires | vegetation contact | branch (not overhanging, > 12ft) | 0.031128
HFTD - Distribution - Tier 2 - 3QU CoRE ¦ 1QU LoRE | Non-Red Flag Warning - Small Fires | vegetation contact | branch (not overhanging, distance unknown) | 0.10626
HFTD - Distribution - Tier 2 - 3QU CoRE ¦ 1QU LoRE | Non-Red Flag Warning - Small Fires | vegetation contact | branch (not overhanging, within 4ft) | 0.0061958
HFTD - Distribution - Tier 2 - 3QU CoRE ¦ 1QU LoRE | Non-Red Flag Warning - Small Fires | vegetation contact | branch (overhanging) | 0.27571
HFTD - Distribution - Tier 2 - 3QU CoRE ¦ 1QU LoRE | Non-Red Flag Warning - Small Fires | vegetation contact | dead | 0.11305
HFTD - Distribution - Tier 2 - 3QU CoRE ¦ 1QU LoRE | Non-Red Flag Warning - Small Fires | vegetation contact | fell into (moderate-severe defect) | 0.1293
HFTD - Distribution - Tier 2 - 3QU CoRE ¦ 1QU LoRE | Non-Red Flag Warning - Small Fires | vegetation contact | fell into (no defect) | 0.76164
HFTD - Distribution - Tier 2 - 3QU CoRE ¦ 1QU LoRE | Non-Red Flag Warning - Small Fires | vegetation contact | fell into (slight defect) | 0.15985
HFTD - Distribution - Tier 2 - 3QU CoRE ¦ 1QU LoRE | Non-Red Flag Warning - Small Fires | vegetation contact | grow into | 0.013836
HFTD - Distribution - Tier 2 - 3QU CoRE ¦ 1QU LoRE | Non-Red Flag Warning - Small Fires | vegetation contact | other/unknown | 0.65609
HFTD - Distribution - Tier 2 - 3QU CoRE ¦ 1QU LoRE | Non-Red Flag Warning - Small Fires | wire-to-wire contact | wire-to-wire contact / contamination | 0.64425
HFTD - Distribution - Tier 2 - 3QU CoRE ¦ 1QU LoRE | Seismic - Red Flag Warning - Catastrophic Fires | cc - seismic scenario | seismic scenario | 1.2229e-05
HFTD - Distribution - Tier 2 - 3QU CoRE ¦ 1QU LoRE | Red Flag Warning - Catastrophic Fires | contact from object | animal contact | 0
HFTD - Distribution - Tier 2 - 3QU CoRE ¦ 1QU LoRE | Red Flag Warning - Catastrophic Fires | contact from object | balloon contact | 0
HFTD - Distribution - Tier 2 - 3QU CoRE ¦ 1QU LoRE | Red Flag Warning - Catastrophic Fires | contact from object | other contact from object | 0
HFTD - Distribution - Tier 2 - 3QU CoRE ¦ 1QU LoRE | Red Flag Warning - Catastrophic Fires | contact from object | vehicle contact | 0
HFTD - Distribution - Tier 2 - 3QU CoRE ¦ 1QU LoRE | Red Flag Warning - Catastrophic Fires | contamination | contamination | 0
HFTD - Distribution - Tier 2 - 3QU CoRE ¦ 1QU LoRE | Red Flag Warning - Catastrophic Fires | equipment / facility failure | anchor / guy damage or failure | 2.9168e-05
HFTD - Distribution - Tier 2 - 3QU CoRE ¦ 1QU LoRE | Red Flag Warning - Catastrophic Fires | equipment / facility failure | capacitor bank damage or failure | 0.00022922
HFTD - Distribution - Tier 2 - 3QU CoRE ¦ 1QU LoRE | Red Flag Warning - Catastrophic Fires | equipment / facility failure | conductor damage or failure | 0.00382
HFTD - Distribution - Tier 2 - 3QU CoRE ¦ 1QU LoRE | Red Flag Warning - Catastrophic Fires | equipment / facility failure | connection device damage or failure | 0.0022119
HFTD - Distribution - Tier 2 - 3QU CoRE ¦ 1QU LoRE | Red Flag Warning - Catastrophic Fires | equipment / facility failure | crossarm damage or failure | 0.00057969
HFTD - Distribution - Tier 2 - 3QU CoRE ¦ 1QU LoRE | Red Flag Warning - Catastrophic Fires | equipment / facility failure | fuse damage or failure | 0.00037431
HFTD - Distribution - Tier 2 - 3QU CoRE ¦ 1QU LoRE | Red Flag Warning - Catastrophic Fires | equipment / facility failure | insulator and brushing damage or failure | 0.00054546
HFTD - Distribution - Tier 2 - 3QU CoRE ¦ 1QU LoRE | Red Flag Warning - Catastrophic Fires | equipment / facility failure | lightning arrestor damage or failure | 4.7864e-05
HFTD - Distribution - Tier 2 - 3QU CoRE ¦ 1QU LoRE | Red Flag Warning - Catastrophic Fires | equipment / facility failure | other equipment / facility failure | 0.00090174
HFTD - Distribution - Tier 2 - 3QU CoRE ¦ 1QU LoRE | Red Flag Warning - Catastrophic Fires | equipment / facility failure | pole damage or failure | 0.00033725
HFTD - Distribution - Tier 2 - 3QU CoRE ¦ 1QU LoRE | Red Flag Warning - Catastrophic Fires | equipment / facility failure | recloser damage or failure | 0
HFTD - Distribution - Tier 2 - 3QU CoRE ¦ 1QU LoRE | Red Flag Warning - Catastrophic Fires | equipment / facility failure | sectionalizer damage or failure | 0
HFTD - Distribution - Tier 2 - 3QU CoRE ¦ 1QU LoRE | Red Flag Warning - Catastrophic Fires | equipment / facility failure | switch damage or failure | 0
HFTD - Distribution - Tier 2 - 3QU CoRE ¦ 1QU LoRE | Red Flag Warning - Catastrophic Fires | equipment / facility failure | transformer damage or failure | 0.00030689
HFTD - Distribution - Tier 2 - 3QU CoRE ¦ 1QU LoRE | Red Flag Warning - Catastrophic Fires | equipment / facility failure | voltage regulator / booster damage or failure | 5.2248e-06
HFTD - Distribution - Tier 2 - 3QU CoRE ¦ 1QU LoRE | Red Flag Warning - Catastrophic Fires | other | all other | 0
HFTD - Distribution - Tier 2 - 3QU CoRE ¦ 1QU LoRE | Red Flag Warning - Catastrophic Fires | unknown | unknown | 0
HFTD - Distribution - Tier 2 - 3QU CoRE ¦ 1QU LoRE | Red Flag Warning - Catastrophic Fires | utility work / operation | utility work / operation | 0
HFTD - Distribution - Tier 2 - 3QU CoRE ¦ 1QU LoRE | Red Flag Warning - Catastrophic Fires | vandalism / theft | vandalism / theft | 0
HFTD - Distribution - Tier 2 - 3QU CoRE ¦ 1QU LoRE | Red Flag Warning - Catastrophic Fires | vegetation contact | branch (not overhanging, 4-12ft) | 0.00022971
HFTD - Distribution - Tier 2 - 3QU CoRE ¦ 1QU LoRE | Red Flag Warning - Catastrophic Fires | vegetation contact | branch (not overhanging, > 12ft) | 0.00033478
HFTD - Distribution - Tier 2 - 3QU CoRE ¦ 1QU LoRE | Red Flag Warning - Catastrophic Fires | vegetation contact | branch (not overhanging, distance unknown) | 0.0016181
HFTD - Distribution - Tier 2 - 3QU CoRE ¦ 1QU LoRE | Red Flag Warning - Catastrophic Fires | vegetation contact | branch (not overhanging, within 4ft) | 5.8979e-05
HFTD - Distribution - Tier 2 - 3QU CoRE ¦ 1QU LoRE | Red Flag Warning - Catastrophic Fires | vegetation contact | branch (overhanging) | 0.0034797
HFTD - Distribution - Tier 2 - 3QU CoRE ¦ 1QU LoRE | Red Flag Warning - Catastrophic Fires | vegetation contact | dead | 0.0012275
HFTD - Distribution - Tier 2 - 3QU CoRE ¦ 1QU LoRE | Red Flag Warning - Catastrophic Fires | vegetation contact | fell into (moderate-severe defect) | 0.0010083
HFTD - Distribution - Tier 2 - 3QU CoRE ¦ 1QU LoRE | Red Flag Warning - Catastrophic Fires | vegetation contact | fell into (no defect) | 0.0041289
HFTD - Distribution - Tier 2 - 3QU CoRE ¦ 1QU LoRE | Red Flag Warning - Catastrophic Fires | vegetation contact | fell into (slight defect) | 0.0010868
HFTD - Distribution - Tier 2 - 3QU CoRE ¦ 1QU LoRE | Red Flag Warning - Catastrophic Fires | vegetation contact | grow into | 0.00011439
HFTD - Distribution - Tier 2 - 3QU CoRE ¦ 1QU LoRE | Red Flag Warning - Catastrophic Fires | vegetation contact | other/unknown | 0.0055797
HFTD - Distribution - Tier 2 - 3QU CoRE ¦ 1QU LoRE | Red Flag Warning - Catastrophic Fires | wire-to-wire contact | wire-to-wire contact / contamination | 0
HFTD - Distribution - Tier 2 - 3QU CoRE ¦ 1QU LoRE | Red Flag Warning - Destructive Fires | contact from object | animal contact | 0
HFTD - Distribution - Tier 2 - 3QU CoRE ¦ 1QU LoRE | Red Flag Warning - Destructive Fires | contact from object | balloon contact | 0
HFTD - Distribution - Tier 2 - 3QU CoRE ¦ 1QU LoRE | Red Flag Warning - Destructive Fires | contact from object | other contact from object | 0
HFTD - Distribution - Tier 2 - 3QU CoRE ¦ 1QU LoRE | Red Flag Warning - Destructive Fires | contact from object | vehicle contact | 0
HFTD - Distribution - Tier 2 - 3QU CoRE ¦ 1QU LoRE | Red Flag Warning - Destructive Fires | contamination | contamination | 0
HFTD - Distribution - Tier 2 - 3QU CoRE ¦ 1QU LoRE | Red Flag Warning - Destructive Fires | equipment / facility failure | anchor / guy damage or failure | 5.4555e-06
HFTD - Distribution - Tier 2 - 3QU CoRE ¦ 1QU LoRE | Red Flag Warning - Destructive Fires | equipment / facility failure | capacitor bank damage or failure | 4.2527e-05
HFTD - Distribution - Tier 2 - 3QU CoRE ¦ 1QU LoRE | Red Flag Warning - Destructive Fires | equipment / facility failure | conductor damage or failure | 0.00096258
HFTD - Distribution - Tier 2 - 3QU CoRE ¦ 1QU LoRE | Red Flag Warning - Destructive Fires | equipment / facility failure | connection device damage or failure | 0.000575
HFTD - Distribution - Tier 2 - 3QU CoRE ¦ 1QU LoRE | Red Flag Warning - Destructive Fires | equipment / facility failure | crossarm damage or failure | 0.00011728
HFTD - Distribution - Tier 2 - 3QU CoRE ¦ 1QU LoRE | Red Flag Warning - Destructive Fires | equipment / facility failure | fuse damage or failure | 6.9385e-05
HFTD - Distribution - Tier 2 - 3QU CoRE ¦ 1QU LoRE | Red Flag Warning - Destructive Fires | equipment / facility failure | insulator and brushing damage or failure | 0.00010541
HFTD - Distribution - Tier 2 - 3QU CoRE ¦ 1QU LoRE | Red Flag Warning - Destructive Fires | equipment / facility failure | lightning arrestor damage or failure | 9.1638e-06
HFTD - Distribution - Tier 2 - 3QU CoRE ¦ 1QU LoRE | Red Flag Warning - Destructive Fires | equipment / facility failure | other equipment / facility failure | 0.00018844
HFTD - Distribution - Tier 2 - 3QU CoRE ¦ 1QU LoRE | Red Flag Warning - Destructive Fires | equipment / facility failure | pole damage or failure | 6.9185e-05
HFTD - Distribution - Tier 2 - 3QU CoRE ¦ 1QU LoRE | Red Flag Warning - Destructive Fires | equipment / facility failure | recloser damage or failure | 0
HFTD - Distribution - Tier 2 - 3QU CoRE ¦ 1QU LoRE | Red Flag Warning - Destructive Fires | equipment / facility failure | sectionalizer damage or failure | 0
HFTD - Distribution - Tier 2 - 3QU CoRE ¦ 1QU LoRE | Red Flag Warning - Destructive Fires | equipment / facility failure | switch damage or failure | 0
HFTD - Distribution - Tier 2 - 3QU CoRE ¦ 1QU LoRE | Red Flag Warning - Destructive Fires | equipment / facility failure | transformer damage or failure | 5.7216e-05
HFTD - Distribution - Tier 2 - 3QU CoRE ¦ 1QU LoRE | Red Flag Warning - Destructive Fires | equipment / facility failure | voltage regulator / booster damage or failure | 9.9824e-07
HFTD - Distribution - Tier 2 - 3QU CoRE ¦ 1QU LoRE | Red Flag Warning - Destructive Fires | other | all other | 0
HFTD - Distribution - Tier 2 - 3QU CoRE ¦ 1QU LoRE | Red Flag Warning - Destructive Fires | unknown | unknown | 0
HFTD - Distribution - Tier 2 - 3QU CoRE ¦ 1QU LoRE | Red Flag Warning - Destructive Fires | utility work / operation | utility work / operation | 0
HFTD - Distribution - Tier 2 - 3QU CoRE ¦ 1QU LoRE | Red Flag Warning - Destructive Fires | vandalism / theft | vandalism / theft | 0
HFTD - Distribution - Tier 2 - 3QU CoRE ¦ 1QU LoRE | Red Flag Warning - Destructive Fires | vegetation contact | branch (not overhanging, 4-12ft) | 3.1142e-05
HFTD - Distribution - Tier 2 - 3QU CoRE ¦ 1QU LoRE | Red Flag Warning - Destructive Fires | vegetation contact | branch (not overhanging, > 12ft) | 4.5464e-05
HFTD - Distribution - Tier 2 - 3QU CoRE ¦ 1QU LoRE | Red Flag Warning - Destructive Fires | vegetation contact | branch (not overhanging, distance unknown) | 0.00021974
HFTD - Distribution - Tier 2 - 3QU CoRE ¦ 1QU LoRE | Red Flag Warning - Destructive Fires | vegetation contact | branch (not overhanging, within 4ft) | 7.9842e-06
HFTD - Distribution - Tier 2 - 3QU CoRE ¦ 1QU LoRE | Red Flag Warning - Destructive Fires | vegetation contact | branch (overhanging) | 0.00047107
HFTD - Distribution - Tier 2 - 3QU CoRE ¦ 1QU LoRE | Red Flag Warning - Destructive Fires | vegetation contact | dead | 0.0001667
HFTD - Distribution - Tier 2 - 3QU CoRE ¦ 1QU LoRE | Red Flag Warning - Destructive Fires | vegetation contact | fell into (moderate-severe defect) | 0.00013693
HFTD - Distribution - Tier 2 - 3QU CoRE ¦ 1QU LoRE | Red Flag Warning - Destructive Fires | vegetation contact | fell into (no defect) | 0.00056072
HFTD - Distribution - Tier 2 - 3QU CoRE ¦ 1QU LoRE | Red Flag Warning - Destructive Fires | vegetation contact | fell into (slight defect) | 0.00014758
HFTD - Distribution - Tier 2 - 3QU CoRE ¦ 1QU LoRE | Red Flag Warning - Destructive Fires | vegetation contact | grow into | 1.5535e-05
HFTD - Distribution - Tier 2 - 3QU CoRE ¦ 1QU LoRE | Red Flag Warning - Destructive Fires | vegetation contact | other/unknown | 0.00075773
HFTD - Distribution - Tier 2 - 3QU CoRE ¦ 1QU LoRE | Red Flag Warning - Destructive Fires | wire-to-wire contact | wire-to-wire contact / contamination | 0
HFTD - Distribution - Tier 2 - 3QU CoRE ¦ 1QU LoRE | Red Flag Warning - Large Fires | contact from object | animal contact | 0
HFTD - Distribution - Tier 2 - 3QU CoRE ¦ 1QU LoRE | Red Flag Warning - Large Fires | contact from object | balloon contact | 0
HFTD - Distribution - Tier 2 - 3QU CoRE ¦ 1QU LoRE | Red Flag Warning - Large Fires | contact from object | other contact from object | 0
HFTD - Distribution - Tier 2 - 3QU CoRE ¦ 1QU LoRE | Red Flag Warning - Large Fires | contact from object | vehicle contact | 0
HFTD - Distribution - Tier 2 - 3QU CoRE ¦ 1QU LoRE | Red Flag Warning - Large Fires | contamination | contamination | 0
HFTD - Distribution - Tier 2 - 3QU CoRE ¦ 1QU LoRE | Red Flag Warning - Large Fires | equipment / facility failure | anchor / guy damage or failure | 5.819e-05
HFTD - Distribution - Tier 2 - 3QU CoRE ¦ 1QU LoRE | Red Flag Warning - Large Fires | equipment / facility failure | capacitor bank damage or failure | 0.00024504
HFTD - Distribution - Tier 2 - 3QU CoRE ¦ 1QU LoRE | Red Flag Warning - Large Fires | equipment / facility failure | conductor damage or failure | 0.006116
HFTD - Distribution - Tier 2 - 3QU CoRE ¦ 1QU LoRE | Red Flag Warning - Large Fires | equipment / facility failure | connection device damage or failure | 0.0035057
HFTD - Distribution - Tier 2 - 3QU CoRE ¦ 1QU LoRE | Red Flag Warning - Large Fires | equipment / facility failure | crossarm damage or failure | 0.0008547
HFTD - Distribution - Tier 2 - 3QU CoRE ¦ 1QU LoRE | Red Flag Warning - Large Fires | equipment / facility failure | fuse damage or failure | 0.00048547
HFTD - Distribution - Tier 2 - 3QU CoRE ¦ 1QU LoRE | Red Flag Warning - Large Fires | equipment / facility failure | insulator and brushing damage or failure | 0.00079314
HFTD - Distribution - Tier 2 - 3QU CoRE ¦ 1QU LoRE | Red Flag Warning - Large Fires | equipment / facility failure | lightning arrestor damage or failure | 6.2454e-05
HFTD - Distribution - Tier 2 - 3QU CoRE ¦ 1QU LoRE | Red Flag Warning - Large Fires | equipment / facility failure | other equipment / facility failure | 0.0011911
HFTD - Distribution - Tier 2 - 3QU CoRE ¦ 1QU LoRE | Red Flag Warning - Large Fires | equipment / facility failure | pole damage or failure | 0.00035935
HFTD - Distribution - Tier 2 - 3QU CoRE ¦ 1QU LoRE | Red Flag Warning - Large Fires | equipment / facility failure | recloser damage or failure | 0
HFTD - Distribution - Tier 2 - 3QU CoRE ¦ 1QU LoRE | Red Flag Warning - Large Fires | equipment / facility failure | sectionalizer damage or failure | 0
HFTD - Distribution - Tier 2 - 3QU CoRE ¦ 1QU LoRE | Red Flag Warning - Large Fires | equipment / facility failure | switch damage or failure | 0
HFTD - Distribution - Tier 2 - 3QU CoRE ¦ 1QU LoRE | Red Flag Warning - Large Fires | equipment / facility failure | transformer damage or failure | 0.00039616
HFTD - Distribution - Tier 2 - 3QU CoRE ¦ 1QU LoRE | Red Flag Warning - Large Fires | equipment / facility failure | voltage regulator / booster damage or failure | 7.419e-06
HFTD - Distribution - Tier 2 - 3QU CoRE ¦ 1QU LoRE | Red Flag Warning - Large Fires | other | all other | 0
HFTD - Distribution - Tier 2 - 3QU CoRE ¦ 1QU LoRE | Red Flag Warning - Large Fires | unknown | unknown | 0
HFTD - Distribution - Tier 2 - 3QU CoRE ¦ 1QU LoRE | Red Flag Warning - Large Fires | utility work / operation | utility work / operation | 0
HFTD - Distribution - Tier 2 - 3QU CoRE ¦ 1QU LoRE | Red Flag Warning - Large Fires | vandalism / theft | vandalism / theft | 0
HFTD - Distribution - Tier 2 - 3QU CoRE ¦ 1QU LoRE | Red Flag Warning - Large Fires | vegetation contact | branch (not overhanging, 4-12ft) | 0.00018947
HFTD - Distribution - Tier 2 - 3QU CoRE ¦ 1QU LoRE | Red Flag Warning - Large Fires | vegetation contact | branch (not overhanging, > 12ft) | 0.00027831
HFTD - Distribution - Tier 2 - 3QU CoRE ¦ 1QU LoRE | Red Flag Warning - Large Fires | vegetation contact | branch (not overhanging, distance unknown) | 0.0013452
HFTD - Distribution - Tier 2 - 3QU CoRE ¦ 1QU LoRE | Red Flag Warning - Large Fires | vegetation contact | branch (not overhanging, within 4ft) | 4.8328e-05
HFTD - Distribution - Tier 2 - 3QU CoRE ¦ 1QU LoRE | Red Flag Warning - Large Fires | vegetation contact | branch (overhanging) | 0.0028514
HFTD - Distribution - Tier 2 - 3QU CoRE ¦ 1QU LoRE | Red Flag Warning - Large Fires | vegetation contact | dead | 0.0010205
HFTD - Distribution - Tier 2 - 3QU CoRE ¦ 1QU LoRE | Red Flag Warning - Large Fires | vegetation contact | fell into (moderate-severe defect) | 0.0008382
HFTD - Distribution - Tier 2 - 3QU CoRE ¦ 1QU LoRE | Red Flag Warning - Large Fires | vegetation contact | fell into (no defect) | 0.0034325
HFTD - Distribution - Tier 2 - 3QU CoRE ¦ 1QU LoRE | Red Flag Warning - Large Fires | vegetation contact | fell into (slight defect) | 0.00090344
HFTD - Distribution - Tier 2 - 3QU CoRE ¦ 1QU LoRE | Red Flag Warning - Large Fires | vegetation contact | grow into | 9.5099e-05
HFTD - Distribution - Tier 2 - 3QU CoRE ¦ 1QU LoRE | Red Flag Warning - Large Fires | vegetation contact | other/unknown | 0.0046385
HFTD - Distribution - Tier 2 - 3QU CoRE ¦ 1QU LoRE | Red Flag Warning - Large Fires | wire-to-wire contact | wire-to-wire contact / contamination | 0
HFTD - Distribution - Tier 2 - 3QU CoRE ¦ 1QU LoRE | Red Flag Warning - Small Fires | contact from object | animal contact | 0.0061104
HFTD - Distribution - Tier 2 - 3QU CoRE ¦ 1QU LoRE | Red Flag Warning - Small Fires | contact from object | balloon contact | 0.00025803
HFTD - Distribution - Tier 2 - 3QU CoRE ¦ 1QU LoRE | Red Flag Warning - Small Fires | contact from object | other contact from object | 0.0038145
HFTD - Distribution - Tier 2 - 3QU CoRE ¦ 1QU LoRE | Red Flag Warning - Small Fires | contact from object | vehicle contact | 0.013221
HFTD - Distribution - Tier 2 - 3QU CoRE ¦ 1QU LoRE | Red Flag Warning - Small Fires | contamination | contamination | 0.00013375
HFTD - Distribution - Tier 2 - 3QU CoRE ¦ 1QU LoRE | Red Flag Warning - Small Fires | equipment / facility failure | anchor / guy damage or failure | 0.0004025
HFTD - Distribution - Tier 2 - 3QU CoRE ¦ 1QU LoRE | Red Flag Warning - Small Fires | equipment / facility failure | capacitor bank damage or failure | 0.0017171
HFTD - Distribution - Tier 2 - 3QU CoRE ¦ 1QU LoRE | Red Flag Warning - Small Fires | equipment / facility failure | conductor damage or failure | 0.051572
HFTD - Distribution - Tier 2 - 3QU CoRE ¦ 1QU LoRE | Red Flag Warning - Small Fires | equipment / facility failure | connection device damage or failure | 0.027654
HFTD - Distribution - Tier 2 - 3QU CoRE ¦ 1QU LoRE | Red Flag Warning - Small Fires | equipment / facility failure | crossarm damage or failure | 0.0069206
HFTD - Distribution - Tier 2 - 3QU CoRE ¦ 1QU LoRE | Red Flag Warning - Small Fires | equipment / facility failure | fuse damage or failure | 0.0050228
HFTD - Distribution - Tier 2 - 3QU CoRE ¦ 1QU LoRE | Red Flag Warning - Small Fires | equipment / facility failure | insulator and brushing damage or failure | 0.008153
HFTD - Distribution - Tier 2 - 3QU CoRE ¦ 1QU LoRE | Red Flag Warning - Small Fires | equipment / facility failure | lightning arrestor damage or failure | 0.0005077
HFTD - Distribution - Tier 2 - 3QU CoRE ¦ 1QU LoRE | Red Flag Warning - Small Fires | equipment / facility failure | other equipment / facility failure | 0.0097293
HFTD - Distribution - Tier 2 - 3QU CoRE ¦ 1QU LoRE | Red Flag Warning - Small Fires | equipment / facility failure | pole damage or failure | 0.0033273
HFTD - Distribution - Tier 2 - 3QU CoRE ¦ 1QU LoRE | Red Flag Warning - Small Fires | equipment / facility failure | recloser damage or failure | 0
HFTD - Distribution - Tier 2 - 3QU CoRE ¦ 1QU LoRE | Red Flag Warning - Small Fires | equipment / facility failure | sectionalizer damage or failure | 0
HFTD - Distribution - Tier 2 - 3QU CoRE ¦ 1QU LoRE | Red Flag Warning - Small Fires | equipment / facility failure | switch damage or failure | 0
HFTD - Distribution - Tier 2 - 3QU CoRE ¦ 1QU LoRE | Red Flag Warning - Small Fires | equipment / facility failure | transformer damage or failure | 0.0029997
HFTD - Distribution - Tier 2 - 3QU CoRE ¦ 1QU LoRE | Red Flag Warning - Small Fires | equipment / facility failure | voltage regulator / booster damage or failure | 6.7514e-05
HFTD - Distribution - Tier 2 - 3QU CoRE ¦ 1QU LoRE | Red Flag Warning - Small Fires | other | all other | 0.0040798
HFTD - Distribution - Tier 2 - 3QU CoRE ¦ 1QU LoRE | Red Flag Warning - Small Fires | unknown | unknown | 0.014174
HFTD - Distribution - Tier 2 - 3QU CoRE ¦ 1QU LoRE | Red Flag Warning - Small Fires | utility work / operation | utility work / operation | 0.0019456
HFTD - Distribution - Tier 2 - 3QU CoRE ¦ 1QU LoRE | Red Flag Warning - Small Fires | vandalism / theft | vandalism / theft | 0.0003018
HFTD - Distribution - Tier 2 - 3QU CoRE ¦ 1QU LoRE | Red Flag Warning - Small Fires | vegetation contact | branch (not overhanging, 4-12ft) | 0.005494
HFTD - Distribution - Tier 2 - 3QU CoRE ¦ 1QU LoRE | Red Flag Warning - Small Fires | vegetation contact | branch (not overhanging, > 12ft) | 0.00802
HFTD - Distribution - Tier 2 - 3QU CoRE ¦ 1QU LoRE | Red Flag Warning - Small Fires | vegetation contact | branch (not overhanging, distance unknown) | 0.038764
HFTD - Distribution - Tier 2 - 3QU CoRE ¦ 1QU LoRE | Red Flag Warning - Small Fires | vegetation contact | branch (not overhanging, within 4ft) | 0.0014087
HFTD - Distribution - Tier 2 - 3QU CoRE ¦ 1QU LoRE | Red Flag Warning - Small Fires | vegetation contact | branch (overhanging) | 0.083114
HFTD - Distribution - Tier 2 - 3QU CoRE ¦ 1QU LoRE | Red Flag Warning - Small Fires | vegetation contact | dead | 0.029407
HFTD - Distribution - Tier 2 - 3QU CoRE ¦ 1QU LoRE | Red Flag Warning - Small Fires | vegetation contact | fell into (moderate-severe defect) | 0.024154
HFTD - Distribution - Tier 2 - 3QU CoRE ¦ 1QU LoRE | Red Flag Warning - Small Fires | vegetation contact | fell into (no defect) | 0.098914
HFTD - Distribution - Tier 2 - 3QU CoRE ¦ 1QU LoRE | Red Flag Warning - Small Fires | vegetation contact | fell into (slight defect) | 0.026034
HFTD - Distribution - Tier 2 - 3QU CoRE ¦ 1QU LoRE | Red Flag Warning - Small Fires | vegetation contact | grow into | 0.0027405
HFTD - Distribution - Tier 2 - 3QU CoRE ¦ 1QU LoRE | Red Flag Warning - Small Fires | vegetation contact | other/unknown | 0.13367
HFTD - Distribution - Tier 2 - 3QU CoRE ¦ 1QU LoRE | Red Flag Warning - Small Fires | wire-to-wire contact | wire-to-wire contact / contamination | 0.021492
HFTD - Distribution - Tier 2 - 3QU CoRE ¦ 2QU LoRE | Seismic - Non-Red Flag Warning - Catastrophic Fires | cc - seismic scenario | seismic scenario | 1.5662e-07
HFTD - Distribution - Tier 2 - 3QU CoRE ¦ 2QU LoRE | Non-Red Flag Warning - Catastrophic Fires | contact from object | animal contact | 0.00026691
HFTD - Distribution - Tier 2 - 3QU CoRE ¦ 2QU LoRE | Non-Red Flag Warning - Catastrophic Fires | contact from object | balloon contact | 2.0457e-05
HFTD - Distribution - Tier 2 - 3QU CoRE ¦ 2QU LoRE | Non-Red Flag Warning - Catastrophic Fires | contact from object | other contact from object | 0.00010124
HFTD - Distribution - Tier 2 - 3QU CoRE ¦ 2QU LoRE | Non-Red Flag Warning - Catastrophic Fires | contact from object | vehicle contact | 0.00028
HFTD - Distribution - Tier 2 - 3QU CoRE ¦ 2QU LoRE | Non-Red Flag Warning - Catastrophic Fires | contamination | contamination | 1.4492e-05
HFTD - Distribution - Tier 2 - 3QU CoRE ¦ 2QU LoRE | Non-Red Flag Warning - Catastrophic Fires | equipment / facility failure | anchor / guy damage or failure | 7.3696e-08
HFTD - Distribution - Tier 2 - 3QU CoRE ¦ 2QU LoRE | Non-Red Flag Warning - Catastrophic Fires | equipment / facility failure | capacitor bank damage or failure | 2.0018e-06
HFTD - Distribution - Tier 2 - 3QU CoRE ¦ 2QU LoRE | Non-Red Flag Warning - Catastrophic Fires | equipment / facility failure | conductor damage or failure | 5.3083e-06
HFTD - Distribution - Tier 2 - 3QU CoRE ¦ 2QU LoRE | Non-Red Flag Warning - Catastrophic Fires | equipment / facility failure | connection device damage or failure | 2.5e-06
HFTD - Distribution - Tier 2 - 3QU CoRE ¦ 2QU LoRE | Non-Red Flag Warning - Catastrophic Fires | equipment / facility failure | crossarm damage or failure | 1.2569e-06
HFTD - Distribution - Tier 2 - 3QU CoRE ¦ 2QU LoRE | Non-Red Flag Warning - Catastrophic Fires | equipment / facility failure | fuse damage or failure | 9.5322e-07
HFTD - Distribution - Tier 2 - 3QU CoRE ¦ 2QU LoRE | Non-Red Flag Warning - Catastrophic Fires | equipment / facility failure | insulator and brushing damage or failure | 1.1389e-06
HFTD - Distribution - Tier 2 - 3QU CoRE ¦ 2QU LoRE | Non-Red Flag Warning - Catastrophic Fires | equipment / facility failure | lightning arrestor damage or failure | 1.405e-07
HFTD - Distribution - Tier 2 - 3QU CoRE ¦ 2QU LoRE | Non-Red Flag Warning - Catastrophic Fires | equipment / facility failure | other equipment / facility failure | 7.7907e-06
HFTD - Distribution - Tier 2 - 3QU CoRE ¦ 2QU LoRE | Non-Red Flag Warning - Catastrophic Fires | equipment / facility failure | pole damage or failure | 2.4325e-06
HFTD - Distribution - Tier 2 - 3QU CoRE ¦ 2QU LoRE | Non-Red Flag Warning - Catastrophic Fires | equipment / facility failure | recloser damage or failure | 0
HFTD - Distribution - Tier 2 - 3QU CoRE ¦ 2QU LoRE | Non-Red Flag Warning - Catastrophic Fires | equipment / facility failure | sectionalizer damage or failure | 0
HFTD - Distribution - Tier 2 - 3QU CoRE ¦ 2QU LoRE | Non-Red Flag Warning - Catastrophic Fires | equipment / facility failure | switch damage or failure | 0
HFTD - Distribution - Tier 2 - 3QU CoRE ¦ 2QU LoRE | Non-Red Flag Warning - Catastrophic Fires | equipment / facility failure | transformer damage or failure | 3.2685e-06
HFTD - Distribution - Tier 2 - 3QU CoRE ¦ 2QU LoRE | Non-Red Flag Warning - Catastrophic Fires | equipment / facility failure | voltage regulator / booster damage or failure | 5.4504e-07
HFTD - Distribution - Tier 2 - 3QU CoRE ¦ 2QU LoRE | Non-Red Flag Warning - Catastrophic Fires | other | all other | 7.6459e-05
HFTD - Distribution - Tier 2 - 3QU CoRE ¦ 2QU LoRE | Non-Red Flag Warning - Catastrophic Fires | unknown | unknown | 0.00021935
HFTD - Distribution - Tier 2 - 3QU CoRE ¦ 2QU LoRE | Non-Red Flag Warning - Catastrophic Fires | utility work / operation | utility work / operation | 2.4258e-05
HFTD - Distribution - Tier 2 - 3QU CoRE ¦ 2QU LoRE | Non-Red Flag Warning - Catastrophic Fires | vandalism / theft | vandalism / theft | 4.9324e-06
HFTD - Distribution - Tier 2 - 3QU CoRE ¦ 2QU LoRE | Non-Red Flag Warning - Catastrophic Fires | vegetation contact | branch (not overhanging, 4-12ft) | 1.4758e-06
HFTD - Distribution - Tier 2 - 3QU CoRE ¦ 2QU LoRE | Non-Red Flag Warning - Catastrophic Fires | vegetation contact | branch (not overhanging, > 12ft) | 3.4529e-06
HFTD - Distribution - Tier 2 - 3QU CoRE ¦ 2QU LoRE | Non-Red Flag Warning - Catastrophic Fires | vegetation contact | branch (not overhanging, distance unknown) | 1.1787e-05
HFTD - Distribution - Tier 2 - 3QU CoRE ¦ 2QU LoRE | Non-Red Flag Warning - Catastrophic Fires | vegetation contact | branch (not overhanging, within 4ft) | 6.4036e-07
HFTD - Distribution - Tier 2 - 3QU CoRE ¦ 2QU LoRE | Non-Red Flag Warning - Catastrophic Fires | vegetation contact | branch (overhanging) | 2.8496e-05
HFTD - Distribution - Tier 2 - 3QU CoRE ¦ 2QU LoRE | Non-Red Flag Warning - Catastrophic Fires | vegetation contact | dead | 1.254e-05
HFTD - Distribution - Tier 2 - 3QU CoRE ¦ 2QU LoRE | Non-Red Flag Warning - Catastrophic Fires | vegetation contact | fell into (moderate-severe defect) | 1.4343e-05
HFTD - Distribution - Tier 2 - 3QU CoRE ¦ 2QU LoRE | Non-Red Flag Warning - Catastrophic Fires | vegetation contact | fell into (no defect) | 8.4487e-05
HFTD - Distribution - Tier 2 - 3QU CoRE ¦ 2QU LoRE | Non-Red Flag Warning - Catastrophic Fires | vegetation contact | fell into (slight defect) | 1.7732e-05
HFTD - Distribution - Tier 2 - 3QU CoRE ¦ 2QU LoRE | Non-Red Flag Warning - Catastrophic Fires | vegetation contact | grow into | 1.5348e-06
HFTD - Distribution - Tier 2 - 3QU CoRE ¦ 2QU LoRE | Non-Red Flag Warning - Catastrophic Fires | vegetation contact | other/unknown | 7.2778e-05
HFTD - Distribution - Tier 2 - 3QU CoRE ¦ 2QU LoRE | Non-Red Flag Warning - Catastrophic Fires | wire-to-wire contact | wire-to-wire contact / contamination | 0.00028604
HFTD - Distribution - Tier 2 - 3QU CoRE ¦ 2QU LoRE | Non-Red Flag Warning - Destructive Fires | contact from object | animal contact | 0.00018
HFTD - Distribution - Tier 2 - 3QU CoRE ¦ 2QU LoRE | Non-Red Flag Warning - Destructive Fires | contact from object | balloon contact | 1.3203e-05
HFTD - Distribution - Tier 2 - 3QU CoRE ¦ 2QU LoRE | Non-Red Flag Warning - Destructive Fires | contact from object | other contact from object | 7.5232e-05
HFTD - Distribution - Tier 2 - 3QU CoRE ¦ 2QU LoRE | Non-Red Flag Warning - Destructive Fires | contact from object | vehicle contact | 0.00018117
HFTD - Distribution - Tier 2 - 3QU CoRE ¦ 2QU LoRE | Non-Red Flag Warning - Destructive Fires | contamination | contamination | 9.1641e-06
HFTD - Distribution - Tier 2 - 3QU CoRE ¦ 2QU LoRE | Non-Red Flag Warning - Destructive Fires | equipment / facility failure | anchor / guy damage or failure | 2.6132e-07
HFTD - Distribution - Tier 2 - 3QU CoRE ¦ 2QU LoRE | Non-Red Flag Warning - Destructive Fires | equipment / facility failure | capacitor bank damage or failure | 7.2081e-06
HFTD - Distribution - Tier 2 - 3QU CoRE ¦ 2QU LoRE | Non-Red Flag Warning - Destructive Fires | equipment / facility failure | conductor damage or failure | 2.2021e-05
HFTD - Distribution - Tier 2 - 3QU CoRE ¦ 2QU LoRE | Non-Red Flag Warning - Destructive Fires | equipment / facility failure | connection device damage or failure | 1.076e-05
HFTD - Distribution - Tier 2 - 3QU CoRE ¦ 2QU LoRE | Non-Red Flag Warning - Destructive Fires | equipment / facility failure | crossarm damage or failure | 4.6849e-06
HFTD - Distribution - Tier 2 - 3QU CoRE ¦ 2QU LoRE | Non-Red Flag Warning - Destructive Fires | equipment / facility failure | fuse damage or failure | 3.4105e-06
HFTD - Distribution - Tier 2 - 3QU CoRE ¦ 2QU LoRE | Non-Red Flag Warning - Destructive Fires | equipment / facility failure | insulator and brushing damage or failure | 4.0762e-06
HFTD - Distribution - Tier 2 - 3QU CoRE ¦ 2QU LoRE | Non-Red Flag Warning - Destructive Fires | equipment / facility failure | lightning arrestor damage or failure | 5.0157e-07
HFTD - Distribution - Tier 2 - 3QU CoRE ¦ 2QU LoRE | Non-Red Flag Warning - Destructive Fires | equipment / facility failure | other equipment / facility failure | 2.7989e-05
HFTD - Distribution - Tier 2 - 3QU CoRE ¦ 2QU LoRE | Non-Red Flag Warning - Destructive Fires | equipment / facility failure | pole damage or failure | 8.6359e-06
HFTD - Distribution - Tier 2 - 3QU CoRE ¦ 2QU LoRE | Non-Red Flag Warning - Destructive Fires | equipment / facility failure | recloser damage or failure | 0
HFTD - Distribution - Tier 2 - 3QU CoRE ¦ 2QU LoRE | Non-Red Flag Warning - Destructive Fires | equipment / facility failure | sectionalizer damage or failure | 0
HFTD - Distribution - Tier 2 - 3QU CoRE ¦ 2QU LoRE | Non-Red Flag Warning - Destructive Fires | equipment / facility failure | switch damage or failure | 0
HFTD - Distribution - Tier 2 - 3QU CoRE ¦ 2QU LoRE | Non-Red Flag Warning - Destructive Fires | equipment / facility failure | transformer damage or failure | 1.1663e-05
HFTD - Distribution - Tier 2 - 3QU CoRE ¦ 2QU LoRE | Non-Red Flag Warning - Destructive Fires | equipment / facility failure | voltage regulator / booster damage or failure | 1.8859e-06
HFTD - Distribution - Tier 2 - 3QU CoRE ¦ 2QU LoRE | Non-Red Flag Warning - Destructive Fires | other | all other | 5.2621e-05
HFTD - Distribution - Tier 2 - 3QU CoRE ¦ 2QU LoRE | Non-Red Flag Warning - Destructive Fires | unknown | unknown | 0.00015452
HFTD - Distribution - Tier 2 - 3QU CoRE ¦ 2QU LoRE | Non-Red Flag Warning - Destructive Fires | utility work / operation | utility work / operation | 1.6554e-05
HFTD - Distribution - Tier 2 - 3QU CoRE ¦ 2QU LoRE | Non-Red Flag Warning - Destructive Fires | vandalism / theft | vandalism / theft | 3.139e-06
HFTD - Distribution - Tier 2 - 3QU CoRE ¦ 2QU LoRE | Non-Red Flag Warning - Destructive Fires | vegetation contact | branch (not overhanging, 4-12ft) | 3.7647e-06
HFTD - Distribution - Tier 2 - 3QU CoRE ¦ 2QU LoRE | Non-Red Flag Warning - Destructive Fires | vegetation contact | branch (not overhanging, > 12ft) | 8.805e-06
HFTD - Distribution - Tier 2 - 3QU CoRE ¦ 2QU LoRE | Non-Red Flag Warning - Destructive Fires | vegetation contact | branch (not overhanging, distance unknown) | 3.0057e-05
HFTD - Distribution - Tier 2 - 3QU CoRE ¦ 2QU LoRE | Non-Red Flag Warning - Destructive Fires | vegetation contact | branch (not overhanging, within 4ft) | 1.6341e-06
HFTD - Distribution - Tier 2 - 3QU CoRE ¦ 2QU LoRE | Non-Red Flag Warning - Destructive Fires | vegetation contact | branch (overhanging) | 7.2719e-05
HFTD - Distribution - Tier 2 - 3QU CoRE ¦ 2QU LoRE | Non-Red Flag Warning - Destructive Fires | vegetation contact | dead | 3.1978e-05
HFTD - Distribution - Tier 2 - 3QU CoRE ¦ 2QU LoRE | Non-Red Flag Warning - Destructive Fires | vegetation contact | fell into (moderate-severe defect) | 3.6576e-05
HFTD - Distribution - Tier 2 - 3QU CoRE ¦ 2QU LoRE | Non-Red Flag Warning - Destructive Fires | vegetation contact | fell into (no defect) | 0.00021544
HFTD - Distribution - Tier 2 - 3QU CoRE ¦ 2QU LoRE | Non-Red Flag Warning - Destructive Fires | vegetation contact | fell into (slight defect) | 4.5216e-05
HFTD - Distribution - Tier 2 - 3QU CoRE ¦ 2QU LoRE | Non-Red Flag Warning - Destructive Fires | vegetation contact | grow into | 3.9137e-06
HFTD - Distribution - Tier 2 - 3QU CoRE ¦ 2QU LoRE | Non-Red Flag Warning - Destructive Fires | vegetation contact | other/unknown | 0.00018559
HFTD - Distribution - Tier 2 - 3QU CoRE ¦ 2QU LoRE | Non-Red Flag Warning - Destructive Fires | wire-to-wire contact | wire-to-wire contact / contamination | 0.00021776
HFTD - Distribution - Tier 2 - 3QU CoRE ¦ 2QU LoRE | Non-Red Flag Warning - Large Fires | contact from object | animal contact | 0.0017973
HFTD - Distribution - Tier 2 - 3QU CoRE ¦ 2QU LoRE | Non-Red Flag Warning - Large Fires | contact from object | balloon contact | 0.00014745
HFTD - Distribution - Tier 2 - 3QU CoRE ¦ 2QU LoRE | Non-Red Flag Warning - Large Fires | contact from object | other contact from object | 0.00061891
HFTD - Distribution - Tier 2 - 3QU CoRE ¦ 2QU LoRE | Non-Red Flag Warning - Large Fires | contact from object | vehicle contact | 0.0017848
HFTD - Distribution - Tier 2 - 3QU CoRE ¦ 2QU LoRE | Non-Red Flag Warning - Large Fires | contamination | contamination | 9.487e-05
HFTD - Distribution - Tier 2 - 3QU CoRE ¦ 2QU LoRE | Non-Red Flag Warning - Large Fires | equipment / facility failure | anchor / guy damage or failure | 3.9597e-06
HFTD - Distribution - Tier 2 - 3QU CoRE ¦ 2QU LoRE | Non-Red Flag Warning - Large Fires | equipment / facility failure | capacitor bank damage or failure | 9.7549e-05
HFTD - Distribution - Tier 2 - 3QU CoRE ¦ 2QU LoRE | Non-Red Flag Warning - Large Fires | equipment / facility failure | conductor damage or failure | 0.0003103
HFTD - Distribution - Tier 2 - 3QU CoRE ¦ 2QU LoRE | Non-Red Flag Warning - Large Fires | equipment / facility failure | connection device damage or failure | 0.00013455
HFTD - Distribution - Tier 2 - 3QU CoRE ¦ 2QU LoRE | Non-Red Flag Warning - Large Fires | equipment / facility failure | crossarm damage or failure | 7.4757e-05
HFTD - Distribution - Tier 2 - 3QU CoRE ¦ 2QU LoRE | Non-Red Flag Warning - Large Fires | equipment / facility failure | fuse damage or failure | 6.665e-05
HFTD - Distribution - Tier 2 - 3QU CoRE ¦ 2QU LoRE | Non-Red Flag Warning - Large Fires | equipment / facility failure | insulator and brushing damage or failure | 6.8297e-05
HFTD - Distribution - Tier 2 - 3QU CoRE ¦ 2QU LoRE | Non-Red Flag Warning - Large Fires | equipment / facility failure | lightning arrestor damage or failure | 6.6848e-06
HFTD - Distribution - Tier 2 - 3QU CoRE ¦ 2QU LoRE | Non-Red Flag Warning - Large Fires | equipment / facility failure | other equipment / facility failure | 0.00037624
HFTD - Distribution - Tier 2 - 3QU CoRE ¦ 2QU LoRE | Non-Red Flag Warning - Large Fires | equipment / facility failure | pole damage or failure | 0.00012045
HFTD - Distribution - Tier 2 - 3QU CoRE ¦ 2QU LoRE | Non-Red Flag Warning - Large Fires | equipment / facility failure | recloser damage or failure | 0
HFTD - Distribution - Tier 2 - 3QU CoRE ¦ 2QU LoRE | Non-Red Flag Warning - Large Fires | equipment / facility failure | sectionalizer damage or failure | 0
HFTD - Distribution - Tier 2 - 3QU CoRE ¦ 2QU LoRE | Non-Red Flag Warning - Large Fires | equipment / facility failure | switch damage or failure | 0
HFTD - Distribution - Tier 2 - 3QU CoRE ¦ 2QU LoRE | Non-Red Flag Warning - Large Fires | equipment / facility failure | transformer damage or failure | 0.0001562
HFTD - Distribution - Tier 2 - 3QU CoRE ¦ 2QU LoRE | Non-Red Flag Warning - Large Fires | equipment / facility failure | voltage regulator / booster damage or failure | 2.7364e-05
HFTD - Distribution - Tier 2 - 3QU CoRE ¦ 2QU LoRE | Non-Red Flag Warning - Large Fires | other | all other | 0.00050532
HFTD - Distribution - Tier 2 - 3QU CoRE ¦ 2QU LoRE | Non-Red Flag Warning - Large Fires | unknown | unknown | 0.0012713
HFTD - Distribution - Tier 2 - 3QU CoRE ¦ 2QU LoRE | Non-Red Flag Warning - Large Fires | utility work / operation | utility work / operation | 0.00020033
HFTD - Distribution - Tier 2 - 3QU CoRE ¦ 2QU LoRE | Non-Red Flag Warning - Large Fires | vandalism / theft | vandalism / theft | 3.0222e-05
HFTD - Distribution - Tier 2 - 3QU CoRE ¦ 2QU LoRE | Non-Red Flag Warning - Large Fires | vegetation contact | branch (not overhanging, 4-12ft) | 4.7236e-05
HFTD - Distribution - Tier 2 - 3QU CoRE ¦ 2QU LoRE | Non-Red Flag Warning - Large Fires | vegetation contact | branch (not overhanging, > 12ft) | 0.00011065
HFTD - Distribution - Tier 2 - 3QU CoRE ¦ 2QU LoRE | Non-Red Flag Warning - Large Fires | vegetation contact | branch (not overhanging, distance unknown) | 0.00037773
HFTD - Distribution - Tier 2 - 3QU CoRE ¦ 2QU LoRE | Non-Red Flag Warning - Large Fires | vegetation contact | branch (not overhanging, within 4ft) | 2.0474e-05
HFTD - Distribution - Tier 2 - 3QU CoRE ¦ 2QU LoRE | Non-Red Flag Warning - Large Fires | vegetation contact | branch (overhanging) | 0.00091109
HFTD - Distribution - Tier 2 - 3QU CoRE ¦ 2QU LoRE | Non-Red Flag Warning - Large Fires | vegetation contact | dead | 0.00040188
HFTD - Distribution - Tier 2 - 3QU CoRE ¦ 2QU LoRE | Non-Red Flag Warning - Large Fires | vegetation contact | fell into (moderate-severe defect) | 0.00045965
HFTD - Distribution - Tier 2 - 3QU CoRE ¦ 2QU LoRE | Non-Red Flag Warning - Large Fires | vegetation contact | fell into (no defect) | 0.0027075
HFTD - Distribution - Tier 2 - 3QU CoRE ¦ 2QU LoRE | Non-Red Flag Warning - Large Fires | vegetation contact | fell into (slight defect) | 0.00056824
HFTD - Distribution - Tier 2 - 3QU CoRE ¦ 2QU LoRE | Non-Red Flag Warning - Large Fires | vegetation contact | grow into | 4.9185e-05
HFTD - Distribution - Tier 2 - 3QU CoRE ¦ 2QU LoRE | Non-Red Flag Warning - Large Fires | vegetation contact | other/unknown | 0.0023323
HFTD - Distribution - Tier 2 - 3QU CoRE ¦ 2QU LoRE | Non-Red Flag Warning - Large Fires | wire-to-wire contact | wire-to-wire contact / contamination | 0.0019829
HFTD - Distribution - Tier 2 - 3QU CoRE ¦ 2QU LoRE | Non-Red Flag Warning - Small Fires | contact from object | animal contact | 0.25292
HFTD - Distribution - Tier 2 - 3QU CoRE ¦ 2QU LoRE | Non-Red Flag Warning - Small Fires | contact from object | balloon contact | 0.019134
HFTD - Distribution - Tier 2 - 3QU CoRE ¦ 2QU LoRE | Non-Red Flag Warning - Small Fires | contact from object | other contact from object | 0.098279
HFTD - Distribution - Tier 2 - 3QU CoRE ¦ 2QU LoRE | Non-Red Flag Warning - Small Fires | contact from object | vehicle contact | 0.28039
HFTD - Distribution - Tier 2 - 3QU CoRE ¦ 2QU LoRE | Non-Red Flag Warning - Small Fires | contamination | contamination | 0.015185
HFTD - Distribution - Tier 2 - 3QU CoRE ¦ 2QU LoRE | Non-Red Flag Warning - Small Fires | equipment / facility failure | anchor / guy damage or failure | 0.0019099
HFTD - Distribution - Tier 2 - 3QU CoRE ¦ 2QU LoRE | Non-Red Flag Warning - Small Fires | equipment / facility failure | capacitor bank damage or failure | 0.061162
HFTD - Distribution - Tier 2 - 3QU CoRE ¦ 2QU LoRE | Non-Red Flag Warning - Small Fires | equipment / facility failure | conductor damage or failure | 0.13361
HFTD - Distribution - Tier 2 - 3QU CoRE ¦ 2QU LoRE | Non-Red Flag Warning - Small Fires | equipment / facility failure | connection device damage or failure | 0.064814
HFTD - Distribution - Tier 2 - 3QU CoRE ¦ 2QU LoRE | Non-Red Flag Warning - Small Fires | equipment / facility failure | crossarm damage or failure | 0.033638
HFTD - Distribution - Tier 2 - 3QU CoRE ¦ 2QU LoRE | Non-Red Flag Warning - Small Fires | equipment / facility failure | fuse damage or failure | 0.025326
HFTD - Distribution - Tier 2 - 3QU CoRE ¦ 2QU LoRE | Non-Red Flag Warning - Small Fires | equipment / facility failure | insulator and brushing damage or failure | 0.030875
HFTD - Distribution - Tier 2 - 3QU CoRE ¦ 2QU LoRE | Non-Red Flag Warning - Small Fires | equipment / facility failure | lightning arrestor damage or failure | 0.003292
HFTD - Distribution - Tier 2 - 3QU CoRE ¦ 2QU LoRE | Non-Red Flag Warning - Small Fires | equipment / facility failure | other equipment / facility failure | 0.17926
HFTD - Distribution - Tier 2 - 3QU CoRE ¦ 2QU LoRE | Non-Red Flag Warning - Small Fires | equipment / facility failure | pole damage or failure | 0.056634
HFTD - Distribution - Tier 2 - 3QU CoRE ¦ 2QU LoRE | Non-Red Flag Warning - Small Fires | equipment / facility failure | recloser damage or failure | 0
HFTD - Distribution - Tier 2 - 3QU CoRE ¦ 2QU LoRE | Non-Red Flag Warning - Small Fires | equipment / facility failure | sectionalizer damage or failure | 0
HFTD - Distribution - Tier 2 - 3QU CoRE ¦ 2QU LoRE | Non-Red Flag Warning - Small Fires | equipment / facility failure | switch damage or failure | 0
HFTD - Distribution - Tier 2 - 3QU CoRE ¦ 2QU LoRE | Non-Red Flag Warning - Small Fires | equipment / facility failure | transformer damage or failure | 0.074906
HFTD - Distribution - Tier 2 - 3QU CoRE ¦ 2QU LoRE | Non-Red Flag Warning - Small Fires | equipment / facility failure | voltage regulator / booster damage or failure | 0.015118
HFTD - Distribution - Tier 2 - 3QU CoRE ¦ 2QU LoRE | Non-Red Flag Warning - Small Fires | other | all other | 0.078015
HFTD - Distribution - Tier 2 - 3QU CoRE ¦ 2QU LoRE | Non-Red Flag Warning - Small Fires | unknown | unknown | 0.19879
HFTD - Distribution - Tier 2 - 3QU CoRE ¦ 2QU LoRE | Non-Red Flag Warning - Small Fires | utility work / operation | utility work / operation | 0.027234
HFTD - Distribution - Tier 2 - 3QU CoRE ¦ 2QU LoRE | Non-Red Flag Warning - Small Fires | vandalism / theft | vandalism / theft | 0.0059102
HFTD - Distribution - Tier 2 - 3QU CoRE ¦ 2QU LoRE | Non-Red Flag Warning - Small Fires | vegetation contact | branch (not overhanging, 4-12ft) | 0.012076
HFTD - Distribution - Tier 2 - 3QU CoRE ¦ 2QU LoRE | Non-Red Flag Warning - Small Fires | vegetation contact | branch (not overhanging, > 12ft) | 0.02815
HFTD - Distribution - Tier 2 - 3QU CoRE ¦ 2QU LoRE | Non-Red Flag Warning - Small Fires | vegetation contact | branch (not overhanging, distance unknown) | 0.096094
HFTD - Distribution - Tier 2 - 3QU CoRE ¦ 2QU LoRE | Non-Red Flag Warning - Small Fires | vegetation contact | branch (not overhanging, within 4ft) | 0.0052571
HFTD - Distribution - Tier 2 - 3QU CoRE ¦ 2QU LoRE | Non-Red Flag Warning - Small Fires | vegetation contact | branch (overhanging) | 0.23394
HFTD - Distribution - Tier 2 - 3QU CoRE ¦ 2QU LoRE | Non-Red Flag Warning - Small Fires | vegetation contact | dead | 0.10224
HFTD - Distribution - Tier 2 - 3QU CoRE ¦ 2QU LoRE | Non-Red Flag Warning - Small Fires | vegetation contact | fell into (moderate-severe defect) | 0.11693
HFTD - Distribution - Tier 2 - 3QU CoRE ¦ 2QU LoRE | Non-Red Flag Warning - Small Fires | vegetation contact | fell into (no defect) | 0.68878
HFTD - Distribution - Tier 2 - 3QU CoRE ¦ 2QU LoRE | Non-Red Flag Warning - Small Fires | vegetation contact | fell into (slight defect) | 0.14456
HFTD - Distribution - Tier 2 - 3QU CoRE ¦ 2QU LoRE | Non-Red Flag Warning - Small Fires | vegetation contact | grow into | 0.012512
HFTD - Distribution - Tier 2 - 3QU CoRE ¦ 2QU LoRE | Non-Red Flag Warning - Small Fires | vegetation contact | other/unknown | 0.59333
HFTD - Distribution - Tier 2 - 3QU CoRE ¦ 2QU LoRE | Non-Red Flag Warning - Small Fires | wire-to-wire contact | wire-to-wire contact / contamination | 0.28663
HFTD - Distribution - Tier 2 - 3QU CoRE ¦ 2QU LoRE | Seismic - Red Flag Warning - Catastrophic Fires | cc - seismic scenario | seismic scenario | 6.7546e-06
HFTD - Distribution - Tier 2 - 3QU CoRE ¦ 2QU LoRE | Red Flag Warning - Catastrophic Fires | contact from object | animal contact | 0
HFTD - Distribution - Tier 2 - 3QU CoRE ¦ 2QU LoRE | Red Flag Warning - Catastrophic Fires | contact from object | balloon contact | 0
HFTD - Distribution - Tier 2 - 3QU CoRE ¦ 2QU LoRE | Red Flag Warning - Catastrophic Fires | contact from object | other contact from object | 0
HFTD - Distribution - Tier 2 - 3QU CoRE ¦ 2QU LoRE | Red Flag Warning - Catastrophic Fires | contact from object | vehicle contact | 0
HFTD - Distribution - Tier 2 - 3QU CoRE ¦ 2QU LoRE | Red Flag Warning - Catastrophic Fires | contamination | contamination | 0
HFTD - Distribution - Tier 2 - 3QU CoRE ¦ 2QU LoRE | Red Flag Warning - Catastrophic Fires | equipment / facility failure | anchor / guy damage or failure | 5.3118e-05
HFTD - Distribution - Tier 2 - 3QU CoRE ¦ 2QU LoRE | Red Flag Warning - Catastrophic Fires | equipment / facility failure | capacitor bank damage or failure | 0.00023023
HFTD - Distribution - Tier 2 - 3QU CoRE ¦ 2QU LoRE | Red Flag Warning - Catastrophic Fires | equipment / facility failure | conductor damage or failure | 0.0024186
HFTD - Distribution - Tier 2 - 3QU CoRE ¦ 2QU LoRE | Red Flag Warning - Catastrophic Fires | equipment / facility failure | connection device damage or failure | 0.00079619
HFTD - Distribution - Tier 2 - 3QU CoRE ¦ 2QU LoRE | Red Flag Warning - Catastrophic Fires | equipment / facility failure | crossarm damage or failure | 0.00051747
HFTD - Distribution - Tier 2 - 3QU CoRE ¦ 2QU LoRE | Red Flag Warning - Catastrophic Fires | equipment / facility failure | fuse damage or failure | 0.0006143
HFTD - Distribution - Tier 2 - 3QU CoRE ¦ 2QU LoRE | Red Flag Warning - Catastrophic Fires | equipment / facility failure | insulator and brushing damage or failure | 0.00090878
HFTD - Distribution - Tier 2 - 3QU CoRE ¦ 2QU LoRE | Red Flag Warning - Catastrophic Fires | equipment / facility failure | lightning arrestor damage or failure | 7.0879e-05
HFTD - Distribution - Tier 2 - 3QU CoRE ¦ 2QU LoRE | Red Flag Warning - Catastrophic Fires | equipment / facility failure | other equipment / facility failure | 0.0011111
HFTD - Distribution - Tier 2 - 3QU CoRE ¦ 2QU LoRE | Red Flag Warning - Catastrophic Fires | equipment / facility failure | pole damage or failure | 0.00042882
HFTD - Distribution - Tier 2 - 3QU CoRE ¦ 2QU LoRE | Red Flag Warning - Catastrophic Fires | equipment / facility failure | recloser damage or failure | 0
HFTD - Distribution - Tier 2 - 3QU CoRE ¦ 2QU LoRE | Red Flag Warning - Catastrophic Fires | equipment / facility failure | sectionalizer damage or failure | 0
HFTD - Distribution - Tier 2 - 3QU CoRE ¦ 2QU LoRE | Red Flag Warning - Catastrophic Fires | equipment / facility failure | switch damage or failure | 0
HFTD - Distribution - Tier 2 - 3QU CoRE ¦ 2QU LoRE | Red Flag Warning - Catastrophic Fires | equipment / facility failure | transformer damage or failure | 0.00029564
HFTD - Distribution - Tier 2 - 3QU CoRE ¦ 2QU LoRE | Red Flag Warning - Catastrophic Fires | equipment / facility failure | voltage regulator / booster damage or failure | 1.9949e-05
HFTD - Distribution - Tier 2 - 3QU CoRE ¦ 2QU LoRE | Red Flag Warning - Catastrophic Fires | other | all other | 0
HFTD - Distribution - Tier 2 - 3QU CoRE ¦ 2QU LoRE | Red Flag Warning - Catastrophic Fires | unknown | unknown | 0
HFTD - Distribution - Tier 2 - 3QU CoRE ¦ 2QU LoRE | Red Flag Warning - Catastrophic Fires | utility work / operation | utility work / operation | 0
HFTD - Distribution - Tier 2 - 3QU CoRE ¦ 2QU LoRE | Red Flag Warning - Catastrophic Fires | vandalism / theft | vandalism / theft | 0
HFTD - Distribution - Tier 2 - 3QU CoRE ¦ 2QU LoRE | Red Flag Warning - Catastrophic Fires | vegetation contact | branch (not overhanging, 4-12ft) | 0.00023615
HFTD - Distribution - Tier 2 - 3QU CoRE ¦ 2QU LoRE | Red Flag Warning - Catastrophic Fires | vegetation contact | branch (not overhanging, > 12ft) | 0.00035802
HFTD - Distribution - Tier 2 - 3QU CoRE ¦ 2QU LoRE | Red Flag Warning - Catastrophic Fires | vegetation contact | branch (not overhanging, distance unknown) | 0.0017304
HFTD - Distribution - Tier 2 - 3QU CoRE ¦ 2QU LoRE | Red Flag Warning - Catastrophic Fires | vegetation contact | branch (not overhanging, within 4ft) | 5.8592e-05
HFTD - Distribution - Tier 2 - 3QU CoRE ¦ 2QU LoRE | Red Flag Warning - Catastrophic Fires | vegetation contact | branch (overhanging) | 0.003457
HFTD - Distribution - Tier 2 - 3QU CoRE ¦ 2QU LoRE | Red Flag Warning - Catastrophic Fires | vegetation contact | dead | 0.0013127
HFTD - Distribution - Tier 2 - 3QU CoRE ¦ 2QU LoRE | Red Flag Warning - Catastrophic Fires | vegetation contact | fell into (moderate-severe defect) | 0.0010783
HFTD - Distribution - Tier 2 - 3QU CoRE ¦ 2QU LoRE | Red Flag Warning - Catastrophic Fires | vegetation contact | fell into (no defect) | 0.0044156
HFTD - Distribution - Tier 2 - 3QU CoRE ¦ 2QU LoRE | Red Flag Warning - Catastrophic Fires | vegetation contact | fell into (slight defect) | 0.0011622
HFTD - Distribution - Tier 2 - 3QU CoRE ¦ 2QU LoRE | Red Flag Warning - Catastrophic Fires | vegetation contact | grow into | 0.00012234
HFTD - Distribution - Tier 2 - 3QU CoRE ¦ 2QU LoRE | Red Flag Warning - Catastrophic Fires | vegetation contact | other/unknown | 0.005967
HFTD - Distribution - Tier 2 - 3QU CoRE ¦ 2QU LoRE | Red Flag Warning - Catastrophic Fires | wire-to-wire contact | wire-to-wire contact / contamination | 0
HFTD - Distribution - Tier 2 - 3QU CoRE ¦ 2QU LoRE | Red Flag Warning - Destructive Fires | contact from object | animal contact | 0
HFTD - Distribution - Tier 2 - 3QU CoRE ¦ 2QU LoRE | Red Flag Warning - Destructive Fires | contact from object | balloon contact | 0
HFTD - Distribution - Tier 2 - 3QU CoRE ¦ 2QU LoRE | Red Flag Warning - Destructive Fires | contact from object | other contact from object | 0
HFTD - Distribution - Tier 2 - 3QU CoRE ¦ 2QU LoRE | Red Flag Warning - Destructive Fires | contact from object | vehicle contact | 0
HFTD - Distribution - Tier 2 - 3QU CoRE ¦ 2QU LoRE | Red Flag Warning - Destructive Fires | contamination | contamination | 0
HFTD - Distribution - Tier 2 - 3QU CoRE ¦ 2QU LoRE | Red Flag Warning - Destructive Fires | equipment / facility failure | anchor / guy damage or failure | 9.4791e-06
HFTD - Distribution - Tier 2 - 3QU CoRE ¦ 2QU LoRE | Red Flag Warning - Destructive Fires | equipment / facility failure | capacitor bank damage or failure | 4.1721e-05
HFTD - Distribution - Tier 2 - 3QU CoRE ¦ 2QU LoRE | Red Flag Warning - Destructive Fires | equipment / facility failure | conductor damage or failure | 0.00050494
HFTD - Distribution - Tier 2 - 3QU CoRE ¦ 2QU LoRE | Red Flag Warning - Destructive Fires | equipment / facility failure | connection device damage or failure | 0.00017246
HFTD - Distribution - Tier 2 - 3QU CoRE ¦ 2QU LoRE | Red Flag Warning - Destructive Fires | equipment / facility failure | crossarm damage or failure | 9.7068e-05
HFTD - Distribution - Tier 2 - 3QU CoRE ¦ 2QU LoRE | Red Flag Warning - Destructive Fires | equipment / facility failure | fuse damage or failure | 0.00011061
HFTD - Distribution - Tier 2 - 3QU CoRE ¦ 2QU LoRE | Red Flag Warning - Destructive Fires | equipment / facility failure | insulator and brushing damage or failure | 0.0001637
HFTD - Distribution - Tier 2 - 3QU CoRE ¦ 2QU LoRE | Red Flag Warning - Destructive Fires | equipment / facility failure | lightning arrestor damage or failure | 1.2734e-05
HFTD - Distribution - Tier 2 - 3QU CoRE ¦ 2QU LoRE | Red Flag Warning - Destructive Fires | equipment / facility failure | other equipment / facility failure | 0.0002009
HFTD - Distribution - Tier 2 - 3QU CoRE ¦ 2QU LoRE | Red Flag Warning - Destructive Fires | equipment / facility failure | pole damage or failure | 7.6618e-05
HFTD - Distribution - Tier 2 - 3QU CoRE ¦ 2QU LoRE | Red Flag Warning - Destructive Fires | equipment / facility failure | recloser damage or failure | 0
HFTD - Distribution - Tier 2 - 3QU CoRE ¦ 2QU LoRE | Red Flag Warning - Destructive Fires | equipment / facility failure | sectionalizer damage or failure | 0
HFTD - Distribution - Tier 2 - 3QU CoRE ¦ 2QU LoRE | Red Flag Warning - Destructive Fires | equipment / facility failure | switch damage or failure | 0
HFTD - Distribution - Tier 2 - 3QU CoRE ¦ 2QU LoRE | Red Flag Warning - Destructive Fires | equipment / facility failure | transformer damage or failure | 5.3093e-05
HFTD - Distribution - Tier 2 - 3QU CoRE ¦ 2QU LoRE | Red Flag Warning - Destructive Fires | equipment / facility failure | voltage regulator / booster damage or failure | 3.4738e-06
HFTD - Distribution - Tier 2 - 3QU CoRE ¦ 2QU LoRE | Red Flag Warning - Destructive Fires | other | all other | 0
HFTD - Distribution - Tier 2 - 3QU CoRE ¦ 2QU LoRE | Red Flag Warning - Destructive Fires | unknown | unknown | 0
HFTD - Distribution - Tier 2 - 3QU CoRE ¦ 2QU LoRE | Red Flag Warning - Destructive Fires | utility work / operation | utility work / operation | 0
HFTD - Distribution - Tier 2 - 3QU CoRE ¦ 2QU LoRE | Red Flag Warning - Destructive Fires | vandalism / theft | vandalism / theft | 0
HFTD - Distribution - Tier 2 - 3QU CoRE ¦ 2QU LoRE | Red Flag Warning - Destructive Fires | vegetation contact | branch (not overhanging, 4-12ft) | 3.0318e-05
HFTD - Distribution - Tier 2 - 3QU CoRE ¦ 2QU LoRE | Red Flag Warning - Destructive Fires | vegetation contact | branch (not overhanging, > 12ft) | 4.5947e-05
HFTD - Distribution - Tier 2 - 3QU CoRE ¦ 2QU LoRE | Red Flag Warning - Destructive Fires | vegetation contact | branch (not overhanging, distance unknown) | 0.00022208
HFTD - Distribution - Tier 2 - 3QU CoRE ¦ 2QU LoRE | Red Flag Warning - Destructive Fires | vegetation contact | branch (not overhanging, within 4ft) | 7.525e-06
HFTD - Distribution - Tier 2 - 3QU CoRE ¦ 2QU LoRE | Red Flag Warning - Destructive Fires | vegetation contact | branch (overhanging) | 0.00044397
HFTD - Distribution - Tier 2 - 3QU CoRE ¦ 2QU LoRE | Red Flag Warning - Destructive Fires | vegetation contact | dead | 0.00016847
HFTD - Distribution - Tier 2 - 3QU CoRE ¦ 2QU LoRE | Red Flag Warning - Destructive Fires | vegetation contact | fell into (moderate-severe defect) | 0.00013838
HFTD - Distribution - Tier 2 - 3QU CoRE ¦ 2QU LoRE | Red Flag Warning - Destructive Fires | vegetation contact | fell into (no defect) | 0.00056667
HFTD - Distribution - Tier 2 - 3QU CoRE ¦ 2QU LoRE | Red Flag Warning - Destructive Fires | vegetation contact | fell into (slight defect) | 0.00014915
HFTD - Distribution - Tier 2 - 3QU CoRE ¦ 2QU LoRE | Red Flag Warning - Destructive Fires | vegetation contact | grow into | 1.57e-05
HFTD - Distribution - Tier 2 - 3QU CoRE ¦ 2QU LoRE | Red Flag Warning - Destructive Fires | vegetation contact | other/unknown | 0.00076578
HFTD - Distribution - Tier 2 - 3QU CoRE ¦ 2QU LoRE | Red Flag Warning - Destructive Fires | wire-to-wire contact | wire-to-wire contact / contamination | 0
HFTD - Distribution - Tier 2 - 3QU CoRE ¦ 2QU LoRE | Red Flag Warning - Large Fires | contact from object | animal contact | 0
HFTD - Distribution - Tier 2 - 3QU CoRE ¦ 2QU LoRE | Red Flag Warning - Large Fires | contact from object | balloon contact | 0
HFTD - Distribution - Tier 2 - 3QU CoRE ¦ 2QU LoRE | Red Flag Warning - Large Fires | contact from object | other contact from object | 0
HFTD - Distribution - Tier 2 - 3QU CoRE ¦ 2QU LoRE | Red Flag Warning - Large Fires | contact from object | vehicle contact | 0
HFTD - Distribution - Tier 2 - 3QU CoRE ¦ 2QU LoRE | Red Flag Warning - Large Fires | contamination | contamination | 0
HFTD - Distribution - Tier 2 - 3QU CoRE ¦ 2QU LoRE | Red Flag Warning - Large Fires | equipment / facility failure | anchor / guy damage or failure | 7.8644e-05
HFTD - Distribution - Tier 2 - 3QU CoRE ¦ 2QU LoRE | Red Flag Warning - Large Fires | equipment / facility failure | capacitor bank damage or failure | 0.00030915
HFTD - Distribution - Tier 2 - 3QU CoRE ¦ 2QU LoRE | Red Flag Warning - Large Fires | equipment / facility failure | conductor damage or failure | 0.0038959
HFTD - Distribution - Tier 2 - 3QU CoRE ¦ 2QU LoRE | Red Flag Warning - Large Fires | equipment / facility failure | connection device damage or failure | 0.0011808
HFTD - Distribution - Tier 2 - 3QU CoRE ¦ 2QU LoRE | Red Flag Warning - Large Fires | equipment / facility failure | crossarm damage or failure | 0.00084808
HFTD - Distribution - Tier 2 - 3QU CoRE ¦ 2QU LoRE | Red Flag Warning - Large Fires | equipment / facility failure | fuse damage or failure | 0.0011836
HFTD - Distribution - Tier 2 - 3QU CoRE ¦ 2QU LoRE | Red Flag Warning - Large Fires | equipment / facility failure | insulator and brushing damage or failure | 0.0015017
HFTD - Distribution - Tier 2 - 3QU CoRE ¦ 2QU LoRE | Red Flag Warning - Large Fires | equipment / facility failure | lightning arrestor damage or failure | 9.2924e-05
HFTD - Distribution - Tier 2 - 3QU CoRE ¦ 2QU LoRE | Red Flag Warning - Large Fires | equipment / facility failure | other equipment / facility failure | 0.0014787
HFTD - Distribution - Tier 2 - 3QU CoRE ¦ 2QU LoRE | Red Flag Warning - Large Fires | equipment / facility failure | pole damage or failure | 0.00058509
HFTD - Distribution - Tier 2 - 3QU CoRE ¦ 2QU LoRE | Red Flag Warning - Large Fires | equipment / facility failure | recloser damage or failure | 0
HFTD - Distribution - Tier 2 - 3QU CoRE ¦ 2QU LoRE | Red Flag Warning - Large Fires | equipment / facility failure | sectionalizer damage or failure | 0
HFTD - Distribution - Tier 2 - 3QU CoRE ¦ 2QU LoRE | Red Flag Warning - Large Fires | equipment / facility failure | switch damage or failure | 0
HFTD - Distribution - Tier 2 - 3QU CoRE ¦ 2QU LoRE | Red Flag Warning - Large Fires | equipment / facility failure | transformer damage or failure | 0.00038931
HFTD - Distribution - Tier 2 - 3QU CoRE ¦ 2QU LoRE | Red Flag Warning - Large Fires | equipment / facility failure | voltage regulator / booster damage or failure | 2.7598e-05
HFTD - Distribution - Tier 2 - 3QU CoRE ¦ 2QU LoRE | Red Flag Warning - Large Fires | other | all other | 0
HFTD - Distribution - Tier 2 - 3QU CoRE ¦ 2QU LoRE | Red Flag Warning - Large Fires | unknown | unknown | 0
HFTD - Distribution - Tier 2 - 3QU CoRE ¦ 2QU LoRE | Red Flag Warning - Large Fires | utility work / operation | utility work / operation | 0
HFTD - Distribution - Tier 2 - 3QU CoRE ¦ 2QU LoRE | Red Flag Warning - Large Fires | vandalism / theft | vandalism / theft | 0
HFTD - Distribution - Tier 2 - 3QU CoRE ¦ 2QU LoRE | Red Flag Warning - Large Fires | vegetation contact | branch (not overhanging, 4-12ft) | 0.00020828
HFTD - Distribution - Tier 2 - 3QU CoRE ¦ 2QU LoRE | Red Flag Warning - Large Fires | vegetation contact | branch (not overhanging, > 12ft) | 0.00031615
HFTD - Distribution - Tier 2 - 3QU CoRE ¦ 2QU LoRE | Red Flag Warning - Large Fires | vegetation contact | branch (not overhanging, distance unknown) | 0.0015281
HFTD - Distribution - Tier 2 - 3QU CoRE ¦ 2QU LoRE | Red Flag Warning - Large Fires | vegetation contact | branch (not overhanging, within 4ft) | 5.1621e-05
HFTD - Distribution - Tier 2 - 3QU CoRE ¦ 2QU LoRE | Red Flag Warning - Large Fires | vegetation contact | branch (overhanging) | 0.0030456
HFTD - Distribution - Tier 2 - 3QU CoRE ¦ 2QU LoRE | Red Flag Warning - Large Fires | vegetation contact | dead | 0.0011592
HFTD - Distribution - Tier 2 - 3QU CoRE ¦ 2QU LoRE | Red Flag Warning - Large Fires | vegetation contact | fell into (moderate-severe defect) | 0.00095217
HFTD - Distribution - Tier 2 - 3QU CoRE ¦ 2QU LoRE | Red Flag Warning - Large Fires | vegetation contact | fell into (no defect) | 0.0038992
HFTD - Distribution - Tier 2 - 3QU CoRE ¦ 2QU LoRE | Red Flag Warning - Large Fires | vegetation contact | fell into (slight defect) | 0.0010263
HFTD - Distribution - Tier 2 - 3QU CoRE ¦ 2QU LoRE | Red Flag Warning - Large Fires | vegetation contact | grow into | 0.00010803
HFTD - Distribution - Tier 2 - 3QU CoRE ¦ 2QU LoRE | Red Flag Warning - Large Fires | vegetation contact | other/unknown | 0.0052692
HFTD - Distribution - Tier 2 - 3QU CoRE ¦ 2QU LoRE | Red Flag Warning - Large Fires | wire-to-wire contact | wire-to-wire contact / contamination | 0
HFTD - Distribution - Tier 2 - 3QU CoRE ¦ 2QU LoRE | Red Flag Warning - Small Fires | contact from object | animal contact | 0.0048299
HFTD - Distribution - Tier 2 - 3QU CoRE ¦ 2QU LoRE | Red Flag Warning - Small Fires | contact from object | balloon contact | 0.00063828
HFTD - Distribution - Tier 2 - 3QU CoRE ¦ 2QU LoRE | Red Flag Warning - Small Fires | contact from object | other contact from object | 0.0033865
HFTD - Distribution - Tier 2 - 3QU CoRE ¦ 2QU LoRE | Red Flag Warning - Small Fires | contact from object | vehicle contact | 0.011438
HFTD - Distribution - Tier 2 - 3QU CoRE ¦ 2QU LoRE | Red Flag Warning - Small Fires | contamination | contamination | 0.00016512
HFTD - Distribution - Tier 2 - 3QU CoRE ¦ 2QU LoRE | Red Flag Warning - Small Fires | equipment / facility failure | anchor / guy damage or failure | 0.00059354
HFTD - Distribution - Tier 2 - 3QU CoRE ¦ 2QU LoRE | Red Flag Warning - Small Fires | equipment / facility failure | capacitor bank damage or failure | 0.0030329
HFTD - Distribution - Tier 2 - 3QU CoRE ¦ 2QU LoRE | Red Flag Warning - Small Fires | equipment / facility failure | conductor damage or failure | 0.026248
HFTD - Distribution - Tier 2 - 3QU CoRE ¦ 2QU LoRE | Red Flag Warning - Small Fires | equipment / facility failure | connection device damage or failure | 0.0088999
HFTD - Distribution - Tier 2 - 3QU CoRE ¦ 2QU LoRE | Red Flag Warning - Small Fires | equipment / facility failure | crossarm damage or failure | 0.0059709
HFTD - Distribution - Tier 2 - 3QU CoRE ¦ 2QU LoRE | Red Flag Warning - Small Fires | equipment / facility failure | fuse damage or failure | 0.0070371
HFTD - Distribution - Tier 2 - 3QU CoRE ¦ 2QU LoRE | Red Flag Warning - Small Fires | equipment / facility failure | insulator and brushing damage or failure | 0.010622
HFTD - Distribution - Tier 2 - 3QU CoRE ¦ 2QU LoRE | Red Flag Warning - Small Fires | equipment / facility failure | lightning arrestor damage or failure | 0.00071603
HFTD - Distribution - Tier 2 - 3QU CoRE ¦ 2QU LoRE | Red Flag Warning - Small Fires | equipment / facility failure | other equipment / facility failure | 0.011024
HFTD - Distribution - Tier 2 - 3QU CoRE ¦ 2QU LoRE | Red Flag Warning - Small Fires | equipment / facility failure | pole damage or failure | 0.0043047
HFTD - Distribution - Tier 2 - 3QU CoRE ¦ 2QU LoRE | Red Flag Warning - Small Fires | equipment / facility failure | recloser damage or failure | 0
HFTD - Distribution - Tier 2 - 3QU CoRE ¦ 2QU LoRE | Red Flag Warning - Small Fires | equipment / facility failure | sectionalizer damage or failure | 0
HFTD - Distribution - Tier 2 - 3QU CoRE ¦ 2QU LoRE | Red Flag Warning - Small Fires | equipment / facility failure | switch damage or failure | 0
HFTD - Distribution - Tier 2 - 3QU CoRE ¦ 2QU LoRE | Red Flag Warning - Small Fires | equipment / facility failure | transformer damage or failure | 0.0029213
HFTD - Distribution - Tier 2 - 3QU CoRE ¦ 2QU LoRE | Red Flag Warning - Small Fires | equipment / facility failure | voltage regulator / booster damage or failure | 0.00023857
HFTD - Distribution - Tier 2 - 3QU CoRE ¦ 2QU LoRE | Red Flag Warning - Small Fires | other | all other | 0.002327
HFTD - Distribution - Tier 2 - 3QU CoRE ¦ 2QU LoRE | Red Flag Warning - Small Fires | unknown | unknown | 0.0084388
HFTD - Distribution - Tier 2 - 3QU CoRE ¦ 2QU LoRE | Red Flag Warning - Small Fires | utility work / operation | utility work / operation | 0.00072944
HFTD - Distribution - Tier 2 - 3QU CoRE ¦ 2QU LoRE | Red Flag Warning - Small Fires | vandalism / theft | vandalism / theft | 9.9269e-05
HFTD - Distribution - Tier 2 - 3QU CoRE ¦ 2QU LoRE | Red Flag Warning - Small Fires | vegetation contact | branch (not overhanging, 4-12ft) | 0.0048015
HFTD - Distribution - Tier 2 - 3QU CoRE ¦ 2QU LoRE | Red Flag Warning - Small Fires | vegetation contact | branch (not overhanging, > 12ft) | 0.0072528
HFTD - Distribution - Tier 2 - 3QU CoRE ¦ 2QU LoRE | Red Flag Warning - Small Fires | vegetation contact | branch (not overhanging, distance unknown) | 0.035055
HFTD - Distribution - Tier 2 - 3QU CoRE ¦ 2QU LoRE | Red Flag Warning - Small Fires | vegetation contact | branch (not overhanging, within 4ft) | 0.0011953
HFTD - Distribution - Tier 2 - 3QU CoRE ¦ 2QU LoRE | Red Flag Warning - Small Fires | vegetation contact | branch (overhanging) | 0.070522
HFTD - Distribution - Tier 2 - 3QU CoRE ¦ 2QU LoRE | Red Flag Warning - Small Fires | vegetation contact | dead | 0.026594
HFTD - Distribution - Tier 2 - 3QU CoRE ¦ 2QU LoRE | Red Flag Warning - Small Fires | vegetation contact | fell into (moderate-severe defect) | 0.021844
HFTD - Distribution - Tier 2 - 3QU CoRE ¦ 2QU LoRE | Red Flag Warning - Small Fires | vegetation contact | fell into (no defect) | 0.089452
HFTD - Distribution - Tier 2 - 3QU CoRE ¦ 2QU LoRE | Red Flag Warning - Small Fires | vegetation contact | fell into (slight defect) | 0.023544
HFTD - Distribution - Tier 2 - 3QU CoRE ¦ 2QU LoRE | Red Flag Warning - Small Fires | vegetation contact | grow into | 0.0024783
HFTD - Distribution - Tier 2 - 3QU CoRE ¦ 2QU LoRE | Red Flag Warning - Small Fires | vegetation contact | other/unknown | 0.12088
HFTD - Distribution - Tier 2 - 3QU CoRE ¦ 2QU LoRE | Red Flag Warning - Small Fires | wire-to-wire contact | wire-to-wire contact / contamination | 0.0095619
HFTD - Distribution - Tier 2 - 3QU CoRE ¦ 3QU LoRE | Seismic - Non-Red Flag Warning - Catastrophic Fires | cc - seismic scenario | seismic scenario | 2.1923e-07
HFTD - Distribution - Tier 2 - 3QU CoRE ¦ 3QU LoRE | Non-Red Flag Warning - Catastrophic Fires | contact from object | animal contact | 0.00019061
HFTD - Distribution - Tier 2 - 3QU CoRE ¦ 3QU LoRE | Non-Red Flag Warning - Catastrophic Fires | contact from object | balloon contact | 6.4189e-06
HFTD - Distribution - Tier 2 - 3QU CoRE ¦ 3QU LoRE | Non-Red Flag Warning - Catastrophic Fires | contact from object | other contact from object | 0.00011673
HFTD - Distribution - Tier 2 - 3QU CoRE ¦ 3QU LoRE | Non-Red Flag Warning - Catastrophic Fires | contact from object | vehicle contact | 0.00029204
HFTD - Distribution - Tier 2 - 3QU CoRE ¦ 3QU LoRE | Non-Red Flag Warning - Catastrophic Fires | contamination | contamination | 1.1287e-05
HFTD - Distribution - Tier 2 - 3QU CoRE ¦ 3QU LoRE | Non-Red Flag Warning - Catastrophic Fires | equipment / facility failure | anchor / guy damage or failure | 6.3064e-08
HFTD - Distribution - Tier 2 - 3QU CoRE ¦ 3QU LoRE | Non-Red Flag Warning - Catastrophic Fires | equipment / facility failure | capacitor bank damage or failure | 8.6918e-07
HFTD - Distribution - Tier 2 - 3QU CoRE ¦ 3QU LoRE | Non-Red Flag Warning - Catastrophic Fires | equipment / facility failure | conductor damage or failure | 5.1225e-06
HFTD - Distribution - Tier 2 - 3QU CoRE ¦ 3QU LoRE | Non-Red Flag Warning - Catastrophic Fires | equipment / facility failure | connection device damage or failure | 1.8195e-06
HFTD - Distribution - Tier 2 - 3QU CoRE ¦ 3QU LoRE | Non-Red Flag Warning - Catastrophic Fires | equipment / facility failure | crossarm damage or failure | 1.5894e-06
HFTD - Distribution - Tier 2 - 3QU CoRE ¦ 3QU LoRE | Non-Red Flag Warning - Catastrophic Fires | equipment / facility failure | fuse damage or failure | 1.1192e-06
HFTD - Distribution - Tier 2 - 3QU CoRE ¦ 3QU LoRE | Non-Red Flag Warning - Catastrophic Fires | equipment / facility failure | insulator and brushing damage or failure | 8.2187e-07
HFTD - Distribution - Tier 2 - 3QU CoRE ¦ 3QU LoRE | Non-Red Flag Warning - Catastrophic Fires | equipment / facility failure | lightning arrestor damage or failure | 1.1448e-07
HFTD - Distribution - Tier 2 - 3QU CoRE ¦ 3QU LoRE | Non-Red Flag Warning - Catastrophic Fires | equipment / facility failure | other equipment / facility failure | 6.276e-06
HFTD - Distribution - Tier 2 - 3QU CoRE ¦ 3QU LoRE | Non-Red Flag Warning - Catastrophic Fires | equipment / facility failure | pole damage or failure | 2.7893e-06
HFTD - Distribution - Tier 2 - 3QU CoRE ¦ 3QU LoRE | Non-Red Flag Warning - Catastrophic Fires | equipment / facility failure | recloser damage or failure | 0
HFTD - Distribution - Tier 2 - 3QU CoRE ¦ 3QU LoRE | Non-Red Flag Warning - Catastrophic Fires | equipment / facility failure | sectionalizer damage or failure | 0
HFTD - Distribution - Tier 2 - 3QU CoRE ¦ 3QU LoRE | Non-Red Flag Warning - Catastrophic Fires | equipment / facility failure | switch damage or failure | 0
HFTD - Distribution - Tier 2 - 3QU CoRE ¦ 3QU LoRE | Non-Red Flag Warning - Catastrophic Fires | equipment / facility failure | transformer damage or failure | 4.828e-06
HFTD - Distribution - Tier 2 - 3QU CoRE ¦ 3QU LoRE | Non-Red Flag Warning - Catastrophic Fires | equipment / facility failure | voltage regulator / booster damage or failure | 7.1457e-07
HFTD - Distribution - Tier 2 - 3QU CoRE ¦ 3QU LoRE | Non-Red Flag Warning - Catastrophic Fires | other | all other | 0.00011751
HFTD - Distribution - Tier 2 - 3QU CoRE ¦ 3QU LoRE | Non-Red Flag Warning - Catastrophic Fires | unknown | unknown | 0.00020412
HFTD - Distribution - Tier 2 - 3QU CoRE ¦ 3QU LoRE | Non-Red Flag Warning - Catastrophic Fires | utility work / operation | utility work / operation | 1.8614e-05
HFTD - Distribution - Tier 2 - 3QU CoRE ¦ 3QU LoRE | Non-Red Flag Warning - Catastrophic Fires | vandalism / theft | vandalism / theft | 1.1244e-05
HFTD - Distribution - Tier 2 - 3QU CoRE ¦ 3QU LoRE | Non-Red Flag Warning - Catastrophic Fires | vegetation contact | branch (not overhanging, 4-12ft) | 1.2372e-06
HFTD - Distribution - Tier 2 - 3QU CoRE ¦ 3QU LoRE | Non-Red Flag Warning - Catastrophic Fires | vegetation contact | branch (not overhanging, > 12ft) | 3.0174e-06
HFTD - Distribution - Tier 2 - 3QU CoRE ¦ 3QU LoRE | Non-Red Flag Warning - Catastrophic Fires | vegetation contact | branch (not overhanging, distance unknown) | 1.03e-05
HFTD - Distribution - Tier 2 - 3QU CoRE ¦ 3QU LoRE | Non-Red Flag Warning - Catastrophic Fires | vegetation contact | branch (not overhanging, within 4ft) | 5.1642e-07
HFTD - Distribution - Tier 2 - 3QU CoRE ¦ 3QU LoRE | Non-Red Flag Warning - Catastrophic Fires | vegetation contact | branch (overhanging) | 2.2981e-05
HFTD - Distribution - Tier 2 - 3QU CoRE ¦ 3QU LoRE | Non-Red Flag Warning - Catastrophic Fires | vegetation contact | dead | 1.0959e-05
HFTD - Distribution - Tier 2 - 3QU CoRE ¦ 3QU LoRE | Non-Red Flag Warning - Catastrophic Fires | vegetation contact | fell into (moderate-severe defect) | 1.2534e-05
HFTD - Distribution - Tier 2 - 3QU CoRE ¦ 3QU LoRE | Non-Red Flag Warning - Catastrophic Fires | vegetation contact | fell into (no defect) | 7.383e-05
HFTD - Distribution - Tier 2 - 3QU CoRE ¦ 3QU LoRE | Non-Red Flag Warning - Catastrophic Fires | vegetation contact | fell into (slight defect) | 1.5495e-05
HFTD - Distribution - Tier 2 - 3QU CoRE ¦ 3QU LoRE | Non-Red Flag Warning - Catastrophic Fires | vegetation contact | grow into | 1.3412e-06
HFTD - Distribution - Tier 2 - 3QU CoRE ¦ 3QU LoRE | Non-Red Flag Warning - Catastrophic Fires | vegetation contact | other/unknown | 6.3599e-05
HFTD - Distribution - Tier 2 - 3QU CoRE ¦ 3QU LoRE | Non-Red Flag Warning - Catastrophic Fires | wire-to-wire contact | wire-to-wire contact / contamination | 0.00027314
HFTD - Distribution - Tier 2 - 3QU CoRE ¦ 3QU LoRE | Non-Red Flag Warning - Destructive Fires | contact from object | animal contact | 0.00012523
HFTD - Distribution - Tier 2 - 3QU CoRE ¦ 3QU LoRE | Non-Red Flag Warning - Destructive Fires | contact from object | balloon contact | 4.0262e-06
HFTD - Distribution - Tier 2 - 3QU CoRE ¦ 3QU LoRE | Non-Red Flag Warning - Destructive Fires | contact from object | other contact from object | 7.728e-05
HFTD - Distribution - Tier 2 - 3QU CoRE ¦ 3QU LoRE | Non-Red Flag Warning - Destructive Fires | contact from object | vehicle contact | 0.00018494
HFTD - Distribution - Tier 2 - 3QU CoRE ¦ 3QU LoRE | Non-Red Flag Warning - Destructive Fires | contamination | contamination | 7.1764e-06
HFTD - Distribution - Tier 2 - 3QU CoRE ¦ 3QU LoRE | Non-Red Flag Warning - Destructive Fires | equipment / facility failure | anchor / guy damage or failure | 2.1488e-07
HFTD - Distribution - Tier 2 - 3QU CoRE ¦ 3QU LoRE | Non-Red Flag Warning - Destructive Fires | equipment / facility failure | capacitor bank damage or failure | 3.0301e-06
HFTD - Distribution - Tier 2 - 3QU CoRE ¦ 3QU LoRE | Non-Red Flag Warning - Destructive Fires | equipment / facility failure | conductor damage or failure | 2.0208e-05
HFTD - Distribution - Tier 2 - 3QU CoRE ¦ 3QU LoRE | Non-Red Flag Warning - Destructive Fires | equipment / facility failure | connection device damage or failure | 7.2151e-06
HFTD - Distribution - Tier 2 - 3QU CoRE ¦ 3QU LoRE | Non-Red Flag Warning - Destructive Fires | equipment / facility failure | crossarm damage or failure | 5.7262e-06
HFTD - Distribution - Tier 2 - 3QU CoRE ¦ 3QU LoRE | Non-Red Flag Warning - Destructive Fires | equipment / facility failure | fuse damage or failure | 3.9416e-06
HFTD - Distribution - Tier 2 - 3QU CoRE ¦ 3QU LoRE | Non-Red Flag Warning - Destructive Fires | equipment / facility failure | insulator and brushing damage or failure | 2.8815e-06
HFTD - Distribution - Tier 2 - 3QU CoRE ¦ 3QU LoRE | Non-Red Flag Warning - Destructive Fires | equipment / facility failure | lightning arrestor damage or failure | 4.0525e-07
HFTD - Distribution - Tier 2 - 3QU CoRE ¦ 3QU LoRE | Non-Red Flag Warning - Destructive Fires | equipment / facility failure | other equipment / facility failure | 2.2357e-05
HFTD - Distribution - Tier 2 - 3QU CoRE ¦ 3QU LoRE | Non-Red Flag Warning - Destructive Fires | equipment / facility failure | pole damage or failure | 9.8714e-06
HFTD - Distribution - Tier 2 - 3QU CoRE ¦ 3QU LoRE | Non-Red Flag Warning - Destructive Fires | equipment / facility failure | recloser damage or failure | 0
HFTD - Distribution - Tier 2 - 3QU CoRE ¦ 3QU LoRE | Non-Red Flag Warning - Destructive Fires | equipment / facility failure | sectionalizer damage or failure | 0
HFTD - Distribution - Tier 2 - 3QU CoRE ¦ 3QU LoRE | Non-Red Flag Warning - Destructive Fires | equipment / facility failure | switch damage or failure | 0
HFTD - Distribution - Tier 2 - 3QU CoRE ¦ 3QU LoRE | Non-Red Flag Warning - Destructive Fires | equipment / facility failure | transformer damage or failure | 1.7068e-05
HFTD - Distribution - Tier 2 - 3QU CoRE ¦ 3QU LoRE | Non-Red Flag Warning - Destructive Fires | equipment / facility failure | voltage regulator / booster damage or failure | 2.4966e-06
HFTD - Distribution - Tier 2 - 3QU CoRE ¦ 3QU LoRE | Non-Red Flag Warning - Destructive Fires | other | all other | 8.8046e-05
HFTD - Distribution - Tier 2 - 3QU CoRE ¦ 3QU LoRE | Non-Red Flag Warning - Destructive Fires | unknown | unknown | 0.00014265
HFTD - Distribution - Tier 2 - 3QU CoRE ¦ 3QU LoRE | Non-Red Flag Warning - Destructive Fires | utility work / operation | utility work / operation | 1.3314e-05
HFTD - Distribution - Tier 2 - 3QU CoRE ¦ 3QU LoRE | Non-Red Flag Warning - Destructive Fires | vandalism / theft | vandalism / theft | 7.2348e-06
HFTD - Distribution - Tier 2 - 3QU CoRE ¦ 3QU LoRE | Non-Red Flag Warning - Destructive Fires | vegetation contact | branch (not overhanging, 4-12ft) | 3.135e-06
HFTD - Distribution - Tier 2 - 3QU CoRE ¦ 3QU LoRE | Non-Red Flag Warning - Destructive Fires | vegetation contact | branch (not overhanging, > 12ft) | 7.6625e-06
HFTD - Distribution - Tier 2 - 3QU CoRE ¦ 3QU LoRE | Non-Red Flag Warning - Destructive Fires | vegetation contact | branch (not overhanging, distance unknown) | 2.6157e-05
HFTD - Distribution - Tier 2 - 3QU CoRE ¦ 3QU LoRE | Non-Red Flag Warning - Destructive Fires | vegetation contact | branch (not overhanging, within 4ft) | 1.3058e-06
HFTD - Distribution - Tier 2 - 3QU CoRE ¦ 3QU LoRE | Non-Red Flag Warning - Destructive Fires | vegetation contact | branch (overhanging) | 5.8108e-05
HFTD - Distribution - Tier 2 - 3QU CoRE ¦ 3QU LoRE | Non-Red Flag Warning - Destructive Fires | vegetation contact | dead | 2.7829e-05
HFTD - Distribution - Tier 2 - 3QU CoRE ¦ 3QU LoRE | Non-Red Flag Warning - Destructive Fires | vegetation contact | fell into (moderate-severe defect) | 3.183e-05
HFTD - Distribution - Tier 2 - 3QU CoRE ¦ 3QU LoRE | Non-Red Flag Warning - Destructive Fires | vegetation contact | fell into (no defect) | 0.00018749
HFTD - Distribution - Tier 2 - 3QU CoRE ¦ 3QU LoRE | Non-Red Flag Warning - Destructive Fires | vegetation contact | fell into (slight defect) | 3.9349e-05
HFTD - Distribution - Tier 2 - 3QU CoRE ¦ 3QU LoRE | Non-Red Flag Warning - Destructive Fires | vegetation contact | grow into | 3.4059e-06
HFTD - Distribution - Tier 2 - 3QU CoRE ¦ 3QU LoRE | Non-Red Flag Warning - Destructive Fires | vegetation contact | other/unknown | 0.0001615
HFTD - Distribution - Tier 2 - 3QU CoRE ¦ 3QU LoRE | Non-Red Flag Warning - Destructive Fires | wire-to-wire contact | wire-to-wire contact / contamination | 0.00019848
HFTD - Distribution - Tier 2 - 3QU CoRE ¦ 3QU LoRE | Non-Red Flag Warning - Large Fires | contact from object | animal contact | 0.0015944
HFTD - Distribution - Tier 2 - 3QU CoRE ¦ 3QU LoRE | Non-Red Flag Warning - Large Fires | contact from object | balloon contact | 5.5055e-05
HFTD - Distribution - Tier 2 - 3QU CoRE ¦ 3QU LoRE | Non-Red Flag Warning - Large Fires | contact from object | other contact from object | 0.00092601
HFTD - Distribution - Tier 2 - 3QU CoRE ¦ 3QU LoRE | Non-Red Flag Warning - Large Fires | contact from object | vehicle contact | 0.0023773
HFTD - Distribution - Tier 2 - 3QU CoRE ¦ 3QU LoRE | Non-Red Flag Warning - Large Fires | contamination | contamination | 9.3491e-05
HFTD - Distribution - Tier 2 - 3QU CoRE ¦ 3QU LoRE | Non-Red Flag Warning - Large Fires | equipment / facility failure | anchor / guy damage or failure | 3.8251e-06
HFTD - Distribution - Tier 2 - 3QU CoRE ¦ 3QU LoRE | Non-Red Flag Warning - Large Fires | equipment / facility failure | capacitor bank damage or failure | 6.1235e-05
HFTD - Distribution - Tier 2 - 3QU CoRE ¦ 3QU LoRE | Non-Red Flag Warning - Large Fires | equipment / facility failure | conductor damage or failure | 0.00033366
HFTD - Distribution - Tier 2 - 3QU CoRE ¦ 3QU LoRE | Non-Red Flag Warning - Large Fires | equipment / facility failure | connection device damage or failure | 0.00011886
HFTD - Distribution - Tier 2 - 3QU CoRE ¦ 3QU LoRE | Non-Red Flag Warning - Large Fires | equipment / facility failure | crossarm damage or failure | 9.4786e-05
HFTD - Distribution - Tier 2 - 3QU CoRE ¦ 3QU LoRE | Non-Red Flag Warning - Large Fires | equipment / facility failure | fuse damage or failure | 7.5632e-05
HFTD - Distribution - Tier 2 - 3QU CoRE ¦ 3QU LoRE | Non-Red Flag Warning - Large Fires | equipment / facility failure | insulator and brushing damage or failure | 4.7756e-05
HFTD - Distribution - Tier 2 - 3QU CoRE ¦ 3QU LoRE | Non-Red Flag Warning - Large Fires | equipment / facility failure | lightning arrestor damage or failure | 6.661e-06
HFTD - Distribution - Tier 2 - 3QU CoRE ¦ 3QU LoRE | Non-Red Flag Warning - Large Fires | equipment / facility failure | other equipment / facility failure | 0.00035105
HFTD - Distribution - Tier 2 - 3QU CoRE ¦ 3QU LoRE | Non-Red Flag Warning - Large Fires | equipment / facility failure | pole damage or failure | 0.00015898
HFTD - Distribution - Tier 2 - 3QU CoRE ¦ 3QU LoRE | Non-Red Flag Warning - Large Fires | equipment / facility failure | recloser damage or failure | 0
HFTD - Distribution - Tier 2 - 3QU CoRE ¦ 3QU LoRE | Non-Red Flag Warning - Large Fires | equipment / facility failure | sectionalizer damage or failure | 0
HFTD - Distribution - Tier 2 - 3QU CoRE ¦ 3QU LoRE | Non-Red Flag Warning - Large Fires | equipment / facility failure | switch damage or failure | 0
HFTD - Distribution - Tier 2 - 3QU CoRE ¦ 3QU LoRE | Non-Red Flag Warning - Large Fires | equipment / facility failure | transformer damage or failure | 0.00029106
HFTD - Distribution - Tier 2 - 3QU CoRE ¦ 3QU LoRE | Non-Red Flag Warning - Large Fires | equipment / facility failure | voltage regulator / booster damage or failure | 3.8686e-05
HFTD - Distribution - Tier 2 - 3QU CoRE ¦ 3QU LoRE | Non-Red Flag Warning - Large Fires | other | all other | 0.00076127
HFTD - Distribution - Tier 2 - 3QU CoRE ¦ 3QU LoRE | Non-Red Flag Warning - Large Fires | unknown | unknown | 0.0018671
HFTD - Distribution - Tier 2 - 3QU CoRE ¦ 3QU LoRE | Non-Red Flag Warning - Large Fires | utility work / operation | utility work / operation | 0.00013107
HFTD - Distribution - Tier 2 - 3QU CoRE ¦ 3QU LoRE | Non-Red Flag Warning - Large Fires | vandalism / theft | vandalism / theft | 0.00011313
HFTD - Distribution - Tier 2 - 3QU CoRE ¦ 3QU LoRE | Non-Red Flag Warning - Large Fires | vegetation contact | branch (not overhanging, 4-12ft) | 4.6487e-05
HFTD - Distribution - Tier 2 - 3QU CoRE ¦ 3QU LoRE | Non-Red Flag Warning - Large Fires | vegetation contact | branch (not overhanging, > 12ft) | 0.00011679
HFTD - Distribution - Tier 2 - 3QU CoRE ¦ 3QU LoRE | Non-Red Flag Warning - Large Fires | vegetation contact | branch (not overhanging, distance unknown) | 0.00039868
HFTD - Distribution - Tier 2 - 3QU CoRE ¦ 3QU LoRE | Non-Red Flag Warning - Large Fires | vegetation contact | branch (not overhanging, within 4ft) | 1.8834e-05
HFTD - Distribution - Tier 2 - 3QU CoRE ¦ 3QU LoRE | Non-Red Flag Warning - Large Fires | vegetation contact | branch (overhanging) | 0.00083812
HFTD - Distribution - Tier 2 - 3QU CoRE ¦ 3QU LoRE | Non-Red Flag Warning - Large Fires | vegetation contact | dead | 0.00042416
HFTD - Distribution - Tier 2 - 3QU CoRE ¦ 3QU LoRE | Non-Red Flag Warning - Large Fires | vegetation contact | fell into (moderate-severe defect) | 0.00048515
HFTD - Distribution - Tier 2 - 3QU CoRE ¦ 3QU LoRE | Non-Red Flag Warning - Large Fires | vegetation contact | fell into (no defect) | 0.0028577
HFTD - Distribution - Tier 2 - 3QU CoRE ¦ 3QU LoRE | Non-Red Flag Warning - Large Fires | vegetation contact | fell into (slight defect) | 0.00059975
HFTD - Distribution - Tier 2 - 3QU CoRE ¦ 3QU LoRE | Non-Red Flag Warning - Large Fires | vegetation contact | grow into | 5.1912e-05
HFTD - Distribution - Tier 2 - 3QU CoRE ¦ 3QU LoRE | Non-Red Flag Warning - Large Fires | vegetation contact | other/unknown | 0.0024616
HFTD - Distribution - Tier 2 - 3QU CoRE ¦ 3QU LoRE | Non-Red Flag Warning - Large Fires | wire-to-wire contact | wire-to-wire contact / contamination | 0.0025407
HFTD - Distribution - Tier 2 - 3QU CoRE ¦ 3QU LoRE | Non-Red Flag Warning - Small Fires | contact from object | animal contact | 0.19553
HFTD - Distribution - Tier 2 - 3QU CoRE ¦ 3QU LoRE | Non-Red Flag Warning - Small Fires | contact from object | balloon contact | 0.0060252
HFTD - Distribution - Tier 2 - 3QU CoRE ¦ 3QU LoRE | Non-Red Flag Warning - Small Fires | contact from object | other contact from object | 0.12546
HFTD - Distribution - Tier 2 - 3QU CoRE ¦ 3QU LoRE | Non-Red Flag Warning - Small Fires | contact from object | vehicle contact | 0.299
HFTD - Distribution - Tier 2 - 3QU CoRE ¦ 3QU LoRE | Non-Red Flag Warning - Small Fires | contamination | contamination | 0.012737
HFTD - Distribution - Tier 2 - 3QU CoRE ¦ 3QU LoRE | Non-Red Flag Warning - Small Fires | equipment / facility failure | anchor / guy damage or failure | 0.002005
HFTD - Distribution - Tier 2 - 3QU CoRE ¦ 3QU LoRE | Non-Red Flag Warning - Small Fires | equipment / facility failure | capacitor bank damage or failure | 0.019941
HFTD - Distribution - Tier 2 - 3QU CoRE ¦ 3QU LoRE | Non-Red Flag Warning - Small Fires | equipment / facility failure | conductor damage or failure | 0.12613
HFTD - Distribution - Tier 2 - 3QU CoRE ¦ 3QU LoRE | Non-Red Flag Warning - Small Fires | equipment / facility failure | connection device damage or failure | 0.043265
HFTD - Distribution - Tier 2 - 3QU CoRE ¦ 3QU LoRE | Non-Red Flag Warning - Small Fires | equipment / facility failure | crossarm damage or failure | 0.038908
HFTD - Distribution - Tier 2 - 3QU CoRE ¦ 3QU LoRE | Non-Red Flag Warning - Small Fires | equipment / facility failure | fuse damage or failure | 0.031289
HFTD - Distribution - Tier 2 - 3QU CoRE ¦ 3QU LoRE | Non-Red Flag Warning - Small Fires | equipment / facility failure | insulator and brushing damage or failure | 0.020271
HFTD - Distribution - Tier 2 - 3QU CoRE ¦ 3QU LoRE | Non-Red Flag Warning - Small Fires | equipment / facility failure | lightning arrestor damage or failure | 0.0030091
HFTD - Distribution - Tier 2 - 3QU CoRE ¦ 3QU LoRE | Non-Red Flag Warning - Small Fires | equipment / facility failure | other equipment / facility failure | 0.15056
HFTD - Distribution - Tier 2 - 3QU CoRE ¦ 3QU LoRE | Non-Red Flag Warning - Small Fires | equipment / facility failure | pole damage or failure | 0.059875
HFTD - Distribution - Tier 2 - 3QU CoRE ¦ 3QU LoRE | Non-Red Flag Warning - Small Fires | equipment / facility failure | recloser damage or failure | 0
HFTD - Distribution - Tier 2 - 3QU CoRE ¦ 3QU LoRE | Non-Red Flag Warning - Small Fires | equipment / facility failure | sectionalizer damage or failure | 0
HFTD - Distribution - Tier 2 - 3QU CoRE ¦ 3QU LoRE | Non-Red Flag Warning - Small Fires | equipment / facility failure | switch damage or failure | 0
HFTD - Distribution - Tier 2 - 3QU CoRE ¦ 3QU LoRE | Non-Red Flag Warning - Small Fires | equipment / facility failure | transformer damage or failure | 0.13056
HFTD - Distribution - Tier 2 - 3QU CoRE ¦ 3QU LoRE | Non-Red Flag Warning - Small Fires | equipment / facility failure | voltage regulator / booster damage or failure | 0.017212
HFTD - Distribution - Tier 2 - 3QU CoRE ¦ 3QU LoRE | Non-Red Flag Warning - Small Fires | other | all other | 0.080539
HFTD - Distribution - Tier 2 - 3QU CoRE ¦ 3QU LoRE | Non-Red Flag Warning - Small Fires | unknown | unknown | 0.17309
HFTD - Distribution - Tier 2 - 3QU CoRE ¦ 3QU LoRE | Non-Red Flag Warning - Small Fires | utility work / operation | utility work / operation | 0.013922
HFTD - Distribution - Tier 2 - 3QU CoRE ¦ 3QU LoRE | Non-Red Flag Warning - Small Fires | vandalism / theft | vandalism / theft | 0.016022
HFTD - Distribution - Tier 2 - 3QU CoRE ¦ 3QU LoRE | Non-Red Flag Warning - Small Fires | vegetation contact | branch (not overhanging, 4-12ft) | 0.010445
HFTD - Distribution - Tier 2 - 3QU CoRE ¦ 3QU LoRE | Non-Red Flag Warning - Small Fires | vegetation contact | branch (not overhanging, > 12ft) | 0.025539
HFTD - Distribution - Tier 2 - 3QU CoRE ¦ 3QU LoRE | Non-Red Flag Warning - Small Fires | vegetation contact | branch (not overhanging, distance unknown) | 0.08718
HFTD - Distribution - Tier 2 - 3QU CoRE ¦ 3QU LoRE | Non-Red Flag Warning - Small Fires | vegetation contact | branch (not overhanging, within 4ft) | 0.0043489
HFTD - Distribution - Tier 2 - 3QU CoRE ¦ 3QU LoRE | Non-Red Flag Warning - Small Fires | vegetation contact | branch (overhanging) | 0.19353
HFTD - Distribution - Tier 2 - 3QU CoRE ¦ 3QU LoRE | Non-Red Flag Warning - Small Fires | vegetation contact | dead | 0.092752
HFTD - Distribution - Tier 2 - 3QU CoRE ¦ 3QU LoRE | Non-Red Flag Warning - Small Fires | vegetation contact | fell into (moderate-severe defect) | 0.10609
HFTD - Distribution - Tier 2 - 3QU CoRE ¦ 3QU LoRE | Non-Red Flag Warning - Small Fires | vegetation contact | fell into (no defect) | 0.62488
HFTD - Distribution - Tier 2 - 3QU CoRE ¦ 3QU LoRE | Non-Red Flag Warning - Small Fires | vegetation contact | fell into (slight defect) | 0.13115
HFTD - Distribution - Tier 2 - 3QU CoRE ¦ 3QU LoRE | Non-Red Flag Warning - Small Fires | vegetation contact | grow into | 0.011352
HFTD - Distribution - Tier 2 - 3QU CoRE ¦ 3QU LoRE | Non-Red Flag Warning - Small Fires | vegetation contact | other/unknown | 0.53829
HFTD - Distribution - Tier 2 - 3QU CoRE ¦ 3QU LoRE | Non-Red Flag Warning - Small Fires | wire-to-wire contact | wire-to-wire contact / contamination | 0.25247
HFTD - Distribution - Tier 2 - 3QU CoRE ¦ 3QU LoRE | Seismic - Red Flag Warning - Catastrophic Fires | cc - seismic scenario | seismic scenario | 9.455e-06
HFTD - Distribution - Tier 2 - 3QU CoRE ¦ 3QU LoRE | Red Flag Warning - Catastrophic Fires | contact from object | animal contact | 0
HFTD - Distribution - Tier 2 - 3QU CoRE ¦ 3QU LoRE | Red Flag Warning - Catastrophic Fires | contact from object | balloon contact | 0
HFTD - Distribution - Tier 2 - 3QU CoRE ¦ 3QU LoRE | Red Flag Warning - Catastrophic Fires | contact from object | other contact from object | 0
HFTD - Distribution - Tier 2 - 3QU CoRE ¦ 3QU LoRE | Red Flag Warning - Catastrophic Fires | contact from object | vehicle contact | 0
HFTD - Distribution - Tier 2 - 3QU CoRE ¦ 3QU LoRE | Red Flag Warning - Catastrophic Fires | contamination | contamination | 0
HFTD - Distribution - Tier 2 - 3QU CoRE ¦ 3QU LoRE | Red Flag Warning - Catastrophic Fires | equipment / facility failure | anchor / guy damage or failure | 4.5454e-05
HFTD - Distribution - Tier 2 - 3QU CoRE ¦ 3QU LoRE | Red Flag Warning - Catastrophic Fires | equipment / facility failure | capacitor bank damage or failure | 9.9965e-05
HFTD - Distribution - Tier 2 - 3QU CoRE ¦ 3QU LoRE | Red Flag Warning - Catastrophic Fires | equipment / facility failure | conductor damage or failure | 0.002334
HFTD - Distribution - Tier 2 - 3QU CoRE ¦ 3QU LoRE | Red Flag Warning - Catastrophic Fires | equipment / facility failure | connection device damage or failure | 0.00057946
HFTD - Distribution - Tier 2 - 3QU CoRE ¦ 3QU LoRE | Red Flag Warning - Catastrophic Fires | equipment / facility failure | crossarm damage or failure | 0.00065434
HFTD - Distribution - Tier 2 - 3QU CoRE ¦ 3QU LoRE | Red Flag Warning - Catastrophic Fires | equipment / facility failure | fuse damage or failure | 0.00072129
HFTD - Distribution - Tier 2 - 3QU CoRE ¦ 3QU LoRE | Red Flag Warning - Catastrophic Fires | equipment / facility failure | insulator and brushing damage or failure | 0.00065581
HFTD - Distribution - Tier 2 - 3QU CoRE ¦ 3QU LoRE | Red Flag Warning - Catastrophic Fires | equipment / facility failure | lightning arrestor damage or failure | 5.775e-05
HFTD - Distribution - Tier 2 - 3QU CoRE ¦ 3QU LoRE | Red Flag Warning - Catastrophic Fires | equipment / facility failure | other equipment / facility failure | 0.00089512
HFTD - Distribution - Tier 2 - 3QU CoRE ¦ 3QU LoRE | Red Flag Warning - Catastrophic Fires | equipment / facility failure | pole damage or failure | 0.00049172
HFTD - Distribution - Tier 2 - 3QU CoRE ¦ 3QU LoRE | Red Flag Warning - Catastrophic Fires | equipment / facility failure | recloser damage or failure | 0
HFTD - Distribution - Tier 2 - 3QU CoRE ¦ 3QU LoRE | Red Flag Warning - Catastrophic Fires | equipment / facility failure | sectionalizer damage or failure | 0
HFTD - Distribution - Tier 2 - 3QU CoRE ¦ 3QU LoRE | Red Flag Warning - Catastrophic Fires | equipment / facility failure | switch damage or failure | 0
HFTD - Distribution - Tier 2 - 3QU CoRE ¦ 3QU LoRE | Red Flag Warning - Catastrophic Fires | equipment / facility failure | transformer damage or failure | 0.00043669
HFTD - Distribution - Tier 2 - 3QU CoRE ¦ 3QU LoRE | Red Flag Warning - Catastrophic Fires | equipment / facility failure | voltage regulator / booster damage or failure | 2.6153e-05
HFTD - Distribution - Tier 2 - 3QU CoRE ¦ 3QU LoRE | Red Flag Warning - Catastrophic Fires | other | all other | 0
HFTD - Distribution - Tier 2 - 3QU CoRE ¦ 3QU LoRE | Red Flag Warning - Catastrophic Fires | unknown | unknown | 0
HFTD - Distribution - Tier 2 - 3QU CoRE ¦ 3QU LoRE | Red Flag Warning - Catastrophic Fires | utility work / operation | utility work / operation | 0
HFTD - Distribution - Tier 2 - 3QU CoRE ¦ 3QU LoRE | Red Flag Warning - Catastrophic Fires | vandalism / theft | vandalism / theft | 0
HFTD - Distribution - Tier 2 - 3QU CoRE ¦ 3QU LoRE | Red Flag Warning - Catastrophic Fires | vegetation contact | branch (not overhanging, 4-12ft) | 0.00019798
HFTD - Distribution - Tier 2 - 3QU CoRE ¦ 3QU LoRE | Red Flag Warning - Catastrophic Fires | vegetation contact | branch (not overhanging, > 12ft) | 0.00031286
HFTD - Distribution - Tier 2 - 3QU CoRE ¦ 3QU LoRE | Red Flag Warning - Catastrophic Fires | vegetation contact | branch (not overhanging, distance unknown) | 0.0015122
HFTD - Distribution - Tier 2 - 3QU CoRE ¦ 3QU LoRE | Red Flag Warning - Catastrophic Fires | vegetation contact | branch (not overhanging, within 4ft) | 4.7252e-05
HFTD - Distribution - Tier 2 - 3QU CoRE ¦ 3QU LoRE | Red Flag Warning - Catastrophic Fires | vegetation contact | branch (overhanging) | 0.0027879
HFTD - Distribution - Tier 2 - 3QU CoRE ¦ 3QU LoRE | Red Flag Warning - Catastrophic Fires | vegetation contact | dead | 0.0011472
HFTD - Distribution - Tier 2 - 3QU CoRE ¦ 3QU LoRE | Red Flag Warning - Catastrophic Fires | vegetation contact | fell into (moderate-severe defect) | 0.00094226
HFTD - Distribution - Tier 2 - 3QU CoRE ¦ 3QU LoRE | Red Flag Warning - Catastrophic Fires | vegetation contact | fell into (no defect) | 0.0038586
HFTD - Distribution - Tier 2 - 3QU CoRE ¦ 3QU LoRE | Red Flag Warning - Catastrophic Fires | vegetation contact | fell into (slight defect) | 0.0010156
HFTD - Distribution - Tier 2 - 3QU CoRE ¦ 3QU LoRE | Red Flag Warning - Catastrophic Fires | vegetation contact | grow into | 0.00010691
HFTD - Distribution - Tier 2 - 3QU CoRE ¦ 3QU LoRE | Red Flag Warning - Catastrophic Fires | vegetation contact | other/unknown | 0.0052144
HFTD - Distribution - Tier 2 - 3QU CoRE ¦ 3QU LoRE | Red Flag Warning - Catastrophic Fires | wire-to-wire contact | wire-to-wire contact / contamination | 0
HFTD - Distribution - Tier 2 - 3QU CoRE ¦ 3QU LoRE | Red Flag Warning - Destructive Fires | contact from object | animal contact | 0
HFTD - Distribution - Tier 2 - 3QU CoRE ¦ 3QU LoRE | Red Flag Warning - Destructive Fires | contact from object | balloon contact | 0
HFTD - Distribution - Tier 2 - 3QU CoRE ¦ 3QU LoRE | Red Flag Warning - Destructive Fires | contact from object | other contact from object | 0
HFTD - Distribution - Tier 2 - 3QU CoRE ¦ 3QU LoRE | Red Flag Warning - Destructive Fires | contact from object | vehicle contact | 0
HFTD - Distribution - Tier 2 - 3QU CoRE ¦ 3QU LoRE | Red Flag Warning - Destructive Fires | contamination | contamination | 0
HFTD - Distribution - Tier 2 - 3QU CoRE ¦ 3QU LoRE | Red Flag Warning - Destructive Fires | equipment / facility failure | anchor / guy damage or failure | 7.7945e-06
HFTD - Distribution - Tier 2 - 3QU CoRE ¦ 3QU LoRE | Red Flag Warning - Destructive Fires | equipment / facility failure | capacitor bank damage or failure | 1.7538e-05
HFTD - Distribution - Tier 2 - 3QU CoRE ¦ 3QU LoRE | Red Flag Warning - Destructive Fires | equipment / facility failure | conductor damage or failure | 0.00046339
HFTD - Distribution - Tier 2 - 3QU CoRE ¦ 3QU LoRE | Red Flag Warning - Destructive Fires | equipment / facility failure | connection device damage or failure | 0.00011564
HFTD - Distribution - Tier 2 - 3QU CoRE ¦ 3QU LoRE | Red Flag Warning - Destructive Fires | equipment / facility failure | crossarm damage or failure | 0.00011864
HFTD - Distribution - Tier 2 - 3QU CoRE ¦ 3QU LoRE | Red Flag Warning - Destructive Fires | equipment / facility failure | fuse damage or failure | 0.00012784
HFTD - Distribution - Tier 2 - 3QU CoRE ¦ 3QU LoRE | Red Flag Warning - Destructive Fires | equipment / facility failure | insulator and brushing damage or failure | 0.00011571
HFTD - Distribution - Tier 2 - 3QU CoRE ¦ 3QU LoRE | Red Flag Warning - Destructive Fires | equipment / facility failure | lightning arrestor damage or failure | 1.0288e-05
HFTD - Distribution - Tier 2 - 3QU CoRE ¦ 3QU LoRE | Red Flag Warning - Destructive Fires | equipment / facility failure | other equipment / facility failure | 0.00016048
HFTD - Distribution - Tier 2 - 3QU CoRE ¦ 3QU LoRE | Red Flag Warning - Destructive Fires | equipment / facility failure | pole damage or failure | 8.7579e-05
HFTD - Distribution - Tier 2 - 3QU CoRE ¦ 3QU LoRE | Red Flag Warning - Destructive Fires | equipment / facility failure | recloser damage or failure | 0
HFTD - Distribution - Tier 2 - 3QU CoRE ¦ 3QU LoRE | Red Flag Warning - Destructive Fires | equipment / facility failure | sectionalizer damage or failure | 0
HFTD - Distribution - Tier 2 - 3QU CoRE ¦ 3QU LoRE | Red Flag Warning - Destructive Fires | equipment / facility failure | switch damage or failure | 0
HFTD - Distribution - Tier 2 - 3QU CoRE ¦ 3QU LoRE | Red Flag Warning - Destructive Fires | equipment / facility failure | transformer damage or failure | 7.7695e-05
HFTD - Distribution - Tier 2 - 3QU CoRE ¦ 3QU LoRE | Red Flag Warning - Destructive Fires | equipment / facility failure | voltage regulator / booster damage or failure | 4.5986e-06
HFTD - Distribution - Tier 2 - 3QU CoRE ¦ 3QU LoRE | Red Flag Warning - Destructive Fires | other | all other | 0
HFTD - Distribution - Tier 2 - 3QU CoRE ¦ 3QU LoRE | Red Flag Warning - Destructive Fires | unknown | unknown | 0
HFTD - Distribution - Tier 2 - 3QU CoRE ¦ 3QU LoRE | Red Flag Warning - Destructive Fires | utility work / operation | utility work / operation | 0
HFTD - Distribution - Tier 2 - 3QU CoRE ¦ 3QU LoRE | Red Flag Warning - Destructive Fires | vandalism / theft | vandalism / theft | 0
HFTD - Distribution - Tier 2 - 3QU CoRE ¦ 3QU LoRE | Red Flag Warning - Destructive Fires | vegetation contact | branch (not overhanging, 4-12ft) | 2.5247e-05
HFTD - Distribution - Tier 2 - 3QU CoRE ¦ 3QU LoRE | Red Flag Warning - Destructive Fires | vegetation contact | branch (not overhanging, > 12ft) | 3.9984e-05
HFTD - Distribution - Tier 2 - 3QU CoRE ¦ 3QU LoRE | Red Flag Warning - Destructive Fires | vegetation contact | branch (not overhanging, distance unknown) | 0.00019326
HFTD - Distribution - Tier 2 - 3QU CoRE ¦ 3QU LoRE | Red Flag Warning - Destructive Fires | vegetation contact | branch (not overhanging, within 4ft) | 6.013e-06
HFTD - Distribution - Tier 2 - 3QU CoRE ¦ 3QU LoRE | Red Flag Warning - Destructive Fires | vegetation contact | branch (overhanging) | 0.00035477
HFTD - Distribution - Tier 2 - 3QU CoRE ¦ 3QU LoRE | Red Flag Warning - Destructive Fires | vegetation contact | dead | 0.00014661
HFTD - Distribution - Tier 2 - 3QU CoRE ¦ 3QU LoRE | Red Flag Warning - Destructive Fires | vegetation contact | fell into (moderate-severe defect) | 0.00012042
HFTD - Distribution - Tier 2 - 3QU CoRE ¦ 3QU LoRE | Red Flag Warning - Destructive Fires | vegetation contact | fell into (no defect) | 0.00049314
HFTD - Distribution - Tier 2 - 3QU CoRE ¦ 3QU LoRE | Red Flag Warning - Destructive Fires | vegetation contact | fell into (slight defect) | 0.0001298
HFTD - Distribution - Tier 2 - 3QU CoRE ¦ 3QU LoRE | Red Flag Warning - Destructive Fires | vegetation contact | grow into | 1.3663e-05
HFTD - Distribution - Tier 2 - 3QU CoRE ¦ 3QU LoRE | Red Flag Warning - Destructive Fires | vegetation contact | other/unknown | 0.00066641
HFTD - Distribution - Tier 2 - 3QU CoRE ¦ 3QU LoRE | Red Flag Warning - Destructive Fires | wire-to-wire contact | wire-to-wire contact / contamination | 0
HFTD - Distribution - Tier 2 - 3QU CoRE ¦ 3QU LoRE | Red Flag Warning - Large Fires | contact from object | animal contact | 0
HFTD - Distribution - Tier 2 - 3QU CoRE ¦ 3QU LoRE | Red Flag Warning - Large Fires | contact from object | balloon contact | 0
HFTD - Distribution - Tier 2 - 3QU CoRE ¦ 3QU LoRE | Red Flag Warning - Large Fires | contact from object | other contact from object | 0
HFTD - Distribution - Tier 2 - 3QU CoRE ¦ 3QU LoRE | Red Flag Warning - Large Fires | contact from object | vehicle contact | 0
HFTD - Distribution - Tier 2 - 3QU CoRE ¦ 3QU LoRE | Red Flag Warning - Large Fires | contamination | contamination | 0
HFTD - Distribution - Tier 2 - 3QU CoRE ¦ 3QU LoRE | Red Flag Warning - Large Fires | equipment / facility failure | anchor / guy damage or failure | 7.597e-05
HFTD - Distribution - Tier 2 - 3QU CoRE ¦ 3QU LoRE | Red Flag Warning - Large Fires | equipment / facility failure | capacitor bank damage or failure | 0.00019406
HFTD - Distribution - Tier 2 - 3QU CoRE ¦ 3QU LoRE | Red Flag Warning - Large Fires | equipment / facility failure | conductor damage or failure | 0.0041892
HFTD - Distribution - Tier 2 - 3QU CoRE ¦ 3QU LoRE | Red Flag Warning - Large Fires | equipment / facility failure | connection device damage or failure | 0.001043
HFTD - Distribution - Tier 2 - 3QU CoRE ¦ 3QU LoRE | Red Flag Warning - Large Fires | equipment / facility failure | crossarm damage or failure | 0.0010753
HFTD - Distribution - Tier 2 - 3QU CoRE ¦ 3QU LoRE | Red Flag Warning - Large Fires | equipment / facility failure | fuse damage or failure | 0.0013431
HFTD - Distribution - Tier 2 - 3QU CoRE ¦ 3QU LoRE | Red Flag Warning - Large Fires | equipment / facility failure | insulator and brushing damage or failure | 0.0010501
HFTD - Distribution - Tier 2 - 3QU CoRE ¦ 3QU LoRE | Red Flag Warning - Large Fires | equipment / facility failure | lightning arrestor damage or failure | 9.2592e-05
HFTD - Distribution - Tier 2 - 3QU CoRE ¦ 3QU LoRE | Red Flag Warning - Large Fires | equipment / facility failure | other equipment / facility failure | 0.0013797
HFTD - Distribution - Tier 2 - 3QU CoRE ¦ 3QU LoRE | Red Flag Warning - Large Fires | equipment / facility failure | pole damage or failure | 0.00077228
HFTD - Distribution - Tier 2 - 3QU CoRE ¦ 3QU LoRE | Red Flag Warning - Large Fires | equipment / facility failure | recloser damage or failure | 0
HFTD - Distribution - Tier 2 - 3QU CoRE ¦ 3QU LoRE | Red Flag Warning - Large Fires | equipment / facility failure | sectionalizer damage or failure | 0
HFTD - Distribution - Tier 2 - 3QU CoRE ¦ 3QU LoRE | Red Flag Warning - Large Fires | equipment / facility failure | switch damage or failure | 0
HFTD - Distribution - Tier 2 - 3QU CoRE ¦ 3QU LoRE | Red Flag Warning - Large Fires | equipment / facility failure | transformer damage or failure | 0.00072545
HFTD - Distribution - Tier 2 - 3QU CoRE ¦ 3QU LoRE | Red Flag Warning - Large Fires | equipment / facility failure | voltage regulator / booster damage or failure | 3.9016e-05
HFTD - Distribution - Tier 2 - 3QU CoRE ¦ 3QU LoRE | Red Flag Warning - Large Fires | other | all other | 0
HFTD - Distribution - Tier 2 - 3QU CoRE ¦ 3QU LoRE | Red Flag Warning - Large Fires | unknown | unknown | 0
HFTD - Distribution - Tier 2 - 3QU CoRE ¦ 3QU LoRE | Red Flag Warning - Large Fires | utility work / operation | utility work / operation | 0
HFTD - Distribution - Tier 2 - 3QU CoRE ¦ 3QU LoRE | Red Flag Warning - Large Fires | vandalism / theft | vandalism / theft | 0
HFTD - Distribution - Tier 2 - 3QU CoRE ¦ 3QU LoRE | Red Flag Warning - Large Fires | vegetation contact | branch (not overhanging, 4-12ft) | 0.00020498
HFTD - Distribution - Tier 2 - 3QU CoRE ¦ 3QU LoRE | Red Flag Warning - Large Fires | vegetation contact | branch (not overhanging, > 12ft) | 0.00033369
HFTD - Distribution - Tier 2 - 3QU CoRE ¦ 3QU LoRE | Red Flag Warning - Large Fires | vegetation contact | branch (not overhanging, distance unknown) | 0.0016128
HFTD - Distribution - Tier 2 - 3QU CoRE ¦ 3QU LoRE | Red Flag Warning - Large Fires | vegetation contact | branch (not overhanging, within 4ft) | 4.7487e-05
HFTD - Distribution - Tier 2 - 3QU CoRE ¦ 3QU LoRE | Red Flag Warning - Large Fires | vegetation contact | branch (overhanging) | 0.0028017
HFTD - Distribution - Tier 2 - 3QU CoRE ¦ 3QU LoRE | Red Flag Warning - Large Fires | vegetation contact | dead | 0.0012235
HFTD - Distribution - Tier 2 - 3QU CoRE ¦ 3QU LoRE | Red Flag Warning - Large Fires | vegetation contact | fell into (moderate-severe defect) | 0.001005
HFTD - Distribution - Tier 2 - 3QU CoRE ¦ 3QU LoRE | Red Flag Warning - Large Fires | vegetation contact | fell into (no defect) | 0.0041155
HFTD - Distribution - Tier 2 - 3QU CoRE ¦ 3QU LoRE | Red Flag Warning - Large Fires | vegetation contact | fell into (slight defect) | 0.0010832
HFTD - Distribution - Tier 2 - 3QU CoRE ¦ 3QU LoRE | Red Flag Warning - Large Fires | vegetation contact | grow into | 0.00011402
HFTD - Distribution - Tier 2 - 3QU CoRE ¦ 3QU LoRE | Red Flag Warning - Large Fires | vegetation contact | other/unknown | 0.0055614
HFTD - Distribution - Tier 2 - 3QU CoRE ¦ 3QU LoRE | Red Flag Warning - Large Fires | wire-to-wire contact | wire-to-wire contact / contamination | 0
HFTD - Distribution - Tier 2 - 3QU CoRE ¦ 3QU LoRE | Red Flag Warning - Small Fires | contact from object | animal contact | 0.0037339
HFTD - Distribution - Tier 2 - 3QU CoRE ¦ 3QU LoRE | Red Flag Warning - Small Fires | contact from object | balloon contact | 0.000201
HFTD - Distribution - Tier 2 - 3QU CoRE ¦ 3QU LoRE | Red Flag Warning - Small Fires | contact from object | other contact from object | 0.0043229
HFTD - Distribution - Tier 2 - 3QU CoRE ¦ 3QU LoRE | Red Flag Warning - Small Fires | contact from object | vehicle contact | 0.012197
HFTD - Distribution - Tier 2 - 3QU CoRE ¦ 3QU LoRE | Red Flag Warning - Small Fires | contamination | contamination | 0.0001385
HFTD - Distribution - Tier 2 - 3QU CoRE ¦ 3QU LoRE | Red Flag Warning - Small Fires | equipment / facility failure | anchor / guy damage or failure | 0.00062311
HFTD - Distribution - Tier 2 - 3QU CoRE ¦ 3QU LoRE | Red Flag Warning - Small Fires | equipment / facility failure | capacitor bank damage or failure | 0.00098884
HFTD - Distribution - Tier 2 - 3QU CoRE ¦ 3QU LoRE | Red Flag Warning - Small Fires | equipment / facility failure | conductor damage or failure | 0.024778
HFTD - Distribution - Tier 2 - 3QU CoRE ¦ 3QU LoRE | Red Flag Warning - Small Fires | equipment / facility failure | connection device damage or failure | 0.0059409
HFTD - Distribution - Tier 2 - 3QU CoRE ¦ 3QU LoRE | Red Flag Warning - Small Fires | equipment / facility failure | crossarm damage or failure | 0.0069064
HFTD - Distribution - Tier 2 - 3QU CoRE ¦ 3QU LoRE | Red Flag Warning - Small Fires | equipment / facility failure | fuse damage or failure | 0.0086942
HFTD - Distribution - Tier 2 - 3QU CoRE ¦ 3QU LoRE | Red Flag Warning - Small Fires | equipment / facility failure | insulator and brushing damage or failure | 0.0069743
HFTD - Distribution - Tier 2 - 3QU CoRE ¦ 3QU LoRE | Red Flag Warning - Small Fires | equipment / facility failure | lightning arrestor damage or failure | 0.0006545
HFTD - Distribution - Tier 2 - 3QU CoRE ¦ 3QU LoRE | Red Flag Warning - Small Fires | equipment / facility failure | other equipment / facility failure | 0.0092586
HFTD - Distribution - Tier 2 - 3QU CoRE ¦ 3QU LoRE | Red Flag Warning - Small Fires | equipment / facility failure | pole damage or failure | 0.004551
HFTD - Distribution - Tier 2 - 3QU CoRE ¦ 3QU LoRE | Red Flag Warning - Small Fires | equipment / facility failure | recloser damage or failure | 0
HFTD - Distribution - Tier 2 - 3QU CoRE ¦ 3QU LoRE | Red Flag Warning - Small Fires | equipment / facility failure | sectionalizer damage or failure | 0
HFTD - Distribution - Tier 2 - 3QU CoRE ¦ 3QU LoRE | Red Flag Warning - Small Fires | equipment / facility failure | switch damage or failure | 0
HFTD - Distribution - Tier 2 - 3QU CoRE ¦ 3QU LoRE | Red Flag Warning - Small Fires | equipment / facility failure | transformer damage or failure | 0.0050917
HFTD - Distribution - Tier 2 - 3QU CoRE ¦ 3QU LoRE | Red Flag Warning - Small Fires | equipment / facility failure | voltage regulator / booster damage or failure | 0.00027161
HFTD - Distribution - Tier 2 - 3QU CoRE ¦ 3QU LoRE | Red Flag Warning - Small Fires | other | all other | 0.0024023
HFTD - Distribution - Tier 2 - 3QU CoRE ¦ 3QU LoRE | Red Flag Warning - Small Fires | unknown | unknown | 0.0073476
HFTD - Distribution - Tier 2 - 3QU CoRE ¦ 3QU LoRE | Red Flag Warning - Small Fires | utility work / operation | utility work / operation | 0.0003729
HFTD - Distribution - Tier 2 - 3QU CoRE ¦ 3QU LoRE | Red Flag Warning - Small Fires | vandalism / theft | vandalism / theft | 0.00026912
HFTD - Distribution - Tier 2 - 3QU CoRE ¦ 3QU LoRE | Red Flag Warning - Small Fires | vegetation contact | branch (not overhanging, 4-12ft) | 0.0041532
HFTD - Distribution - Tier 2 - 3QU CoRE ¦ 3QU LoRE | Red Flag Warning - Small Fires | vegetation contact | branch (not overhanging, > 12ft) | 0.00658
HFTD - Distribution - Tier 2 - 3QU CoRE ¦ 3QU LoRE | Red Flag Warning - Small Fires | vegetation contact | branch (not overhanging, distance unknown) | 0.031803
HFTD - Distribution - Tier 2 - 3QU CoRE ¦ 3QU LoRE | Red Flag Warning - Small Fires | vegetation contact | branch (not overhanging, within 4ft) | 0.00098878
HFTD - Distribution - Tier 2 - 3QU CoRE ¦ 3QU LoRE | Red Flag Warning - Small Fires | vegetation contact | branch (overhanging) | 0.058338
HFTD - Distribution - Tier 2 - 3QU CoRE ¦ 3QU LoRE | Red Flag Warning - Small Fires | vegetation contact | dead | 0.024127
HFTD - Distribution - Tier 2 - 3QU CoRE ¦ 3QU LoRE | Red Flag Warning - Small Fires | vegetation contact | fell into (moderate-severe defect) | 0.019817
HFTD - Distribution - Tier 2 - 3QU CoRE ¦ 3QU LoRE | Red Flag Warning - Small Fires | vegetation contact | fell into (no defect) | 0.081153
HFTD - Distribution - Tier 2 - 3QU CoRE ¦ 3QU LoRE | Red Flag Warning - Small Fires | vegetation contact | fell into (slight defect) | 0.02136
HFTD - Distribution - Tier 2 - 3QU CoRE ¦ 3QU LoRE | Red Flag Warning - Small Fires | vegetation contact | grow into | 0.0022484
HFTD - Distribution - Tier 2 - 3QU CoRE ¦ 3QU LoRE | Red Flag Warning - Small Fires | vegetation contact | other/unknown | 0.10967
HFTD - Distribution - Tier 2 - 3QU CoRE ¦ 3QU LoRE | Red Flag Warning - Small Fires | wire-to-wire contact | wire-to-wire contact / contamination | 0.0084221
HFTD - Distribution - Tier 2 - 3QU CoRE ¦ 4QU LoRE | Seismic - Non-Red Flag Warning - Catastrophic Fires | cc - seismic scenario | seismic scenario | 1.5062e-07
HFTD - Distribution - Tier 2 - 3QU CoRE ¦ 4QU LoRE | Non-Red Flag Warning - Catastrophic Fires | contact from object | animal contact | 0.00021295
HFTD - Distribution - Tier 2 - 3QU CoRE ¦ 4QU LoRE | Non-Red Flag Warning - Catastrophic Fires | contact from object | balloon contact | 1.1677e-05
HFTD - Distribution - Tier 2 - 3QU CoRE ¦ 4QU LoRE | Non-Red Flag Warning - Catastrophic Fires | contact from object | other contact from object | 5.5552e-05
HFTD - Distribution - Tier 2 - 3QU CoRE ¦ 4QU LoRE | Non-Red Flag Warning - Catastrophic Fires | contact from object | vehicle contact | 0.00020221
HFTD - Distribution - Tier 2 - 3QU CoRE ¦ 4QU LoRE | Non-Red Flag Warning - Catastrophic Fires | contamination | contamination | 1.0097e-05
HFTD - Distribution - Tier 2 - 3QU CoRE ¦ 4QU LoRE | Non-Red Flag Warning - Catastrophic Fires | equipment / facility failure | anchor / guy damage or failure | 9.3769e-08
HFTD - Distribution - Tier 2 - 3QU CoRE ¦ 4QU LoRE | Non-Red Flag Warning - Catastrophic Fires | equipment / facility failure | capacitor bank damage or failure | 1.1249e-06
HFTD - Distribution - Tier 2 - 3QU CoRE ¦ 4QU LoRE | Non-Red Flag Warning - Catastrophic Fires | equipment / facility failure | conductor damage or failure | 5.355e-06
HFTD - Distribution - Tier 2 - 3QU CoRE ¦ 4QU LoRE | Non-Red Flag Warning - Catastrophic Fires | equipment / facility failure | connection device damage or failure | 1.4547e-06
HFTD - Distribution - Tier 2 - 3QU CoRE ¦ 4QU LoRE | Non-Red Flag Warning - Catastrophic Fires | equipment / facility failure | crossarm damage or failure | 1.9171e-06
HFTD - Distribution - Tier 2 - 3QU CoRE ¦ 4QU LoRE | Non-Red Flag Warning - Catastrophic Fires | equipment / facility failure | fuse damage or failure | 1.0528e-06
HFTD - Distribution - Tier 2 - 3QU CoRE ¦ 4QU LoRE | Non-Red Flag Warning - Catastrophic Fires | equipment / facility failure | insulator and brushing damage or failure | 4.7668e-07
HFTD - Distribution - Tier 2 - 3QU CoRE ¦ 4QU LoRE | Non-Red Flag Warning - Catastrophic Fires | equipment / facility failure | lightning arrestor damage or failure | 1.0048e-07
HFTD - Distribution - Tier 2 - 3QU CoRE ¦ 4QU LoRE | Non-Red Flag Warning - Catastrophic Fires | equipment / facility failure | other equipment / facility failure | 6.7309e-06
HFTD - Distribution - Tier 2 - 3QU CoRE ¦ 4QU LoRE | Non-Red Flag Warning - Catastrophic Fires | equipment / facility failure | pole damage or failure | 1.4258e-06
HFTD - Distribution - Tier 2 - 3QU CoRE ¦ 4QU LoRE | Non-Red Flag Warning - Catastrophic Fires | equipment / facility failure | recloser damage or failure | 0
HFTD - Distribution - Tier 2 - 3QU CoRE ¦ 4QU LoRE | Non-Red Flag Warning - Catastrophic Fires | equipment / facility failure | sectionalizer damage or failure | 0
HFTD - Distribution - Tier 2 - 3QU CoRE ¦ 4QU LoRE | Non-Red Flag Warning - Catastrophic Fires | equipment / facility failure | switch damage or failure | 0
HFTD - Distribution - Tier 2 - 3QU CoRE ¦ 4QU LoRE | Non-Red Flag Warning - Catastrophic Fires | equipment / facility failure | transformer damage or failure | 5.5646e-06
HFTD - Distribution - Tier 2 - 3QU CoRE ¦ 4QU LoRE | Non-Red Flag Warning - Catastrophic Fires | equipment / facility failure | voltage regulator / booster damage or failure | 1.0668e-06
HFTD - Distribution - Tier 2 - 3QU CoRE ¦ 4QU LoRE | Non-Red Flag Warning - Catastrophic Fires | other | all other | 8.1146e-05
HFTD - Distribution - Tier 2 - 3QU CoRE ¦ 4QU LoRE | Non-Red Flag Warning - Catastrophic Fires | unknown | unknown | 0.00011282
HFTD - Distribution - Tier 2 - 3QU CoRE ¦ 4QU LoRE | Non-Red Flag Warning - Catastrophic Fires | utility work / operation | utility work / operation | 2.0144e-05
HFTD - Distribution - Tier 2 - 3QU CoRE ¦ 4QU LoRE | Non-Red Flag Warning - Catastrophic Fires | vandalism / theft | vandalism / theft | 1.7305e-08
HFTD - Distribution - Tier 2 - 3QU CoRE ¦ 4QU LoRE | Non-Red Flag Warning - Catastrophic Fires | vegetation contact | branch (not overhanging, 4-12ft) | 7.747e-07
HFTD - Distribution - Tier 2 - 3QU CoRE ¦ 4QU LoRE | Non-Red Flag Warning - Catastrophic Fires | vegetation contact | branch (not overhanging, > 12ft) | 1.9077e-06
HFTD - Distribution - Tier 2 - 3QU CoRE ¦ 4QU LoRE | Non-Red Flag Warning - Catastrophic Fires | vegetation contact | branch (not overhanging, distance unknown) | 6.5121e-06
HFTD - Distribution - Tier 2 - 3QU CoRE ¦ 4QU LoRE | Non-Red Flag Warning - Catastrophic Fires | vegetation contact | branch (not overhanging, within 4ft) | 3.2031e-07
HFTD - Distribution - Tier 2 - 3QU CoRE ¦ 4QU LoRE | Non-Red Flag Warning - Catastrophic Fires | vegetation contact | branch (overhanging) | 1.4254e-05
HFTD - Distribution - Tier 2 - 3QU CoRE ¦ 4QU LoRE | Non-Red Flag Warning - Catastrophic Fires | vegetation contact | dead | 6.9283e-06
HFTD - Distribution - Tier 2 - 3QU CoRE ¦ 4QU LoRE | Non-Red Flag Warning - Catastrophic Fires | vegetation contact | fell into (moderate-severe defect) | 7.9244e-06
HFTD - Distribution - Tier 2 - 3QU CoRE ¦ 4QU LoRE | Non-Red Flag Warning - Catastrophic Fires | vegetation contact | fell into (no defect) | 4.6677e-05
HFTD - Distribution - Tier 2 - 3QU CoRE ¦ 4QU LoRE | Non-Red Flag Warning - Catastrophic Fires | vegetation contact | fell into (slight defect) | 9.7964e-06
HFTD - Distribution - Tier 2 - 3QU CoRE ¦ 4QU LoRE | Non-Red Flag Warning - Catastrophic Fires | vegetation contact | grow into | 8.4794e-07
HFTD - Distribution - Tier 2 - 3QU CoRE ¦ 4QU LoRE | Non-Red Flag Warning - Catastrophic Fires | vegetation contact | other/unknown | 4.0209e-05
HFTD - Distribution - Tier 2 - 3QU CoRE ¦ 4QU LoRE | Non-Red Flag Warning - Catastrophic Fires | wire-to-wire contact | wire-to-wire contact / contamination | 0.00025105
HFTD - Distribution - Tier 2 - 3QU CoRE ¦ 4QU LoRE | Non-Red Flag Warning - Destructive Fires | contact from object | animal contact | 0.00014456
HFTD - Distribution - Tier 2 - 3QU CoRE ¦ 4QU LoRE | Non-Red Flag Warning - Destructive Fires | contact from object | balloon contact | 7.5136e-06
HFTD - Distribution - Tier 2 - 3QU CoRE ¦ 4QU LoRE | Non-Red Flag Warning - Destructive Fires | contact from object | other contact from object | 3.7187e-05
HFTD - Distribution - Tier 2 - 3QU CoRE ¦ 4QU LoRE | Non-Red Flag Warning - Destructive Fires | contact from object | vehicle contact | 0.0001296
HFTD - Distribution - Tier 2 - 3QU CoRE ¦ 4QU LoRE | Non-Red Flag Warning - Destructive Fires | contamination | contamination | 6.4933e-06
HFTD - Distribution - Tier 2 - 3QU CoRE ¦ 4QU LoRE | Non-Red Flag Warning - Destructive Fires | equipment / facility failure | anchor / guy damage or failure | 3.339e-07
HFTD - Distribution - Tier 2 - 3QU CoRE ¦ 4QU LoRE | Non-Red Flag Warning - Destructive Fires | equipment / facility failure | capacitor bank damage or failure | 4.0167e-06
HFTD - Distribution - Tier 2 - 3QU CoRE ¦ 4QU LoRE | Non-Red Flag Warning - Destructive Fires | equipment / facility failure | conductor damage or failure | 2.1569e-05
HFTD - Distribution - Tier 2 - 3QU CoRE ¦ 4QU LoRE | Non-Red Flag Warning - Destructive Fires | equipment / facility failure | connection device damage or failure | 5.9356e-06
HFTD - Distribution - Tier 2 - 3QU CoRE ¦ 4QU LoRE | Non-Red Flag Warning - Destructive Fires | equipment / facility failure | crossarm damage or failure | 6.8816e-06
HFTD - Distribution - Tier 2 - 3QU CoRE ¦ 4QU LoRE | Non-Red Flag Warning - Destructive Fires | equipment / facility failure | fuse damage or failure | 3.7653e-06
HFTD - Distribution - Tier 2 - 3QU CoRE ¦ 4QU LoRE | Non-Red Flag Warning - Destructive Fires | equipment / facility failure | insulator and brushing damage or failure | 1.6898e-06
HFTD - Distribution - Tier 2 - 3QU CoRE ¦ 4QU LoRE | Non-Red Flag Warning - Destructive Fires | equipment / facility failure | lightning arrestor damage or failure | 3.6086e-07
HFTD - Distribution - Tier 2 - 3QU CoRE ¦ 4QU LoRE | Non-Red Flag Warning - Destructive Fires | equipment / facility failure | other equipment / facility failure | 2.4699e-05
HFTD - Distribution - Tier 2 - 3QU CoRE ¦ 4QU LoRE | Non-Red Flag Warning - Destructive Fires | equipment / facility failure | pole damage or failure | 5.1254e-06
HFTD - Distribution - Tier 2 - 3QU CoRE ¦ 4QU LoRE | Non-Red Flag Warning - Destructive Fires | equipment / facility failure | recloser damage or failure | 0
HFTD - Distribution - Tier 2 - 3QU CoRE ¦ 4QU LoRE | Non-Red Flag Warning - Destructive Fires | equipment / facility failure | sectionalizer damage or failure | 0
HFTD - Distribution - Tier 2 - 3QU CoRE ¦ 4QU LoRE | Non-Red Flag Warning - Destructive Fires | equipment / facility failure | switch damage or failure | 0
HFTD - Distribution - Tier 2 - 3QU CoRE ¦ 4QU LoRE | Non-Red Flag Warning - Destructive Fires | equipment / facility failure | transformer damage or failure | 1.9987e-05
HFTD - Distribution - Tier 2 - 3QU CoRE ¦ 4QU LoRE | Non-Red Flag Warning - Destructive Fires | equipment / facility failure | voltage regulator / booster damage or failure | 3.7935e-06
HFTD - Distribution - Tier 2 - 3QU CoRE ¦ 4QU LoRE | Non-Red Flag Warning - Destructive Fires | other | all other | 5.7716e-05
HFTD - Distribution - Tier 2 - 3QU CoRE ¦ 4QU LoRE | Non-Red Flag Warning - Destructive Fires | unknown | unknown | 7.8718e-05
HFTD - Distribution - Tier 2 - 3QU CoRE ¦ 4QU LoRE | Non-Red Flag Warning - Destructive Fires | utility work / operation | utility work / operation | 1.3818e-05
HFTD - Distribution - Tier 2 - 3QU CoRE ¦ 4QU LoRE | Non-Red Flag Warning - Destructive Fires | vandalism / theft | vandalism / theft | 1.1166e-08
HFTD - Distribution - Tier 2 - 3QU CoRE ¦ 4QU LoRE | Non-Red Flag Warning - Destructive Fires | vegetation contact | branch (not overhanging, 4-12ft) | 1.9739e-06
HFTD - Distribution - Tier 2 - 3QU CoRE ¦ 4QU LoRE | Non-Red Flag Warning - Destructive Fires | vegetation contact | branch (not overhanging, > 12ft) | 4.866e-06
HFTD - Distribution - Tier 2 - 3QU CoRE ¦ 4QU LoRE | Non-Red Flag Warning - Destructive Fires | vegetation contact | branch (not overhanging, distance unknown) | 1.6611e-05
HFTD - Distribution - Tier 2 - 3QU CoRE ¦ 4QU LoRE | Non-Red Flag Warning - Destructive Fires | vegetation contact | branch (not overhanging, within 4ft) | 8.152e-07
HFTD - Distribution - Tier 2 - 3QU CoRE ¦ 4QU LoRE | Non-Red Flag Warning - Destructive Fires | vegetation contact | branch (overhanging) | 3.6276e-05
HFTD - Distribution - Tier 2 - 3QU CoRE ¦ 4QU LoRE | Non-Red Flag Warning - Destructive Fires | vegetation contact | dead | 1.7672e-05
HFTD - Distribution - Tier 2 - 3QU CoRE ¦ 4QU LoRE | Non-Red Flag Warning - Destructive Fires | vegetation contact | fell into (moderate-severe defect) | 2.0213e-05
HFTD - Distribution - Tier 2 - 3QU CoRE ¦ 4QU LoRE | Non-Red Flag Warning - Destructive Fires | vegetation contact | fell into (no defect) | 0.00011906
HFTD - Distribution - Tier 2 - 3QU CoRE ¦ 4QU LoRE | Non-Red Flag Warning - Destructive Fires | vegetation contact | fell into (slight defect) | 2.4988e-05
HFTD - Distribution - Tier 2 - 3QU CoRE ¦ 4QU LoRE | Non-Red Flag Warning - Destructive Fires | vegetation contact | grow into | 2.1629e-06
HFTD - Distribution - Tier 2 - 3QU CoRE ¦ 4QU LoRE | Non-Red Flag Warning - Destructive Fires | vegetation contact | other/unknown | 0.00010256
HFTD - Distribution - Tier 2 - 3QU CoRE ¦ 4QU LoRE | Non-Red Flag Warning - Destructive Fires | wire-to-wire contact | wire-to-wire contact / contamination | 0.00017806
HFTD - Distribution - Tier 2 - 3QU CoRE ¦ 4QU LoRE | Non-Red Flag Warning - Large Fires | contact from object | animal contact | 0.0023844
HFTD - Distribution - Tier 2 - 3QU CoRE ¦ 4QU LoRE | Non-Red Flag Warning - Large Fires | contact from object | balloon contact | 0.0001179
HFTD - Distribution - Tier 2 - 3QU CoRE ¦ 4QU LoRE | Non-Red Flag Warning - Large Fires | contact from object | other contact from object | 0.00050092
HFTD - Distribution - Tier 2 - 3QU CoRE ¦ 4QU LoRE | Non-Red Flag Warning - Large Fires | contact from object | vehicle contact | 0.0022097
HFTD - Distribution - Tier 2 - 3QU CoRE ¦ 4QU LoRE | Non-Red Flag Warning - Large Fires | contamination | contamination | 0.00010445
HFTD - Distribution - Tier 2 - 3QU CoRE ¦ 4QU LoRE | Non-Red Flag Warning - Large Fires | equipment / facility failure | anchor / guy damage or failure | 7.5795e-06
HFTD - Distribution - Tier 2 - 3QU CoRE ¦ 4QU LoRE | Non-Red Flag Warning - Large Fires | equipment / facility failure | capacitor bank damage or failure | 8.4887e-05
HFTD - Distribution - Tier 2 - 3QU CoRE ¦ 4QU LoRE | Non-Red Flag Warning - Large Fires | equipment / facility failure | conductor damage or failure | 0.0003912
HFTD - Distribution - Tier 2 - 3QU CoRE ¦ 4QU LoRE | Non-Red Flag Warning - Large Fires | equipment / facility failure | connection device damage or failure | 9.6504e-05
HFTD - Distribution - Tier 2 - 3QU CoRE ¦ 4QU LoRE | Non-Red Flag Warning - Large Fires | equipment / facility failure | crossarm damage or failure | 0.00016745
HFTD - Distribution - Tier 2 - 3QU CoRE ¦ 4QU LoRE | Non-Red Flag Warning - Large Fires | equipment / facility failure | fuse damage or failure | 8.7261e-05
HFTD - Distribution - Tier 2 - 3QU CoRE ¦ 4QU LoRE | Non-Red Flag Warning - Large Fires | equipment / facility failure | insulator and brushing damage or failure | 3.1535e-05
HFTD - Distribution - Tier 2 - 3QU CoRE ¦ 4QU LoRE | Non-Red Flag Warning - Large Fires | equipment / facility failure | lightning arrestor damage or failure | 6.2049e-06
HFTD - Distribution - Tier 2 - 3QU CoRE ¦ 4QU LoRE | Non-Red Flag Warning - Large Fires | equipment / facility failure | other equipment / facility failure | 0.00047782
HFTD - Distribution - Tier 2 - 3QU CoRE ¦ 4QU LoRE | Non-Red Flag Warning - Large Fires | equipment / facility failure | pole damage or failure | 0.000118
HFTD - Distribution - Tier 2 - 3QU CoRE ¦ 4QU LoRE | Non-Red Flag Warning - Large Fires | equipment / facility failure | recloser damage or failure | 0
HFTD - Distribution - Tier 2 - 3QU CoRE ¦ 4QU LoRE | Non-Red Flag Warning - Large Fires | equipment / facility failure | sectionalizer damage or failure | 0
HFTD - Distribution - Tier 2 - 3QU CoRE ¦ 4QU LoRE | Non-Red Flag Warning - Large Fires | equipment / facility failure | switch damage or failure | 0
HFTD - Distribution - Tier 2 - 3QU CoRE ¦ 4QU LoRE | Non-Red Flag Warning - Large Fires | equipment / facility failure | transformer damage or failure | 0.00044495
HFTD - Distribution - Tier 2 - 3QU CoRE ¦ 4QU LoRE | Non-Red Flag Warning - Large Fires | equipment / facility failure | voltage regulator / booster damage or failure | 7.9458e-05
HFTD - Distribution - Tier 2 - 3QU CoRE ¦ 4QU LoRE | Non-Red Flag Warning - Large Fires | other | all other | 0.00079697
HFTD - Distribution - Tier 2 - 3QU CoRE ¦ 4QU LoRE | Non-Red Flag Warning - Large Fires | unknown | unknown | 0.0010884
HFTD - Distribution - Tier 2 - 3QU CoRE ¦ 4QU LoRE | Non-Red Flag Warning - Large Fires | utility work / operation | utility work / operation | 0.00017627
HFTD - Distribution - Tier 2 - 3QU CoRE ¦ 4QU LoRE | Non-Red Flag Warning - Large Fires | vandalism / theft | vandalism / theft | 1.1097e-07
HFTD - Distribution - Tier 2 - 3QU CoRE ¦ 4QU LoRE | Non-Red Flag Warning - Large Fires | vegetation contact | branch (not overhanging, 4-12ft) | 3.533e-05
HFTD - Distribution - Tier 2 - 3QU CoRE ¦ 4QU LoRE | Non-Red Flag Warning - Large Fires | vegetation contact | branch (not overhanging, > 12ft) | 8.8156e-05
HFTD - Distribution - Tier 2 - 3QU CoRE ¦ 4QU LoRE | Non-Red Flag Warning - Large Fires | vegetation contact | branch (not overhanging, distance unknown) | 0.00030093
HFTD - Distribution - Tier 2 - 3QU CoRE ¦ 4QU LoRE | Non-Red Flag Warning - Large Fires | vegetation contact | branch (not overhanging, within 4ft) | 1.4415e-05
HFTD - Distribution - Tier 2 - 3QU CoRE ¦ 4QU LoRE | Non-Red Flag Warning - Large Fires | vegetation contact | branch (overhanging) | 0.00064146
HFTD - Distribution - Tier 2 - 3QU CoRE ¦ 4QU LoRE | Non-Red Flag Warning - Large Fires | vegetation contact | dead | 0.00032017
HFTD - Distribution - Tier 2 - 3QU CoRE ¦ 4QU LoRE | Non-Red Flag Warning - Large Fires | vegetation contact | fell into (moderate-severe defect) | 0.0003662
HFTD - Distribution - Tier 2 - 3QU CoRE ¦ 4QU LoRE | Non-Red Flag Warning - Large Fires | vegetation contact | fell into (no defect) | 0.002157
HFTD - Distribution - Tier 2 - 3QU CoRE ¦ 4QU LoRE | Non-Red Flag Warning - Large Fires | vegetation contact | fell into (slight defect) | 0.00045271
HFTD - Distribution - Tier 2 - 3QU CoRE ¦ 4QU LoRE | Non-Red Flag Warning - Large Fires | vegetation contact | grow into | 3.9184e-05
HFTD - Distribution - Tier 2 - 3QU CoRE ¦ 4QU LoRE | Non-Red Flag Warning - Large Fires | vegetation contact | other/unknown | 0.0018581
HFTD - Distribution - Tier 2 - 3QU CoRE ¦ 4QU LoRE | Non-Red Flag Warning - Large Fires | wire-to-wire contact | wire-to-wire contact / contamination | 0.0025977
HFTD - Distribution - Tier 2 - 3QU CoRE ¦ 4QU LoRE | Non-Red Flag Warning - Small Fires | contact from object | animal contact | 0.21163
HFTD - Distribution - Tier 2 - 3QU CoRE ¦ 4QU LoRE | Non-Red Flag Warning - Small Fires | contact from object | balloon contact | 0.013334
HFTD - Distribution - Tier 2 - 3QU CoRE ¦ 4QU LoRE | Non-Red Flag Warning - Small Fires | contact from object | other contact from object | 0.051372
HFTD - Distribution - Tier 2 - 3QU CoRE ¦ 4QU LoRE | Non-Red Flag Warning - Small Fires | contact from object | vehicle contact | 0.19523
HFTD - Distribution - Tier 2 - 3QU CoRE ¦ 4QU LoRE | Non-Red Flag Warning - Small Fires | contamination | contamination | 0.010296
HFTD - Distribution - Tier 2 - 3QU CoRE ¦ 4QU LoRE | Non-Red Flag Warning - Small Fires | equipment / facility failure | anchor / guy damage or failure | 0.0019996
HFTD - Distribution - Tier 2 - 3QU CoRE ¦ 4QU LoRE | Non-Red Flag Warning - Small Fires | equipment / facility failure | capacitor bank damage or failure | 0.024359
HFTD - Distribution - Tier 2 - 3QU CoRE ¦ 4QU LoRE | Non-Red Flag Warning - Small Fires | equipment / facility failure | conductor damage or failure | 0.12097
HFTD - Distribution - Tier 2 - 3QU CoRE ¦ 4QU LoRE | Non-Red Flag Warning - Small Fires | equipment / facility failure | connection device damage or failure | 0.029317
HFTD - Distribution - Tier 2 - 3QU CoRE ¦ 4QU LoRE | Non-Red Flag Warning - Small Fires | equipment / facility failure | crossarm damage or failure | 0.042764
HFTD - Distribution - Tier 2 - 3QU CoRE ¦ 4QU LoRE | Non-Red Flag Warning - Small Fires | equipment / facility failure | fuse damage or failure | 0.02672
HFTD - Distribution - Tier 2 - 3QU CoRE ¦ 4QU LoRE | Non-Red Flag Warning - Small Fires | equipment / facility failure | insulator and brushing damage or failure | 0.012661
HFTD - Distribution - Tier 2 - 3QU CoRE ¦ 4QU LoRE | Non-Red Flag Warning - Small Fires | equipment / facility failure | lightning arrestor damage or failure | 0.0029352
HFTD - Distribution - Tier 2 - 3QU CoRE ¦ 4QU LoRE | Non-Red Flag Warning - Small Fires | equipment / facility failure | other equipment / facility failure | 0.15627
HFTD - Distribution - Tier 2 - 3QU CoRE ¦ 4QU LoRE | Non-Red Flag Warning - Small Fires | equipment / facility failure | pole damage or failure | 0.035024
HFTD - Distribution - Tier 2 - 3QU CoRE ¦ 4QU LoRE | Non-Red Flag Warning - Small Fires | equipment / facility failure | recloser damage or failure | 0
HFTD - Distribution - Tier 2 - 3QU CoRE ¦ 4QU LoRE | Non-Red Flag Warning - Small Fires | equipment / facility failure | sectionalizer damage or failure | 0
HFTD - Distribution - Tier 2 - 3QU CoRE ¦ 4QU LoRE | Non-Red Flag Warning - Small Fires | equipment / facility failure | switch damage or failure | 0
HFTD - Distribution - Tier 2 - 3QU CoRE ¦ 4QU LoRE | Non-Red Flag Warning - Small Fires | equipment / facility failure | transformer damage or failure | 0.12755
HFTD - Distribution - Tier 2 - 3QU CoRE ¦ 4QU LoRE | Non-Red Flag Warning - Small Fires | equipment / facility failure | voltage regulator / booster damage or failure | 0.021673
HFTD - Distribution - Tier 2 - 3QU CoRE ¦ 4QU LoRE | Non-Red Flag Warning - Small Fires | other | all other | 0.071046
HFTD - Distribution - Tier 2 - 3QU CoRE ¦ 4QU LoRE | Non-Red Flag Warning - Small Fires | unknown | unknown | 0.10257
HFTD - Distribution - Tier 2 - 3QU CoRE ¦ 4QU LoRE | Non-Red Flag Warning - Small Fires | utility work / operation | utility work / operation | 0.019073
HFTD - Distribution - Tier 2 - 3QU CoRE ¦ 4QU LoRE | Non-Red Flag Warning - Small Fires | vandalism / theft | vandalism / theft | 2.315e-05
HFTD - Distribution - Tier 2 - 3QU CoRE ¦ 4QU LoRE | Non-Red Flag Warning - Small Fires | vegetation contact | branch (not overhanging, 4-12ft) | 0.0060635
HFTD - Distribution - Tier 2 - 3QU CoRE ¦ 4QU LoRE | Non-Red Flag Warning - Small Fires | vegetation contact | branch (not overhanging, > 12ft) | 0.014999
HFTD - Distribution - Tier 2 - 3QU CoRE ¦ 4QU LoRE | Non-Red Flag Warning - Small Fires | vegetation contact | branch (not overhanging, distance unknown) | 0.0512
HFTD - Distribution - Tier 2 - 3QU CoRE ¦ 4QU LoRE | Non-Red Flag Warning - Small Fires | vegetation contact | branch (not overhanging, within 4ft) | 0.0024958
HFTD - Distribution - Tier 2 - 3QU CoRE ¦ 4QU LoRE | Non-Red Flag Warning - Small Fires | vegetation contact | branch (overhanging) | 0.11106
HFTD - Distribution - Tier 2 - 3QU CoRE ¦ 4QU LoRE | Non-Red Flag Warning - Small Fires | vegetation contact | dead | 0.054473
HFTD - Distribution - Tier 2 - 3QU CoRE ¦ 4QU LoRE | Non-Red Flag Warning - Small Fires | vegetation contact | fell into (moderate-severe defect) | 0.062304
HFTD - Distribution - Tier 2 - 3QU CoRE ¦ 4QU LoRE | Non-Red Flag Warning - Small Fires | vegetation contact | fell into (no defect) | 0.36699
HFTD - Distribution - Tier 2 - 3QU CoRE ¦ 4QU LoRE | Non-Red Flag Warning - Small Fires | vegetation contact | fell into (slight defect) | 0.077023
HFTD - Distribution - Tier 2 - 3QU CoRE ¦ 4QU LoRE | Non-Red Flag Warning - Small Fires | vegetation contact | grow into | 0.0066668
HFTD - Distribution - Tier 2 - 3QU CoRE ¦ 4QU LoRE | Non-Red Flag Warning - Small Fires | vegetation contact | other/unknown | 0.31613
HFTD - Distribution - Tier 2 - 3QU CoRE ¦ 4QU LoRE | Non-Red Flag Warning - Small Fires | wire-to-wire contact | wire-to-wire contact / contamination | 0.23412
HFTD - Distribution - Tier 2 - 3QU CoRE ¦ 4QU LoRE | Seismic - Red Flag Warning - Catastrophic Fires | cc - seismic scenario | seismic scenario | 6.4962e-06
HFTD - Distribution - Tier 2 - 3QU CoRE ¦ 4QU LoRE | Red Flag Warning - Catastrophic Fires | contact from object | animal contact | 0
HFTD - Distribution - Tier 2 - 3QU CoRE ¦ 4QU LoRE | Red Flag Warning - Catastrophic Fires | contact from object | balloon contact | 0
HFTD - Distribution - Tier 2 - 3QU CoRE ¦ 4QU LoRE | Red Flag Warning - Catastrophic Fires | contact from object | other contact from object | 0
HFTD - Distribution - Tier 2 - 3QU CoRE ¦ 4QU LoRE | Red Flag Warning - Catastrophic Fires | contact from object | vehicle contact | 0
HFTD - Distribution - Tier 2 - 3QU CoRE ¦ 4QU LoRE | Red Flag Warning - Catastrophic Fires | contamination | contamination | 0
HFTD - Distribution - Tier 2 - 3QU CoRE ¦ 4QU LoRE | Red Flag Warning - Catastrophic Fires | equipment / facility failure | anchor / guy damage or failure | 6.7585e-05
HFTD - Distribution - Tier 2 - 3QU CoRE ¦ 4QU LoRE | Red Flag Warning - Catastrophic Fires | equipment / facility failure | capacitor bank damage or failure | 0.00012938
HFTD - Distribution - Tier 2 - 3QU CoRE ¦ 4QU LoRE | Red Flag Warning - Catastrophic Fires | equipment / facility failure | conductor damage or failure | 0.0024399
HFTD - Distribution - Tier 2 - 3QU CoRE ¦ 4QU LoRE | Red Flag Warning - Catastrophic Fires | equipment / facility failure | connection device damage or failure | 0.00046328
HFTD - Distribution - Tier 2 - 3QU CoRE ¦ 4QU LoRE | Red Flag Warning - Catastrophic Fires | equipment / facility failure | crossarm damage or failure | 0.00078927
HFTD - Distribution - Tier 2 - 3QU CoRE ¦ 4QU LoRE | Red Flag Warning - Catastrophic Fires | equipment / facility failure | fuse damage or failure | 0.00067847
HFTD - Distribution - Tier 2 - 3QU CoRE ¦ 4QU LoRE | Red Flag Warning - Catastrophic Fires | equipment / facility failure | insulator and brushing damage or failure | 0.00038036
HFTD - Distribution - Tier 2 - 3QU CoRE ¦ 4QU LoRE | Red Flag Warning - Catastrophic Fires | equipment / facility failure | lightning arrestor damage or failure | 5.0689e-05
HFTD - Distribution - Tier 2 - 3QU CoRE ¦ 4QU LoRE | Red Flag Warning - Catastrophic Fires | equipment / facility failure | other equipment / facility failure | 0.00096
HFTD - Distribution - Tier 2 - 3QU CoRE ¦ 4QU LoRE | Red Flag Warning - Catastrophic Fires | equipment / facility failure | pole damage or failure | 0.00025136
HFTD - Distribution - Tier 2 - 3QU CoRE ¦ 4QU LoRE | Red Flag Warning - Catastrophic Fires | equipment / facility failure | recloser damage or failure | 0
HFTD - Distribution - Tier 2 - 3QU CoRE ¦ 4QU LoRE | Red Flag Warning - Catastrophic Fires | equipment / facility failure | sectionalizer damage or failure | 0
HFTD - Distribution - Tier 2 - 3QU CoRE ¦ 4QU LoRE | Red Flag Warning - Catastrophic Fires | equipment / facility failure | switch damage or failure | 0
HFTD - Distribution - Tier 2 - 3QU CoRE ¦ 4QU LoRE | Red Flag Warning - Catastrophic Fires | equipment / facility failure | transformer damage or failure | 0.00050333
HFTD - Distribution - Tier 2 - 3QU CoRE ¦ 4QU LoRE | Red Flag Warning - Catastrophic Fires | equipment / facility failure | voltage regulator / booster damage or failure | 3.9045e-05
HFTD - Distribution - Tier 2 - 3QU CoRE ¦ 4QU LoRE | Red Flag Warning - Catastrophic Fires | other | all other | 0
HFTD - Distribution - Tier 2 - 3QU CoRE ¦ 4QU LoRE | Red Flag Warning - Catastrophic Fires | unknown | unknown | 0
HFTD - Distribution - Tier 2 - 3QU CoRE ¦ 4QU LoRE | Red Flag Warning - Catastrophic Fires | utility work / operation | utility work / operation | 0
HFTD - Distribution - Tier 2 - 3QU CoRE ¦ 4QU LoRE | Red Flag Warning - Catastrophic Fires | vandalism / theft | vandalism / theft | 0
HFTD - Distribution - Tier 2 - 3QU CoRE ¦ 4QU LoRE | Red Flag Warning - Catastrophic Fires | vegetation contact | branch (not overhanging, 4-12ft) | 0.00012397
HFTD - Distribution - Tier 2 - 3QU CoRE ¦ 4QU LoRE | Red Flag Warning - Catastrophic Fires | vegetation contact | branch (not overhanging, > 12ft) | 0.0001978
HFTD - Distribution - Tier 2 - 3QU CoRE ¦ 4QU LoRE | Red Flag Warning - Catastrophic Fires | vegetation contact | branch (not overhanging, distance unknown) | 0.00095603
HFTD - Distribution - Tier 2 - 3QU CoRE ¦ 4QU LoRE | Red Flag Warning - Catastrophic Fires | vegetation contact | branch (not overhanging, within 4ft) | 2.9308e-05
HFTD - Distribution - Tier 2 - 3QU CoRE ¦ 4QU LoRE | Red Flag Warning - Catastrophic Fires | vegetation contact | branch (overhanging) | 0.0017292
HFTD - Distribution - Tier 2 - 3QU CoRE ¦ 4QU LoRE | Red Flag Warning - Catastrophic Fires | vegetation contact | dead | 0.00072527
HFTD - Distribution - Tier 2 - 3QU CoRE ¦ 4QU LoRE | Red Flag Warning - Catastrophic Fires | vegetation contact | fell into (moderate-severe defect) | 0.00059572
HFTD - Distribution - Tier 2 - 3QU CoRE ¦ 4QU LoRE | Red Flag Warning - Catastrophic Fires | vegetation contact | fell into (no defect) | 0.0024395
HFTD - Distribution - Tier 2 - 3QU CoRE ¦ 4QU LoRE | Red Flag Warning - Catastrophic Fires | vegetation contact | fell into (slight defect) | 0.00064209
HFTD - Distribution - Tier 2 - 3QU CoRE ¦ 4QU LoRE | Red Flag Warning - Catastrophic Fires | vegetation contact | grow into | 6.7589e-05
HFTD - Distribution - Tier 2 - 3QU CoRE ¦ 4QU LoRE | Red Flag Warning - Catastrophic Fires | vegetation contact | other/unknown | 0.0032967
HFTD - Distribution - Tier 2 - 3QU CoRE ¦ 4QU LoRE | Red Flag Warning - Catastrophic Fires | wire-to-wire contact | wire-to-wire contact / contamination | 0
HFTD - Distribution - Tier 2 - 3QU CoRE ¦ 4QU LoRE | Red Flag Warning - Destructive Fires | contact from object | animal contact | 0
HFTD - Distribution - Tier 2 - 3QU CoRE ¦ 4QU LoRE | Red Flag Warning - Destructive Fires | contact from object | balloon contact | 0
HFTD - Distribution - Tier 2 - 3QU CoRE ¦ 4QU LoRE | Red Flag Warning - Destructive Fires | contact from object | other contact from object | 0
HFTD - Distribution - Tier 2 - 3QU CoRE ¦ 4QU LoRE | Red Flag Warning - Destructive Fires | contact from object | vehicle contact | 0
HFTD - Distribution - Tier 2 - 3QU CoRE ¦ 4QU LoRE | Red Flag Warning - Destructive Fires | contamination | contamination | 0
HFTD - Distribution - Tier 2 - 3QU CoRE ¦ 4QU LoRE | Red Flag Warning - Destructive Fires | equipment / facility failure | anchor / guy damage or failure | 1.2112e-05
HFTD - Distribution - Tier 2 - 3QU CoRE ¦ 4QU LoRE | Red Flag Warning - Destructive Fires | equipment / facility failure | capacitor bank damage or failure | 2.3249e-05
HFTD - Distribution - Tier 2 - 3QU CoRE ¦ 4QU LoRE | Red Flag Warning - Destructive Fires | equipment / facility failure | conductor damage or failure | 0.00049458
HFTD - Distribution - Tier 2 - 3QU CoRE ¦ 4QU LoRE | Red Flag Warning - Destructive Fires | equipment / facility failure | connection device damage or failure | 9.5135e-05
HFTD - Distribution - Tier 2 - 3QU CoRE ¦ 4QU LoRE | Red Flag Warning - Destructive Fires | equipment / facility failure | crossarm damage or failure | 0.00014258
HFTD - Distribution - Tier 2 - 3QU CoRE ¦ 4QU LoRE | Red Flag Warning - Destructive Fires | equipment / facility failure | fuse damage or failure | 0.00012212
HFTD - Distribution - Tier 2 - 3QU CoRE ¦ 4QU LoRE | Red Flag Warning - Destructive Fires | equipment / facility failure | insulator and brushing damage or failure | 6.7861e-05
HFTD - Distribution - Tier 2 - 3QU CoRE ¦ 4QU LoRE | Red Flag Warning - Destructive Fires | equipment / facility failure | lightning arrestor damage or failure | 9.1614e-06
HFTD - Distribution - Tier 2 - 3QU CoRE ¦ 4QU LoRE | Red Flag Warning - Destructive Fires | equipment / facility failure | other equipment / facility failure | 0.00017729
HFTD - Distribution - Tier 2 - 3QU CoRE ¦ 4QU LoRE | Red Flag Warning - Destructive Fires | equipment / facility failure | pole damage or failure | 4.5472e-05
HFTD - Distribution - Tier 2 - 3QU CoRE ¦ 4QU LoRE | Red Flag Warning - Destructive Fires | equipment / facility failure | recloser damage or failure | 0
HFTD - Distribution - Tier 2 - 3QU CoRE ¦ 4QU LoRE | Red Flag Warning - Destructive Fires | equipment / facility failure | sectionalizer damage or failure | 0
HFTD - Distribution - Tier 2 - 3QU CoRE ¦ 4QU LoRE | Red Flag Warning - Destructive Fires | equipment / facility failure | switch damage or failure | 0
HFTD - Distribution - Tier 2 - 3QU CoRE ¦ 4QU LoRE | Red Flag Warning - Destructive Fires | equipment / facility failure | transformer damage or failure | 9.0982e-05
HFTD - Distribution - Tier 2 - 3QU CoRE ¦ 4QU LoRE | Red Flag Warning - Destructive Fires | equipment / facility failure | voltage regulator / booster damage or failure | 6.9876e-06
HFTD - Distribution - Tier 2 - 3QU CoRE ¦ 4QU LoRE | Red Flag Warning - Destructive Fires | other | all other | 0
HFTD - Distribution - Tier 2 - 3QU CoRE ¦ 4QU LoRE | Red Flag Warning - Destructive Fires | unknown | unknown | 0
HFTD - Distribution - Tier 2 - 3QU CoRE ¦ 4QU LoRE | Red Flag Warning - Destructive Fires | utility work / operation | utility work / operation | 0
HFTD - Distribution - Tier 2 - 3QU CoRE ¦ 4QU LoRE | Red Flag Warning - Destructive Fires | vandalism / theft | vandalism / theft | 0
HFTD - Distribution - Tier 2 - 3QU CoRE ¦ 4QU LoRE | Red Flag Warning - Destructive Fires | vegetation contact | branch (not overhanging, 4-12ft) | 1.5896e-05
HFTD - Distribution - Tier 2 - 3QU CoRE ¦ 4QU LoRE | Red Flag Warning - Destructive Fires | vegetation contact | branch (not overhanging, > 12ft) | 2.5392e-05
HFTD - Distribution - Tier 2 - 3QU CoRE ¦ 4QU LoRE | Red Flag Warning - Destructive Fires | vegetation contact | branch (not overhanging, distance unknown) | 0.00012273
HFTD - Distribution - Tier 2 - 3QU CoRE ¦ 4QU LoRE | Red Flag Warning - Destructive Fires | vegetation contact | branch (not overhanging, within 4ft) | 3.7539e-06
HFTD - Distribution - Tier 2 - 3QU CoRE ¦ 4QU LoRE | Red Flag Warning - Destructive Fires | vegetation contact | branch (overhanging) | 0.00022148
HFTD - Distribution - Tier 2 - 3QU CoRE ¦ 4QU LoRE | Red Flag Warning - Destructive Fires | vegetation contact | dead | 9.3103e-05
HFTD - Distribution - Tier 2 - 3QU CoRE ¦ 4QU LoRE | Red Flag Warning - Destructive Fires | vegetation contact | fell into (moderate-severe defect) | 7.6473e-05
HFTD - Distribution - Tier 2 - 3QU CoRE ¦ 4QU LoRE | Red Flag Warning - Destructive Fires | vegetation contact | fell into (no defect) | 0.00031316
HFTD - Distribution - Tier 2 - 3QU CoRE ¦ 4QU LoRE | Red Flag Warning - Destructive Fires | vegetation contact | fell into (slight defect) | 8.2426e-05
HFTD - Distribution - Tier 2 - 3QU CoRE ¦ 4QU LoRE | Red Flag Warning - Destructive Fires | vegetation contact | grow into | 8.6764e-06
HFTD - Distribution - Tier 2 - 3QU CoRE ¦ 4QU LoRE | Red Flag Warning - Destructive Fires | vegetation contact | other/unknown | 0.00042319
HFTD - Distribution - Tier 2 - 3QU CoRE ¦ 4QU LoRE | Red Flag Warning - Destructive Fires | wire-to-wire contact | wire-to-wire contact / contamination | 0
HFTD - Distribution - Tier 2 - 3QU CoRE ¦ 4QU LoRE | Red Flag Warning - Large Fires | contact from object | animal contact | 0
HFTD - Distribution - Tier 2 - 3QU CoRE ¦ 4QU LoRE | Red Flag Warning - Large Fires | contact from object | balloon contact | 0
HFTD - Distribution - Tier 2 - 3QU CoRE ¦ 4QU LoRE | Red Flag Warning - Large Fires | contact from object | other contact from object | 0
HFTD - Distribution - Tier 2 - 3QU CoRE ¦ 4QU LoRE | Red Flag Warning - Large Fires | contact from object | vehicle contact | 0
HFTD - Distribution - Tier 2 - 3QU CoRE ¦ 4QU LoRE | Red Flag Warning - Large Fires | contamination | contamination | 0
HFTD - Distribution - Tier 2 - 3QU CoRE ¦ 4QU LoRE | Red Flag Warning - Large Fires | equipment / facility failure | anchor / guy damage or failure | 0.00015054
HFTD - Distribution - Tier 2 - 3QU CoRE ¦ 4QU LoRE | Red Flag Warning - Large Fires | equipment / facility failure | capacitor bank damage or failure | 0.00026902
HFTD - Distribution - Tier 2 - 3QU CoRE ¦ 4QU LoRE | Red Flag Warning - Large Fires | equipment / facility failure | conductor damage or failure | 0.0049115
HFTD - Distribution - Tier 2 - 3QU CoRE ¦ 4QU LoRE | Red Flag Warning - Large Fires | equipment / facility failure | connection device damage or failure | 0.00084688
HFTD - Distribution - Tier 2 - 3QU CoRE ¦ 4QU LoRE | Red Flag Warning - Large Fires | equipment / facility failure | crossarm damage or failure | 0.0018996
HFTD - Distribution - Tier 2 - 3QU CoRE ¦ 4QU LoRE | Red Flag Warning - Large Fires | equipment / facility failure | fuse damage or failure | 0.0015496
HFTD - Distribution - Tier 2 - 3QU CoRE ¦ 4QU LoRE | Red Flag Warning - Large Fires | equipment / facility failure | insulator and brushing damage or failure | 0.00069338
HFTD - Distribution - Tier 2 - 3QU CoRE ¦ 4QU LoRE | Red Flag Warning - Large Fires | equipment / facility failure | lightning arrestor damage or failure | 8.6252e-05
HFTD - Distribution - Tier 2 - 3QU CoRE ¦ 4QU LoRE | Red Flag Warning - Large Fires | equipment / facility failure | other equipment / facility failure | 0.0018779
HFTD - Distribution - Tier 2 - 3QU CoRE ¦ 4QU LoRE | Red Flag Warning - Large Fires | equipment / facility failure | pole damage or failure | 0.00057321
HFTD - Distribution - Tier 2 - 3QU CoRE ¦ 4QU LoRE | Red Flag Warning - Large Fires | equipment / facility failure | recloser damage or failure | 0
HFTD - Distribution - Tier 2 - 3QU CoRE ¦ 4QU LoRE | Red Flag Warning - Large Fires | equipment / facility failure | sectionalizer damage or failure | 0
HFTD - Distribution - Tier 2 - 3QU CoRE ¦ 4QU LoRE | Red Flag Warning - Large Fires | equipment / facility failure | switch damage or failure | 0
HFTD - Distribution - Tier 2 - 3QU CoRE ¦ 4QU LoRE | Red Flag Warning - Large Fires | equipment / facility failure | transformer damage or failure | 0.001109
HFTD - Distribution - Tier 2 - 3QU CoRE ¦ 4QU LoRE | Red Flag Warning - Large Fires | equipment / facility failure | voltage regulator / booster damage or failure | 8.0136e-05
HFTD - Distribution - Tier 2 - 3QU CoRE ¦ 4QU LoRE | Red Flag Warning - Large Fires | other | all other | 0
HFTD - Distribution - Tier 2 - 3QU CoRE ¦ 4QU LoRE | Red Flag Warning - Large Fires | unknown | unknown | 0
HFTD - Distribution - Tier 2 - 3QU CoRE ¦ 4QU LoRE | Red Flag Warning - Large Fires | utility work / operation | utility work / operation | 0
HFTD - Distribution - Tier 2 - 3QU CoRE ¦ 4QU LoRE | Red Flag Warning - Large Fires | vandalism / theft | vandalism / theft | 0
HFTD - Distribution - Tier 2 - 3QU CoRE ¦ 4QU LoRE | Red Flag Warning - Large Fires | vegetation contact | branch (not overhanging, 4-12ft) | 0.00015578
HFTD - Distribution - Tier 2 - 3QU CoRE ¦ 4QU LoRE | Red Flag Warning - Large Fires | vegetation contact | branch (not overhanging, > 12ft) | 0.00025187
HFTD - Distribution - Tier 2 - 3QU CoRE ¦ 4QU LoRE | Red Flag Warning - Large Fires | vegetation contact | branch (not overhanging, distance unknown) | 0.0012174
HFTD - Distribution - Tier 2 - 3QU CoRE ¦ 4QU LoRE | Red Flag Warning - Large Fires | vegetation contact | branch (not overhanging, within 4ft) | 3.6344e-05
HFTD - Distribution - Tier 2 - 3QU CoRE ¦ 4QU LoRE | Red Flag Warning - Large Fires | vegetation contact | branch (overhanging) | 0.0021443
HFTD - Distribution - Tier 2 - 3QU CoRE ¦ 4QU LoRE | Red Flag Warning - Large Fires | vegetation contact | dead | 0.00092354
HFTD - Distribution - Tier 2 - 3QU CoRE ¦ 4QU LoRE | Red Flag Warning - Large Fires | vegetation contact | fell into (moderate-severe defect) | 0.00075857
HFTD - Distribution - Tier 2 - 3QU CoRE ¦ 4QU LoRE | Red Flag Warning - Large Fires | vegetation contact | fell into (no defect) | 0.0031064
HFTD - Distribution - Tier 2 - 3QU CoRE ¦ 4QU LoRE | Red Flag Warning - Large Fires | vegetation contact | fell into (slight defect) | 0.00081762
HFTD - Distribution - Tier 2 - 3QU CoRE ¦ 4QU LoRE | Red Flag Warning - Large Fires | vegetation contact | grow into | 8.6066e-05
HFTD - Distribution - Tier 2 - 3QU CoRE ¦ 4QU LoRE | Red Flag Warning - Large Fires | vegetation contact | other/unknown | 0.0041979
HFTD - Distribution - Tier 2 - 3QU CoRE ¦ 4QU LoRE | Red Flag Warning - Large Fires | wire-to-wire contact | wire-to-wire contact / contamination | 0
HFTD - Distribution - Tier 2 - 3QU CoRE ¦ 4QU LoRE | Red Flag Warning - Small Fires | contact from object | animal contact | 0.0040415
HFTD - Distribution - Tier 2 - 3QU CoRE ¦ 4QU LoRE | Red Flag Warning - Small Fires | contact from object | balloon contact | 0.00044481
HFTD - Distribution - Tier 2 - 3QU CoRE ¦ 4QU LoRE | Red Flag Warning - Small Fires | contact from object | other contact from object | 0.0017702
HFTD - Distribution - Tier 2 - 3QU CoRE ¦ 4QU LoRE | Red Flag Warning - Small Fires | contact from object | vehicle contact | 0.0079641
HFTD - Distribution - Tier 2 - 3QU CoRE ¦ 4QU LoRE | Red Flag Warning - Small Fires | contamination | contamination | 0.00011196
HFTD - Distribution - Tier 2 - 3QU CoRE ¦ 4QU LoRE | Red Flag Warning - Small Fires | equipment / facility failure | anchor / guy damage or failure | 0.00062143
HFTD - Distribution - Tier 2 - 3QU CoRE ¦ 4QU LoRE | Red Flag Warning - Small Fires | equipment / facility failure | capacitor bank damage or failure | 0.0012079
HFTD - Distribution - Tier 2 - 3QU CoRE ¦ 4QU LoRE | Red Flag Warning - Small Fires | equipment / facility failure | conductor damage or failure | 0.023765
HFTD - Distribution - Tier 2 - 3QU CoRE ¦ 4QU LoRE | Red Flag Warning - Small Fires | equipment / facility failure | connection device damage or failure | 0.0040257
HFTD - Distribution - Tier 2 - 3QU CoRE ¦ 4QU LoRE | Red Flag Warning - Small Fires | equipment / facility failure | crossarm damage or failure | 0.0075909
HFTD - Distribution - Tier 2 - 3QU CoRE ¦ 4QU LoRE | Red Flag Warning - Small Fires | equipment / facility failure | fuse damage or failure | 0.0074244
HFTD - Distribution - Tier 2 - 3QU CoRE ¦ 4QU LoRE | Red Flag Warning - Small Fires | equipment / facility failure | insulator and brushing damage or failure | 0.0043559
HFTD - Distribution - Tier 2 - 3QU CoRE ¦ 4QU LoRE | Red Flag Warning - Small Fires | equipment / facility failure | lightning arrestor damage or failure | 0.00063842
HFTD - Distribution - Tier 2 - 3QU CoRE ¦ 4QU LoRE | Red Flag Warning - Small Fires | equipment / facility failure | other equipment / facility failure | 0.0096097
HFTD - Distribution - Tier 2 - 3QU CoRE ¦ 4QU LoRE | Red Flag Warning - Small Fires | equipment / facility failure | pole damage or failure | 0.0026621
HFTD - Distribution - Tier 2 - 3QU CoRE ¦ 4QU LoRE | Red Flag Warning - Small Fires | equipment / facility failure | recloser damage or failure | 0
HFTD - Distribution - Tier 2 - 3QU CoRE ¦ 4QU LoRE | Red Flag Warning - Small Fires | equipment / facility failure | sectionalizer damage or failure | 0
HFTD - Distribution - Tier 2 - 3QU CoRE ¦ 4QU LoRE | Red Flag Warning - Small Fires | equipment / facility failure | switch damage or failure | 0
HFTD - Distribution - Tier 2 - 3QU CoRE ¦ 4QU LoRE | Red Flag Warning - Small Fires | equipment / facility failure | transformer damage or failure | 0.0049744
HFTD - Distribution - Tier 2 - 3QU CoRE ¦ 4QU LoRE | Red Flag Warning - Small Fires | equipment / facility failure | voltage regulator / booster damage or failure | 0.00034202
HFTD - Distribution - Tier 2 - 3QU CoRE ¦ 4QU LoRE | Red Flag Warning - Small Fires | other | all other | 0.0021191
HFTD - Distribution - Tier 2 - 3QU CoRE ¦ 4QU LoRE | Red Flag Warning - Small Fires | unknown | unknown | 0.0043543
HFTD - Distribution - Tier 2 - 3QU CoRE ¦ 4QU LoRE | Red Flag Warning - Small Fires | utility work / operation | utility work / operation | 0.00051087
HFTD - Distribution - Tier 2 - 3QU CoRE ¦ 4QU LoRE | Red Flag Warning - Small Fires | vandalism / theft | vandalism / theft | 3.8883e-07
HFTD - Distribution - Tier 2 - 3QU CoRE ¦ 4QU LoRE | Red Flag Warning - Small Fires | vegetation contact | branch (not overhanging, 4-12ft) | 0.002411
HFTD - Distribution - Tier 2 - 3QU CoRE ¦ 4QU LoRE | Red Flag Warning - Small Fires | vegetation contact | branch (not overhanging, > 12ft) | 0.0038644
HFTD - Distribution - Tier 2 - 3QU CoRE ¦ 4QU LoRE | Red Flag Warning - Small Fires | vegetation contact | branch (not overhanging, distance unknown) | 0.018678
HFTD - Distribution - Tier 2 - 3QU CoRE ¦ 4QU LoRE | Red Flag Warning - Small Fires | vegetation contact | branch (not overhanging, within 4ft) | 0.00056745
HFTD - Distribution - Tier 2 - 3QU CoRE ¦ 4QU LoRE | Red Flag Warning - Small Fires | vegetation contact | branch (overhanging) | 0.033479
HFTD - Distribution - Tier 2 - 3QU CoRE ¦ 4QU LoRE | Red Flag Warning - Small Fires | vegetation contact | dead | 0.01417
HFTD - Distribution - Tier 2 - 3QU CoRE ¦ 4QU LoRE | Red Flag Warning - Small Fires | vegetation contact | fell into (moderate-severe defect) | 0.011639
HFTD - Distribution - Tier 2 - 3QU CoRE ¦ 4QU LoRE | Red Flag Warning - Small Fires | vegetation contact | fell into (no defect) | 0.047661
HFTD - Distribution - Tier 2 - 3QU CoRE ¦ 4QU LoRE | Red Flag Warning - Small Fires | vegetation contact | fell into (slight defect) | 0.012545
HFTD - Distribution - Tier 2 - 3QU CoRE ¦ 4QU LoRE | Red Flag Warning - Small Fires | vegetation contact | grow into | 0.0013205
HFTD - Distribution - Tier 2 - 3QU CoRE ¦ 4QU LoRE | Red Flag Warning - Small Fires | vegetation contact | other/unknown | 0.064407
HFTD - Distribution - Tier 2 - 3QU CoRE ¦ 4QU LoRE | Red Flag Warning - Small Fires | wire-to-wire contact | wire-to-wire contact / contamination | 0.0078102
HFTD - Distribution - Tier 2 - 3QU CoRE ¦ 5QU LoRE | Seismic - Non-Red Flag Warning - Catastrophic Fires | cc - seismic scenario | seismic scenario | 2.1616e-07
HFTD - Distribution - Tier 2 - 3QU CoRE ¦ 5QU LoRE | Non-Red Flag Warning - Catastrophic Fires | contact from object | animal contact | 0.00012096
HFTD - Distribution - Tier 2 - 3QU CoRE ¦ 5QU LoRE | Non-Red Flag Warning - Catastrophic Fires | contact from object | balloon contact | 5.6938e-06
HFTD - Distribution - Tier 2 - 3QU CoRE ¦ 5QU LoRE | Non-Red Flag Warning - Catastrophic Fires | contact from object | other contact from object | 0.00010589
HFTD - Distribution - Tier 2 - 3QU CoRE ¦ 5QU LoRE | Non-Red Flag Warning - Catastrophic Fires | contact from object | vehicle contact | 0.00016416
HFTD - Distribution - Tier 2 - 3QU CoRE ¦ 5QU LoRE | Non-Red Flag Warning - Catastrophic Fires | contamination | contamination | 6.8098e-06
HFTD - Distribution - Tier 2 - 3QU CoRE ¦ 5QU LoRE | Non-Red Flag Warning - Catastrophic Fires | equipment / facility failure | anchor / guy damage or failure | 8.2869e-08
HFTD - Distribution - Tier 2 - 3QU CoRE ¦ 5QU LoRE | Non-Red Flag Warning - Catastrophic Fires | equipment / facility failure | capacitor bank damage or failure | 1.7488e-07
HFTD - Distribution - Tier 2 - 3QU CoRE ¦ 5QU LoRE | Non-Red Flag Warning - Catastrophic Fires | equipment / facility failure | conductor damage or failure | 3.6767e-06
HFTD - Distribution - Tier 2 - 3QU CoRE ¦ 5QU LoRE | Non-Red Flag Warning - Catastrophic Fires | equipment / facility failure | connection device damage or failure | 1.9959e-06
HFTD - Distribution - Tier 2 - 3QU CoRE ¦ 5QU LoRE | Non-Red Flag Warning - Catastrophic Fires | equipment / facility failure | crossarm damage or failure | 1.049e-06
HFTD - Distribution - Tier 2 - 3QU CoRE ¦ 5QU LoRE | Non-Red Flag Warning - Catastrophic Fires | equipment / facility failure | fuse damage or failure | 4.4396e-07
HFTD - Distribution - Tier 2 - 3QU CoRE ¦ 5QU LoRE | Non-Red Flag Warning - Catastrophic Fires | equipment / facility failure | insulator and brushing damage or failure | 7.422e-07
HFTD - Distribution - Tier 2 - 3QU CoRE ¦ 5QU LoRE | Non-Red Flag Warning - Catastrophic Fires | equipment / facility failure | lightning arrestor damage or failure | 5.6222e-08
HFTD - Distribution - Tier 2 - 3QU CoRE ¦ 5QU LoRE | Non-Red Flag Warning - Catastrophic Fires | equipment / facility failure | other equipment / facility failure | 4.9103e-06
HFTD - Distribution - Tier 2 - 3QU CoRE ¦ 5QU LoRE | Non-Red Flag Warning - Catastrophic Fires | equipment / facility failure | pole damage or failure | 1.153e-06
HFTD - Distribution - Tier 2 - 3QU CoRE ¦ 5QU LoRE | Non-Red Flag Warning - Catastrophic Fires | equipment / facility failure | recloser damage or failure | 0
HFTD - Distribution - Tier 2 - 3QU CoRE ¦ 5QU LoRE | Non-Red Flag Warning - Catastrophic Fires | equipment / facility failure | sectionalizer damage or failure | 0
HFTD - Distribution - Tier 2 - 3QU CoRE ¦ 5QU LoRE | Non-Red Flag Warning - Catastrophic Fires | equipment / facility failure | switch damage or failure | 0
HFTD - Distribution - Tier 2 - 3QU CoRE ¦ 5QU LoRE | Non-Red Flag Warning - Catastrophic Fires | equipment / facility failure | transformer damage or failure | 2.7237e-06
HFTD - Distribution - Tier 2 - 3QU CoRE ¦ 5QU LoRE | Non-Red Flag Warning - Catastrophic Fires | equipment / facility failure | voltage regulator / booster damage or failure | 2.3981e-07
HFTD - Distribution - Tier 2 - 3QU CoRE ¦ 5QU LoRE | Non-Red Flag Warning - Catastrophic Fires | other | all other | 3.7312e-05
HFTD - Distribution - Tier 2 - 3QU CoRE ¦ 5QU LoRE | Non-Red Flag Warning - Catastrophic Fires | unknown | unknown | 0.00017315
HFTD - Distribution - Tier 2 - 3QU CoRE ¦ 5QU LoRE | Non-Red Flag Warning - Catastrophic Fires | utility work / operation | utility work / operation | 8.8965e-06
HFTD - Distribution - Tier 2 - 3QU CoRE ¦ 5QU LoRE | Non-Red Flag Warning - Catastrophic Fires | vandalism / theft | vandalism / theft | 9.205e-06
HFTD - Distribution - Tier 2 - 3QU CoRE ¦ 5QU LoRE | Non-Red Flag Warning - Catastrophic Fires | vegetation contact | branch (not overhanging, 4-12ft) | 4.9541e-07
HFTD - Distribution - Tier 2 - 3QU CoRE ¦ 5QU LoRE | Non-Red Flag Warning - Catastrophic Fires | vegetation contact | branch (not overhanging, > 12ft) | 1.2198e-06
HFTD - Distribution - Tier 2 - 3QU CoRE ¦ 5QU LoRE | Non-Red Flag Warning - Catastrophic Fires | vegetation contact | branch (not overhanging, distance unknown) | 4.164e-06
HFTD - Distribution - Tier 2 - 3QU CoRE ¦ 5QU LoRE | Non-Red Flag Warning - Catastrophic Fires | vegetation contact | branch (not overhanging, within 4ft) | 2.0485e-07
HFTD - Distribution - Tier 2 - 3QU CoRE ¦ 5QU LoRE | Non-Red Flag Warning - Catastrophic Fires | vegetation contact | branch (overhanging) | 9.1158e-06
HFTD - Distribution - Tier 2 - 3QU CoRE ¦ 5QU LoRE | Non-Red Flag Warning - Catastrophic Fires | vegetation contact | dead | 4.4301e-06
HFTD - Distribution - Tier 2 - 3QU CoRE ¦ 5QU LoRE | Non-Red Flag Warning - Catastrophic Fires | vegetation contact | fell into (moderate-severe defect) | 5.0671e-06
HFTD - Distribution - Tier 2 - 3QU CoRE ¦ 5QU LoRE | Non-Red Flag Warning - Catastrophic Fires | vegetation contact | fell into (no defect) | 2.9847e-05
HFTD - Distribution - Tier 2 - 3QU CoRE ¦ 5QU LoRE | Non-Red Flag Warning - Catastrophic Fires | vegetation contact | fell into (slight defect) | 6.2641e-06
HFTD - Distribution - Tier 2 - 3QU CoRE ¦ 5QU LoRE | Non-Red Flag Warning - Catastrophic Fires | vegetation contact | grow into | 5.4219e-07
HFTD - Distribution - Tier 2 - 3QU CoRE ¦ 5QU LoRE | Non-Red Flag Warning - Catastrophic Fires | vegetation contact | other/unknown | 2.571e-05
HFTD - Distribution - Tier 2 - 3QU CoRE ¦ 5QU LoRE | Non-Red Flag Warning - Catastrophic Fires | wire-to-wire contact | wire-to-wire contact / contamination | 0.00020359
HFTD - Distribution - Tier 2 - 3QU CoRE ¦ 5QU LoRE | Non-Red Flag Warning - Destructive Fires | contact from object | animal contact | 7.9122e-05
HFTD - Distribution - Tier 2 - 3QU CoRE ¦ 5QU LoRE | Non-Red Flag Warning - Destructive Fires | contact from object | balloon contact | 3.6276e-06
HFTD - Distribution - Tier 2 - 3QU CoRE ¦ 5QU LoRE | Non-Red Flag Warning - Destructive Fires | contact from object | other contact from object | 6.876e-05
HFTD - Distribution - Tier 2 - 3QU CoRE ¦ 5QU LoRE | Non-Red Flag Warning - Destructive Fires | contact from object | vehicle contact | 0.00010374
HFTD - Distribution - Tier 2 - 3QU CoRE ¦ 5QU LoRE | Non-Red Flag Warning - Destructive Fires | contamination | contamination | 4.3204e-06
HFTD - Distribution - Tier 2 - 3QU CoRE ¦ 5QU LoRE | Non-Red Flag Warning - Destructive Fires | equipment / facility failure | anchor / guy damage or failure | 2.8352e-07
HFTD - Distribution - Tier 2 - 3QU CoRE ¦ 5QU LoRE | Non-Red Flag Warning - Destructive Fires | equipment / facility failure | capacitor bank damage or failure | 6.3838e-07
HFTD - Distribution - Tier 2 - 3QU CoRE ¦ 5QU LoRE | Non-Red Flag Warning - Destructive Fires | equipment / facility failure | conductor damage or failure | 1.51e-05
HFTD - Distribution - Tier 2 - 3QU CoRE ¦ 5QU LoRE | Non-Red Flag Warning - Destructive Fires | equipment / facility failure | connection device damage or failure | 8.9186e-06
HFTD - Distribution - Tier 2 - 3QU CoRE ¦ 5QU LoRE | Non-Red Flag Warning - Destructive Fires | equipment / facility failure | crossarm damage or failure | 3.8263e-06
HFTD - Distribution - Tier 2 - 3QU CoRE ¦ 5QU LoRE | Non-Red Flag Warning - Destructive Fires | equipment / facility failure | fuse damage or failure | 1.5661e-06
HFTD - Distribution - Tier 2 - 3QU CoRE ¦ 5QU LoRE | Non-Red Flag Warning - Destructive Fires | equipment / facility failure | insulator and brushing damage or failure | 2.6256e-06
HFTD - Distribution - Tier 2 - 3QU CoRE ¦ 5QU LoRE | Non-Red Flag Warning - Destructive Fires | equipment / facility failure | lightning arrestor damage or failure | 1.9506e-07
HFTD - Distribution - Tier 2 - 3QU CoRE ¦ 5QU LoRE | Non-Red Flag Warning - Destructive Fires | equipment / facility failure | other equipment / facility failure | 1.7971e-05
HFTD - Distribution - Tier 2 - 3QU CoRE ¦ 5QU LoRE | Non-Red Flag Warning - Destructive Fires | equipment / facility failure | pole damage or failure | 4.2044e-06
HFTD - Distribution - Tier 2 - 3QU CoRE ¦ 5QU LoRE | Non-Red Flag Warning - Destructive Fires | equipment / facility failure | recloser damage or failure | 0
HFTD - Distribution - Tier 2 - 3QU CoRE ¦ 5QU LoRE | Non-Red Flag Warning - Destructive Fires | equipment / facility failure | sectionalizer damage or failure | 0
HFTD - Distribution - Tier 2 - 3QU CoRE ¦ 5QU LoRE | Non-Red Flag Warning - Destructive Fires | equipment / facility failure | switch damage or failure | 0
HFTD - Distribution - Tier 2 - 3QU CoRE ¦ 5QU LoRE | Non-Red Flag Warning - Destructive Fires | equipment / facility failure | transformer damage or failure | 9.6967e-06
HFTD - Distribution - Tier 2 - 3QU CoRE ¦ 5QU LoRE | Non-Red Flag Warning - Destructive Fires | equipment / facility failure | voltage regulator / booster damage or failure | 8.4021e-07
HFTD - Distribution - Tier 2 - 3QU CoRE ¦ 5QU LoRE | Non-Red Flag Warning - Destructive Fires | other | all other | 2.667e-05
HFTD - Distribution - Tier 2 - 3QU CoRE ¦ 5QU LoRE | Non-Red Flag Warning - Destructive Fires | unknown | unknown | 0.00012574
HFTD - Distribution - Tier 2 - 3QU CoRE ¦ 5QU LoRE | Non-Red Flag Warning - Destructive Fires | utility work / operation | utility work / operation | 6.2749e-06
HFTD - Distribution - Tier 2 - 3QU CoRE ¦ 5QU LoRE | Non-Red Flag Warning - Destructive Fires | vandalism / theft | vandalism / theft | 5.6289e-06
HFTD - Distribution - Tier 2 - 3QU CoRE ¦ 5QU LoRE | Non-Red Flag Warning - Destructive Fires | vegetation contact | branch (not overhanging, 4-12ft) | 1.2696e-06
HFTD - Distribution - Tier 2 - 3QU CoRE ¦ 5QU LoRE | Non-Red Flag Warning - Destructive Fires | vegetation contact | branch (not overhanging, > 12ft) | 3.1172e-06
HFTD - Distribution - Tier 2 - 3QU CoRE ¦ 5QU LoRE | Non-Red Flag Warning - Destructive Fires | vegetation contact | branch (not overhanging, distance unknown) | 1.0641e-05
HFTD - Distribution - Tier 2 - 3QU CoRE ¦ 5QU LoRE | Non-Red Flag Warning - Destructive Fires | vegetation contact | branch (not overhanging, within 4ft) | 5.2643e-07
HFTD - Distribution - Tier 2 - 3QU CoRE ¦ 5QU LoRE | Non-Red Flag Warning - Destructive Fires | vegetation contact | branch (overhanging) | 2.3426e-05
HFTD - Distribution - Tier 2 - 3QU CoRE ¦ 5QU LoRE | Non-Red Flag Warning - Destructive Fires | vegetation contact | dead | 1.1321e-05
HFTD - Distribution - Tier 2 - 3QU CoRE ¦ 5QU LoRE | Non-Red Flag Warning - Destructive Fires | vegetation contact | fell into (moderate-severe defect) | 1.2949e-05
HFTD - Distribution - Tier 2 - 3QU CoRE ¦ 5QU LoRE | Non-Red Flag Warning - Destructive Fires | vegetation contact | fell into (no defect) | 7.6271e-05
HFTD - Distribution - Tier 2 - 3QU CoRE ¦ 5QU LoRE | Non-Red Flag Warning - Destructive Fires | vegetation contact | fell into (slight defect) | 1.6007e-05
HFTD - Distribution - Tier 2 - 3QU CoRE ¦ 5QU LoRE | Non-Red Flag Warning - Destructive Fires | vegetation contact | grow into | 1.3855e-06
HFTD - Distribution - Tier 2 - 3QU CoRE ¦ 5QU LoRE | Non-Red Flag Warning - Destructive Fires | vegetation contact | other/unknown | 6.5701e-05
HFTD - Distribution - Tier 2 - 3QU CoRE ¦ 5QU LoRE | Non-Red Flag Warning - Destructive Fires | wire-to-wire contact | wire-to-wire contact / contamination | 0.00015123
HFTD - Distribution - Tier 2 - 3QU CoRE ¦ 5QU LoRE | Non-Red Flag Warning - Large Fires | contact from object | animal contact | 0.0011767
HFTD - Distribution - Tier 2 - 3QU CoRE ¦ 5QU LoRE | Non-Red Flag Warning - Large Fires | contact from object | balloon contact | 3.9131e-05
HFTD - Distribution - Tier 2 - 3QU CoRE ¦ 5QU LoRE | Non-Red Flag Warning - Large Fires | contact from object | other contact from object | 0.00080087
HFTD - Distribution - Tier 2 - 3QU CoRE ¦ 5QU LoRE | Non-Red Flag Warning - Large Fires | contact from object | vehicle contact | 0.0018022
HFTD - Distribution - Tier 2 - 3QU CoRE ¦ 5QU LoRE | Non-Red Flag Warning - Large Fires | contamination | contamination | 6.4551e-05
HFTD - Distribution - Tier 2 - 3QU CoRE ¦ 5QU LoRE | Non-Red Flag Warning - Large Fires | equipment / facility failure | anchor / guy damage or failure | 4.4279e-06
HFTD - Distribution - Tier 2 - 3QU CoRE ¦ 5QU LoRE | Non-Red Flag Warning - Large Fires | equipment / facility failure | capacitor bank damage or failure | 2.3887e-05
HFTD - Distribution - Tier 2 - 3QU CoRE ¦ 5QU LoRE | Non-Red Flag Warning - Large Fires | equipment / facility failure | conductor damage or failure | 0.00025406
HFTD - Distribution - Tier 2 - 3QU CoRE ¦ 5QU LoRE | Non-Red Flag Warning - Large Fires | equipment / facility failure | connection device damage or failure | 0.00012259
HFTD - Distribution - Tier 2 - 3QU CoRE ¦ 5QU LoRE | Non-Red Flag Warning - Large Fires | equipment / facility failure | crossarm damage or failure | 9.2199e-05
HFTD - Distribution - Tier 2 - 3QU CoRE ¦ 5QU LoRE | Non-Red Flag Warning - Large Fires | equipment / facility failure | fuse damage or failure | 2.9145e-05
HFTD - Distribution - Tier 2 - 3QU CoRE ¦ 5QU LoRE | Non-Red Flag Warning - Large Fires | equipment / facility failure | insulator and brushing damage or failure | 5.9826e-05
HFTD - Distribution - Tier 2 - 3QU CoRE ¦ 5QU LoRE | Non-Red Flag Warning - Large Fires | equipment / facility failure | lightning arrestor damage or failure | 2.5197e-06
HFTD - Distribution - Tier 2 - 3QU CoRE ¦ 5QU LoRE | Non-Red Flag Warning - Large Fires | equipment / facility failure | other equipment / facility failure | 0.00031617
HFTD - Distribution - Tier 2 - 3QU CoRE ¦ 5QU LoRE | Non-Red Flag Warning - Large Fires | equipment / facility failure | pole damage or failure | 8.1795e-05
HFTD - Distribution - Tier 2 - 3QU CoRE ¦ 5QU LoRE | Non-Red Flag Warning - Large Fires | equipment / facility failure | recloser damage or failure | 0
HFTD - Distribution - Tier 2 - 3QU CoRE ¦ 5QU LoRE | Non-Red Flag Warning - Large Fires | equipment / facility failure | sectionalizer damage or failure | 0
HFTD - Distribution - Tier 2 - 3QU CoRE ¦ 5QU LoRE | Non-Red Flag Warning - Large Fires | equipment / facility failure | switch damage or failure | 0
HFTD - Distribution - Tier 2 - 3QU CoRE ¦ 5QU LoRE | Non-Red Flag Warning - Large Fires | equipment / facility failure | transformer damage or failure | 0.00020169
HFTD - Distribution - Tier 2 - 3QU CoRE ¦ 5QU LoRE | Non-Red Flag Warning - Large Fires | equipment / facility failure | voltage regulator / booster damage or failure | 1.9466e-05
HFTD - Distribution - Tier 2 - 3QU CoRE ¦ 5QU LoRE | Non-Red Flag Warning - Large Fires | other | all other | 0.00035188
HFTD - Distribution - Tier 2 - 3QU CoRE ¦ 5QU LoRE | Non-Red Flag Warning - Large Fires | unknown | unknown | 0.001535
HFTD - Distribution - Tier 2 - 3QU CoRE ¦ 5QU LoRE | Non-Red Flag Warning - Large Fires | utility work / operation | utility work / operation | 7.3349e-05
HFTD - Distribution - Tier 2 - 3QU CoRE ¦ 5QU LoRE | Non-Red Flag Warning - Large Fires | vandalism / theft | vandalism / theft | 6.1312e-05
HFTD - Distribution - Tier 2 - 3QU CoRE ¦ 5QU LoRE | Non-Red Flag Warning - Large Fires | vegetation contact | branch (not overhanging, 4-12ft) | 2.4259e-05
HFTD - Distribution - Tier 2 - 3QU CoRE ¦ 5QU LoRE | Non-Red Flag Warning - Large Fires | vegetation contact | branch (not overhanging, > 12ft) | 5.9496e-05
HFTD - Distribution - Tier 2 - 3QU CoRE ¦ 5QU LoRE | Non-Red Flag Warning - Large Fires | vegetation contact | branch (not overhanging, distance unknown) | 0.0002031
HFTD - Distribution - Tier 2 - 3QU CoRE ¦ 5QU LoRE | Non-Red Flag Warning - Large Fires | vegetation contact | branch (not overhanging, within 4ft) | 1.007e-05
HFTD - Distribution - Tier 2 - 3QU CoRE ¦ 5QU LoRE | Non-Red Flag Warning - Large Fires | vegetation contact | branch (overhanging) | 0.00044812
HFTD - Distribution - Tier 2 - 3QU CoRE ¦ 5QU LoRE | Non-Red Flag Warning - Large Fires | vegetation contact | dead | 0.00021608
HFTD - Distribution - Tier 2 - 3QU CoRE ¦ 5QU LoRE | Non-Red Flag Warning - Large Fires | vegetation contact | fell into (moderate-severe defect) | 0.00024715
HFTD - Distribution - Tier 2 - 3QU CoRE ¦ 5QU LoRE | Non-Red Flag Warning - Large Fires | vegetation contact | fell into (no defect) | 0.0014558
HFTD - Distribution - Tier 2 - 3QU CoRE ¦ 5QU LoRE | Non-Red Flag Warning - Large Fires | vegetation contact | fell into (slight defect) | 0.00030553
HFTD - Distribution - Tier 2 - 3QU CoRE ¦ 5QU LoRE | Non-Red Flag Warning - Large Fires | vegetation contact | grow into | 2.6445e-05
HFTD - Distribution - Tier 2 - 3QU CoRE ¦ 5QU LoRE | Non-Red Flag Warning - Large Fires | vegetation contact | other/unknown | 0.001254
HFTD - Distribution - Tier 2 - 3QU CoRE ¦ 5QU LoRE | Non-Red Flag Warning - Large Fires | wire-to-wire contact | wire-to-wire contact / contamination | 0.0018512
HFTD - Distribution - Tier 2 - 3QU CoRE ¦ 5QU LoRE | Non-Red Flag Warning - Small Fires | contact from object | animal contact | 0.10823
HFTD - Distribution - Tier 2 - 3QU CoRE ¦ 5QU LoRE | Non-Red Flag Warning - Small Fires | contact from object | balloon contact | 0.0070071
HFTD - Distribution - Tier 2 - 3QU CoRE ¦ 5QU LoRE | Non-Red Flag Warning - Small Fires | contact from object | other contact from object | 0.074477
HFTD - Distribution - Tier 2 - 3QU CoRE ¦ 5QU LoRE | Non-Red Flag Warning - Small Fires | contact from object | vehicle contact | 0.13257
HFTD - Distribution - Tier 2 - 3QU CoRE ¦ 5QU LoRE | Non-Red Flag Warning - Small Fires | contamination | contamination | 0.0072875
HFTD - Distribution - Tier 2 - 3QU CoRE ¦ 5QU LoRE | Non-Red Flag Warning - Small Fires | equipment / facility failure | anchor / guy damage or failure | 0.0016895
HFTD - Distribution - Tier 2 - 3QU CoRE ¦ 5QU LoRE | Non-Red Flag Warning - Small Fires | equipment / facility failure | capacitor bank damage or failure | 0.0035484
HFTD - Distribution - Tier 2 - 3QU CoRE ¦ 5QU LoRE | Non-Red Flag Warning - Small Fires | equipment / facility failure | conductor damage or failure | 0.089978
HFTD - Distribution - Tier 2 - 3QU CoRE ¦ 5QU LoRE | Non-Red Flag Warning - Small Fires | equipment / facility failure | connection device damage or failure | 0.036717
HFTD - Distribution - Tier 2 - 3QU CoRE ¦ 5QU LoRE | Non-Red Flag Warning - Small Fires | equipment / facility failure | crossarm damage or failure | 0.028477
HFTD - Distribution - Tier 2 - 3QU CoRE ¦ 5QU LoRE | Non-Red Flag Warning - Small Fires | equipment / facility failure | fuse damage or failure | 0.011315
HFTD - Distribution - Tier 2 - 3QU CoRE ¦ 5QU LoRE | Non-Red Flag Warning - Small Fires | equipment / facility failure | insulator and brushing damage or failure | 0.017997
HFTD - Distribution - Tier 2 - 3QU CoRE ¦ 5QU LoRE | Non-Red Flag Warning - Small Fires | equipment / facility failure | lightning arrestor damage or failure | 0.0014417
HFTD - Distribution - Tier 2 - 3QU CoRE ¦ 5QU LoRE | Non-Red Flag Warning - Small Fires | equipment / facility failure | other equipment / facility failure | 0.10791
HFTD - Distribution - Tier 2 - 3QU CoRE ¦ 5QU LoRE | Non-Red Flag Warning - Small Fires | equipment / facility failure | pole damage or failure | 0.030133
HFTD - Distribution - Tier 2 - 3QU CoRE ¦ 5QU LoRE | Non-Red Flag Warning - Small Fires | equipment / facility failure | recloser damage or failure | 0
HFTD - Distribution - Tier 2 - 3QU CoRE ¦ 5QU LoRE | Non-Red Flag Warning - Small Fires | equipment / facility failure | sectionalizer damage or failure | 0
HFTD - Distribution - Tier 2 - 3QU CoRE ¦ 5QU LoRE | Non-Red Flag Warning - Small Fires | equipment / facility failure | switch damage or failure | 0
HFTD - Distribution - Tier 2 - 3QU CoRE ¦ 5QU LoRE | Non-Red Flag Warning - Small Fires | equipment / facility failure | transformer damage or failure | 0.062731
HFTD - Distribution - Tier 2 - 3QU CoRE ¦ 5QU LoRE | Non-Red Flag Warning - Small Fires | equipment / facility failure | voltage regulator / booster damage or failure | 0.0083636
HFTD - Distribution - Tier 2 - 3QU CoRE ¦ 5QU LoRE | Non-Red Flag Warning - Small Fires | other | all other | 0.035928
HFTD - Distribution - Tier 2 - 3QU CoRE ¦ 5QU LoRE | Non-Red Flag Warning - Small Fires | unknown | unknown | 0.12331
HFTD - Distribution - Tier 2 - 3QU CoRE ¦ 5QU LoRE | Non-Red Flag Warning - Small Fires | utility work / operation | utility work / operation | 0.0076756
HFTD - Distribution - Tier 2 - 3QU CoRE ¦ 5QU LoRE | Non-Red Flag Warning - Small Fires | vandalism / theft | vandalism / theft | 0.0091795
HFTD - Distribution - Tier 2 - 3QU CoRE ¦ 5QU LoRE | Non-Red Flag Warning - Small Fires | vegetation contact | branch (not overhanging, 4-12ft) | 0.0039547
HFTD - Distribution - Tier 2 - 3QU CoRE ¦ 5QU LoRE | Non-Red Flag Warning - Small Fires | vegetation contact | branch (not overhanging, > 12ft) | 0.009507
HFTD - Distribution - Tier 2 - 3QU CoRE ¦ 5QU LoRE | Non-Red Flag Warning - Small Fires | vegetation contact | branch (not overhanging, distance unknown) | 0.032453
HFTD - Distribution - Tier 2 - 3QU CoRE ¦ 5QU LoRE | Non-Red Flag Warning - Small Fires | vegetation contact | branch (not overhanging, within 4ft) | 0.0016737
HFTD - Distribution - Tier 2 - 3QU CoRE ¦ 5QU LoRE | Non-Red Flag Warning - Small Fires | vegetation contact | branch (overhanging) | 0.074478
HFTD - Distribution - Tier 2 - 3QU CoRE ¦ 5QU LoRE | Non-Red Flag Warning - Small Fires | vegetation contact | dead | 0.034528
HFTD - Distribution - Tier 2 - 3QU CoRE ¦ 5QU LoRE | Non-Red Flag Warning - Small Fires | vegetation contact | fell into (moderate-severe defect) | 0.039492
HFTD - Distribution - Tier 2 - 3QU CoRE ¦ 5QU LoRE | Non-Red Flag Warning - Small Fires | vegetation contact | fell into (no defect) | 0.23262
HFTD - Distribution - Tier 2 - 3QU CoRE ¦ 5QU LoRE | Non-Red Flag Warning - Small Fires | vegetation contact | fell into (slight defect) | 0.048821
HFTD - Distribution - Tier 2 - 3QU CoRE ¦ 5QU LoRE | Non-Red Flag Warning - Small Fires | vegetation contact | grow into | 0.0042258
HFTD - Distribution - Tier 2 - 3QU CoRE ¦ 5QU LoRE | Non-Red Flag Warning - Small Fires | vegetation contact | other/unknown | 0.20038
HFTD - Distribution - Tier 2 - 3QU CoRE ¦ 5QU LoRE | Non-Red Flag Warning - Small Fires | wire-to-wire contact | wire-to-wire contact / contamination | 0.15024
HFTD - Distribution - Tier 2 - 3QU CoRE ¦ 5QU LoRE | Seismic - Red Flag Warning - Catastrophic Fires | cc - seismic scenario | seismic scenario | 9.3227e-06
HFTD - Distribution - Tier 2 - 3QU CoRE ¦ 5QU LoRE | Red Flag Warning - Catastrophic Fires | contact from object | animal contact | 0
HFTD - Distribution - Tier 2 - 3QU CoRE ¦ 5QU LoRE | Red Flag Warning - Catastrophic Fires | contact from object | balloon contact | 0
HFTD - Distribution - Tier 2 - 3QU CoRE ¦ 5QU LoRE | Red Flag Warning - Catastrophic Fires | contact from object | other contact from object | 0
HFTD - Distribution - Tier 2 - 3QU CoRE ¦ 5QU LoRE | Red Flag Warning - Catastrophic Fires | contact from object | vehicle contact | 0
HFTD - Distribution - Tier 2 - 3QU CoRE ¦ 5QU LoRE | Red Flag Warning - Catastrophic Fires | contamination | contamination | 0
HFTD - Distribution - Tier 2 - 3QU CoRE ¦ 5QU LoRE | Red Flag Warning - Catastrophic Fires | equipment / facility failure | anchor / guy damage or failure | 5.9729e-05
HFTD - Distribution - Tier 2 - 3QU CoRE ¦ 5QU LoRE | Red Flag Warning - Catastrophic Fires | equipment / facility failure | capacitor bank damage or failure | 2.0113e-05
HFTD - Distribution - Tier 2 - 3QU CoRE ¦ 5QU LoRE | Red Flag Warning - Catastrophic Fires | equipment / facility failure | conductor damage or failure | 0.0016752
HFTD - Distribution - Tier 2 - 3QU CoRE ¦ 5QU LoRE | Red Flag Warning - Catastrophic Fires | equipment / facility failure | connection device damage or failure | 0.00063565
HFTD - Distribution - Tier 2 - 3QU CoRE ¦ 5QU LoRE | Red Flag Warning - Catastrophic Fires | equipment / facility failure | crossarm damage or failure | 0.00043185
HFTD - Distribution - Tier 2 - 3QU CoRE ¦ 5QU LoRE | Red Flag Warning - Catastrophic Fires | equipment / facility failure | fuse damage or failure | 0.00028611
HFTD - Distribution - Tier 2 - 3QU CoRE ¦ 5QU LoRE | Red Flag Warning - Catastrophic Fires | equipment / facility failure | insulator and brushing damage or failure | 0.00059224
HFTD - Distribution - Tier 2 - 3QU CoRE ¦ 5QU LoRE | Red Flag Warning - Catastrophic Fires | equipment / facility failure | lightning arrestor damage or failure | 2.8362e-05
HFTD - Distribution - Tier 2 - 3QU CoRE ¦ 5QU LoRE | Red Flag Warning - Catastrophic Fires | equipment / facility failure | other equipment / facility failure | 0.00070033
HFTD - Distribution - Tier 2 - 3QU CoRE ¦ 5QU LoRE | Red Flag Warning - Catastrophic Fires | equipment / facility failure | pole damage or failure | 0.00020325
HFTD - Distribution - Tier 2 - 3QU CoRE ¦ 5QU LoRE | Red Flag Warning - Catastrophic Fires | equipment / facility failure | recloser damage or failure | 0
HFTD - Distribution - Tier 2 - 3QU CoRE ¦ 5QU LoRE | Red Flag Warning - Catastrophic Fires | equipment / facility failure | sectionalizer damage or failure | 0
HFTD - Distribution - Tier 2 - 3QU CoRE ¦ 5QU LoRE | Red Flag Warning - Catastrophic Fires | equipment / facility failure | switch damage or failure | 0
HFTD - Distribution - Tier 2 - 3QU CoRE ¦ 5QU LoRE | Red Flag Warning - Catastrophic Fires | equipment / facility failure | transformer damage or failure | 0.00024636
HFTD - Distribution - Tier 2 - 3QU CoRE ¦ 5QU LoRE | Red Flag Warning - Catastrophic Fires | equipment / facility failure | voltage regulator / booster damage or failure | 8.7769e-06
HFTD - Distribution - Tier 2 - 3QU CoRE ¦ 5QU LoRE | Red Flag Warning - Catastrophic Fires | other | all other | 0
HFTD - Distribution - Tier 2 - 3QU CoRE ¦ 5QU LoRE | Red Flag Warning - Catastrophic Fires | unknown | unknown | 0
HFTD - Distribution - Tier 2 - 3QU CoRE ¦ 5QU LoRE | Red Flag Warning - Catastrophic Fires | utility work / operation | utility work / operation | 0
HFTD - Distribution - Tier 2 - 3QU CoRE ¦ 5QU LoRE | Red Flag Warning - Catastrophic Fires | vandalism / theft | vandalism / theft | 0
HFTD - Distribution - Tier 2 - 3QU CoRE ¦ 5QU LoRE | Red Flag Warning - Catastrophic Fires | vegetation contact | branch (not overhanging, 4-12ft) | 7.9274e-05
HFTD - Distribution - Tier 2 - 3QU CoRE ¦ 5QU LoRE | Red Flag Warning - Catastrophic Fires | vegetation contact | branch (not overhanging, > 12ft) | 0.00012648
HFTD - Distribution - Tier 2 - 3QU CoRE ¦ 5QU LoRE | Red Flag Warning - Catastrophic Fires | vegetation contact | branch (not overhanging, distance unknown) | 0.00061131
HFTD - Distribution - Tier 2 - 3QU CoRE ¦ 5QU LoRE | Red Flag Warning - Catastrophic Fires | vegetation contact | branch (not overhanging, within 4ft) | 1.8744e-05
HFTD - Distribution - Tier 2 - 3QU CoRE ¦ 5QU LoRE | Red Flag Warning - Catastrophic Fires | vegetation contact | branch (overhanging) | 0.0011059
HFTD - Distribution - Tier 2 - 3QU CoRE ¦ 5QU LoRE | Red Flag Warning - Catastrophic Fires | vegetation contact | dead | 0.00046375
HFTD - Distribution - Tier 2 - 3QU CoRE ¦ 5QU LoRE | Red Flag Warning - Catastrophic Fires | vegetation contact | fell into (moderate-severe defect) | 0.00038092
HFTD - Distribution - Tier 2 - 3QU CoRE ¦ 5QU LoRE | Red Flag Warning - Catastrophic Fires | vegetation contact | fell into (no defect) | 0.0015599
HFTD - Distribution - Tier 2 - 3QU CoRE ¦ 5QU LoRE | Red Flag Warning - Catastrophic Fires | vegetation contact | fell into (slight defect) | 0.00041057
HFTD - Distribution - Tier 2 - 3QU CoRE ¦ 5QU LoRE | Red Flag Warning - Catastrophic Fires | vegetation contact | grow into | 4.3218e-05
HFTD - Distribution - Tier 2 - 3QU CoRE ¦ 5QU LoRE | Red Flag Warning - Catastrophic Fires | vegetation contact | other/unknown | 0.002108
HFTD - Distribution - Tier 2 - 3QU CoRE ¦ 5QU LoRE | Red Flag Warning - Catastrophic Fires | wire-to-wire contact | wire-to-wire contact / contamination | 0
HFTD - Distribution - Tier 2 - 3QU CoRE ¦ 5QU LoRE | Red Flag Warning - Destructive Fires | contact from object | animal contact | 0
HFTD - Distribution - Tier 2 - 3QU CoRE ¦ 5QU LoRE | Red Flag Warning - Destructive Fires | contact from object | balloon contact | 0
HFTD - Distribution - Tier 2 - 3QU CoRE ¦ 5QU LoRE | Red Flag Warning - Destructive Fires | contact from object | other contact from object | 0
HFTD - Distribution - Tier 2 - 3QU CoRE ¦ 5QU LoRE | Red Flag Warning - Destructive Fires | contact from object | vehicle contact | 0
HFTD - Distribution - Tier 2 - 3QU CoRE ¦ 5QU LoRE | Red Flag Warning - Destructive Fires | contamination | contamination | 0
HFTD - Distribution - Tier 2 - 3QU CoRE ¦ 5QU LoRE | Red Flag Warning - Destructive Fires | equipment / facility failure | anchor / guy damage or failure | 1.0284e-05
HFTD - Distribution - Tier 2 - 3QU CoRE ¦ 5QU LoRE | Red Flag Warning - Destructive Fires | equipment / facility failure | capacitor bank damage or failure | 3.695e-06
HFTD - Distribution - Tier 2 - 3QU CoRE ¦ 5QU LoRE | Red Flag Warning - Destructive Fires | equipment / facility failure | conductor damage or failure | 0.00034625
HFTD - Distribution - Tier 2 - 3QU CoRE ¦ 5QU LoRE | Red Flag Warning - Destructive Fires | equipment / facility failure | connection device damage or failure | 0.00014294
HFTD - Distribution - Tier 2 - 3QU CoRE ¦ 5QU LoRE | Red Flag Warning - Destructive Fires | equipment / facility failure | crossarm damage or failure | 7.9277e-05
HFTD - Distribution - Tier 2 - 3QU CoRE ¦ 5QU LoRE | Red Flag Warning - Destructive Fires | equipment / facility failure | fuse damage or failure | 5.0795e-05
HFTD - Distribution - Tier 2 - 3QU CoRE ¦ 5QU LoRE | Red Flag Warning - Destructive Fires | equipment / facility failure | insulator and brushing damage or failure | 0.00010544
HFTD - Distribution - Tier 2 - 3QU CoRE ¦ 5QU LoRE | Red Flag Warning - Destructive Fires | equipment / facility failure | lightning arrestor damage or failure | 4.9523e-06
HFTD - Distribution - Tier 2 - 3QU CoRE ¦ 5QU LoRE | Red Flag Warning - Destructive Fires | equipment / facility failure | other equipment / facility failure | 0.00012899
HFTD - Distribution - Tier 2 - 3QU CoRE ¦ 5QU LoRE | Red Flag Warning - Destructive Fires | equipment / facility failure | pole damage or failure | 3.7302e-05
HFTD - Distribution - Tier 2 - 3QU CoRE ¦ 5QU LoRE | Red Flag Warning - Destructive Fires | equipment / facility failure | recloser damage or failure | 0
HFTD - Distribution - Tier 2 - 3QU CoRE ¦ 5QU LoRE | Red Flag Warning - Destructive Fires | equipment / facility failure | sectionalizer damage or failure | 0
HFTD - Distribution - Tier 2 - 3QU CoRE ¦ 5QU LoRE | Red Flag Warning - Destructive Fires | equipment / facility failure | switch damage or failure | 0
HFTD - Distribution - Tier 2 - 3QU CoRE ¦ 5QU LoRE | Red Flag Warning - Destructive Fires | equipment / facility failure | transformer damage or failure | 4.414e-05
HFTD - Distribution - Tier 2 - 3QU CoRE ¦ 5QU LoRE | Red Flag Warning - Destructive Fires | equipment / facility failure | voltage regulator / booster damage or failure | 1.5476e-06
HFTD - Distribution - Tier 2 - 3QU CoRE ¦ 5QU LoRE | Red Flag Warning - Destructive Fires | other | all other | 0
HFTD - Distribution - Tier 2 - 3QU CoRE ¦ 5QU LoRE | Red Flag Warning - Destructive Fires | unknown | unknown | 0
HFTD - Distribution - Tier 2 - 3QU CoRE ¦ 5QU LoRE | Red Flag Warning - Destructive Fires | utility work / operation | utility work / operation | 0
HFTD - Distribution - Tier 2 - 3QU CoRE ¦ 5QU LoRE | Red Flag Warning - Destructive Fires | vandalism / theft | vandalism / theft | 0
HFTD - Distribution - Tier 2 - 3QU CoRE ¦ 5QU LoRE | Red Flag Warning - Destructive Fires | vegetation contact | branch (not overhanging, 4-12ft) | 1.0224e-05
HFTD - Distribution - Tier 2 - 3QU CoRE ¦ 5QU LoRE | Red Flag Warning - Destructive Fires | vegetation contact | branch (not overhanging, > 12ft) | 1.6266e-05
HFTD - Distribution - Tier 2 - 3QU CoRE ¦ 5QU LoRE | Red Flag Warning - Destructive Fires | vegetation contact | branch (not overhanging, distance unknown) | 7.8619e-05
HFTD - Distribution - Tier 2 - 3QU CoRE ¦ 5QU LoRE | Red Flag Warning - Destructive Fires | vegetation contact | branch (not overhanging, within 4ft) | 2.4241e-06
HFTD - Distribution - Tier 2 - 3QU CoRE ¦ 5QU LoRE | Red Flag Warning - Destructive Fires | vegetation contact | branch (overhanging) | 0.00014302
HFTD - Distribution - Tier 2 - 3QU CoRE ¦ 5QU LoRE | Red Flag Warning - Destructive Fires | vegetation contact | dead | 5.9642e-05
HFTD - Distribution - Tier 2 - 3QU CoRE ¦ 5QU LoRE | Red Flag Warning - Destructive Fires | vegetation contact | fell into (moderate-severe defect) | 4.8989e-05
HFTD - Distribution - Tier 2 - 3QU CoRE ¦ 5QU LoRE | Red Flag Warning - Destructive Fires | vegetation contact | fell into (no defect) | 0.00020061
HFTD - Distribution - Tier 2 - 3QU CoRE ¦ 5QU LoRE | Red Flag Warning - Destructive Fires | vegetation contact | fell into (slight defect) | 5.2802e-05
HFTD - Distribution - Tier 2 - 3QU CoRE ¦ 5QU LoRE | Red Flag Warning - Destructive Fires | vegetation contact | grow into | 5.5581e-06
HFTD - Distribution - Tier 2 - 3QU CoRE ¦ 5QU LoRE | Red Flag Warning - Destructive Fires | vegetation contact | other/unknown | 0.0002711
HFTD - Distribution - Tier 2 - 3QU CoRE ¦ 5QU LoRE | Red Flag Warning - Destructive Fires | wire-to-wire contact | wire-to-wire contact / contamination | 0
HFTD - Distribution - Tier 2 - 3QU CoRE ¦ 5QU LoRE | Red Flag Warning - Large Fires | contact from object | animal contact | 0
HFTD - Distribution - Tier 2 - 3QU CoRE ¦ 5QU LoRE | Red Flag Warning - Large Fires | contact from object | balloon contact | 0
HFTD - Distribution - Tier 2 - 3QU CoRE ¦ 5QU LoRE | Red Flag Warning - Large Fires | contact from object | other contact from object | 0
HFTD - Distribution - Tier 2 - 3QU CoRE ¦ 5QU LoRE | Red Flag Warning - Large Fires | contact from object | vehicle contact | 0
HFTD - Distribution - Tier 2 - 3QU CoRE ¦ 5QU LoRE | Red Flag Warning - Large Fires | contamination | contamination | 0
HFTD - Distribution - Tier 2 - 3QU CoRE ¦ 5QU LoRE | Red Flag Warning - Large Fires | equipment / facility failure | anchor / guy damage or failure | 8.7944e-05
HFTD - Distribution - Tier 2 - 3QU CoRE ¦ 5QU LoRE | Red Flag Warning - Large Fires | equipment / facility failure | capacitor bank damage or failure | 7.5701e-05
HFTD - Distribution - Tier 2 - 3QU CoRE ¦ 5QU LoRE | Red Flag Warning - Large Fires | equipment / facility failure | conductor damage or failure | 0.0031898
HFTD - Distribution - Tier 2 - 3QU CoRE ¦ 5QU LoRE | Red Flag Warning - Large Fires | equipment / facility failure | connection device damage or failure | 0.0010758
HFTD - Distribution - Tier 2 - 3QU CoRE ¦ 5QU LoRE | Red Flag Warning - Large Fires | equipment / facility failure | crossarm damage or failure | 0.0010459
HFTD - Distribution - Tier 2 - 3QU CoRE ¦ 5QU LoRE | Red Flag Warning - Large Fires | equipment / facility failure | fuse damage or failure | 0.00051757
HFTD - Distribution - Tier 2 - 3QU CoRE ¦ 5QU LoRE | Red Flag Warning - Large Fires | equipment / facility failure | insulator and brushing damage or failure | 0.0013154
HFTD - Distribution - Tier 2 - 3QU CoRE ¦ 5QU LoRE | Red Flag Warning - Large Fires | equipment / facility failure | lightning arrestor damage or failure | 3.5026e-05
HFTD - Distribution - Tier 2 - 3QU CoRE ¦ 5QU LoRE | Red Flag Warning - Large Fires | equipment / facility failure | other equipment / facility failure | 0.0012426
HFTD - Distribution - Tier 2 - 3QU CoRE ¦ 5QU LoRE | Red Flag Warning - Large Fires | equipment / facility failure | pole damage or failure | 0.00039733
HFTD - Distribution - Tier 2 - 3QU CoRE ¦ 5QU LoRE | Red Flag Warning - Large Fires | equipment / facility failure | recloser damage or failure | 0
HFTD - Distribution - Tier 2 - 3QU CoRE ¦ 5QU LoRE | Red Flag Warning - Large Fires | equipment / facility failure | sectionalizer damage or failure | 0
HFTD - Distribution - Tier 2 - 3QU CoRE ¦ 5QU LoRE | Red Flag Warning - Large Fires | equipment / facility failure | switch damage or failure | 0
HFTD - Distribution - Tier 2 - 3QU CoRE ¦ 5QU LoRE | Red Flag Warning - Large Fires | equipment / facility failure | transformer damage or failure | 0.0005027
HFTD - Distribution - Tier 2 - 3QU CoRE ¦ 5QU LoRE | Red Flag Warning - Large Fires | equipment / facility failure | voltage regulator / booster damage or failure | 1.9632e-05
HFTD - Distribution - Tier 2 - 3QU CoRE ¦ 5QU LoRE | Red Flag Warning - Large Fires | other | all other | 0
HFTD - Distribution - Tier 2 - 3QU CoRE ¦ 5QU LoRE | Red Flag Warning - Large Fires | unknown | unknown | 0
HFTD - Distribution - Tier 2 - 3QU CoRE ¦ 5QU LoRE | Red Flag Warning - Large Fires | utility work / operation | utility work / operation | 0
HFTD - Distribution - Tier 2 - 3QU CoRE ¦ 5QU LoRE | Red Flag Warning - Large Fires | vandalism / theft | vandalism / theft | 0
HFTD - Distribution - Tier 2 - 3QU CoRE ¦ 5QU LoRE | Red Flag Warning - Large Fires | vegetation contact | branch (not overhanging, 4-12ft) | 0.00010697
HFTD - Distribution - Tier 2 - 3QU CoRE ¦ 5QU LoRE | Red Flag Warning - Large Fires | vegetation contact | branch (not overhanging, > 12ft) | 0.00016999
HFTD - Distribution - Tier 2 - 3QU CoRE ¦ 5QU LoRE | Red Flag Warning - Large Fires | vegetation contact | branch (not overhanging, distance unknown) | 0.00082161
HFTD - Distribution - Tier 2 - 3QU CoRE ¦ 5QU LoRE | Red Flag Warning - Large Fires | vegetation contact | branch (not overhanging, within 4ft) | 2.539e-05
HFTD - Distribution - Tier 2 - 3QU CoRE ¦ 5QU LoRE | Red Flag Warning - Large Fires | vegetation contact | branch (overhanging) | 0.001498
HFTD - Distribution - Tier 2 - 3QU CoRE ¦ 5QU LoRE | Red Flag Warning - Large Fires | vegetation contact | dead | 0.00062329
HFTD - Distribution - Tier 2 - 3QU CoRE ¦ 5QU LoRE | Red Flag Warning - Large Fires | vegetation contact | fell into (moderate-severe defect) | 0.00051196
HFTD - Distribution - Tier 2 - 3QU CoRE ¦ 5QU LoRE | Red Flag Warning - Large Fires | vegetation contact | fell into (no defect) | 0.0020965
HFTD - Distribution - Tier 2 - 3QU CoRE ¦ 5QU LoRE | Red Flag Warning - Large Fires | vegetation contact | fell into (slight defect) | 0.00055181
HFTD - Distribution - Tier 2 - 3QU CoRE ¦ 5QU LoRE | Red Flag Warning - Large Fires | vegetation contact | grow into | 5.8085e-05
HFTD - Distribution - Tier 2 - 3QU CoRE ¦ 5QU LoRE | Red Flag Warning - Large Fires | vegetation contact | other/unknown | 0.0028331
HFTD - Distribution - Tier 2 - 3QU CoRE ¦ 5QU LoRE | Red Flag Warning - Large Fires | wire-to-wire contact | wire-to-wire contact / contamination | 0
HFTD - Distribution - Tier 2 - 3QU CoRE ¦ 5QU LoRE | Red Flag Warning - Small Fires | contact from object | animal contact | 0.0020668
HFTD - Distribution - Tier 2 - 3QU CoRE ¦ 5QU LoRE | Red Flag Warning - Small Fires | contact from object | balloon contact | 0.00023375
HFTD - Distribution - Tier 2 - 3QU CoRE ¦ 5QU LoRE | Red Flag Warning - Small Fires | contact from object | other contact from object | 0.0025663
HFTD - Distribution - Tier 2 - 3QU CoRE ¦ 5QU LoRE | Red Flag Warning - Small Fires | contact from object | vehicle contact | 0.0054079
HFTD - Distribution - Tier 2 - 3QU CoRE ¦ 5QU LoRE | Red Flag Warning - Small Fires | contamination | contamination | 7.9244e-05
HFTD - Distribution - Tier 2 - 3QU CoRE ¦ 5QU LoRE | Red Flag Warning - Small Fires | equipment / facility failure | anchor / guy damage or failure | 0.00052505
HFTD - Distribution - Tier 2 - 3QU CoRE ¦ 5QU LoRE | Red Flag Warning - Small Fires | equipment / facility failure | capacitor bank damage or failure | 0.00017596
HFTD - Distribution - Tier 2 - 3QU CoRE ¦ 5QU LoRE | Red Flag Warning - Small Fires | equipment / facility failure | conductor damage or failure | 0.017676
HFTD - Distribution - Tier 2 - 3QU CoRE ¦ 5QU LoRE | Red Flag Warning - Small Fires | equipment / facility failure | connection device damage or failure | 0.0050418
HFTD - Distribution - Tier 2 - 3QU CoRE ¦ 5QU LoRE | Red Flag Warning - Small Fires | equipment / facility failure | crossarm damage or failure | 0.0050549
HFTD - Distribution - Tier 2 - 3QU CoRE ¦ 5QU LoRE | Red Flag Warning - Small Fires | equipment / facility failure | fuse damage or failure | 0.003144
HFTD - Distribution - Tier 2 - 3QU CoRE ¦ 5QU LoRE | Red Flag Warning - Small Fires | equipment / facility failure | insulator and brushing damage or failure | 0.0061918
HFTD - Distribution - Tier 2 - 3QU CoRE ¦ 5QU LoRE | Red Flag Warning - Small Fires | equipment / facility failure | lightning arrestor damage or failure | 0.00031359
HFTD - Distribution - Tier 2 - 3QU CoRE ¦ 5QU LoRE | Red Flag Warning - Small Fires | equipment / facility failure | other equipment / facility failure | 0.006636
HFTD - Distribution - Tier 2 - 3QU CoRE ¦ 5QU LoRE | Red Flag Warning - Small Fires | equipment / facility failure | pole damage or failure | 0.0022904
HFTD - Distribution - Tier 2 - 3QU CoRE ¦ 5QU LoRE | Red Flag Warning - Small Fires | equipment / facility failure | recloser damage or failure | 0
HFTD - Distribution - Tier 2 - 3QU CoRE ¦ 5QU LoRE | Red Flag Warning - Small Fires | equipment / facility failure | sectionalizer damage or failure | 0
HFTD - Distribution - Tier 2 - 3QU CoRE ¦ 5QU LoRE | Red Flag Warning - Small Fires | equipment / facility failure | switch damage or failure | 0
HFTD - Distribution - Tier 2 - 3QU CoRE ¦ 5QU LoRE | Red Flag Warning - Small Fires | equipment / facility failure | transformer damage or failure | 0.0024464
HFTD - Distribution - Tier 2 - 3QU CoRE ¦ 5QU LoRE | Red Flag Warning - Small Fires | equipment / facility failure | voltage regulator / booster damage or failure | 0.00013198
HFTD - Distribution - Tier 2 - 3QU CoRE ¦ 5QU LoRE | Red Flag Warning - Small Fires | other | all other | 0.0010716
HFTD - Distribution - Tier 2 - 3QU CoRE ¦ 5QU LoRE | Red Flag Warning - Small Fires | unknown | unknown | 0.0052345
HFTD - Distribution - Tier 2 - 3QU CoRE ¦ 5QU LoRE | Red Flag Warning - Small Fires | utility work / operation | utility work / operation | 0.00020559
HFTD - Distribution - Tier 2 - 3QU CoRE ¦ 5QU LoRE | Red Flag Warning - Small Fires | vandalism / theft | vandalism / theft | 0.00015418
HFTD - Distribution - Tier 2 - 3QU CoRE ¦ 5QU LoRE | Red Flag Warning - Small Fires | vegetation contact | branch (not overhanging, 4-12ft) | 0.0015725
HFTD - Distribution - Tier 2 - 3QU CoRE ¦ 5QU LoRE | Red Flag Warning - Small Fires | vegetation contact | branch (not overhanging, > 12ft) | 0.0024495
HFTD - Distribution - Tier 2 - 3QU CoRE ¦ 5QU LoRE | Red Flag Warning - Small Fires | vegetation contact | branch (not overhanging, distance unknown) | 0.011839
HFTD - Distribution - Tier 2 - 3QU CoRE ¦ 5QU LoRE | Red Flag Warning - Small Fires | vegetation contact | branch (not overhanging, within 4ft) | 0.00038053
HFTD - Distribution - Tier 2 - 3QU CoRE ¦ 5QU LoRE | Red Flag Warning - Small Fires | vegetation contact | branch (overhanging) | 0.022451
HFTD - Distribution - Tier 2 - 3QU CoRE ¦ 5QU LoRE | Red Flag Warning - Small Fires | vegetation contact | dead | 0.0089814
HFTD - Distribution - Tier 2 - 3QU CoRE ¦ 5QU LoRE | Red Flag Warning - Small Fires | vegetation contact | fell into (moderate-severe defect) | 0.0073771
HFTD - Distribution - Tier 2 - 3QU CoRE ¦ 5QU LoRE | Red Flag Warning - Small Fires | vegetation contact | fell into (no defect) | 0.03021
HFTD - Distribution - Tier 2 - 3QU CoRE ¦ 5QU LoRE | Red Flag Warning - Small Fires | vegetation contact | fell into (slight defect) | 0.0079514
HFTD - Distribution - Tier 2 - 3QU CoRE ¦ 5QU LoRE | Red Flag Warning - Small Fires | vegetation contact | grow into | 0.00083699
HFTD - Distribution - Tier 2 - 3QU CoRE ¦ 5QU LoRE | Red Flag Warning - Small Fires | vegetation contact | other/unknown | 0.040824
HFTD - Distribution - Tier 2 - 3QU CoRE ¦ 5QU LoRE | Red Flag Warning - Small Fires | wire-to-wire contact | wire-to-wire contact / contamination | 0.005012
HFTD - Distribution - Tier 2 - 4QU CoRE ¦ 1QU LoRE | Seismic - Non-Red Flag Warning - Catastrophic Fires | cc - seismic scenario | seismic scenario | 4.6539e-07
HFTD - Distribution - Tier 2 - 4QU CoRE ¦ 1QU LoRE | Non-Red Flag Warning - Catastrophic Fires | contact from object | animal contact | 0.00016375
HFTD - Distribution - Tier 2 - 4QU CoRE ¦ 1QU LoRE | Non-Red Flag Warning - Catastrophic Fires | contact from object | balloon contact | 4.6433e-06
HFTD - Distribution - Tier 2 - 4QU CoRE ¦ 1QU LoRE | Non-Red Flag Warning - Catastrophic Fires | contact from object | other contact from object | 6.5512e-05
HFTD - Distribution - Tier 2 - 4QU CoRE ¦ 1QU LoRE | Non-Red Flag Warning - Catastrophic Fires | contact from object | vehicle contact | 0.0001696
HFTD - Distribution - Tier 2 - 4QU CoRE ¦ 1QU LoRE | Non-Red Flag Warning - Catastrophic Fires | contamination | contamination | 6.9227e-06
HFTD - Distribution - Tier 2 - 4QU CoRE ¦ 1QU LoRE | Non-Red Flag Warning - Catastrophic Fires | equipment / facility failure | anchor / guy damage or failure | 4.3541e-08
HFTD - Distribution - Tier 2 - 4QU CoRE ¦ 1QU LoRE | Non-Red Flag Warning - Catastrophic Fires | equipment / facility failure | capacitor bank damage or failure | 4.0109e-07
HFTD - Distribution - Tier 2 - 4QU CoRE ¦ 1QU LoRE | Non-Red Flag Warning - Catastrophic Fires | equipment / facility failure | conductor damage or failure | 3.4119e-06
HFTD - Distribution - Tier 2 - 4QU CoRE ¦ 1QU LoRE | Non-Red Flag Warning - Catastrophic Fires | equipment / facility failure | connection device damage or failure | 1.9908e-06
HFTD - Distribution - Tier 2 - 4QU CoRE ¦ 1QU LoRE | Non-Red Flag Warning - Catastrophic Fires | equipment / facility failure | crossarm damage or failure | 7.2876e-07
HFTD - Distribution - Tier 2 - 4QU CoRE ¦ 1QU LoRE | Non-Red Flag Warning - Catastrophic Fires | equipment / facility failure | fuse damage or failure | 4.1125e-07
HFTD - Distribution - Tier 2 - 4QU CoRE ¦ 1QU LoRE | Non-Red Flag Warning - Catastrophic Fires | equipment / facility failure | insulator and brushing damage or failure | 3.3307e-07
HFTD - Distribution - Tier 2 - 4QU CoRE ¦ 1QU LoRE | Non-Red Flag Warning - Catastrophic Fires | equipment / facility failure | lightning arrestor damage or failure | 6.5336e-08
HFTD - Distribution - Tier 2 - 4QU CoRE ¦ 1QU LoRE | Non-Red Flag Warning - Catastrophic Fires | equipment / facility failure | other equipment / facility failure | 2.9215e-06
HFTD - Distribution - Tier 2 - 4QU CoRE ¦ 1QU LoRE | Non-Red Flag Warning - Catastrophic Fires | equipment / facility failure | pole damage or failure | 8.9067e-07
HFTD - Distribution - Tier 2 - 4QU CoRE ¦ 1QU LoRE | Non-Red Flag Warning - Catastrophic Fires | equipment / facility failure | recloser damage or failure | 0
HFTD - Distribution - Tier 2 - 4QU CoRE ¦ 1QU LoRE | Non-Red Flag Warning - Catastrophic Fires | equipment / facility failure | sectionalizer damage or failure | 0
HFTD - Distribution - Tier 2 - 4QU CoRE ¦ 1QU LoRE | Non-Red Flag Warning - Catastrophic Fires | equipment / facility failure | switch damage or failure | 0
HFTD - Distribution - Tier 2 - 4QU CoRE ¦ 1QU LoRE | Non-Red Flag Warning - Catastrophic Fires | equipment / facility failure | transformer damage or failure | 1.5165e-06
HFTD - Distribution - Tier 2 - 4QU CoRE ¦ 1QU LoRE | Non-Red Flag Warning - Catastrophic Fires | equipment / facility failure | voltage regulator / booster damage or failure | 1.5506e-07
HFTD - Distribution - Tier 2 - 4QU CoRE ¦ 1QU LoRE | Non-Red Flag Warning - Catastrophic Fires | other | all other | 3.4977e-05
HFTD - Distribution - Tier 2 - 4QU CoRE ¦ 1QU LoRE | Non-Red Flag Warning - Catastrophic Fires | unknown | unknown | 0.00011927
HFTD - Distribution - Tier 2 - 4QU CoRE ¦ 1QU LoRE | Non-Red Flag Warning - Catastrophic Fires | utility work / operation | utility work / operation | 1.8888e-05
HFTD - Distribution - Tier 2 - 4QU CoRE ¦ 1QU LoRE | Non-Red Flag Warning - Catastrophic Fires | vandalism / theft | vandalism / theft | 3.9646e-06
HFTD - Distribution - Tier 2 - 4QU CoRE ¦ 1QU LoRE | Non-Red Flag Warning - Catastrophic Fires | vegetation contact | branch (not overhanging, 4-12ft) | 9.5219e-07
HFTD - Distribution - Tier 2 - 4QU CoRE ¦ 1QU LoRE | Non-Red Flag Warning - Catastrophic Fires | vegetation contact | branch (not overhanging, > 12ft) | 2.1081e-06
HFTD - Distribution - Tier 2 - 4QU CoRE ¦ 1QU LoRE | Non-Red Flag Warning - Catastrophic Fires | vegetation contact | branch (not overhanging, distance unknown) | 7.1964e-06
HFTD - Distribution - Tier 2 - 4QU CoRE ¦ 1QU LoRE | Non-Red Flag Warning - Catastrophic Fires | vegetation contact | branch (not overhanging, within 4ft) | 4.3313e-07
HFTD - Distribution - Tier 2 - 4QU CoRE ¦ 1QU LoRE | Non-Red Flag Warning - Catastrophic Fires | vegetation contact | branch (overhanging) | 1.9274e-05
HFTD - Distribution - Tier 2 - 4QU CoRE ¦ 1QU LoRE | Non-Red Flag Warning - Catastrophic Fires | vegetation contact | dead | 7.6564e-06
HFTD - Distribution - Tier 2 - 4QU CoRE ¦ 1QU LoRE | Non-Red Flag Warning - Catastrophic Fires | vegetation contact | fell into (moderate-severe defect) | 8.7572e-06
HFTD - Distribution - Tier 2 - 4QU CoRE ¦ 1QU LoRE | Non-Red Flag Warning - Catastrophic Fires | vegetation contact | fell into (no defect) | 5.1582e-05
HFTD - Distribution - Tier 2 - 4QU CoRE ¦ 1QU LoRE | Non-Red Flag Warning - Catastrophic Fires | vegetation contact | fell into (slight defect) | 1.0826e-05
HFTD - Distribution - Tier 2 - 4QU CoRE ¦ 1QU LoRE | Non-Red Flag Warning - Catastrophic Fires | vegetation contact | grow into | 9.3705e-07
HFTD - Distribution - Tier 2 - 4QU CoRE ¦ 1QU LoRE | Non-Red Flag Warning - Catastrophic Fires | vegetation contact | other/unknown | 4.4434e-05
HFTD - Distribution - Tier 2 - 4QU CoRE ¦ 1QU LoRE | Non-Red Flag Warning - Catastrophic Fires | wire-to-wire contact | wire-to-wire contact / contamination | 0.0001888
HFTD - Distribution - Tier 2 - 4QU CoRE ¦ 1QU LoRE | Non-Red Flag Warning - Destructive Fires | contact from object | animal contact | 0.00013687
HFTD - Distribution - Tier 2 - 4QU CoRE ¦ 1QU LoRE | Non-Red Flag Warning - Destructive Fires | contact from object | balloon contact | 3.5077e-06
HFTD - Distribution - Tier 2 - 4QU CoRE ¦ 1QU LoRE | Non-Red Flag Warning - Destructive Fires | contact from object | other contact from object | 5.4584e-05
HFTD - Distribution - Tier 2 - 4QU CoRE ¦ 1QU LoRE | Non-Red Flag Warning - Destructive Fires | contact from object | vehicle contact | 0.00012173
HFTD - Distribution - Tier 2 - 4QU CoRE ¦ 1QU LoRE | Non-Red Flag Warning - Destructive Fires | contamination | contamination | 4.9248e-06
HFTD - Distribution - Tier 2 - 4QU CoRE ¦ 1QU LoRE | Non-Red Flag Warning - Destructive Fires | equipment / facility failure | anchor / guy damage or failure | 1.7839e-07
HFTD - Distribution - Tier 2 - 4QU CoRE ¦ 1QU LoRE | Non-Red Flag Warning - Destructive Fires | equipment / facility failure | capacitor bank damage or failure | 1.775e-06
HFTD - Distribution - Tier 2 - 4QU CoRE ¦ 1QU LoRE | Non-Red Flag Warning - Destructive Fires | equipment / facility failure | conductor damage or failure | 1.6037e-05
HFTD - Distribution - Tier 2 - 4QU CoRE ¦ 1QU LoRE | Non-Red Flag Warning - Destructive Fires | equipment / facility failure | connection device damage or failure | 9.9793e-06
HFTD - Distribution - Tier 2 - 4QU CoRE ¦ 1QU LoRE | Non-Red Flag Warning - Destructive Fires | equipment / facility failure | crossarm damage or failure | 2.9986e-06
HFTD - Distribution - Tier 2 - 4QU CoRE ¦ 1QU LoRE | Non-Red Flag Warning - Destructive Fires | equipment / facility failure | fuse damage or failure | 1.7003e-06
HFTD - Distribution - Tier 2 - 4QU CoRE ¦ 1QU LoRE | Non-Red Flag Warning - Destructive Fires | equipment / facility failure | insulator and brushing damage or failure | 1.325e-06
HFTD - Distribution - Tier 2 - 4QU CoRE ¦ 1QU LoRE | Non-Red Flag Warning - Destructive Fires | equipment / facility failure | lightning arrestor damage or failure | 2.5995e-07
HFTD - Distribution - Tier 2 - 4QU CoRE ¦ 1QU LoRE | Non-Red Flag Warning - Destructive Fires | equipment / facility failure | other equipment / facility failure | 1.2376e-05
HFTD - Distribution - Tier 2 - 4QU CoRE ¦ 1QU LoRE | Non-Red Flag Warning - Destructive Fires | equipment / facility failure | pole damage or failure | 3.7122e-06
HFTD - Distribution - Tier 2 - 4QU CoRE ¦ 1QU LoRE | Non-Red Flag Warning - Destructive Fires | equipment / facility failure | recloser damage or failure | 0
HFTD - Distribution - Tier 2 - 4QU CoRE ¦ 1QU LoRE | Non-Red Flag Warning - Destructive Fires | equipment / facility failure | sectionalizer damage or failure | 0
HFTD - Distribution - Tier 2 - 4QU CoRE ¦ 1QU LoRE | Non-Red Flag Warning - Destructive Fires | equipment / facility failure | switch damage or failure | 0
HFTD - Distribution - Tier 2 - 4QU CoRE ¦ 1QU LoRE | Non-Red Flag Warning - Destructive Fires | equipment / facility failure | transformer damage or failure | 5.9187e-06
HFTD - Distribution - Tier 2 - 4QU CoRE ¦ 1QU LoRE | Non-Red Flag Warning - Destructive Fires | equipment / facility failure | voltage regulator / booster damage or failure | 6.2224e-07
HFTD - Distribution - Tier 2 - 4QU CoRE ¦ 1QU LoRE | Non-Red Flag Warning - Destructive Fires | other | all other | 2.9897e-05
HFTD - Distribution - Tier 2 - 4QU CoRE ¦ 1QU LoRE | Non-Red Flag Warning - Destructive Fires | unknown | unknown | 0.00010908
HFTD - Distribution - Tier 2 - 4QU CoRE ¦ 1QU LoRE | Non-Red Flag Warning - Destructive Fires | utility work / operation | utility work / operation | 1.6396e-05
HFTD - Distribution - Tier 2 - 4QU CoRE ¦ 1QU LoRE | Non-Red Flag Warning - Destructive Fires | vandalism / theft | vandalism / theft | 2.709e-06
HFTD - Distribution - Tier 2 - 4QU CoRE ¦ 1QU LoRE | Non-Red Flag Warning - Destructive Fires | vegetation contact | branch (not overhanging, 4-12ft) | 2.7667e-06
HFTD - Distribution - Tier 2 - 4QU CoRE ¦ 1QU LoRE | Non-Red Flag Warning - Destructive Fires | vegetation contact | branch (not overhanging, > 12ft) | 6.136e-06
HFTD - Distribution - Tier 2 - 4QU CoRE ¦ 1QU LoRE | Non-Red Flag Warning - Destructive Fires | vegetation contact | branch (not overhanging, distance unknown) | 2.0946e-05
HFTD - Distribution - Tier 2 - 4QU CoRE ¦ 1QU LoRE | Non-Red Flag Warning - Destructive Fires | vegetation contact | branch (not overhanging, within 4ft) | 1.2568e-06
HFTD - Distribution - Tier 2 - 4QU CoRE ¦ 1QU LoRE | Non-Red Flag Warning - Destructive Fires | vegetation contact | branch (overhanging) | 5.5927e-05
HFTD - Distribution - Tier 2 - 4QU CoRE ¦ 1QU LoRE | Non-Red Flag Warning - Destructive Fires | vegetation contact | dead | 2.2285e-05
HFTD - Distribution - Tier 2 - 4QU CoRE ¦ 1QU LoRE | Non-Red Flag Warning - Destructive Fires | vegetation contact | fell into (moderate-severe defect) | 2.5489e-05
HFTD - Distribution - Tier 2 - 4QU CoRE ¦ 1QU LoRE | Non-Red Flag Warning - Destructive Fires | vegetation contact | fell into (no defect) | 0.00015014
HFTD - Distribution - Tier 2 - 4QU CoRE ¦ 1QU LoRE | Non-Red Flag Warning - Destructive Fires | vegetation contact | fell into (slight defect) | 3.151e-05
HFTD - Distribution - Tier 2 - 4QU CoRE ¦ 1QU LoRE | Non-Red Flag Warning - Destructive Fires | vegetation contact | grow into | 2.7274e-06
HFTD - Distribution - Tier 2 - 4QU CoRE ¦ 1QU LoRE | Non-Red Flag Warning - Destructive Fires | vegetation contact | other/unknown | 0.00012933
HFTD - Distribution - Tier 2 - 4QU CoRE ¦ 1QU LoRE | Non-Red Flag Warning - Destructive Fires | wire-to-wire contact | wire-to-wire contact / contamination | 0.00017412
HFTD - Distribution - Tier 2 - 4QU CoRE ¦ 1QU LoRE | Non-Red Flag Warning - Large Fires | contact from object | animal contact | 0.0023008
HFTD - Distribution - Tier 2 - 4QU CoRE ¦ 1QU LoRE | Non-Red Flag Warning - Large Fires | contact from object | balloon contact | 5.8087e-05
HFTD - Distribution - Tier 2 - 4QU CoRE ¦ 1QU LoRE | Non-Red Flag Warning - Large Fires | contact from object | other contact from object | 0.00088537
HFTD - Distribution - Tier 2 - 4QU CoRE ¦ 1QU LoRE | Non-Red Flag Warning - Large Fires | contact from object | vehicle contact | 0.0022825
HFTD - Distribution - Tier 2 - 4QU CoRE ¦ 1QU LoRE | Non-Red Flag Warning - Large Fires | contamination | contamination | 9.4151e-05
HFTD - Distribution - Tier 2 - 4QU CoRE ¦ 1QU LoRE | Non-Red Flag Warning - Large Fires | equipment / facility failure | anchor / guy damage or failure | 5.3151e-06
HFTD - Distribution - Tier 2 - 4QU CoRE ¦ 1QU LoRE | Non-Red Flag Warning - Large Fires | equipment / facility failure | capacitor bank damage or failure | 4.1424e-05
HFTD - Distribution - Tier 2 - 4QU CoRE ¦ 1QU LoRE | Non-Red Flag Warning - Large Fires | equipment / facility failure | conductor damage or failure | 0.00049964
HFTD - Distribution - Tier 2 - 4QU CoRE ¦ 1QU LoRE | Non-Red Flag Warning - Large Fires | equipment / facility failure | connection device damage or failure | 0.00030313
HFTD - Distribution - Tier 2 - 4QU CoRE ¦ 1QU LoRE | Non-Red Flag Warning - Large Fires | equipment / facility failure | crossarm damage or failure | 7.6836e-05
HFTD - Distribution - Tier 2 - 4QU CoRE ¦ 1QU LoRE | Non-Red Flag Warning - Large Fires | equipment / facility failure | fuse damage or failure | 4.8475e-05
HFTD - Distribution - Tier 2 - 4QU CoRE ¦ 1QU LoRE | Non-Red Flag Warning - Large Fires | equipment / facility failure | insulator and brushing damage or failure | 3.1708e-05
HFTD - Distribution - Tier 2 - 4QU CoRE ¦ 1QU LoRE | Non-Red Flag Warning - Large Fires | equipment / facility failure | lightning arrestor damage or failure | 5.0997e-06
HFTD - Distribution - Tier 2 - 4QU CoRE ¦ 1QU LoRE | Non-Red Flag Warning - Large Fires | equipment / facility failure | other equipment / facility failure | 0.00029874
HFTD - Distribution - Tier 2 - 4QU CoRE ¦ 1QU LoRE | Non-Red Flag Warning - Large Fires | equipment / facility failure | pole damage or failure | 7.9931e-05
HFTD - Distribution - Tier 2 - 4QU CoRE ¦ 1QU LoRE | Non-Red Flag Warning - Large Fires | equipment / facility failure | recloser damage or failure | 0
HFTD - Distribution - Tier 2 - 4QU CoRE ¦ 1QU LoRE | Non-Red Flag Warning - Large Fires | equipment / facility failure | sectionalizer damage or failure | 0
HFTD - Distribution - Tier 2 - 4QU CoRE ¦ 1QU LoRE | Non-Red Flag Warning - Large Fires | equipment / facility failure | switch damage or failure | 0
HFTD - Distribution - Tier 2 - 4QU CoRE ¦ 1QU LoRE | Non-Red Flag Warning - Large Fires | equipment / facility failure | transformer damage or failure | 0.00014009
HFTD - Distribution - Tier 2 - 4QU CoRE ¦ 1QU LoRE | Non-Red Flag Warning - Large Fires | equipment / facility failure | voltage regulator / booster damage or failure | 2.2297e-05
HFTD - Distribution - Tier 2 - 4QU CoRE ¦ 1QU LoRE | Non-Red Flag Warning - Large Fires | other | all other | 0.0005304
HFTD - Distribution - Tier 2 - 4QU CoRE ¦ 1QU LoRE | Non-Red Flag Warning - Large Fires | unknown | unknown | 0.0016852
HFTD - Distribution - Tier 2 - 4QU CoRE ¦ 1QU LoRE | Non-Red Flag Warning - Large Fires | utility work / operation | utility work / operation | 0.00025468
HFTD - Distribution - Tier 2 - 4QU CoRE ¦ 1QU LoRE | Non-Red Flag Warning - Large Fires | vandalism / theft | vandalism / theft | 8.2459e-05
HFTD - Distribution - Tier 2 - 4QU CoRE ¦ 1QU LoRE | Non-Red Flag Warning - Large Fires | vegetation contact | branch (not overhanging, 4-12ft) | 6.191e-05
HFTD - Distribution - Tier 2 - 4QU CoRE ¦ 1QU LoRE | Non-Red Flag Warning - Large Fires | vegetation contact | branch (not overhanging, > 12ft) | 0.00013675
HFTD - Distribution - Tier 2 - 4QU CoRE ¦ 1QU LoRE | Non-Red Flag Warning - Large Fires | vegetation contact | branch (not overhanging, distance unknown) | 0.00046683
HFTD - Distribution - Tier 2 - 4QU CoRE ¦ 1QU LoRE | Non-Red Flag Warning - Large Fires | vegetation contact | branch (not overhanging, within 4ft) | 2.8214e-05
HFTD - Distribution - Tier 2 - 4QU CoRE ¦ 1QU LoRE | Non-Red Flag Warning - Large Fires | vegetation contact | branch (overhanging) | 0.0012555
HFTD - Distribution - Tier 2 - 4QU CoRE ¦ 1QU LoRE | Non-Red Flag Warning - Large Fires | vegetation contact | dead | 0.00049667
HFTD - Distribution - Tier 2 - 4QU CoRE ¦ 1QU LoRE | Non-Red Flag Warning - Large Fires | vegetation contact | fell into (moderate-severe defect) | 0.00056807
HFTD - Distribution - Tier 2 - 4QU CoRE ¦ 1QU LoRE | Non-Red Flag Warning - Large Fires | vegetation contact | fell into (no defect) | 0.0033461
HFTD - Distribution - Tier 2 - 4QU CoRE ¦ 1QU LoRE | Non-Red Flag Warning - Large Fires | vegetation contact | fell into (slight defect) | 0.00070227
HFTD - Distribution - Tier 2 - 4QU CoRE ¦ 1QU LoRE | Non-Red Flag Warning - Large Fires | vegetation contact | grow into | 6.0786e-05
HFTD - Distribution - Tier 2 - 4QU CoRE ¦ 1QU LoRE | Non-Red Flag Warning - Large Fires | vegetation contact | other/unknown | 0.0028824
HFTD - Distribution - Tier 2 - 4QU CoRE ¦ 1QU LoRE | Non-Red Flag Warning - Large Fires | wire-to-wire contact | wire-to-wire contact / contamination | 0.0027556
HFTD - Distribution - Tier 2 - 4QU CoRE ¦ 1QU LoRE | Non-Red Flag Warning - Small Fires | contact from object | animal contact | 0.41796
HFTD - Distribution - Tier 2 - 4QU CoRE ¦ 1QU LoRE | Non-Red Flag Warning - Small Fires | contact from object | balloon contact | 0.014671
HFTD - Distribution - Tier 2 - 4QU CoRE ¦ 1QU LoRE | Non-Red Flag Warning - Small Fires | contact from object | other contact from object | 0.21163
HFTD - Distribution - Tier 2 - 4QU CoRE ¦ 1QU LoRE | Non-Red Flag Warning - Small Fires | contact from object | vehicle contact | 0.4932
HFTD - Distribution - Tier 2 - 4QU CoRE ¦ 1QU LoRE | Non-Red Flag Warning - Small Fires | contamination | contamination | 0.021001
HFTD - Distribution - Tier 2 - 4QU CoRE ¦ 1QU LoRE | Non-Red Flag Warning - Small Fires | equipment / facility failure | anchor / guy damage or failure | 0.0041692
HFTD - Distribution - Tier 2 - 4QU CoRE ¦ 1QU LoRE | Non-Red Flag Warning - Small Fires | equipment / facility failure | capacitor bank damage or failure | 0.030345
HFTD - Distribution - Tier 2 - 4QU CoRE ¦ 1QU LoRE | Non-Red Flag Warning - Small Fires | equipment / facility failure | conductor damage or failure | 0.35202
HFTD - Distribution - Tier 2 - 4QU CoRE ¦ 1QU LoRE | Non-Red Flag Warning - Small Fires | equipment / facility failure | connection device damage or failure | 0.19757
HFTD - Distribution - Tier 2 - 4QU CoRE ¦ 1QU LoRE | Non-Red Flag Warning - Small Fires | equipment / facility failure | crossarm damage or failure | 0.053708
HFTD - Distribution - Tier 2 - 4QU CoRE ¦ 1QU LoRE | Non-Red Flag Warning - Small Fires | equipment / facility failure | fuse damage or failure | 0.035959
HFTD - Distribution - Tier 2 - 4QU CoRE ¦ 1QU LoRE | Non-Red Flag Warning - Small Fires | equipment / facility failure | insulator and brushing damage or failure | 0.025829
HFTD - Distribution - Tier 2 - 4QU CoRE ¦ 1QU LoRE | Non-Red Flag Warning - Small Fires | equipment / facility failure | lightning arrestor damage or failure | 0.0040251
HFTD - Distribution - Tier 2 - 4QU CoRE ¦ 1QU LoRE | Non-Red Flag Warning - Small Fires | equipment / facility failure | other equipment / facility failure | 0.21504
HFTD - Distribution - Tier 2 - 4QU CoRE ¦ 1QU LoRE | Non-Red Flag Warning - Small Fires | equipment / facility failure | pole damage or failure | 0.057711
HFTD - Distribution - Tier 2 - 4QU CoRE ¦ 1QU LoRE | Non-Red Flag Warning - Small Fires | equipment / facility failure | recloser damage or failure | 0
HFTD - Distribution - Tier 2 - 4QU CoRE ¦ 1QU LoRE | Non-Red Flag Warning - Small Fires | equipment / facility failure | sectionalizer damage or failure | 0
HFTD - Distribution - Tier 2 - 4QU CoRE ¦ 1QU LoRE | Non-Red Flag Warning - Small Fires | equipment / facility failure | switch damage or failure | 0
HFTD - Distribution - Tier 2 - 4QU CoRE ¦ 1QU LoRE | Non-Red Flag Warning - Small Fires | equipment / facility failure | transformer damage or failure | 0.10049
HFTD - Distribution - Tier 2 - 4QU CoRE ¦ 1QU LoRE | Non-Red Flag Warning - Small Fires | equipment / facility failure | voltage regulator / booster damage or failure | 0.016628
HFTD - Distribution - Tier 2 - 4QU CoRE ¦ 1QU LoRE | Non-Red Flag Warning - Small Fires | other | all other | 0.11461
HFTD - Distribution - Tier 2 - 4QU CoRE ¦ 1QU LoRE | Non-Red Flag Warning - Small Fires | unknown | unknown | 0.37135
HFTD - Distribution - Tier 2 - 4QU CoRE ¦ 1QU LoRE | Non-Red Flag Warning - Small Fires | utility work / operation | utility work / operation | 0.060665
HFTD - Distribution - Tier 2 - 4QU CoRE ¦ 1QU LoRE | Non-Red Flag Warning - Small Fires | vandalism / theft | vandalism / theft | 0.020981
HFTD - Distribution - Tier 2 - 4QU CoRE ¦ 1QU LoRE | Non-Red Flag Warning - Small Fires | vegetation contact | branch (not overhanging, 4-12ft) | 0.024658
HFTD - Distribution - Tier 2 - 4QU CoRE ¦ 1QU LoRE | Non-Red Flag Warning - Small Fires | vegetation contact | branch (not overhanging, > 12ft) | 0.054424
HFTD - Distribution - Tier 2 - 4QU CoRE ¦ 1QU LoRE | Non-Red Flag Warning - Small Fires | vegetation contact | branch (not overhanging, distance unknown) | 0.18578
HFTD - Distribution - Tier 2 - 4QU CoRE ¦ 1QU LoRE | Non-Red Flag Warning - Small Fires | vegetation contact | branch (not overhanging, within 4ft) | 0.011245
HFTD - Distribution - Tier 2 - 4QU CoRE ¦ 1QU LoRE | Non-Red Flag Warning - Small Fires | vegetation contact | branch (overhanging) | 0.5004
HFTD - Distribution - Tier 2 - 4QU CoRE ¦ 1QU LoRE | Non-Red Flag Warning - Small Fires | vegetation contact | dead | 0.19766
HFTD - Distribution - Tier 2 - 4QU CoRE ¦ 1QU LoRE | Non-Red Flag Warning - Small Fires | vegetation contact | fell into (moderate-severe defect) | 0.22607
HFTD - Distribution - Tier 2 - 4QU CoRE ¦ 1QU LoRE | Non-Red Flag Warning - Small Fires | vegetation contact | fell into (no defect) | 1.3316
HFTD - Distribution - Tier 2 - 4QU CoRE ¦ 1QU LoRE | Non-Red Flag Warning - Small Fires | vegetation contact | fell into (slight defect) | 0.27948
HFTD - Distribution - Tier 2 - 4QU CoRE ¦ 1QU LoRE | Non-Red Flag Warning - Small Fires | vegetation contact | grow into | 0.024191
HFTD - Distribution - Tier 2 - 4QU CoRE ¦ 1QU LoRE | Non-Red Flag Warning - Small Fires | vegetation contact | other/unknown | 1.1471
HFTD - Distribution - Tier 2 - 4QU CoRE ¦ 1QU LoRE | Non-Red Flag Warning - Small Fires | wire-to-wire contact | wire-to-wire contact / contamination | 0.59572
HFTD - Distribution - Tier 2 - 4QU CoRE ¦ 1QU LoRE | Seismic - Red Flag Warning - Catastrophic Fires | cc - seismic scenario | seismic scenario | 2.0072e-05
HFTD - Distribution - Tier 2 - 4QU CoRE ¦ 1QU LoRE | Red Flag Warning - Catastrophic Fires | contact from object | animal contact | 0
HFTD - Distribution - Tier 2 - 4QU CoRE ¦ 1QU LoRE | Red Flag Warning - Catastrophic Fires | contact from object | balloon contact | 0
HFTD - Distribution - Tier 2 - 4QU CoRE ¦ 1QU LoRE | Red Flag Warning - Catastrophic Fires | contact from object | other contact from object | 0
HFTD - Distribution - Tier 2 - 4QU CoRE ¦ 1QU LoRE | Red Flag Warning - Catastrophic Fires | contact from object | vehicle contact | 0
HFTD - Distribution - Tier 2 - 4QU CoRE ¦ 1QU LoRE | Red Flag Warning - Catastrophic Fires | contamination | contamination | 0
HFTD - Distribution - Tier 2 - 4QU CoRE ¦ 1QU LoRE | Red Flag Warning - Catastrophic Fires | equipment / facility failure | anchor / guy damage or failure | 3.1383e-05
HFTD - Distribution - Tier 2 - 4QU CoRE ¦ 1QU LoRE | Red Flag Warning - Catastrophic Fires | equipment / facility failure | capacitor bank damage or failure | 4.613e-05
HFTD - Distribution - Tier 2 - 4QU CoRE ¦ 1QU LoRE | Red Flag Warning - Catastrophic Fires | equipment / facility failure | conductor damage or failure | 0.0015546
HFTD - Distribution - Tier 2 - 4QU CoRE ¦ 1QU LoRE | Red Flag Warning - Catastrophic Fires | equipment / facility failure | connection device damage or failure | 0.00063401
HFTD - Distribution - Tier 2 - 4QU CoRE ¦ 1QU LoRE | Red Flag Warning - Catastrophic Fires | equipment / facility failure | crossarm damage or failure | 0.00030002
HFTD - Distribution - Tier 2 - 4QU CoRE ¦ 1QU LoRE | Red Flag Warning - Catastrophic Fires | equipment / facility failure | fuse damage or failure | 0.00026503
HFTD - Distribution - Tier 2 - 4QU CoRE ¦ 1QU LoRE | Red Flag Warning - Catastrophic Fires | equipment / facility failure | insulator and brushing damage or failure | 0.00026577
HFTD - Distribution - Tier 2 - 4QU CoRE ¦ 1QU LoRE | Red Flag Warning - Catastrophic Fires | equipment / facility failure | lightning arrestor damage or failure | 3.2959e-05
HFTD - Distribution - Tier 2 - 4QU CoRE ¦ 1QU LoRE | Red Flag Warning - Catastrophic Fires | equipment / facility failure | other equipment / facility failure | 0.00041668
HFTD - Distribution - Tier 2 - 4QU CoRE ¦ 1QU LoRE | Red Flag Warning - Catastrophic Fires | equipment / facility failure | pole damage or failure | 0.00015701
HFTD - Distribution - Tier 2 - 4QU CoRE ¦ 1QU LoRE | Red Flag Warning - Catastrophic Fires | equipment / facility failure | recloser damage or failure | 0
HFTD - Distribution - Tier 2 - 4QU CoRE ¦ 1QU LoRE | Red Flag Warning - Catastrophic Fires | equipment / facility failure | sectionalizer damage or failure | 0
HFTD - Distribution - Tier 2 - 4QU CoRE ¦ 1QU LoRE | Red Flag Warning - Catastrophic Fires | equipment / facility failure | switch damage or failure | 0
HFTD - Distribution - Tier 2 - 4QU CoRE ¦ 1QU LoRE | Red Flag Warning - Catastrophic Fires | equipment / facility failure | transformer damage or failure | 0.00013717
HFTD - Distribution - Tier 2 - 4QU CoRE ¦ 1QU LoRE | Red Flag Warning - Catastrophic Fires | equipment / facility failure | voltage regulator / booster damage or failure | 5.6752e-06
HFTD - Distribution - Tier 2 - 4QU CoRE ¦ 1QU LoRE | Red Flag Warning - Catastrophic Fires | other | all other | 0
HFTD - Distribution - Tier 2 - 4QU CoRE ¦ 1QU LoRE | Red Flag Warning - Catastrophic Fires | unknown | unknown | 0
HFTD - Distribution - Tier 2 - 4QU CoRE ¦ 1QU LoRE | Red Flag Warning - Catastrophic Fires | utility work / operation | utility work / operation | 0
HFTD - Distribution - Tier 2 - 4QU CoRE ¦ 1QU LoRE | Red Flag Warning - Catastrophic Fires | vandalism / theft | vandalism / theft | 0
HFTD - Distribution - Tier 2 - 4QU CoRE ¦ 1QU LoRE | Red Flag Warning - Catastrophic Fires | vegetation contact | branch (not overhanging, 4-12ft) | 0.00015237
HFTD - Distribution - Tier 2 - 4QU CoRE ¦ 1QU LoRE | Red Flag Warning - Catastrophic Fires | vegetation contact | branch (not overhanging, > 12ft) | 0.00021859
HFTD - Distribution - Tier 2 - 4QU CoRE ¦ 1QU LoRE | Red Flag Warning - Catastrophic Fires | vegetation contact | branch (not overhanging, distance unknown) | 0.0010565
HFTD - Distribution - Tier 2 - 4QU CoRE ¦ 1QU LoRE | Red Flag Warning - Catastrophic Fires | vegetation contact | branch (not overhanging, within 4ft) | 3.9631e-05
HFTD - Distribution - Tier 2 - 4QU CoRE ¦ 1QU LoRE | Red Flag Warning - Catastrophic Fires | vegetation contact | branch (overhanging) | 0.0023383
HFTD - Distribution - Tier 2 - 4QU CoRE ¦ 1QU LoRE | Red Flag Warning - Catastrophic Fires | vegetation contact | dead | 0.00080148
HFTD - Distribution - Tier 2 - 4QU CoRE ¦ 1QU LoRE | Red Flag Warning - Catastrophic Fires | vegetation contact | fell into (moderate-severe defect) | 0.00065832
HFTD - Distribution - Tier 2 - 4QU CoRE ¦ 1QU LoRE | Red Flag Warning - Catastrophic Fires | vegetation contact | fell into (no defect) | 0.0026959
HFTD - Distribution - Tier 2 - 4QU CoRE ¦ 1QU LoRE | Red Flag Warning - Catastrophic Fires | vegetation contact | fell into (slight defect) | 0.00070957
HFTD - Distribution - Tier 2 - 4QU CoRE ¦ 1QU LoRE | Red Flag Warning - Catastrophic Fires | vegetation contact | grow into | 7.4691e-05
HFTD - Distribution - Tier 2 - 4QU CoRE ¦ 1QU LoRE | Red Flag Warning - Catastrophic Fires | vegetation contact | other/unknown | 0.0036431
HFTD - Distribution - Tier 2 - 4QU CoRE ¦ 1QU LoRE | Red Flag Warning - Catastrophic Fires | wire-to-wire contact | wire-to-wire contact / contamination | 0
HFTD - Distribution - Tier 2 - 4QU CoRE ¦ 1QU LoRE | Red Flag Warning - Destructive Fires | contact from object | animal contact | 0
HFTD - Distribution - Tier 2 - 4QU CoRE ¦ 1QU LoRE | Red Flag Warning - Destructive Fires | contact from object | balloon contact | 0
HFTD - Distribution - Tier 2 - 4QU CoRE ¦ 1QU LoRE | Red Flag Warning - Destructive Fires | contact from object | other contact from object | 0
HFTD - Distribution - Tier 2 - 4QU CoRE ¦ 1QU LoRE | Red Flag Warning - Destructive Fires | contact from object | vehicle contact | 0
HFTD - Distribution - Tier 2 - 4QU CoRE ¦ 1QU LoRE | Red Flag Warning - Destructive Fires | contamination | contamination | 0
HFTD - Distribution - Tier 2 - 4QU CoRE ¦ 1QU LoRE | Red Flag Warning - Destructive Fires | equipment / facility failure | anchor / guy damage or failure | 6.4708e-06
HFTD - Distribution - Tier 2 - 4QU CoRE ¦ 1QU LoRE | Red Flag Warning - Destructive Fires | equipment / facility failure | capacitor bank damage or failure | 1.0274e-05
HFTD - Distribution - Tier 2 - 4QU CoRE ¦ 1QU LoRE | Red Flag Warning - Destructive Fires | equipment / facility failure | conductor damage or failure | 0.00036774
HFTD - Distribution - Tier 2 - 4QU CoRE ¦ 1QU LoRE | Red Flag Warning - Destructive Fires | equipment / facility failure | connection device damage or failure | 0.00015994
HFTD - Distribution - Tier 2 - 4QU CoRE ¦ 1QU LoRE | Red Flag Warning - Destructive Fires | equipment / facility failure | crossarm damage or failure | 6.2128e-05
HFTD - Distribution - Tier 2 - 4QU CoRE ¦ 1QU LoRE | Red Flag Warning - Destructive Fires | equipment / facility failure | fuse damage or failure | 5.5147e-05
HFTD - Distribution - Tier 2 - 4QU CoRE ¦ 1QU LoRE | Red Flag Warning - Destructive Fires | equipment / facility failure | insulator and brushing damage or failure | 5.3208e-05
HFTD - Distribution - Tier 2 - 4QU CoRE ¦ 1QU LoRE | Red Flag Warning - Destructive Fires | equipment / facility failure | lightning arrestor damage or failure | 6.5995e-06
HFTD - Distribution - Tier 2 - 4QU CoRE ¦ 1QU LoRE | Red Flag Warning - Destructive Fires | equipment / facility failure | other equipment / facility failure | 8.8837e-05
HFTD - Distribution - Tier 2 - 4QU CoRE ¦ 1QU LoRE | Red Flag Warning - Destructive Fires | equipment / facility failure | pole damage or failure | 3.2934e-05
HFTD - Distribution - Tier 2 - 4QU CoRE ¦ 1QU LoRE | Red Flag Warning - Destructive Fires | equipment / facility failure | recloser damage or failure | 0
HFTD - Distribution - Tier 2 - 4QU CoRE ¦ 1QU LoRE | Red Flag Warning - Destructive Fires | equipment / facility failure | sectionalizer damage or failure | 0
HFTD - Distribution - Tier 2 - 4QU CoRE ¦ 1QU LoRE | Red Flag Warning - Destructive Fires | equipment / facility failure | switch damage or failure | 0
HFTD - Distribution - Tier 2 - 4QU CoRE ¦ 1QU LoRE | Red Flag Warning - Destructive Fires | equipment / facility failure | transformer damage or failure | 2.6943e-05
HFTD - Distribution - Tier 2 - 4QU CoRE ¦ 1QU LoRE | Red Flag Warning - Destructive Fires | equipment / facility failure | voltage regulator / booster damage or failure | 1.1462e-06
HFTD - Distribution - Tier 2 - 4QU CoRE ¦ 1QU LoRE | Red Flag Warning - Destructive Fires | other | all other | 0
HFTD - Distribution - Tier 2 - 4QU CoRE ¦ 1QU LoRE | Red Flag Warning - Destructive Fires | unknown | unknown | 0
HFTD - Distribution - Tier 2 - 4QU CoRE ¦ 1QU LoRE | Red Flag Warning - Destructive Fires | utility work / operation | utility work / operation | 0
HFTD - Distribution - Tier 2 - 4QU CoRE ¦ 1QU LoRE | Red Flag Warning - Destructive Fires | vandalism / theft | vandalism / theft | 0
HFTD - Distribution - Tier 2 - 4QU CoRE ¦ 1QU LoRE | Red Flag Warning - Destructive Fires | vegetation contact | branch (not overhanging, 4-12ft) | 2.2281e-05
HFTD - Distribution - Tier 2 - 4QU CoRE ¦ 1QU LoRE | Red Flag Warning - Destructive Fires | vegetation contact | branch (not overhanging, > 12ft) | 3.2019e-05
HFTD - Distribution - Tier 2 - 4QU CoRE ¦ 1QU LoRE | Red Flag Warning - Destructive Fires | vegetation contact | branch (not overhanging, distance unknown) | 0.00015476
HFTD - Distribution - Tier 2 - 4QU CoRE ¦ 1QU LoRE | Red Flag Warning - Destructive Fires | vegetation contact | branch (not overhanging, within 4ft) | 5.7873e-06
HFTD - Distribution - Tier 2 - 4QU CoRE ¦ 1QU LoRE | Red Flag Warning - Destructive Fires | vegetation contact | branch (overhanging) | 0.00034145
HFTD - Distribution - Tier 2 - 4QU CoRE ¦ 1QU LoRE | Red Flag Warning - Destructive Fires | vegetation contact | dead | 0.0001174
HFTD - Distribution - Tier 2 - 4QU CoRE ¦ 1QU LoRE | Red Flag Warning - Destructive Fires | vegetation contact | fell into (moderate-severe defect) | 9.6432e-05
HFTD - Distribution - Tier 2 - 4QU CoRE ¦ 1QU LoRE | Red Flag Warning - Destructive Fires | vegetation contact | fell into (no defect) | 0.0003949
HFTD - Distribution - Tier 2 - 4QU CoRE ¦ 1QU LoRE | Red Flag Warning - Destructive Fires | vegetation contact | fell into (slight defect) | 0.00010394
HFTD - Distribution - Tier 2 - 4QU CoRE ¦ 1QU LoRE | Red Flag Warning - Destructive Fires | vegetation contact | grow into | 1.0941e-05
HFTD - Distribution - Tier 2 - 4QU CoRE ¦ 1QU LoRE | Red Flag Warning - Destructive Fires | vegetation contact | other/unknown | 0.00053365
HFTD - Distribution - Tier 2 - 4QU CoRE ¦ 1QU LoRE | Red Flag Warning - Destructive Fires | wire-to-wire contact | wire-to-wire contact / contamination | 0
HFTD - Distribution - Tier 2 - 4QU CoRE ¦ 1QU LoRE | Red Flag Warning - Large Fires | contact from object | animal contact | 0
HFTD - Distribution - Tier 2 - 4QU CoRE ¦ 1QU LoRE | Red Flag Warning - Large Fires | contact from object | balloon contact | 0
HFTD - Distribution - Tier 2 - 4QU CoRE ¦ 1QU LoRE | Red Flag Warning - Large Fires | contact from object | other contact from object | 0
HFTD - Distribution - Tier 2 - 4QU CoRE ¦ 1QU LoRE | Red Flag Warning - Large Fires | contact from object | vehicle contact | 0
HFTD - Distribution - Tier 2 - 4QU CoRE ¦ 1QU LoRE | Red Flag Warning - Large Fires | contamination | contamination | 0
HFTD - Distribution - Tier 2 - 4QU CoRE ¦ 1QU LoRE | Red Flag Warning - Large Fires | equipment / facility failure | anchor / guy damage or failure | 0.00010556
HFTD - Distribution - Tier 2 - 4QU CoRE ¦ 1QU LoRE | Red Flag Warning - Large Fires | equipment / facility failure | capacitor bank damage or failure | 0.00013128
HFTD - Distribution - Tier 2 - 4QU CoRE ¦ 1QU LoRE | Red Flag Warning - Large Fires | equipment / facility failure | conductor damage or failure | 0.0062731
HFTD - Distribution - Tier 2 - 4QU CoRE ¦ 1QU LoRE | Red Flag Warning - Large Fires | equipment / facility failure | connection device damage or failure | 0.0026602
HFTD - Distribution - Tier 2 - 4QU CoRE ¦ 1QU LoRE | Red Flag Warning - Large Fires | equipment / facility failure | crossarm damage or failure | 0.00087166
HFTD - Distribution - Tier 2 - 4QU CoRE ¦ 1QU LoRE | Red Flag Warning - Large Fires | equipment / facility failure | fuse damage or failure | 0.00086084
HFTD - Distribution - Tier 2 - 4QU CoRE ¦ 1QU LoRE | Red Flag Warning - Large Fires | equipment / facility failure | insulator and brushing damage or failure | 0.00069719
HFTD - Distribution - Tier 2 - 4QU CoRE ¦ 1QU LoRE | Red Flag Warning - Large Fires | equipment / facility failure | lightning arrestor damage or failure | 7.0889e-05
HFTD - Distribution - Tier 2 - 4QU CoRE ¦ 1QU LoRE | Red Flag Warning - Large Fires | equipment / facility failure | other equipment / facility failure | 0.0011741
HFTD - Distribution - Tier 2 - 4QU CoRE ¦ 1QU LoRE | Red Flag Warning - Large Fires | equipment / facility failure | pole damage or failure | 0.00038828
HFTD - Distribution - Tier 2 - 4QU CoRE ¦ 1QU LoRE | Red Flag Warning - Large Fires | equipment / facility failure | recloser damage or failure | 0
HFTD - Distribution - Tier 2 - 4QU CoRE ¦ 1QU LoRE | Red Flag Warning - Large Fires | equipment / facility failure | sectionalizer damage or failure | 0
HFTD - Distribution - Tier 2 - 4QU CoRE ¦ 1QU LoRE | Red Flag Warning - Large Fires | equipment / facility failure | switch damage or failure | 0
HFTD - Distribution - Tier 2 - 4QU CoRE ¦ 1QU LoRE | Red Flag Warning - Large Fires | equipment / facility failure | transformer damage or failure | 0.00034915
HFTD - Distribution - Tier 2 - 4QU CoRE ¦ 1QU LoRE | Red Flag Warning - Large Fires | equipment / facility failure | voltage regulator / booster damage or failure | 2.2487e-05
HFTD - Distribution - Tier 2 - 4QU CoRE ¦ 1QU LoRE | Red Flag Warning - Large Fires | other | all other | 0
HFTD - Distribution - Tier 2 - 4QU CoRE ¦ 1QU LoRE | Red Flag Warning - Large Fires | unknown | unknown | 0
HFTD - Distribution - Tier 2 - 4QU CoRE ¦ 1QU LoRE | Red Flag Warning - Large Fires | utility work / operation | utility work / operation | 0
HFTD - Distribution - Tier 2 - 4QU CoRE ¦ 1QU LoRE | Red Flag Warning - Large Fires | vandalism / theft | vandalism / theft | 0
HFTD - Distribution - Tier 2 - 4QU CoRE ¦ 1QU LoRE | Red Flag Warning - Large Fires | vegetation contact | branch (not overhanging, 4-12ft) | 0.00027298
HFTD - Distribution - Tier 2 - 4QU CoRE ¦ 1QU LoRE | Red Flag Warning - Large Fires | vegetation contact | branch (not overhanging, > 12ft) | 0.00039072
HFTD - Distribution - Tier 2 - 4QU CoRE ¦ 1QU LoRE | Red Flag Warning - Large Fires | vegetation contact | branch (not overhanging, distance unknown) | 0.0018885
HFTD - Distribution - Tier 2 - 4QU CoRE ¦ 1QU LoRE | Red Flag Warning - Large Fires | vegetation contact | branch (not overhanging, within 4ft) | 7.1136e-05
HFTD - Distribution - Tier 2 - 4QU CoRE ¦ 1QU LoRE | Red Flag Warning - Large Fires | vegetation contact | branch (overhanging) | 0.004197
HFTD - Distribution - Tier 2 - 4QU CoRE ¦ 1QU LoRE | Red Flag Warning - Large Fires | vegetation contact | dead | 0.0014327
HFTD - Distribution - Tier 2 - 4QU CoRE ¦ 1QU LoRE | Red Flag Warning - Large Fires | vegetation contact | fell into (moderate-severe defect) | 0.0011768
HFTD - Distribution - Tier 2 - 4QU CoRE ¦ 1QU LoRE | Red Flag Warning - Large Fires | vegetation contact | fell into (no defect) | 0.0048189
HFTD - Distribution - Tier 2 - 4QU CoRE ¦ 1QU LoRE | Red Flag Warning - Large Fires | vegetation contact | fell into (slight defect) | 0.0012684
HFTD - Distribution - Tier 2 - 4QU CoRE ¦ 1QU LoRE | Red Flag Warning - Large Fires | vegetation contact | grow into | 0.00013351
HFTD - Distribution - Tier 2 - 4QU CoRE ¦ 1QU LoRE | Red Flag Warning - Large Fires | vegetation contact | other/unknown | 0.0065121
HFTD - Distribution - Tier 2 - 4QU CoRE ¦ 1QU LoRE | Red Flag Warning - Large Fires | wire-to-wire contact | wire-to-wire contact / contamination | 0
HFTD - Distribution - Tier 2 - 4QU CoRE ¦ 1QU LoRE | Red Flag Warning - Small Fires | contact from object | animal contact | 0.0079816
HFTD - Distribution - Tier 2 - 4QU CoRE ¦ 1QU LoRE | Red Flag Warning - Small Fires | contact from object | balloon contact | 0.0004894
HFTD - Distribution - Tier 2 - 4QU CoRE ¦ 1QU LoRE | Red Flag Warning - Small Fires | contact from object | other contact from object | 0.0072924
HFTD - Distribution - Tier 2 - 4QU CoRE ¦ 1QU LoRE | Red Flag Warning - Small Fires | contact from object | vehicle contact | 0.020119
HFTD - Distribution - Tier 2 - 4QU CoRE ¦ 1QU LoRE | Red Flag Warning - Small Fires | contamination | contamination | 0.00022837
HFTD - Distribution - Tier 2 - 4QU CoRE ¦ 1QU LoRE | Red Flag Warning - Small Fires | equipment / facility failure | anchor / guy damage or failure | 0.0012957
HFTD - Distribution - Tier 2 - 4QU CoRE ¦ 1QU LoRE | Red Flag Warning - Small Fires | equipment / facility failure | capacitor bank damage or failure | 0.0015047
HFTD - Distribution - Tier 2 - 4QU CoRE ¦ 1QU LoRE | Red Flag Warning - Small Fires | equipment / facility failure | conductor damage or failure | 0.069155
HFTD - Distribution - Tier 2 - 4QU CoRE ¦ 1QU LoRE | Red Flag Warning - Small Fires | equipment / facility failure | connection device damage or failure | 0.027129
HFTD - Distribution - Tier 2 - 4QU CoRE ¦ 1QU LoRE | Red Flag Warning - Small Fires | equipment / facility failure | crossarm damage or failure | 0.0095335
HFTD - Distribution - Tier 2 - 4QU CoRE ¦ 1QU LoRE | Red Flag Warning - Small Fires | equipment / facility failure | fuse damage or failure | 0.0099918
HFTD - Distribution - Tier 2 - 4QU CoRE ¦ 1QU LoRE | Red Flag Warning - Small Fires | equipment / facility failure | insulator and brushing damage or failure | 0.0088865
HFTD - Distribution - Tier 2 - 4QU CoRE ¦ 1QU LoRE | Red Flag Warning - Small Fires | equipment / facility failure | lightning arrestor damage or failure | 0.00087548
HFTD - Distribution - Tier 2 - 4QU CoRE ¦ 1QU LoRE | Red Flag Warning - Small Fires | equipment / facility failure | other equipment / facility failure | 0.013224
HFTD - Distribution - Tier 2 - 4QU CoRE ¦ 1QU LoRE | Red Flag Warning - Small Fires | equipment / facility failure | pole damage or failure | 0.0043865
HFTD - Distribution - Tier 2 - 4QU CoRE ¦ 1QU LoRE | Red Flag Warning - Small Fires | equipment / facility failure | recloser damage or failure | 0
HFTD - Distribution - Tier 2 - 4QU CoRE ¦ 1QU LoRE | Red Flag Warning - Small Fires | equipment / facility failure | sectionalizer damage or failure | 0
HFTD - Distribution - Tier 2 - 4QU CoRE ¦ 1QU LoRE | Red Flag Warning - Small Fires | equipment / facility failure | switch damage or failure | 0
HFTD - Distribution - Tier 2 - 4QU CoRE ¦ 1QU LoRE | Red Flag Warning - Small Fires | equipment / facility failure | transformer damage or failure | 0.003919
HFTD - Distribution - Tier 2 - 4QU CoRE ¦ 1QU LoRE | Red Flag Warning - Small Fires | equipment / facility failure | voltage regulator / booster damage or failure | 0.00026241
HFTD - Distribution - Tier 2 - 4QU CoRE ¦ 1QU LoRE | Red Flag Warning - Small Fires | other | all other | 0.0034186
HFTD - Distribution - Tier 2 - 4QU CoRE ¦ 1QU LoRE | Red Flag Warning - Small Fires | unknown | unknown | 0.015764
HFTD - Distribution - Tier 2 - 4QU CoRE ¦ 1QU LoRE | Red Flag Warning - Small Fires | utility work / operation | utility work / operation | 0.0016249
HFTD - Distribution - Tier 2 - 4QU CoRE ¦ 1QU LoRE | Red Flag Warning - Small Fires | vandalism / theft | vandalism / theft | 0.0003524
HFTD - Distribution - Tier 2 - 4QU CoRE ¦ 1QU LoRE | Red Flag Warning - Small Fires | vegetation contact | branch (not overhanging, 4-12ft) | 0.0098047
HFTD - Distribution - Tier 2 - 4QU CoRE ¦ 1QU LoRE | Red Flag Warning - Small Fires | vegetation contact | branch (not overhanging, > 12ft) | 0.014022
HFTD - Distribution - Tier 2 - 4QU CoRE ¦ 1QU LoRE | Red Flag Warning - Small Fires | vegetation contact | branch (not overhanging, distance unknown) | 0.067774
HFTD - Distribution - Tier 2 - 4QU CoRE ¦ 1QU LoRE | Red Flag Warning - Small Fires | vegetation contact | branch (not overhanging, within 4ft) | 0.0025567
HFTD - Distribution - Tier 2 - 4QU CoRE ¦ 1QU LoRE | Red Flag Warning - Small Fires | vegetation contact | branch (overhanging) | 0.15085
HFTD - Distribution - Tier 2 - 4QU CoRE ¦ 1QU LoRE | Red Flag Warning - Small Fires | vegetation contact | dead | 0.051415
HFTD - Distribution - Tier 2 - 4QU CoRE ¦ 1QU LoRE | Red Flag Warning - Small Fires | vegetation contact | fell into (moderate-severe defect) | 0.042231
HFTD - Distribution - Tier 2 - 4QU CoRE ¦ 1QU LoRE | Red Flag Warning - Small Fires | vegetation contact | fell into (no defect) | 0.17294
HFTD - Distribution - Tier 2 - 4QU CoRE ¦ 1QU LoRE | Red Flag Warning - Small Fires | vegetation contact | fell into (slight defect) | 0.045518
HFTD - Distribution - Tier 2 - 4QU CoRE ¦ 1QU LoRE | Red Flag Warning - Small Fires | vegetation contact | grow into | 0.0047914
HFTD - Distribution - Tier 2 - 4QU CoRE ¦ 1QU LoRE | Red Flag Warning - Small Fires | vegetation contact | other/unknown | 0.2337
HFTD - Distribution - Tier 2 - 4QU CoRE ¦ 1QU LoRE | Red Flag Warning - Small Fires | wire-to-wire contact | wire-to-wire contact / contamination | 0.019873
HFTD - Distribution - Tier 2 - 4QU CoRE ¦ 2QU LoRE | Seismic - Non-Red Flag Warning - Catastrophic Fires | cc - seismic scenario | seismic scenario | 1.2364e-07
HFTD - Distribution - Tier 2 - 4QU CoRE ¦ 2QU LoRE | Non-Red Flag Warning - Catastrophic Fires | contact from object | animal contact | 9.6495e-05
HFTD - Distribution - Tier 2 - 4QU CoRE ¦ 2QU LoRE | Non-Red Flag Warning - Catastrophic Fires | contact from object | balloon contact | 2.7941e-06
HFTD - Distribution - Tier 2 - 4QU CoRE ¦ 2QU LoRE | Non-Red Flag Warning - Catastrophic Fires | contact from object | other contact from object | 3.335e-05
HFTD - Distribution - Tier 2 - 4QU CoRE ¦ 2QU LoRE | Non-Red Flag Warning - Catastrophic Fires | contact from object | vehicle contact | 0.00010276
HFTD - Distribution - Tier 2 - 4QU CoRE ¦ 2QU LoRE | Non-Red Flag Warning - Catastrophic Fires | contamination | contamination | 4.7372e-06
HFTD - Distribution - Tier 2 - 4QU CoRE ¦ 2QU LoRE | Non-Red Flag Warning - Catastrophic Fires | equipment / facility failure | anchor / guy damage or failure | 7.0526e-08
HFTD - Distribution - Tier 2 - 4QU CoRE ¦ 2QU LoRE | Non-Red Flag Warning - Catastrophic Fires | equipment / facility failure | capacitor bank damage or failure | 7.6605e-08
HFTD - Distribution - Tier 2 - 4QU CoRE ¦ 2QU LoRE | Non-Red Flag Warning - Catastrophic Fires | equipment / facility failure | conductor damage or failure | 1.5407e-06
HFTD - Distribution - Tier 2 - 4QU CoRE ¦ 2QU LoRE | Non-Red Flag Warning - Catastrophic Fires | equipment / facility failure | connection device damage or failure | 7.3221e-07
HFTD - Distribution - Tier 2 - 4QU CoRE ¦ 2QU LoRE | Non-Red Flag Warning - Catastrophic Fires | equipment / facility failure | crossarm damage or failure | 6.4432e-07
HFTD - Distribution - Tier 2 - 4QU CoRE ¦ 2QU LoRE | Non-Red Flag Warning - Catastrophic Fires | equipment / facility failure | fuse damage or failure | 3.8302e-07
HFTD - Distribution - Tier 2 - 4QU CoRE ¦ 2QU LoRE | Non-Red Flag Warning - Catastrophic Fires | equipment / facility failure | insulator and brushing damage or failure | 2.7054e-07
HFTD - Distribution - Tier 2 - 4QU CoRE ¦ 2QU LoRE | Non-Red Flag Warning - Catastrophic Fires | equipment / facility failure | lightning arrestor damage or failure | 6.3032e-08
HFTD - Distribution - Tier 2 - 4QU CoRE ¦ 2QU LoRE | Non-Red Flag Warning - Catastrophic Fires | equipment / facility failure | other equipment / facility failure | 2.1506e-06
HFTD - Distribution - Tier 2 - 4QU CoRE ¦ 2QU LoRE | Non-Red Flag Warning - Catastrophic Fires | equipment / facility failure | pole damage or failure | 8.6824e-07
HFTD - Distribution - Tier 2 - 4QU CoRE ¦ 2QU LoRE | Non-Red Flag Warning - Catastrophic Fires | equipment / facility failure | recloser damage or failure | 0
HFTD - Distribution - Tier 2 - 4QU CoRE ¦ 2QU LoRE | Non-Red Flag Warning - Catastrophic Fires | equipment / facility failure | sectionalizer damage or failure | 0
HFTD - Distribution - Tier 2 - 4QU CoRE ¦ 2QU LoRE | Non-Red Flag Warning - Catastrophic Fires | equipment / facility failure | switch damage or failure | 0
HFTD - Distribution - Tier 2 - 4QU CoRE ¦ 2QU LoRE | Non-Red Flag Warning - Catastrophic Fires | equipment / facility failure | transformer damage or failure | 1.4596e-06
HFTD - Distribution - Tier 2 - 4QU CoRE ¦ 2QU LoRE | Non-Red Flag Warning - Catastrophic Fires | equipment / facility failure | voltage regulator / booster damage or failure | 2.772e-07
HFTD - Distribution - Tier 2 - 4QU CoRE ¦ 2QU LoRE | Non-Red Flag Warning - Catastrophic Fires | other | all other | 2.4159e-05
HFTD - Distribution - Tier 2 - 4QU CoRE ¦ 2QU LoRE | Non-Red Flag Warning - Catastrophic Fires | unknown | unknown | 5.2056e-05
HFTD - Distribution - Tier 2 - 4QU CoRE ¦ 2QU LoRE | Non-Red Flag Warning - Catastrophic Fires | utility work / operation | utility work / operation | 7.6456e-06
HFTD - Distribution - Tier 2 - 4QU CoRE ¦ 2QU LoRE | Non-Red Flag Warning - Catastrophic Fires | vandalism / theft | vandalism / theft | 6.9259e-06
HFTD - Distribution - Tier 2 - 4QU CoRE ¦ 2QU LoRE | Non-Red Flag Warning - Catastrophic Fires | vegetation contact | branch (not overhanging, 4-12ft) | 4.0412e-07
HFTD - Distribution - Tier 2 - 4QU CoRE ¦ 2QU LoRE | Non-Red Flag Warning - Catastrophic Fires | vegetation contact | branch (not overhanging, > 12ft) | 9.4254e-07
HFTD - Distribution - Tier 2 - 4QU CoRE ¦ 2QU LoRE | Non-Red Flag Warning - Catastrophic Fires | vegetation contact | branch (not overhanging, distance unknown) | 3.2175e-06
HFTD - Distribution - Tier 2 - 4QU CoRE ¦ 2QU LoRE | Non-Red Flag Warning - Catastrophic Fires | vegetation contact | branch (not overhanging, within 4ft) | 1.7585e-07
HFTD - Distribution - Tier 2 - 4QU CoRE ¦ 2QU LoRE | Non-Red Flag Warning - Catastrophic Fires | vegetation contact | branch (overhanging) | 7.8254e-06
HFTD - Distribution - Tier 2 - 4QU CoRE ¦ 2QU LoRE | Non-Red Flag Warning - Catastrophic Fires | vegetation contact | dead | 3.4232e-06
HFTD - Distribution - Tier 2 - 4QU CoRE ¦ 2QU LoRE | Non-Red Flag Warning - Catastrophic Fires | vegetation contact | fell into (moderate-severe defect) | 3.9153e-06
HFTD - Distribution - Tier 2 - 4QU CoRE ¦ 2QU LoRE | Non-Red Flag Warning - Catastrophic Fires | vegetation contact | fell into (no defect) | 2.3062e-05
HFTD - Distribution - Tier 2 - 4QU CoRE ¦ 2QU LoRE | Non-Red Flag Warning - Catastrophic Fires | vegetation contact | fell into (slight defect) | 4.8402e-06
HFTD - Distribution - Tier 2 - 4QU CoRE ¦ 2QU LoRE | Non-Red Flag Warning - Catastrophic Fires | vegetation contact | grow into | 4.1895e-07
HFTD - Distribution - Tier 2 - 4QU CoRE ¦ 2QU LoRE | Non-Red Flag Warning - Catastrophic Fires | vegetation contact | other/unknown | 1.9866e-05
HFTD - Distribution - Tier 2 - 4QU CoRE ¦ 2QU LoRE | Non-Red Flag Warning - Catastrophic Fires | wire-to-wire contact | wire-to-wire contact / contamination | 7.7328e-05
HFTD - Distribution - Tier 2 - 4QU CoRE ¦ 2QU LoRE | Non-Red Flag Warning - Destructive Fires | contact from object | animal contact | 6.4631e-05
HFTD - Distribution - Tier 2 - 4QU CoRE ¦ 2QU LoRE | Non-Red Flag Warning - Destructive Fires | contact from object | balloon contact | 1.7319e-06
HFTD - Distribution - Tier 2 - 4QU CoRE ¦ 2QU LoRE | Non-Red Flag Warning - Destructive Fires | contact from object | other contact from object | 2.3885e-05
HFTD - Distribution - Tier 2 - 4QU CoRE ¦ 2QU LoRE | Non-Red Flag Warning - Destructive Fires | contact from object | vehicle contact | 6.8876e-05
HFTD - Distribution - Tier 2 - 4QU CoRE ¦ 2QU LoRE | Non-Red Flag Warning - Destructive Fires | contamination | contamination | 3.3031e-06
HFTD - Distribution - Tier 2 - 4QU CoRE ¦ 2QU LoRE | Non-Red Flag Warning - Destructive Fires | equipment / facility failure | anchor / guy damage or failure | 3.2029e-07
HFTD - Distribution - Tier 2 - 4QU CoRE ¦ 2QU LoRE | Non-Red Flag Warning - Destructive Fires | equipment / facility failure | capacitor bank damage or failure | 2.8696e-07
HFTD - Distribution - Tier 2 - 4QU CoRE ¦ 2QU LoRE | Non-Red Flag Warning - Destructive Fires | equipment / facility failure | conductor damage or failure | 6.2853e-06
HFTD - Distribution - Tier 2 - 4QU CoRE ¦ 2QU LoRE | Non-Red Flag Warning - Destructive Fires | equipment / facility failure | connection device damage or failure | 3.2211e-06
HFTD - Distribution - Tier 2 - 4QU CoRE ¦ 2QU LoRE | Non-Red Flag Warning - Destructive Fires | equipment / facility failure | crossarm damage or failure | 2.4887e-06
HFTD - Distribution - Tier 2 - 4QU CoRE ¦ 2QU LoRE | Non-Red Flag Warning - Destructive Fires | equipment / facility failure | fuse damage or failure | 1.4745e-06
HFTD - Distribution - Tier 2 - 4QU CoRE ¦ 2QU LoRE | Non-Red Flag Warning - Destructive Fires | equipment / facility failure | insulator and brushing damage or failure | 1.0192e-06
HFTD - Distribution - Tier 2 - 4QU CoRE ¦ 2QU LoRE | Non-Red Flag Warning - Destructive Fires | equipment / facility failure | lightning arrestor damage or failure | 2.3036e-07
HFTD - Distribution - Tier 2 - 4QU CoRE ¦ 2QU LoRE | Non-Red Flag Warning - Destructive Fires | equipment / facility failure | other equipment / facility failure | 8.1951e-06
HFTD - Distribution - Tier 2 - 4QU CoRE ¦ 2QU LoRE | Non-Red Flag Warning - Destructive Fires | equipment / facility failure | pole damage or failure | 3.2803e-06
HFTD - Distribution - Tier 2 - 4QU CoRE ¦ 2QU LoRE | Non-Red Flag Warning - Destructive Fires | equipment / facility failure | recloser damage or failure | 0
HFTD - Distribution - Tier 2 - 4QU CoRE ¦ 2QU LoRE | Non-Red Flag Warning - Destructive Fires | equipment / facility failure | sectionalizer damage or failure | 0
HFTD - Distribution - Tier 2 - 4QU CoRE ¦ 2QU LoRE | Non-Red Flag Warning - Destructive Fires | equipment / facility failure | switch damage or failure | 0
HFTD - Distribution - Tier 2 - 4QU CoRE ¦ 2QU LoRE | Non-Red Flag Warning - Destructive Fires | equipment / facility failure | transformer damage or failure | 5.4617e-06
HFTD - Distribution - Tier 2 - 4QU CoRE ¦ 2QU LoRE | Non-Red Flag Warning - Destructive Fires | equipment / facility failure | voltage regulator / booster damage or failure | 1.0206e-06
HFTD - Distribution - Tier 2 - 4QU CoRE ¦ 2QU LoRE | Non-Red Flag Warning - Destructive Fires | other | all other | 1.7602e-05
HFTD - Distribution - Tier 2 - 4QU CoRE ¦ 2QU LoRE | Non-Red Flag Warning - Destructive Fires | unknown | unknown | 3.7552e-05
HFTD - Distribution - Tier 2 - 4QU CoRE ¦ 2QU LoRE | Non-Red Flag Warning - Destructive Fires | utility work / operation | utility work / operation | 5.425e-06
HFTD - Distribution - Tier 2 - 4QU CoRE ¦ 2QU LoRE | Non-Red Flag Warning - Destructive Fires | vandalism / theft | vandalism / theft | 4.4361e-06
HFTD - Distribution - Tier 2 - 4QU CoRE ¦ 2QU LoRE | Non-Red Flag Warning - Destructive Fires | vegetation contact | branch (not overhanging, 4-12ft) | 1.1066e-06
HFTD - Distribution - Tier 2 - 4QU CoRE ¦ 2QU LoRE | Non-Red Flag Warning - Destructive Fires | vegetation contact | branch (not overhanging, > 12ft) | 2.5691e-06
HFTD - Distribution - Tier 2 - 4QU CoRE ¦ 2QU LoRE | Non-Red Flag Warning - Destructive Fires | vegetation contact | branch (not overhanging, distance unknown) | 8.7698e-06
HFTD - Distribution - Tier 2 - 4QU CoRE ¦ 2QU LoRE | Non-Red Flag Warning - Destructive Fires | vegetation contact | branch (not overhanging, within 4ft) | 4.8351e-07
HFTD - Distribution - Tier 2 - 4QU CoRE ¦ 2QU LoRE | Non-Red Flag Warning - Destructive Fires | vegetation contact | branch (overhanging) | 2.1516e-05
HFTD - Distribution - Tier 2 - 4QU CoRE ¦ 2QU LoRE | Non-Red Flag Warning - Destructive Fires | vegetation contact | dead | 9.3303e-06
HFTD - Distribution - Tier 2 - 4QU CoRE ¦ 2QU LoRE | Non-Red Flag Warning - Destructive Fires | vegetation contact | fell into (moderate-severe defect) | 1.0672e-05
HFTD - Distribution - Tier 2 - 4QU CoRE ¦ 2QU LoRE | Non-Red Flag Warning - Destructive Fires | vegetation contact | fell into (no defect) | 6.286e-05
HFTD - Distribution - Tier 2 - 4QU CoRE ¦ 2QU LoRE | Non-Red Flag Warning - Destructive Fires | vegetation contact | fell into (slight defect) | 1.3193e-05
HFTD - Distribution - Tier 2 - 4QU CoRE ¦ 2QU LoRE | Non-Red Flag Warning - Destructive Fires | vegetation contact | grow into | 1.1419e-06
HFTD - Distribution - Tier 2 - 4QU CoRE ¦ 2QU LoRE | Non-Red Flag Warning - Destructive Fires | vegetation contact | other/unknown | 5.4149e-05
HFTD - Distribution - Tier 2 - 4QU CoRE ¦ 2QU LoRE | Non-Red Flag Warning - Destructive Fires | wire-to-wire contact | wire-to-wire contact / contamination | 5.6947e-05
HFTD - Distribution - Tier 2 - 4QU CoRE ¦ 2QU LoRE | Non-Red Flag Warning - Large Fires | contact from object | animal contact | 0.0010433
HFTD - Distribution - Tier 2 - 4QU CoRE ¦ 2QU LoRE | Non-Red Flag Warning - Large Fires | contact from object | balloon contact | 2.6456e-05
HFTD - Distribution - Tier 2 - 4QU CoRE ¦ 2QU LoRE | Non-Red Flag Warning - Large Fires | contact from object | other contact from object | 0.00039269
HFTD - Distribution - Tier 2 - 4QU CoRE ¦ 2QU LoRE | Non-Red Flag Warning - Large Fires | contact from object | vehicle contact | 0.0012577
HFTD - Distribution - Tier 2 - 4QU CoRE ¦ 2QU LoRE | Non-Red Flag Warning - Large Fires | contamination | contamination | 5.8781e-05
HFTD - Distribution - Tier 2 - 4QU CoRE ¦ 2QU LoRE | Non-Red Flag Warning - Large Fires | equipment / facility failure | anchor / guy damage or failure | 8.1356e-06
HFTD - Distribution - Tier 2 - 4QU CoRE ¦ 2QU LoRE | Non-Red Flag Warning - Large Fires | equipment / facility failure | capacitor bank damage or failure | 1.0813e-05
HFTD - Distribution - Tier 2 - 4QU CoRE ¦ 2QU LoRE | Non-Red Flag Warning - Large Fires | equipment / facility failure | conductor damage or failure | 0.00014854
HFTD - Distribution - Tier 2 - 4QU CoRE ¦ 2QU LoRE | Non-Red Flag Warning - Large Fires | equipment / facility failure | connection device damage or failure | 5.7568e-05
HFTD - Distribution - Tier 2 - 4QU CoRE ¦ 2QU LoRE | Non-Red Flag Warning - Large Fires | equipment / facility failure | crossarm damage or failure | 6.5888e-05
HFTD - Distribution - Tier 2 - 4QU CoRE ¦ 2QU LoRE | Non-Red Flag Warning - Large Fires | equipment / facility failure | fuse damage or failure | 4.2795e-05
HFTD - Distribution - Tier 2 - 4QU CoRE ¦ 2QU LoRE | Non-Red Flag Warning - Large Fires | equipment / facility failure | insulator and brushing damage or failure | 2.394e-05
HFTD - Distribution - Tier 2 - 4QU CoRE ¦ 2QU LoRE | Non-Red Flag Warning - Large Fires | equipment / facility failure | lightning arrestor damage or failure | 5.9476e-06
HFTD - Distribution - Tier 2 - 4QU CoRE ¦ 2QU LoRE | Non-Red Flag Warning - Large Fires | equipment / facility failure | other equipment / facility failure | 0.00023239
HFTD - Distribution - Tier 2 - 4QU CoRE ¦ 2QU LoRE | Non-Red Flag Warning - Large Fires | equipment / facility failure | pole damage or failure | 7.8872e-05
HFTD - Distribution - Tier 2 - 4QU CoRE ¦ 2QU LoRE | Non-Red Flag Warning - Large Fires | equipment / facility failure | recloser damage or failure | 0
HFTD - Distribution - Tier 2 - 4QU CoRE ¦ 2QU LoRE | Non-Red Flag Warning - Large Fires | equipment / facility failure | sectionalizer damage or failure | 0
HFTD - Distribution - Tier 2 - 4QU CoRE ¦ 2QU LoRE | Non-Red Flag Warning - Large Fires | equipment / facility failure | switch damage or failure | 0
HFTD - Distribution - Tier 2 - 4QU CoRE ¦ 2QU LoRE | Non-Red Flag Warning - Large Fires | equipment / facility failure | transformer damage or failure | 0.00014841
HFTD - Distribution - Tier 2 - 4QU CoRE ¦ 2QU LoRE | Non-Red Flag Warning - Large Fires | equipment / facility failure | voltage regulator / booster damage or failure | 3.4704e-05
HFTD - Distribution - Tier 2 - 4QU CoRE ¦ 2QU LoRE | Non-Red Flag Warning - Large Fires | other | all other | 0.00031211
HFTD - Distribution - Tier 2 - 4QU CoRE ¦ 2QU LoRE | Non-Red Flag Warning - Large Fires | unknown | unknown | 0.00055263
HFTD - Distribution - Tier 2 - 4QU CoRE ¦ 2QU LoRE | Non-Red Flag Warning - Large Fires | utility work / operation | utility work / operation | 9.1685e-05
HFTD - Distribution - Tier 2 - 4QU CoRE ¦ 2QU LoRE | Non-Red Flag Warning - Large Fires | vandalism / theft | vandalism / theft | 6.8547e-05
HFTD - Distribution - Tier 2 - 4QU CoRE ¦ 2QU LoRE | Non-Red Flag Warning - Large Fires | vegetation contact | branch (not overhanging, 4-12ft) | 2.6194e-05
HFTD - Distribution - Tier 2 - 4QU CoRE ¦ 2QU LoRE | Non-Red Flag Warning - Large Fires | vegetation contact | branch (not overhanging, > 12ft) | 5.988e-05
HFTD - Distribution - Tier 2 - 4QU CoRE ¦ 2QU LoRE | Non-Red Flag Warning - Large Fires | vegetation contact | branch (not overhanging, distance unknown) | 0.00020441
HFTD - Distribution - Tier 2 - 4QU CoRE ¦ 2QU LoRE | Non-Red Flag Warning - Large Fires | vegetation contact | branch (not overhanging, within 4ft) | 1.1601e-05
HFTD - Distribution - Tier 2 - 4QU CoRE ¦ 2QU LoRE | Non-Red Flag Warning - Large Fires | vegetation contact | branch (overhanging) | 0.00051623
HFTD - Distribution - Tier 2 - 4QU CoRE ¦ 2QU LoRE | Non-Red Flag Warning - Large Fires | vegetation contact | dead | 0.00021747
HFTD - Distribution - Tier 2 - 4QU CoRE ¦ 2QU LoRE | Non-Red Flag Warning - Large Fires | vegetation contact | fell into (moderate-severe defect) | 0.00024874
HFTD - Distribution - Tier 2 - 4QU CoRE ¦ 2QU LoRE | Non-Red Flag Warning - Large Fires | vegetation contact | fell into (no defect) | 0.0014652
HFTD - Distribution - Tier 2 - 4QU CoRE ¦ 2QU LoRE | Non-Red Flag Warning - Large Fires | vegetation contact | fell into (slight defect) | 0.0003075
HFTD - Distribution - Tier 2 - 4QU CoRE ¦ 2QU LoRE | Non-Red Flag Warning - Large Fires | vegetation contact | grow into | 2.6616e-05
HFTD - Distribution - Tier 2 - 4QU CoRE ¦ 2QU LoRE | Non-Red Flag Warning - Large Fires | vegetation contact | other/unknown | 0.0012621
HFTD - Distribution - Tier 2 - 4QU CoRE ¦ 2QU LoRE | Non-Red Flag Warning - Large Fires | wire-to-wire contact | wire-to-wire contact / contamination | 0.00084371
HFTD - Distribution - Tier 2 - 4QU CoRE ¦ 2QU LoRE | Non-Red Flag Warning - Small Fires | contact from object | animal contact | 0.24276
HFTD - Distribution - Tier 2 - 4QU CoRE ¦ 2QU LoRE | Non-Red Flag Warning - Small Fires | contact from object | balloon contact | 0.0071132
HFTD - Distribution - Tier 2 - 4QU CoRE ¦ 2QU LoRE | Non-Red Flag Warning - Small Fires | contact from object | other contact from object | 0.095497
HFTD - Distribution - Tier 2 - 4QU CoRE ¦ 2QU LoRE | Non-Red Flag Warning - Small Fires | contact from object | vehicle contact | 0.30634
HFTD - Distribution - Tier 2 - 4QU CoRE ¦ 2QU LoRE | Non-Red Flag Warning - Small Fires | contamination | contamination | 0.013704
HFTD - Distribution - Tier 2 - 4QU CoRE ¦ 2QU LoRE | Non-Red Flag Warning - Small Fires | equipment / facility failure | anchor / guy damage or failure | 0.0068491
HFTD - Distribution - Tier 2 - 4QU CoRE ¦ 2QU LoRE | Non-Red Flag Warning - Small Fires | equipment / facility failure | capacitor bank damage or failure | 0.0094911
HFTD - Distribution - Tier 2 - 4QU CoRE ¦ 2QU LoRE | Non-Red Flag Warning - Small Fires | equipment / facility failure | conductor damage or failure | 0.10535
HFTD - Distribution - Tier 2 - 4QU CoRE ¦ 2QU LoRE | Non-Red Flag Warning - Small Fires | equipment / facility failure | connection device damage or failure | 0.040216
HFTD - Distribution - Tier 2 - 4QU CoRE ¦ 2QU LoRE | Non-Red Flag Warning - Small Fires | equipment / facility failure | crossarm damage or failure | 0.043677
HFTD - Distribution - Tier 2 - 4QU CoRE ¦ 2QU LoRE | Non-Red Flag Warning - Small Fires | equipment / facility failure | fuse damage or failure | 0.030759
HFTD - Distribution - Tier 2 - 4QU CoRE ¦ 2QU LoRE | Non-Red Flag Warning - Small Fires | equipment / facility failure | insulator and brushing damage or failure | 0.018629
HFTD - Distribution - Tier 2 - 4QU CoRE ¦ 2QU LoRE | Non-Red Flag Warning - Small Fires | equipment / facility failure | lightning arrestor damage or failure | 0.0040522
HFTD - Distribution - Tier 2 - 4QU CoRE ¦ 2QU LoRE | Non-Red Flag Warning - Small Fires | equipment / facility failure | other equipment / facility failure | 0.15465
HFTD - Distribution - Tier 2 - 4QU CoRE ¦ 2QU LoRE | Non-Red Flag Warning - Small Fires | equipment / facility failure | pole damage or failure | 0.055954
HFTD - Distribution - Tier 2 - 4QU CoRE ¦ 2QU LoRE | Non-Red Flag Warning - Small Fires | equipment / facility failure | recloser damage or failure | 0
HFTD - Distribution - Tier 2 - 4QU CoRE ¦ 2QU LoRE | Non-Red Flag Warning - Small Fires | equipment / facility failure | sectionalizer damage or failure | 0
HFTD - Distribution - Tier 2 - 4QU CoRE ¦ 2QU LoRE | Non-Red Flag Warning - Small Fires | equipment / facility failure | switch damage or failure | 0
HFTD - Distribution - Tier 2 - 4QU CoRE ¦ 2QU LoRE | Non-Red Flag Warning - Small Fires | equipment / facility failure | transformer damage or failure | 0.099392
HFTD - Distribution - Tier 2 - 4QU CoRE ¦ 2QU LoRE | Non-Red Flag Warning - Small Fires | equipment / facility failure | voltage regulator / booster damage or failure | 0.018993
HFTD - Distribution - Tier 2 - 4QU CoRE ¦ 2QU LoRE | Non-Red Flag Warning - Small Fires | other | all other | 0.060525
HFTD - Distribution - Tier 2 - 4QU CoRE ¦ 2QU LoRE | Non-Red Flag Warning - Small Fires | unknown | unknown | 0.12194
HFTD - Distribution - Tier 2 - 4QU CoRE ¦ 2QU LoRE | Non-Red Flag Warning - Small Fires | utility work / operation | utility work / operation | 0.021344
HFTD - Distribution - Tier 2 - 4QU CoRE ¦ 2QU LoRE | Non-Red Flag Warning - Small Fires | vandalism / theft | vandalism / theft | 0.015556
HFTD - Distribution - Tier 2 - 4QU CoRE ¦ 2QU LoRE | Non-Red Flag Warning - Small Fires | vegetation contact | branch (not overhanging, 4-12ft) | 0.0098894
HFTD - Distribution - Tier 2 - 4QU CoRE ¦ 2QU LoRE | Non-Red Flag Warning - Small Fires | vegetation contact | branch (not overhanging, > 12ft) | 0.022653
HFTD - Distribution - Tier 2 - 4QU CoRE ¦ 2QU LoRE | Non-Red Flag Warning - Small Fires | vegetation contact | branch (not overhanging, distance unknown) | 0.077331
HFTD - Distribution - Tier 2 - 4QU CoRE ¦ 2QU LoRE | Non-Red Flag Warning - Small Fires | vegetation contact | branch (not overhanging, within 4ft) | 0.0043721
HFTD - Distribution - Tier 2 - 4QU CoRE ¦ 2QU LoRE | Non-Red Flag Warning - Small Fires | vegetation contact | branch (overhanging) | 0.19456
HFTD - Distribution - Tier 2 - 4QU CoRE ¦ 2QU LoRE | Non-Red Flag Warning - Small Fires | vegetation contact | dead | 0.082273
HFTD - Distribution - Tier 2 - 4QU CoRE ¦ 2QU LoRE | Non-Red Flag Warning - Small Fires | vegetation contact | fell into (moderate-severe defect) | 0.094102
HFTD - Distribution - Tier 2 - 4QU CoRE ¦ 2QU LoRE | Non-Red Flag Warning - Small Fires | vegetation contact | fell into (no defect) | 0.55429
HFTD - Distribution - Tier 2 - 4QU CoRE ¦ 2QU LoRE | Non-Red Flag Warning - Small Fires | vegetation contact | fell into (slight defect) | 0.11633
HFTD - Distribution - Tier 2 - 4QU CoRE ¦ 2QU LoRE | Non-Red Flag Warning - Small Fires | vegetation contact | grow into | 0.010069
HFTD - Distribution - Tier 2 - 4QU CoRE ¦ 2QU LoRE | Non-Red Flag Warning - Small Fires | vegetation contact | other/unknown | 0.47747
HFTD - Distribution - Tier 2 - 4QU CoRE ¦ 2QU LoRE | Non-Red Flag Warning - Small Fires | wire-to-wire contact | wire-to-wire contact / contamination | 0.19317
HFTD - Distribution - Tier 2 - 4QU CoRE ¦ 2QU LoRE | Seismic - Red Flag Warning - Catastrophic Fires | cc - seismic scenario | seismic scenario | 5.3325e-06
HFTD - Distribution - Tier 2 - 4QU CoRE ¦ 2QU LoRE | Red Flag Warning - Catastrophic Fires | contact from object | animal contact | 0
HFTD - Distribution - Tier 2 - 4QU CoRE ¦ 2QU LoRE | Red Flag Warning - Catastrophic Fires | contact from object | balloon contact | 0
HFTD - Distribution - Tier 2 - 4QU CoRE ¦ 2QU LoRE | Red Flag Warning - Catastrophic Fires | contact from object | other contact from object | 0
HFTD - Distribution - Tier 2 - 4QU CoRE ¦ 2QU LoRE | Red Flag Warning - Catastrophic Fires | contact from object | vehicle contact | 0
HFTD - Distribution - Tier 2 - 4QU CoRE ¦ 2QU LoRE | Red Flag Warning - Catastrophic Fires | contamination | contamination | 0
HFTD - Distribution - Tier 2 - 4QU CoRE ¦ 2QU LoRE | Red Flag Warning - Catastrophic Fires | equipment / facility failure | anchor / guy damage or failure | 5.0833e-05
HFTD - Distribution - Tier 2 - 4QU CoRE ¦ 2QU LoRE | Red Flag Warning - Catastrophic Fires | equipment / facility failure | capacitor bank damage or failure | 8.8104e-06
HFTD - Distribution - Tier 2 - 4QU CoRE ¦ 2QU LoRE | Red Flag Warning - Catastrophic Fires | equipment / facility failure | conductor damage or failure | 0.00070201
HFTD - Distribution - Tier 2 - 4QU CoRE ¦ 2QU LoRE | Red Flag Warning - Catastrophic Fires | equipment / facility failure | connection device damage or failure | 0.00023319
HFTD - Distribution - Tier 2 - 4QU CoRE ¦ 2QU LoRE | Red Flag Warning - Catastrophic Fires | equipment / facility failure | crossarm damage or failure | 0.00026526
HFTD - Distribution - Tier 2 - 4QU CoRE ¦ 2QU LoRE | Red Flag Warning - Catastrophic Fires | equipment / facility failure | fuse damage or failure | 0.00024684
HFTD - Distribution - Tier 2 - 4QU CoRE ¦ 2QU LoRE | Red Flag Warning - Catastrophic Fires | equipment / facility failure | insulator and brushing damage or failure | 0.00021587
HFTD - Distribution - Tier 2 - 4QU CoRE ¦ 2QU LoRE | Red Flag Warning - Catastrophic Fires | equipment / facility failure | lightning arrestor damage or failure | 3.1797e-05
HFTD - Distribution - Tier 2 - 4QU CoRE ¦ 2QU LoRE | Red Flag Warning - Catastrophic Fires | equipment / facility failure | other equipment / facility failure | 0.00030673
HFTD - Distribution - Tier 2 - 4QU CoRE ¦ 2QU LoRE | Red Flag Warning - Catastrophic Fires | equipment / facility failure | pole damage or failure | 0.00015306
HFTD - Distribution - Tier 2 - 4QU CoRE ¦ 2QU LoRE | Red Flag Warning - Catastrophic Fires | equipment / facility failure | recloser damage or failure | 0
HFTD - Distribution - Tier 2 - 4QU CoRE ¦ 2QU LoRE | Red Flag Warning - Catastrophic Fires | equipment / facility failure | sectionalizer damage or failure | 0
HFTD - Distribution - Tier 2 - 4QU CoRE ¦ 2QU LoRE | Red Flag Warning - Catastrophic Fires | equipment / facility failure | switch damage or failure | 0
HFTD - Distribution - Tier 2 - 4QU CoRE ¦ 2QU LoRE | Red Flag Warning - Catastrophic Fires | equipment / facility failure | transformer damage or failure | 0.00013203
HFTD - Distribution - Tier 2 - 4QU CoRE ¦ 2QU LoRE | Red Flag Warning - Catastrophic Fires | equipment / facility failure | voltage regulator / booster damage or failure | 1.0146e-05
HFTD - Distribution - Tier 2 - 4QU CoRE ¦ 2QU LoRE | Red Flag Warning - Catastrophic Fires | other | all other | 0
HFTD - Distribution - Tier 2 - 4QU CoRE ¦ 2QU LoRE | Red Flag Warning - Catastrophic Fires | unknown | unknown | 0
HFTD - Distribution - Tier 2 - 4QU CoRE ¦ 2QU LoRE | Red Flag Warning - Catastrophic Fires | utility work / operation | utility work / operation | 0
HFTD - Distribution - Tier 2 - 4QU CoRE ¦ 2QU LoRE | Red Flag Warning - Catastrophic Fires | vandalism / theft | vandalism / theft | 0
HFTD - Distribution - Tier 2 - 4QU CoRE ¦ 2QU LoRE | Red Flag Warning - Catastrophic Fires | vegetation contact | branch (not overhanging, 4-12ft) | 6.4665e-05
HFTD - Distribution - Tier 2 - 4QU CoRE ¦ 2QU LoRE | Red Flag Warning - Catastrophic Fires | vegetation contact | branch (not overhanging, > 12ft) | 9.7729e-05
HFTD - Distribution - Tier 2 - 4QU CoRE ¦ 2QU LoRE | Red Flag Warning - Catastrophic Fires | vegetation contact | branch (not overhanging, distance unknown) | 0.00047236
HFTD - Distribution - Tier 2 - 4QU CoRE ¦ 2QU LoRE | Red Flag Warning - Catastrophic Fires | vegetation contact | branch (not overhanging, within 4ft) | 1.609e-05
HFTD - Distribution - Tier 2 - 4QU CoRE ¦ 2QU LoRE | Red Flag Warning - Catastrophic Fires | vegetation contact | branch (overhanging) | 0.00094933
HFTD - Distribution - Tier 2 - 4QU CoRE ¦ 2QU LoRE | Red Flag Warning - Catastrophic Fires | vegetation contact | dead | 0.00035834
HFTD - Distribution - Tier 2 - 4QU CoRE ¦ 2QU LoRE | Red Flag Warning - Catastrophic Fires | vegetation contact | fell into (moderate-severe defect) | 0.00029433
HFTD - Distribution - Tier 2 - 4QU CoRE ¦ 2QU LoRE | Red Flag Warning - Catastrophic Fires | vegetation contact | fell into (no defect) | 0.0012053
HFTD - Distribution - Tier 2 - 4QU CoRE ¦ 2QU LoRE | Red Flag Warning - Catastrophic Fires | vegetation contact | fell into (slight defect) | 0.00031725
HFTD - Distribution - Tier 2 - 4QU CoRE ¦ 2QU LoRE | Red Flag Warning - Catastrophic Fires | vegetation contact | grow into | 3.3394e-05
HFTD - Distribution - Tier 2 - 4QU CoRE ¦ 2QU LoRE | Red Flag Warning - Catastrophic Fires | vegetation contact | other/unknown | 0.0016288
HFTD - Distribution - Tier 2 - 4QU CoRE ¦ 2QU LoRE | Red Flag Warning - Catastrophic Fires | wire-to-wire contact | wire-to-wire contact / contamination | 0
HFTD - Distribution - Tier 2 - 4QU CoRE ¦ 2QU LoRE | Red Flag Warning - Destructive Fires | contact from object | animal contact | 0
HFTD - Distribution - Tier 2 - 4QU CoRE ¦ 2QU LoRE | Red Flag Warning - Destructive Fires | contact from object | balloon contact | 0
HFTD - Distribution - Tier 2 - 4QU CoRE ¦ 2QU LoRE | Red Flag Warning - Destructive Fires | contact from object | other contact from object | 0
HFTD - Distribution - Tier 2 - 4QU CoRE ¦ 2QU LoRE | Red Flag Warning - Destructive Fires | contact from object | vehicle contact | 0
HFTD - Distribution - Tier 2 - 4QU CoRE ¦ 2QU LoRE | Red Flag Warning - Destructive Fires | contamination | contamination | 0
HFTD - Distribution - Tier 2 - 4QU CoRE ¦ 2QU LoRE | Red Flag Warning - Destructive Fires | equipment / facility failure | anchor / guy damage or failure | 1.1618e-05
HFTD - Distribution - Tier 2 - 4QU CoRE ¦ 2QU LoRE | Red Flag Warning - Destructive Fires | equipment / facility failure | capacitor bank damage or failure | 1.661e-06
HFTD - Distribution - Tier 2 - 4QU CoRE ¦ 2QU LoRE | Red Flag Warning - Destructive Fires | equipment / facility failure | conductor damage or failure | 0.00014413
HFTD - Distribution - Tier 2 - 4QU CoRE ¦ 2QU LoRE | Red Flag Warning - Destructive Fires | equipment / facility failure | connection device damage or failure | 5.1627e-05
HFTD - Distribution - Tier 2 - 4QU CoRE ¦ 2QU LoRE | Red Flag Warning - Destructive Fires | equipment / facility failure | crossarm damage or failure | 5.1565e-05
HFTD - Distribution - Tier 2 - 4QU CoRE ¦ 2QU LoRE | Red Flag Warning - Destructive Fires | equipment / facility failure | fuse damage or failure | 4.7824e-05
HFTD - Distribution - Tier 2 - 4QU CoRE ¦ 2QU LoRE | Red Flag Warning - Destructive Fires | equipment / facility failure | insulator and brushing damage or failure | 4.093e-05
HFTD - Distribution - Tier 2 - 4QU CoRE ¦ 2QU LoRE | Red Flag Warning - Destructive Fires | equipment / facility failure | lightning arrestor damage or failure | 5.8483e-06
HFTD - Distribution - Tier 2 - 4QU CoRE ¦ 2QU LoRE | Red Flag Warning - Destructive Fires | equipment / facility failure | other equipment / facility failure | 5.8823e-05
HFTD - Distribution - Tier 2 - 4QU CoRE ¦ 2QU LoRE | Red Flag Warning - Destructive Fires | equipment / facility failure | pole damage or failure | 2.9103e-05
HFTD - Distribution - Tier 2 - 4QU CoRE ¦ 2QU LoRE | Red Flag Warning - Destructive Fires | equipment / facility failure | recloser damage or failure | 0
HFTD - Distribution - Tier 2 - 4QU CoRE ¦ 2QU LoRE | Red Flag Warning - Destructive Fires | equipment / facility failure | sectionalizer damage or failure | 0
HFTD - Distribution - Tier 2 - 4QU CoRE ¦ 2QU LoRE | Red Flag Warning - Destructive Fires | equipment / facility failure | switch damage or failure | 0
HFTD - Distribution - Tier 2 - 4QU CoRE ¦ 2QU LoRE | Red Flag Warning - Destructive Fires | equipment / facility failure | transformer damage or failure | 2.4862e-05
HFTD - Distribution - Tier 2 - 4QU CoRE ¦ 2QU LoRE | Red Flag Warning - Destructive Fires | equipment / facility failure | voltage regulator / booster damage or failure | 1.88e-06
HFTD - Distribution - Tier 2 - 4QU CoRE ¦ 2QU LoRE | Red Flag Warning - Destructive Fires | other | all other | 0
HFTD - Distribution - Tier 2 - 4QU CoRE ¦ 2QU LoRE | Red Flag Warning - Destructive Fires | unknown | unknown | 0
HFTD - Distribution - Tier 2 - 4QU CoRE ¦ 2QU LoRE | Red Flag Warning - Destructive Fires | utility work / operation | utility work / operation | 0
HFTD - Distribution - Tier 2 - 4QU CoRE ¦ 2QU LoRE | Red Flag Warning - Destructive Fires | vandalism / theft | vandalism / theft | 0
HFTD - Distribution - Tier 2 - 4QU CoRE ¦ 2QU LoRE | Red Flag Warning - Destructive Fires | vegetation contact | branch (not overhanging, 4-12ft) | 8.9114e-06
HFTD - Distribution - Tier 2 - 4QU CoRE ¦ 2QU LoRE | Red Flag Warning - Destructive Fires | vegetation contact | branch (not overhanging, > 12ft) | 1.3406e-05
HFTD - Distribution - Tier 2 - 4QU CoRE ¦ 2QU LoRE | Red Flag Warning - Destructive Fires | vegetation contact | branch (not overhanging, distance unknown) | 6.4795e-05
HFTD - Distribution - Tier 2 - 4QU CoRE ¦ 2QU LoRE | Red Flag Warning - Destructive Fires | vegetation contact | branch (not overhanging, within 4ft) | 2.2265e-06
HFTD - Distribution - Tier 2 - 4QU CoRE ¦ 2QU LoRE | Red Flag Warning - Destructive Fires | vegetation contact | branch (overhanging) | 0.00013136
HFTD - Distribution - Tier 2 - 4QU CoRE ¦ 2QU LoRE | Red Flag Warning - Destructive Fires | vegetation contact | dead | 4.9155e-05
HFTD - Distribution - Tier 2 - 4QU CoRE ¦ 2QU LoRE | Red Flag Warning - Destructive Fires | vegetation contact | fell into (moderate-severe defect) | 4.0375e-05
HFTD - Distribution - Tier 2 - 4QU CoRE ¦ 2QU LoRE | Red Flag Warning - Destructive Fires | vegetation contact | fell into (no defect) | 0.00016534
HFTD - Distribution - Tier 2 - 4QU CoRE ¦ 2QU LoRE | Red Flag Warning - Destructive Fires | vegetation contact | fell into (slight defect) | 4.3518e-05
HFTD - Distribution - Tier 2 - 4QU CoRE ¦ 2QU LoRE | Red Flag Warning - Destructive Fires | vegetation contact | grow into | 4.5808e-06
HFTD - Distribution - Tier 2 - 4QU CoRE ¦ 2QU LoRE | Red Flag Warning - Destructive Fires | vegetation contact | other/unknown | 0.00022343
HFTD - Distribution - Tier 2 - 4QU CoRE ¦ 2QU LoRE | Red Flag Warning - Destructive Fires | wire-to-wire contact | wire-to-wire contact / contamination | 0
HFTD - Distribution - Tier 2 - 4QU CoRE ¦ 2QU LoRE | Red Flag Warning - Large Fires | contact from object | animal contact | 0
HFTD - Distribution - Tier 2 - 4QU CoRE ¦ 2QU LoRE | Red Flag Warning - Large Fires | contact from object | balloon contact | 0
HFTD - Distribution - Tier 2 - 4QU CoRE ¦ 2QU LoRE | Red Flag Warning - Large Fires | contact from object | other contact from object | 0
HFTD - Distribution - Tier 2 - 4QU CoRE ¦ 2QU LoRE | Red Flag Warning - Large Fires | contact from object | vehicle contact | 0
HFTD - Distribution - Tier 2 - 4QU CoRE ¦ 2QU LoRE | Red Flag Warning - Large Fires | contamination | contamination | 0
HFTD - Distribution - Tier 2 - 4QU CoRE ¦ 2QU LoRE | Red Flag Warning - Large Fires | equipment / facility failure | anchor / guy damage or failure | 0.00016158
HFTD - Distribution - Tier 2 - 4QU CoRE ¦ 2QU LoRE | Red Flag Warning - Large Fires | equipment / facility failure | capacitor bank damage or failure | 3.4268e-05
HFTD - Distribution - Tier 2 - 4QU CoRE ¦ 2QU LoRE | Red Flag Warning - Large Fires | equipment / facility failure | conductor damage or failure | 0.001865
HFTD - Distribution - Tier 2 - 4QU CoRE ¦ 2QU LoRE | Red Flag Warning - Large Fires | equipment / facility failure | connection device damage or failure | 0.0005052
HFTD - Distribution - Tier 2 - 4QU CoRE ¦ 2QU LoRE | Red Flag Warning - Large Fires | equipment / facility failure | crossarm damage or failure | 0.00074746
HFTD - Distribution - Tier 2 - 4QU CoRE ¦ 2QU LoRE | Red Flag Warning - Large Fires | equipment / facility failure | fuse damage or failure | 0.00075996
HFTD - Distribution - Tier 2 - 4QU CoRE ¦ 2QU LoRE | Red Flag Warning - Large Fires | equipment / facility failure | insulator and brushing damage or failure | 0.0005264
HFTD - Distribution - Tier 2 - 4QU CoRE ¦ 2QU LoRE | Red Flag Warning - Large Fires | equipment / facility failure | lightning arrestor damage or failure | 8.2675e-05
HFTD - Distribution - Tier 2 - 4QU CoRE ¦ 2QU LoRE | Red Flag Warning - Large Fires | equipment / facility failure | other equipment / facility failure | 0.00091333
HFTD - Distribution - Tier 2 - 4QU CoRE ¦ 2QU LoRE | Red Flag Warning - Large Fires | equipment / facility failure | pole damage or failure | 0.00038314
HFTD - Distribution - Tier 2 - 4QU CoRE ¦ 2QU LoRE | Red Flag Warning - Large Fires | equipment / facility failure | recloser damage or failure | 0
HFTD - Distribution - Tier 2 - 4QU CoRE ¦ 2QU LoRE | Red Flag Warning - Large Fires | equipment / facility failure | sectionalizer damage or failure | 0
HFTD - Distribution - Tier 2 - 4QU CoRE ¦ 2QU LoRE | Red Flag Warning - Large Fires | equipment / facility failure | switch damage or failure | 0
HFTD - Distribution - Tier 2 - 4QU CoRE ¦ 2QU LoRE | Red Flag Warning - Large Fires | equipment / facility failure | transformer damage or failure | 0.00036989
HFTD - Distribution - Tier 2 - 4QU CoRE ¦ 2QU LoRE | Red Flag Warning - Large Fires | equipment / facility failure | voltage regulator / booster damage or failure | 3.5e-05
HFTD - Distribution - Tier 2 - 4QU CoRE ¦ 2QU LoRE | Red Flag Warning - Large Fires | other | all other | 0
HFTD - Distribution - Tier 2 - 4QU CoRE ¦ 2QU LoRE | Red Flag Warning - Large Fires | unknown | unknown | 0
HFTD - Distribution - Tier 2 - 4QU CoRE ¦ 2QU LoRE | Red Flag Warning - Large Fires | utility work / operation | utility work / operation | 0
HFTD - Distribution - Tier 2 - 4QU CoRE ¦ 2QU LoRE | Red Flag Warning - Large Fires | vandalism / theft | vandalism / theft | 0
HFTD - Distribution - Tier 2 - 4QU CoRE ¦ 2QU LoRE | Red Flag Warning - Large Fires | vegetation contact | branch (not overhanging, 4-12ft) | 0.0001155
HFTD - Distribution - Tier 2 - 4QU CoRE ¦ 2QU LoRE | Red Flag Warning - Large Fires | vegetation contact | branch (not overhanging, > 12ft) | 0.00017109
HFTD - Distribution - Tier 2 - 4QU CoRE ¦ 2QU LoRE | Red Flag Warning - Large Fires | vegetation contact | branch (not overhanging, distance unknown) | 0.00082691
HFTD - Distribution - Tier 2 - 4QU CoRE ¦ 2QU LoRE | Red Flag Warning - Large Fires | vegetation contact | branch (not overhanging, within 4ft) | 2.9249e-05
HFTD - Distribution - Tier 2 - 4QU CoRE ¦ 2QU LoRE | Red Flag Warning - Large Fires | vegetation contact | branch (overhanging) | 0.0017257
HFTD - Distribution - Tier 2 - 4QU CoRE ¦ 2QU LoRE | Red Flag Warning - Large Fires | vegetation contact | dead | 0.00062731
HFTD - Distribution - Tier 2 - 4QU CoRE ¦ 2QU LoRE | Red Flag Warning - Large Fires | vegetation contact | fell into (moderate-severe defect) | 0.00051526
HFTD - Distribution - Tier 2 - 4QU CoRE ¦ 2QU LoRE | Red Flag Warning - Large Fires | vegetation contact | fell into (no defect) | 0.0021101
HFTD - Distribution - Tier 2 - 4QU CoRE ¦ 2QU LoRE | Red Flag Warning - Large Fires | vegetation contact | fell into (slight defect) | 0.00055537
HFTD - Distribution - Tier 2 - 4QU CoRE ¦ 2QU LoRE | Red Flag Warning - Large Fires | vegetation contact | grow into | 5.846e-05
HFTD - Distribution - Tier 2 - 4QU CoRE ¦ 2QU LoRE | Red Flag Warning - Large Fires | vegetation contact | other/unknown | 0.0028514
HFTD - Distribution - Tier 2 - 4QU CoRE ¦ 2QU LoRE | Red Flag Warning - Large Fires | wire-to-wire contact | wire-to-wire contact / contamination | 0
HFTD - Distribution - Tier 2 - 4QU CoRE ¦ 2QU LoRE | Red Flag Warning - Small Fires | contact from object | animal contact | 0.0046359
HFTD - Distribution - Tier 2 - 4QU CoRE ¦ 2QU LoRE | Red Flag Warning - Small Fires | contact from object | balloon contact | 0.00023729
HFTD - Distribution - Tier 2 - 4QU CoRE ¦ 2QU LoRE | Red Flag Warning - Small Fires | contact from object | other contact from object | 0.0032906
HFTD - Distribution - Tier 2 - 4QU CoRE ¦ 2QU LoRE | Red Flag Warning - Small Fires | contact from object | vehicle contact | 0.012497
HFTD - Distribution - Tier 2 - 4QU CoRE ¦ 2QU LoRE | Red Flag Warning - Small Fires | contamination | contamination | 0.00014902
HFTD - Distribution - Tier 2 - 4QU CoRE ¦ 2QU LoRE | Red Flag Warning - Small Fires | equipment / facility failure | anchor / guy damage or failure | 0.0021285
HFTD - Distribution - Tier 2 - 4QU CoRE ¦ 2QU LoRE | Red Flag Warning - Small Fires | equipment / facility failure | capacitor bank damage or failure | 0.00047065
HFTD - Distribution - Tier 2 - 4QU CoRE ¦ 2QU LoRE | Red Flag Warning - Small Fires | equipment / facility failure | conductor damage or failure | 0.020697
HFTD - Distribution - Tier 2 - 4QU CoRE ¦ 2QU LoRE | Red Flag Warning - Small Fires | equipment / facility failure | connection device damage or failure | 0.0055222
HFTD - Distribution - Tier 2 - 4QU CoRE ¦ 2QU LoRE | Red Flag Warning - Small Fires | equipment / facility failure | crossarm damage or failure | 0.007753
HFTD - Distribution - Tier 2 - 4QU CoRE ¦ 2QU LoRE | Red Flag Warning - Small Fires | equipment / facility failure | fuse damage or failure | 0.0085468
HFTD - Distribution - Tier 2 - 4QU CoRE ¦ 2QU LoRE | Red Flag Warning - Small Fires | equipment / facility failure | insulator and brushing damage or failure | 0.0064094
HFTD - Distribution - Tier 2 - 4QU CoRE ¦ 2QU LoRE | Red Flag Warning - Small Fires | equipment / facility failure | lightning arrestor damage or failure | 0.00088137
HFTD - Distribution - Tier 2 - 4QU CoRE ¦ 2QU LoRE | Red Flag Warning - Small Fires | equipment / facility failure | other equipment / facility failure | 0.00951
HFTD - Distribution - Tier 2 - 4QU CoRE ¦ 2QU LoRE | Red Flag Warning - Small Fires | equipment / facility failure | pole damage or failure | 0.004253
HFTD - Distribution - Tier 2 - 4QU CoRE ¦ 2QU LoRE | Red Flag Warning - Small Fires | equipment / facility failure | recloser damage or failure | 0
HFTD - Distribution - Tier 2 - 4QU CoRE ¦ 2QU LoRE | Red Flag Warning - Small Fires | equipment / facility failure | sectionalizer damage or failure | 0
HFTD - Distribution - Tier 2 - 4QU CoRE ¦ 2QU LoRE | Red Flag Warning - Small Fires | equipment / facility failure | switch damage or failure | 0
HFTD - Distribution - Tier 2 - 4QU CoRE ¦ 2QU LoRE | Red Flag Warning - Small Fires | equipment / facility failure | transformer damage or failure | 0.0038762
HFTD - Distribution - Tier 2 - 4QU CoRE ¦ 2QU LoRE | Red Flag Warning - Small Fires | equipment / facility failure | voltage regulator / booster damage or failure | 0.00029973
HFTD - Distribution - Tier 2 - 4QU CoRE ¦ 2QU LoRE | Red Flag Warning - Small Fires | other | all other | 0.0018053
HFTD - Distribution - Tier 2 - 4QU CoRE ¦ 2QU LoRE | Red Flag Warning - Small Fires | unknown | unknown | 0.0051763
HFTD - Distribution - Tier 2 - 4QU CoRE ¦ 2QU LoRE | Red Flag Warning - Small Fires | utility work / operation | utility work / operation | 0.00057168
HFTD - Distribution - Tier 2 - 4QU CoRE ¦ 2QU LoRE | Red Flag Warning - Small Fires | vandalism / theft | vandalism / theft | 0.00026129
HFTD - Distribution - Tier 2 - 4QU CoRE ¦ 2QU LoRE | Red Flag Warning - Small Fires | vegetation contact | branch (not overhanging, 4-12ft) | 0.0039322
HFTD - Distribution - Tier 2 - 4QU CoRE ¦ 2QU LoRE | Red Flag Warning - Small Fires | vegetation contact | branch (not overhanging, > 12ft) | 0.0058367
HFTD - Distribution - Tier 2 - 4QU CoRE ¦ 2QU LoRE | Red Flag Warning - Small Fires | vegetation contact | branch (not overhanging, distance unknown) | 0.02821
HFTD - Distribution - Tier 2 - 4QU CoRE ¦ 2QU LoRE | Red Flag Warning - Small Fires | vegetation contact | branch (not overhanging, within 4ft) | 0.00099405
HFTD - Distribution - Tier 2 - 4QU CoRE ¦ 2QU LoRE | Red Flag Warning - Small Fires | vegetation contact | branch (overhanging) | 0.058649
HFTD - Distribution - Tier 2 - 4QU CoRE ¦ 2QU LoRE | Red Flag Warning - Small Fires | vegetation contact | dead | 0.021401
HFTD - Distribution - Tier 2 - 4QU CoRE ¦ 2QU LoRE | Red Flag Warning - Small Fires | vegetation contact | fell into (moderate-severe defect) | 0.017578
HFTD - Distribution - Tier 2 - 4QU CoRE ¦ 2QU LoRE | Red Flag Warning - Small Fires | vegetation contact | fell into (no defect) | 0.071985
HFTD - Distribution - Tier 2 - 4QU CoRE ¦ 2QU LoRE | Red Flag Warning - Small Fires | vegetation contact | fell into (slight defect) | 0.018947
HFTD - Distribution - Tier 2 - 4QU CoRE ¦ 2QU LoRE | Red Flag Warning - Small Fires | vegetation contact | grow into | 0.0019944
HFTD - Distribution - Tier 2 - 4QU CoRE ¦ 2QU LoRE | Red Flag Warning - Small Fires | vegetation contact | other/unknown | 0.097278
HFTD - Distribution - Tier 2 - 4QU CoRE ¦ 2QU LoRE | Red Flag Warning - Small Fires | wire-to-wire contact | wire-to-wire contact / contamination | 0.0064442
HFTD - Distribution - Tier 2 - 4QU CoRE ¦ 3QU LoRE | Seismic - Non-Red Flag Warning - Catastrophic Fires | cc - seismic scenario | seismic scenario | 1.8564e-07
HFTD - Distribution - Tier 2 - 4QU CoRE ¦ 3QU LoRE | Non-Red Flag Warning - Catastrophic Fires | contact from object | animal contact | 7.9653e-05
HFTD - Distribution - Tier 2 - 4QU CoRE ¦ 3QU LoRE | Non-Red Flag Warning - Catastrophic Fires | contact from object | balloon contact | 6.752e-06
HFTD - Distribution - Tier 2 - 4QU CoRE ¦ 3QU LoRE | Non-Red Flag Warning - Catastrophic Fires | contact from object | other contact from object | 2.4449e-05
HFTD - Distribution - Tier 2 - 4QU CoRE ¦ 3QU LoRE | Non-Red Flag Warning - Catastrophic Fires | contact from object | vehicle contact | 7.906e-05
HFTD - Distribution - Tier 2 - 4QU CoRE ¦ 3QU LoRE | Non-Red Flag Warning - Catastrophic Fires | contamination | contamination | 4.0695e-06
HFTD - Distribution - Tier 2 - 4QU CoRE ¦ 3QU LoRE | Non-Red Flag Warning - Catastrophic Fires | equipment / facility failure | anchor / guy damage or failure | 2.655e-08
HFTD - Distribution - Tier 2 - 4QU CoRE ¦ 3QU LoRE | Non-Red Flag Warning - Catastrophic Fires | equipment / facility failure | capacitor bank damage or failure | 1.1271e-06
HFTD - Distribution - Tier 2 - 4QU CoRE ¦ 3QU LoRE | Non-Red Flag Warning - Catastrophic Fires | equipment / facility failure | conductor damage or failure | 1.3658e-06
HFTD - Distribution - Tier 2 - 4QU CoRE ¦ 3QU LoRE | Non-Red Flag Warning - Catastrophic Fires | equipment / facility failure | connection device damage or failure | 7.0471e-07
HFTD - Distribution - Tier 2 - 4QU CoRE ¦ 3QU LoRE | Non-Red Flag Warning - Catastrophic Fires | equipment / facility failure | crossarm damage or failure | 7.9489e-07
HFTD - Distribution - Tier 2 - 4QU CoRE ¦ 3QU LoRE | Non-Red Flag Warning - Catastrophic Fires | equipment / facility failure | fuse damage or failure | 2.962e-07
HFTD - Distribution - Tier 2 - 4QU CoRE ¦ 3QU LoRE | Non-Red Flag Warning - Catastrophic Fires | equipment / facility failure | insulator and brushing damage or failure | 3.1054e-07
HFTD - Distribution - Tier 2 - 4QU CoRE ¦ 3QU LoRE | Non-Red Flag Warning - Catastrophic Fires | equipment / facility failure | lightning arrestor damage or failure | 4.292e-08
HFTD - Distribution - Tier 2 - 4QU CoRE ¦ 3QU LoRE | Non-Red Flag Warning - Catastrophic Fires | equipment / facility failure | other equipment / facility failure | 2.0362e-06
HFTD - Distribution - Tier 2 - 4QU CoRE ¦ 3QU LoRE | Non-Red Flag Warning - Catastrophic Fires | equipment / facility failure | pole damage or failure | 7.7317e-07
HFTD - Distribution - Tier 2 - 4QU CoRE ¦ 3QU LoRE | Non-Red Flag Warning - Catastrophic Fires | equipment / facility failure | recloser damage or failure | 0
HFTD - Distribution - Tier 2 - 4QU CoRE ¦ 3QU LoRE | Non-Red Flag Warning - Catastrophic Fires | equipment / facility failure | sectionalizer damage or failure | 0
HFTD - Distribution - Tier 2 - 4QU CoRE ¦ 3QU LoRE | Non-Red Flag Warning - Catastrophic Fires | equipment / facility failure | switch damage or failure | 0
HFTD - Distribution - Tier 2 - 4QU CoRE ¦ 3QU LoRE | Non-Red Flag Warning - Catastrophic Fires | equipment / facility failure | transformer damage or failure | 1.603e-06
HFTD - Distribution - Tier 2 - 4QU CoRE ¦ 3QU LoRE | Non-Red Flag Warning - Catastrophic Fires | equipment / facility failure | voltage regulator / booster damage or failure | 2.2167e-07
HFTD - Distribution - Tier 2 - 4QU CoRE ¦ 3QU LoRE | Non-Red Flag Warning - Catastrophic Fires | other | all other | 1.8302e-05
HFTD - Distribution - Tier 2 - 4QU CoRE ¦ 3QU LoRE | Non-Red Flag Warning - Catastrophic Fires | unknown | unknown | 4.0676e-05
HFTD - Distribution - Tier 2 - 4QU CoRE ¦ 3QU LoRE | Non-Red Flag Warning - Catastrophic Fires | utility work / operation | utility work / operation | 3.8871e-06
HFTD - Distribution - Tier 2 - 4QU CoRE ¦ 3QU LoRE | Non-Red Flag Warning - Catastrophic Fires | vandalism / theft | vandalism / theft | 1.0811e-06
HFTD - Distribution - Tier 2 - 4QU CoRE ¦ 3QU LoRE | Non-Red Flag Warning - Catastrophic Fires | vegetation contact | branch (not overhanging, 4-12ft) | 4.1404e-07
HFTD - Distribution - Tier 2 - 4QU CoRE ¦ 3QU LoRE | Non-Red Flag Warning - Catastrophic Fires | vegetation contact | branch (not overhanging, > 12ft) | 9.5175e-07
HFTD - Distribution - Tier 2 - 4QU CoRE ¦ 3QU LoRE | Non-Red Flag Warning - Catastrophic Fires | vegetation contact | branch (not overhanging, distance unknown) | 3.2489e-06
HFTD - Distribution - Tier 2 - 4QU CoRE ¦ 3QU LoRE | Non-Red Flag Warning - Catastrophic Fires | vegetation contact | branch (not overhanging, within 4ft) | 1.8249e-07
HFTD - Distribution - Tier 2 - 4QU CoRE ¦ 3QU LoRE | Non-Red Flag Warning - Catastrophic Fires | vegetation contact | branch (overhanging) | 8.121e-06
HFTD - Distribution - Tier 2 - 4QU CoRE ¦ 3QU LoRE | Non-Red Flag Warning - Catastrophic Fires | vegetation contact | dead | 3.4566e-06
HFTD - Distribution - Tier 2 - 4QU CoRE ¦ 3QU LoRE | Non-Red Flag Warning - Catastrophic Fires | vegetation contact | fell into (moderate-severe defect) | 3.9536e-06
HFTD - Distribution - Tier 2 - 4QU CoRE ¦ 3QU LoRE | Non-Red Flag Warning - Catastrophic Fires | vegetation contact | fell into (no defect) | 2.3288e-05
HFTD - Distribution - Tier 2 - 4QU CoRE ¦ 3QU LoRE | Non-Red Flag Warning - Catastrophic Fires | vegetation contact | fell into (slight defect) | 4.8875e-06
HFTD - Distribution - Tier 2 - 4QU CoRE ¦ 3QU LoRE | Non-Red Flag Warning - Catastrophic Fires | vegetation contact | grow into | 4.2304e-07
HFTD - Distribution - Tier 2 - 4QU CoRE ¦ 3QU LoRE | Non-Red Flag Warning - Catastrophic Fires | vegetation contact | other/unknown | 2.006e-05
HFTD - Distribution - Tier 2 - 4QU CoRE ¦ 3QU LoRE | Non-Red Flag Warning - Catastrophic Fires | wire-to-wire contact | wire-to-wire contact / contamination | 8.0328e-05
HFTD - Distribution - Tier 2 - 4QU CoRE ¦ 3QU LoRE | Non-Red Flag Warning - Destructive Fires | contact from object | animal contact | 5.4505e-05
HFTD - Distribution - Tier 2 - 4QU CoRE ¦ 3QU LoRE | Non-Red Flag Warning - Destructive Fires | contact from object | balloon contact | 4.4728e-06
HFTD - Distribution - Tier 2 - 4QU CoRE ¦ 3QU LoRE | Non-Red Flag Warning - Destructive Fires | contact from object | other contact from object | 1.6861e-05
HFTD - Distribution - Tier 2 - 4QU CoRE ¦ 3QU LoRE | Non-Red Flag Warning - Destructive Fires | contact from object | vehicle contact | 5.4056e-05
HFTD - Distribution - Tier 2 - 4QU CoRE ¦ 3QU LoRE | Non-Red Flag Warning - Destructive Fires | contamination | contamination | 2.8175e-06
HFTD - Distribution - Tier 2 - 4QU CoRE ¦ 3QU LoRE | Non-Red Flag Warning - Destructive Fires | equipment / facility failure | anchor / guy damage or failure | 1.0834e-07
HFTD - Distribution - Tier 2 - 4QU CoRE ¦ 3QU LoRE | Non-Red Flag Warning - Destructive Fires | equipment / facility failure | capacitor bank damage or failure | 4.5032e-06
HFTD - Distribution - Tier 2 - 4QU CoRE ¦ 3QU LoRE | Non-Red Flag Warning - Destructive Fires | equipment / facility failure | conductor damage or failure | 5.7958e-06
HFTD - Distribution - Tier 2 - 4QU CoRE ¦ 3QU LoRE | Non-Red Flag Warning - Destructive Fires | equipment / facility failure | connection device damage or failure | 2.9631e-06
HFTD - Distribution - Tier 2 - 4QU CoRE ¦ 3QU LoRE | Non-Red Flag Warning - Destructive Fires | equipment / facility failure | crossarm damage or failure | 3.039e-06
HFTD - Distribution - Tier 2 - 4QU CoRE ¦ 3QU LoRE | Non-Red Flag Warning - Destructive Fires | equipment / facility failure | fuse damage or failure | 1.1494e-06
HFTD - Distribution - Tier 2 - 4QU CoRE ¦ 3QU LoRE | Non-Red Flag Warning - Destructive Fires | equipment / facility failure | insulator and brushing damage or failure | 1.1706e-06
HFTD - Distribution - Tier 2 - 4QU CoRE ¦ 3QU LoRE | Non-Red Flag Warning - Destructive Fires | equipment / facility failure | lightning arrestor damage or failure | 1.5523e-07
HFTD - Distribution - Tier 2 - 4QU CoRE ¦ 3QU LoRE | Non-Red Flag Warning - Destructive Fires | equipment / facility failure | other equipment / facility failure | 7.876e-06
HFTD - Distribution - Tier 2 - 4QU CoRE ¦ 3QU LoRE | Non-Red Flag Warning - Destructive Fires | equipment / facility failure | pole damage or failure | 2.9909e-06
HFTD - Distribution - Tier 2 - 4QU CoRE ¦ 3QU LoRE | Non-Red Flag Warning - Destructive Fires | equipment / facility failure | recloser damage or failure | 0
HFTD - Distribution - Tier 2 - 4QU CoRE ¦ 3QU LoRE | Non-Red Flag Warning - Destructive Fires | equipment / facility failure | sectionalizer damage or failure | 0
HFTD - Distribution - Tier 2 - 4QU CoRE ¦ 3QU LoRE | Non-Red Flag Warning - Destructive Fires | equipment / facility failure | switch damage or failure | 0
HFTD - Distribution - Tier 2 - 4QU CoRE ¦ 3QU LoRE | Non-Red Flag Warning - Destructive Fires | equipment / facility failure | transformer damage or failure | 6.0809e-06
HFTD - Distribution - Tier 2 - 4QU CoRE ¦ 3QU LoRE | Non-Red Flag Warning - Destructive Fires | equipment / facility failure | voltage regulator / booster damage or failure | 8.358e-07
HFTD - Distribution - Tier 2 - 4QU CoRE ¦ 3QU LoRE | Non-Red Flag Warning - Destructive Fires | other | all other | 1.3581e-05
HFTD - Distribution - Tier 2 - 4QU CoRE ¦ 3QU LoRE | Non-Red Flag Warning - Destructive Fires | unknown | unknown | 2.896e-05
HFTD - Distribution - Tier 2 - 4QU CoRE ¦ 3QU LoRE | Non-Red Flag Warning - Destructive Fires | utility work / operation | utility work / operation | 2.7644e-06
HFTD - Distribution - Tier 2 - 4QU CoRE ¦ 3QU LoRE | Non-Red Flag Warning - Destructive Fires | vandalism / theft | vandalism / theft | 7.3734e-07
HFTD - Distribution - Tier 2 - 4QU CoRE ¦ 3QU LoRE | Non-Red Flag Warning - Destructive Fires | vegetation contact | branch (not overhanging, 4-12ft) | 1.1285e-06
HFTD - Distribution - Tier 2 - 4QU CoRE ¦ 3QU LoRE | Non-Red Flag Warning - Destructive Fires | vegetation contact | branch (not overhanging, > 12ft) | 2.5944e-06
HFTD - Distribution - Tier 2 - 4QU CoRE ¦ 3QU LoRE | Non-Red Flag Warning - Destructive Fires | vegetation contact | branch (not overhanging, distance unknown) | 8.8564e-06
HFTD - Distribution - Tier 2 - 4QU CoRE ¦ 3QU LoRE | Non-Red Flag Warning - Destructive Fires | vegetation contact | branch (not overhanging, within 4ft) | 4.9732e-07
HFTD - Distribution - Tier 2 - 4QU CoRE ¦ 3QU LoRE | Non-Red Flag Warning - Destructive Fires | vegetation contact | branch (overhanging) | 2.2131e-05
HFTD - Distribution - Tier 2 - 4QU CoRE ¦ 3QU LoRE | Non-Red Flag Warning - Destructive Fires | vegetation contact | dead | 9.4224e-06
HFTD - Distribution - Tier 2 - 4QU CoRE ¦ 3QU LoRE | Non-Red Flag Warning - Destructive Fires | vegetation contact | fell into (moderate-severe defect) | 1.0777e-05
HFTD - Distribution - Tier 2 - 4QU CoRE ¦ 3QU LoRE | Non-Red Flag Warning - Destructive Fires | vegetation contact | fell into (no defect) | 6.3481e-05
HFTD - Distribution - Tier 2 - 4QU CoRE ¦ 3QU LoRE | Non-Red Flag Warning - Destructive Fires | vegetation contact | fell into (slight defect) | 1.3323e-05
HFTD - Distribution - Tier 2 - 4QU CoRE ¦ 3QU LoRE | Non-Red Flag Warning - Destructive Fires | vegetation contact | grow into | 1.1532e-06
HFTD - Distribution - Tier 2 - 4QU CoRE ¦ 3QU LoRE | Non-Red Flag Warning - Destructive Fires | vegetation contact | other/unknown | 5.4683e-05
HFTD - Distribution - Tier 2 - 4QU CoRE ¦ 3QU LoRE | Non-Red Flag Warning - Destructive Fires | wire-to-wire contact | wire-to-wire contact / contamination | 5.8661e-05
HFTD - Distribution - Tier 2 - 4QU CoRE ¦ 3QU LoRE | Non-Red Flag Warning - Large Fires | contact from object | animal contact | 0.00099425
HFTD - Distribution - Tier 2 - 4QU CoRE ¦ 3QU LoRE | Non-Red Flag Warning - Large Fires | contact from object | balloon contact | 0.0002155
HFTD - Distribution - Tier 2 - 4QU CoRE ¦ 3QU LoRE | Non-Red Flag Warning - Large Fires | contact from object | other contact from object | 0.00033839
HFTD - Distribution - Tier 2 - 4QU CoRE ¦ 3QU LoRE | Non-Red Flag Warning - Large Fires | contact from object | vehicle contact | 0.0011282
HFTD - Distribution - Tier 2 - 4QU CoRE ¦ 3QU LoRE | Non-Red Flag Warning - Large Fires | contamination | contamination | 6.5825e-05
HFTD - Distribution - Tier 2 - 4QU CoRE ¦ 3QU LoRE | Non-Red Flag Warning - Large Fires | equipment / facility failure | anchor / guy damage or failure | 4.3397e-06
HFTD - Distribution - Tier 2 - 4QU CoRE ¦ 3QU LoRE | Non-Red Flag Warning - Large Fires | equipment / facility failure | capacitor bank damage or failure | 0.00012595
HFTD - Distribution - Tier 2 - 4QU CoRE ¦ 3QU LoRE | Non-Red Flag Warning - Large Fires | equipment / facility failure | conductor damage or failure | 0.00018158
HFTD - Distribution - Tier 2 - 4QU CoRE ¦ 3QU LoRE | Non-Red Flag Warning - Large Fires | equipment / facility failure | connection device damage or failure | 8.259e-05
HFTD - Distribution - Tier 2 - 4QU CoRE ¦ 3QU LoRE | Non-Red Flag Warning - Large Fires | equipment / facility failure | crossarm damage or failure | 8.8017e-05
HFTD - Distribution - Tier 2 - 4QU CoRE ¦ 3QU LoRE | Non-Red Flag Warning - Large Fires | equipment / facility failure | fuse damage or failure | 3.716e-05
HFTD - Distribution - Tier 2 - 4QU CoRE ¦ 3QU LoRE | Non-Red Flag Warning - Large Fires | equipment / facility failure | insulator and brushing damage or failure | 3.2227e-05
HFTD - Distribution - Tier 2 - 4QU CoRE ¦ 3QU LoRE | Non-Red Flag Warning - Large Fires | equipment / facility failure | lightning arrestor damage or failure | 3.5875e-06
HFTD - Distribution - Tier 2 - 4QU CoRE ¦ 3QU LoRE | Non-Red Flag Warning - Large Fires | equipment / facility failure | other equipment / facility failure | 0.00023815
HFTD - Distribution - Tier 2 - 4QU CoRE ¦ 3QU LoRE | Non-Red Flag Warning - Large Fires | equipment / facility failure | pole damage or failure | 8.923e-05
HFTD - Distribution - Tier 2 - 4QU CoRE ¦ 3QU LoRE | Non-Red Flag Warning - Large Fires | equipment / facility failure | recloser damage or failure | 0
HFTD - Distribution - Tier 2 - 4QU CoRE ¦ 3QU LoRE | Non-Red Flag Warning - Large Fires | equipment / facility failure | sectionalizer damage or failure | 0
HFTD - Distribution - Tier 2 - 4QU CoRE ¦ 3QU LoRE | Non-Red Flag Warning - Large Fires | equipment / facility failure | switch damage or failure | 0
HFTD - Distribution - Tier 2 - 4QU CoRE ¦ 3QU LoRE | Non-Red Flag Warning - Large Fires | equipment / facility failure | transformer damage or failure | 0.00018703
HFTD - Distribution - Tier 2 - 4QU CoRE ¦ 3QU LoRE | Non-Red Flag Warning - Large Fires | equipment / facility failure | voltage regulator / booster damage or failure | 2.4804e-05
HFTD - Distribution - Tier 2 - 4QU CoRE ¦ 3QU LoRE | Non-Red Flag Warning - Large Fires | other | all other | 0.00030755
HFTD - Distribution - Tier 2 - 4QU CoRE ¦ 3QU LoRE | Non-Red Flag Warning - Large Fires | unknown | unknown | 0.00056245
HFTD - Distribution - Tier 2 - 4QU CoRE ¦ 3QU LoRE | Non-Red Flag Warning - Large Fires | utility work / operation | utility work / operation | 5.7419e-05
HFTD - Distribution - Tier 2 - 4QU CoRE ¦ 3QU LoRE | Non-Red Flag Warning - Large Fires | vandalism / theft | vandalism / theft | 2.8302e-05
HFTD - Distribution - Tier 2 - 4QU CoRE ¦ 3QU LoRE | Non-Red Flag Warning - Large Fires | vegetation contact | branch (not overhanging, 4-12ft) | 3.0442e-05
HFTD - Distribution - Tier 2 - 4QU CoRE ¦ 3QU LoRE | Non-Red Flag Warning - Large Fires | vegetation contact | branch (not overhanging, > 12ft) | 7.0126e-05
HFTD - Distribution - Tier 2 - 4QU CoRE ¦ 3QU LoRE | Non-Red Flag Warning - Large Fires | vegetation contact | branch (not overhanging, distance unknown) | 0.00023939
HFTD - Distribution - Tier 2 - 4QU CoRE ¦ 3QU LoRE | Non-Red Flag Warning - Large Fires | vegetation contact | branch (not overhanging, within 4ft) | 1.3392e-05
HFTD - Distribution - Tier 2 - 4QU CoRE ¦ 3QU LoRE | Non-Red Flag Warning - Large Fires | vegetation contact | branch (overhanging) | 0.00059596
HFTD - Distribution - Tier 2 - 4QU CoRE ¦ 3QU LoRE | Non-Red Flag Warning - Large Fires | vegetation contact | dead | 0.00025469
HFTD - Distribution - Tier 2 - 4QU CoRE ¦ 3QU LoRE | Non-Red Flag Warning - Large Fires | vegetation contact | fell into (moderate-severe defect) | 0.0002913
HFTD - Distribution - Tier 2 - 4QU CoRE ¦ 3QU LoRE | Non-Red Flag Warning - Large Fires | vegetation contact | fell into (no defect) | 0.0017159
HFTD - Distribution - Tier 2 - 4QU CoRE ¦ 3QU LoRE | Non-Red Flag Warning - Large Fires | vegetation contact | fell into (slight defect) | 0.00036012
HFTD - Distribution - Tier 2 - 4QU CoRE ¦ 3QU LoRE | Non-Red Flag Warning - Large Fires | vegetation contact | grow into | 3.117e-05
HFTD - Distribution - Tier 2 - 4QU CoRE ¦ 3QU LoRE | Non-Red Flag Warning - Large Fires | vegetation contact | other/unknown | 0.0014781
HFTD - Distribution - Tier 2 - 4QU CoRE ¦ 3QU LoRE | Non-Red Flag Warning - Large Fires | wire-to-wire contact | wire-to-wire contact / contamination | 0.0011757
HFTD - Distribution - Tier 2 - 4QU CoRE ¦ 3QU LoRE | Non-Red Flag Warning - Small Fires | contact from object | animal contact | 0.21159
HFTD - Distribution - Tier 2 - 4QU CoRE ¦ 3QU LoRE | Non-Red Flag Warning - Small Fires | contact from object | balloon contact | 0.018429
HFTD - Distribution - Tier 2 - 4QU CoRE ¦ 3QU LoRE | Non-Red Flag Warning - Small Fires | contact from object | other contact from object | 0.075632
HFTD - Distribution - Tier 2 - 4QU CoRE ¦ 3QU LoRE | Non-Red Flag Warning - Small Fires | contact from object | vehicle contact | 0.26237
HFTD - Distribution - Tier 2 - 4QU CoRE ¦ 3QU LoRE | Non-Red Flag Warning - Small Fires | contamination | contamination | 0.013398
HFTD - Distribution - Tier 2 - 4QU CoRE ¦ 3QU LoRE | Non-Red Flag Warning - Small Fires | equipment / facility failure | anchor / guy damage or failure | 0.0026851
HFTD - Distribution - Tier 2 - 4QU CoRE ¦ 3QU LoRE | Non-Red Flag Warning - Small Fires | equipment / facility failure | capacitor bank damage or failure | 0.054273
HFTD - Distribution - Tier 2 - 4QU CoRE ¦ 3QU LoRE | Non-Red Flag Warning - Small Fires | equipment / facility failure | conductor damage or failure | 0.10812
HFTD - Distribution - Tier 2 - 4QU CoRE ¦ 3QU LoRE | Non-Red Flag Warning - Small Fires | equipment / facility failure | connection device damage or failure | 0.047527
HFTD - Distribution - Tier 2 - 4QU CoRE ¦ 3QU LoRE | Non-Red Flag Warning - Small Fires | equipment / facility failure | crossarm damage or failure | 0.059394
HFTD - Distribution - Tier 2 - 4QU CoRE ¦ 3QU LoRE | Non-Red Flag Warning - Small Fires | equipment / facility failure | fuse damage or failure | 0.026406
HFTD - Distribution - Tier 2 - 4QU CoRE ¦ 3QU LoRE | Non-Red Flag Warning - Small Fires | equipment / facility failure | insulator and brushing damage or failure | 0.023273
HFTD - Distribution - Tier 2 - 4QU CoRE ¦ 3QU LoRE | Non-Red Flag Warning - Small Fires | equipment / facility failure | lightning arrestor damage or failure | 0.0027161
HFTD - Distribution - Tier 2 - 4QU CoRE ¦ 3QU LoRE | Non-Red Flag Warning - Small Fires | equipment / facility failure | other equipment / facility failure | 0.14951
HFTD - Distribution - Tier 2 - 4QU CoRE ¦ 3QU LoRE | Non-Red Flag Warning - Small Fires | equipment / facility failure | pole damage or failure | 0.056246
HFTD - Distribution - Tier 2 - 4QU CoRE ¦ 3QU LoRE | Non-Red Flag Warning - Small Fires | equipment / facility failure | recloser damage or failure | 0
HFTD - Distribution - Tier 2 - 4QU CoRE ¦ 3QU LoRE | Non-Red Flag Warning - Small Fires | equipment / facility failure | sectionalizer damage or failure | 0
HFTD - Distribution - Tier 2 - 4QU CoRE ¦ 3QU LoRE | Non-Red Flag Warning - Small Fires | equipment / facility failure | switch damage or failure | 0
HFTD - Distribution - Tier 2 - 4QU CoRE ¦ 3QU LoRE | Non-Red Flag Warning - Small Fires | equipment / facility failure | transformer damage or failure | 0.12831
HFTD - Distribution - Tier 2 - 4QU CoRE ¦ 3QU LoRE | Non-Red Flag Warning - Small Fires | equipment / facility failure | voltage regulator / booster damage or failure | 0.016649
HFTD - Distribution - Tier 2 - 4QU CoRE ¦ 3QU LoRE | Non-Red Flag Warning - Small Fires | other | all other | 0.050886
HFTD - Distribution - Tier 2 - 4QU CoRE ¦ 3QU LoRE | Non-Red Flag Warning - Small Fires | unknown | unknown | 0.10705
HFTD - Distribution - Tier 2 - 4QU CoRE ¦ 3QU LoRE | Non-Red Flag Warning - Small Fires | utility work / operation | utility work / operation | 0.012107
HFTD - Distribution - Tier 2 - 4QU CoRE ¦ 3QU LoRE | Non-Red Flag Warning - Small Fires | vandalism / theft | vandalism / theft | 0.0062156
HFTD - Distribution - Tier 2 - 4QU CoRE ¦ 3QU LoRE | Non-Red Flag Warning - Small Fires | vegetation contact | branch (not overhanging, 4-12ft) | 0.010839
HFTD - Distribution - Tier 2 - 4QU CoRE ¦ 3QU LoRE | Non-Red Flag Warning - Small Fires | vegetation contact | branch (not overhanging, > 12ft) | 0.024686
HFTD - Distribution - Tier 2 - 4QU CoRE ¦ 3QU LoRE | Non-Red Flag Warning - Small Fires | vegetation contact | branch (not overhanging, distance unknown) | 0.084269
HFTD - Distribution - Tier 2 - 4QU CoRE ¦ 3QU LoRE | Non-Red Flag Warning - Small Fires | vegetation contact | branch (not overhanging, within 4ft) | 0.0048157
HFTD - Distribution - Tier 2 - 4QU CoRE ¦ 3QU LoRE | Non-Red Flag Warning - Small Fires | vegetation contact | branch (overhanging) | 0.2143
HFTD - Distribution - Tier 2 - 4QU CoRE ¦ 3QU LoRE | Non-Red Flag Warning - Small Fires | vegetation contact | dead | 0.089656
HFTD - Distribution - Tier 2 - 4QU CoRE ¦ 3QU LoRE | Non-Red Flag Warning - Small Fires | vegetation contact | fell into (moderate-severe defect) | 0.10255
HFTD - Distribution - Tier 2 - 4QU CoRE ¦ 3QU LoRE | Non-Red Flag Warning - Small Fires | vegetation contact | fell into (no defect) | 0.60402
HFTD - Distribution - Tier 2 - 4QU CoRE ¦ 3QU LoRE | Non-Red Flag Warning - Small Fires | vegetation contact | fell into (slight defect) | 0.12677
HFTD - Distribution - Tier 2 - 4QU CoRE ¦ 3QU LoRE | Non-Red Flag Warning - Small Fires | vegetation contact | grow into | 0.010973
HFTD - Distribution - Tier 2 - 4QU CoRE ¦ 3QU LoRE | Non-Red Flag Warning - Small Fires | vegetation contact | other/unknown | 0.52032
HFTD - Distribution - Tier 2 - 4QU CoRE ¦ 3QU LoRE | Non-Red Flag Warning - Small Fires | wire-to-wire contact | wire-to-wire contact / contamination | 0.19333
HFTD - Distribution - Tier 2 - 4QU CoRE ¦ 3QU LoRE | Seismic - Red Flag Warning - Catastrophic Fires | cc - seismic scenario | seismic scenario | 8.0066e-06
HFTD - Distribution - Tier 2 - 4QU CoRE ¦ 3QU LoRE | Red Flag Warning - Catastrophic Fires | contact from object | animal contact | 0
HFTD - Distribution - Tier 2 - 4QU CoRE ¦ 3QU LoRE | Red Flag Warning - Catastrophic Fires | contact from object | balloon contact | 0
HFTD - Distribution - Tier 2 - 4QU CoRE ¦ 3QU LoRE | Red Flag Warning - Catastrophic Fires | contact from object | other contact from object | 0
HFTD - Distribution - Tier 2 - 4QU CoRE ¦ 3QU LoRE | Red Flag Warning - Catastrophic Fires | contact from object | vehicle contact | 0
HFTD - Distribution - Tier 2 - 4QU CoRE ¦ 3QU LoRE | Red Flag Warning - Catastrophic Fires | contamination | contamination | 0
HFTD - Distribution - Tier 2 - 4QU CoRE ¦ 3QU LoRE | Red Flag Warning - Catastrophic Fires | equipment / facility failure | anchor / guy damage or failure | 1.9137e-05
HFTD - Distribution - Tier 2 - 4QU CoRE ¦ 3QU LoRE | Red Flag Warning - Catastrophic Fires | equipment / facility failure | capacitor bank damage or failure | 0.00012963
HFTD - Distribution - Tier 2 - 4QU CoRE ¦ 3QU LoRE | Red Flag Warning - Catastrophic Fires | equipment / facility failure | conductor damage or failure | 0.0006223
HFTD - Distribution - Tier 2 - 4QU CoRE ¦ 3QU LoRE | Red Flag Warning - Catastrophic Fires | equipment / facility failure | connection device damage or failure | 0.00022443
HFTD - Distribution - Tier 2 - 4QU CoRE ¦ 3QU LoRE | Red Flag Warning - Catastrophic Fires | equipment / facility failure | crossarm damage or failure | 0.00032725
HFTD - Distribution - Tier 2 - 4QU CoRE ¦ 3QU LoRE | Red Flag Warning - Catastrophic Fires | equipment / facility failure | fuse damage or failure | 0.00019089
HFTD - Distribution - Tier 2 - 4QU CoRE ¦ 3QU LoRE | Red Flag Warning - Catastrophic Fires | equipment / facility failure | insulator and brushing damage or failure | 0.00024779
HFTD - Distribution - Tier 2 - 4QU CoRE ¦ 3QU LoRE | Red Flag Warning - Catastrophic Fires | equipment / facility failure | lightning arrestor damage or failure | 2.1651e-05
HFTD - Distribution - Tier 2 - 4QU CoRE ¦ 3QU LoRE | Red Flag Warning - Catastrophic Fires | equipment / facility failure | other equipment / facility failure | 0.00029041
HFTD - Distribution - Tier 2 - 4QU CoRE ¦ 3QU LoRE | Red Flag Warning - Catastrophic Fires | equipment / facility failure | pole damage or failure | 0.0001363
HFTD - Distribution - Tier 2 - 4QU CoRE ¦ 3QU LoRE | Red Flag Warning - Catastrophic Fires | equipment / facility failure | recloser damage or failure | 0
HFTD - Distribution - Tier 2 - 4QU CoRE ¦ 3QU LoRE | Red Flag Warning - Catastrophic Fires | equipment / facility failure | sectionalizer damage or failure | 0
HFTD - Distribution - Tier 2 - 4QU CoRE ¦ 3QU LoRE | Red Flag Warning - Catastrophic Fires | equipment / facility failure | switch damage or failure | 0
HFTD - Distribution - Tier 2 - 4QU CoRE ¦ 3QU LoRE | Red Flag Warning - Catastrophic Fires | equipment / facility failure | transformer damage or failure | 0.00014499
HFTD - Distribution - Tier 2 - 4QU CoRE ¦ 3QU LoRE | Red Flag Warning - Catastrophic Fires | equipment / facility failure | voltage regulator / booster damage or failure | 8.1133e-06
HFTD - Distribution - Tier 2 - 4QU CoRE ¦ 3QU LoRE | Red Flag Warning - Catastrophic Fires | other | all other | 0
HFTD - Distribution - Tier 2 - 4QU CoRE ¦ 3QU LoRE | Red Flag Warning - Catastrophic Fires | unknown | unknown | 0
HFTD - Distribution - Tier 2 - 4QU CoRE ¦ 3QU LoRE | Red Flag Warning - Catastrophic Fires | utility work / operation | utility work / operation | 0
HFTD - Distribution - Tier 2 - 4QU CoRE ¦ 3QU LoRE | Red Flag Warning - Catastrophic Fires | vandalism / theft | vandalism / theft | 0
HFTD - Distribution - Tier 2 - 4QU CoRE ¦ 3QU LoRE | Red Flag Warning - Catastrophic Fires | vegetation contact | branch (not overhanging, 4-12ft) | 6.6253e-05
HFTD - Distribution - Tier 2 - 4QU CoRE ¦ 3QU LoRE | Red Flag Warning - Catastrophic Fires | vegetation contact | branch (not overhanging, > 12ft) | 9.8684e-05
HFTD - Distribution - Tier 2 - 4QU CoRE ¦ 3QU LoRE | Red Flag Warning - Catastrophic Fires | vegetation contact | branch (not overhanging, distance unknown) | 0.00047697
HFTD - Distribution - Tier 2 - 4QU CoRE ¦ 3QU LoRE | Red Flag Warning - Catastrophic Fires | vegetation contact | branch (not overhanging, within 4ft) | 1.6698e-05
HFTD - Distribution - Tier 2 - 4QU CoRE ¦ 3QU LoRE | Red Flag Warning - Catastrophic Fires | vegetation contact | branch (overhanging) | 0.00098518
HFTD - Distribution - Tier 2 - 4QU CoRE ¦ 3QU LoRE | Red Flag Warning - Catastrophic Fires | vegetation contact | dead | 0.00036184
HFTD - Distribution - Tier 2 - 4QU CoRE ¦ 3QU LoRE | Red Flag Warning - Catastrophic Fires | vegetation contact | fell into (moderate-severe defect) | 0.00029721
HFTD - Distribution - Tier 2 - 4QU CoRE ¦ 3QU LoRE | Red Flag Warning - Catastrophic Fires | vegetation contact | fell into (no defect) | 0.0012171
HFTD - Distribution - Tier 2 - 4QU CoRE ¦ 3QU LoRE | Red Flag Warning - Catastrophic Fires | vegetation contact | fell into (slight defect) | 0.00032035
HFTD - Distribution - Tier 2 - 4QU CoRE ¦ 3QU LoRE | Red Flag Warning - Catastrophic Fires | vegetation contact | grow into | 3.3721e-05
HFTD - Distribution - Tier 2 - 4QU CoRE ¦ 3QU LoRE | Red Flag Warning - Catastrophic Fires | vegetation contact | other/unknown | 0.0016447
HFTD - Distribution - Tier 2 - 4QU CoRE ¦ 3QU LoRE | Red Flag Warning - Catastrophic Fires | wire-to-wire contact | wire-to-wire contact / contamination | 0
HFTD - Distribution - Tier 2 - 4QU CoRE ¦ 3QU LoRE | Red Flag Warning - Destructive Fires | contact from object | animal contact | 0
HFTD - Distribution - Tier 2 - 4QU CoRE ¦ 3QU LoRE | Red Flag Warning - Destructive Fires | contact from object | balloon contact | 0
HFTD - Distribution - Tier 2 - 4QU CoRE ¦ 3QU LoRE | Red Flag Warning - Destructive Fires | contact from object | other contact from object | 0
HFTD - Distribution - Tier 2 - 4QU CoRE ¦ 3QU LoRE | Red Flag Warning - Destructive Fires | contact from object | vehicle contact | 0
HFTD - Distribution - Tier 2 - 4QU CoRE ¦ 3QU LoRE | Red Flag Warning - Destructive Fires | contamination | contamination | 0
HFTD - Distribution - Tier 2 - 4QU CoRE ¦ 3QU LoRE | Red Flag Warning - Destructive Fires | equipment / facility failure | anchor / guy damage or failure | 3.9298e-06
HFTD - Distribution - Tier 2 - 4QU CoRE ¦ 3QU LoRE | Red Flag Warning - Destructive Fires | equipment / facility failure | capacitor bank damage or failure | 2.6065e-05
HFTD - Distribution - Tier 2 - 4QU CoRE ¦ 3QU LoRE | Red Flag Warning - Destructive Fires | equipment / facility failure | conductor damage or failure | 0.0001329
HFTD - Distribution - Tier 2 - 4QU CoRE ¦ 3QU LoRE | Red Flag Warning - Destructive Fires | equipment / facility failure | connection device damage or failure | 4.7492e-05
HFTD - Distribution - Tier 2 - 4QU CoRE ¦ 3QU LoRE | Red Flag Warning - Destructive Fires | equipment / facility failure | crossarm damage or failure | 6.2966e-05
HFTD - Distribution - Tier 2 - 4QU CoRE ¦ 3QU LoRE | Red Flag Warning - Destructive Fires | equipment / facility failure | fuse damage or failure | 3.7279e-05
HFTD - Distribution - Tier 2 - 4QU CoRE ¦ 3QU LoRE | Red Flag Warning - Destructive Fires | equipment / facility failure | insulator and brushing damage or failure | 4.7009e-05
HFTD - Distribution - Tier 2 - 4QU CoRE ¦ 3QU LoRE | Red Flag Warning - Destructive Fires | equipment / facility failure | lightning arrestor damage or failure | 3.9409e-06
HFTD - Distribution - Tier 2 - 4QU CoRE ¦ 3QU LoRE | Red Flag Warning - Destructive Fires | equipment / facility failure | other equipment / facility failure | 5.6533e-05
HFTD - Distribution - Tier 2 - 4QU CoRE ¦ 3QU LoRE | Red Flag Warning - Destructive Fires | equipment / facility failure | pole damage or failure | 2.6536e-05
HFTD - Distribution - Tier 2 - 4QU CoRE ¦ 3QU LoRE | Red Flag Warning - Destructive Fires | equipment / facility failure | recloser damage or failure | 0
HFTD - Distribution - Tier 2 - 4QU CoRE ¦ 3QU LoRE | Red Flag Warning - Destructive Fires | equipment / facility failure | sectionalizer damage or failure | 0
HFTD - Distribution - Tier 2 - 4QU CoRE ¦ 3QU LoRE | Red Flag Warning - Destructive Fires | equipment / facility failure | switch damage or failure | 0
HFTD - Distribution - Tier 2 - 4QU CoRE ¦ 3QU LoRE | Red Flag Warning - Destructive Fires | equipment / facility failure | transformer damage or failure | 2.7681e-05
HFTD - Distribution - Tier 2 - 4QU CoRE ¦ 3QU LoRE | Red Flag Warning - Destructive Fires | equipment / facility failure | voltage regulator / booster damage or failure | 1.5395e-06
HFTD - Distribution - Tier 2 - 4QU CoRE ¦ 3QU LoRE | Red Flag Warning - Destructive Fires | other | all other | 0
HFTD - Distribution - Tier 2 - 4QU CoRE ¦ 3QU LoRE | Red Flag Warning - Destructive Fires | unknown | unknown | 0
HFTD - Distribution - Tier 2 - 4QU CoRE ¦ 3QU LoRE | Red Flag Warning - Destructive Fires | utility work / operation | utility work / operation | 0
HFTD - Distribution - Tier 2 - 4QU CoRE ¦ 3QU LoRE | Red Flag Warning - Destructive Fires | vandalism / theft | vandalism / theft | 0
HFTD - Distribution - Tier 2 - 4QU CoRE ¦ 3QU LoRE | Red Flag Warning - Destructive Fires | vegetation contact | branch (not overhanging, 4-12ft) | 9.0878e-06
HFTD - Distribution - Tier 2 - 4QU CoRE ¦ 3QU LoRE | Red Flag Warning - Destructive Fires | vegetation contact | branch (not overhanging, > 12ft) | 1.3538e-05
HFTD - Distribution - Tier 2 - 4QU CoRE ¦ 3QU LoRE | Red Flag Warning - Destructive Fires | vegetation contact | branch (not overhanging, distance unknown) | 6.5435e-05
HFTD - Distribution - Tier 2 - 4QU CoRE ¦ 3QU LoRE | Red Flag Warning - Destructive Fires | vegetation contact | branch (not overhanging, within 4ft) | 2.2901e-06
HFTD - Distribution - Tier 2 - 4QU CoRE ¦ 3QU LoRE | Red Flag Warning - Destructive Fires | vegetation contact | branch (overhanging) | 0.00013512
HFTD - Distribution - Tier 2 - 4QU CoRE ¦ 3QU LoRE | Red Flag Warning - Destructive Fires | vegetation contact | dead | 4.964e-05
HFTD - Distribution - Tier 2 - 4QU CoRE ¦ 3QU LoRE | Red Flag Warning - Destructive Fires | vegetation contact | fell into (moderate-severe defect) | 4.0773e-05
HFTD - Distribution - Tier 2 - 4QU CoRE ¦ 3QU LoRE | Red Flag Warning - Destructive Fires | vegetation contact | fell into (no defect) | 0.00016697
HFTD - Distribution - Tier 2 - 4QU CoRE ¦ 3QU LoRE | Red Flag Warning - Destructive Fires | vegetation contact | fell into (slight defect) | 4.3947e-05
HFTD - Distribution - Tier 2 - 4QU CoRE ¦ 3QU LoRE | Red Flag Warning - Destructive Fires | vegetation contact | grow into | 4.626e-06
HFTD - Distribution - Tier 2 - 4QU CoRE ¦ 3QU LoRE | Red Flag Warning - Destructive Fires | vegetation contact | other/unknown | 0.00022564
HFTD - Distribution - Tier 2 - 4QU CoRE ¦ 3QU LoRE | Red Flag Warning - Destructive Fires | wire-to-wire contact | wire-to-wire contact / contamination | 0
HFTD - Distribution - Tier 2 - 4QU CoRE ¦ 3QU LoRE | Red Flag Warning - Large Fires | contact from object | animal contact | 0
HFTD - Distribution - Tier 2 - 4QU CoRE ¦ 3QU LoRE | Red Flag Warning - Large Fires | contact from object | balloon contact | 0
HFTD - Distribution - Tier 2 - 4QU CoRE ¦ 3QU LoRE | Red Flag Warning - Large Fires | contact from object | other contact from object | 0
HFTD - Distribution - Tier 2 - 4QU CoRE ¦ 3QU LoRE | Red Flag Warning - Large Fires | contact from object | vehicle contact | 0
HFTD - Distribution - Tier 2 - 4QU CoRE ¦ 3QU LoRE | Red Flag Warning - Large Fires | contamination | contamination | 0
HFTD - Distribution - Tier 2 - 4QU CoRE ¦ 3QU LoRE | Red Flag Warning - Large Fires | equipment / facility failure | anchor / guy damage or failure | 8.6192e-05
HFTD - Distribution - Tier 2 - 4QU CoRE ¦ 3QU LoRE | Red Flag Warning - Large Fires | equipment / facility failure | capacitor bank damage or failure | 0.00039917
HFTD - Distribution - Tier 2 - 4QU CoRE ¦ 3QU LoRE | Red Flag Warning - Large Fires | equipment / facility failure | conductor damage or failure | 0.0022798
HFTD - Distribution - Tier 2 - 4QU CoRE ¦ 3QU LoRE | Red Flag Warning - Large Fires | equipment / facility failure | connection device damage or failure | 0.00072478
HFTD - Distribution - Tier 2 - 4QU CoRE ¦ 3QU LoRE | Red Flag Warning - Large Fires | equipment / facility failure | crossarm damage or failure | 0.0009985
HFTD - Distribution - Tier 2 - 4QU CoRE ¦ 3QU LoRE | Red Flag Warning - Large Fires | equipment / facility failure | fuse damage or failure | 0.00065989
HFTD - Distribution - Tier 2 - 4QU CoRE ¦ 3QU LoRE | Red Flag Warning - Large Fires | equipment / facility failure | insulator and brushing damage or failure | 0.00070859
HFTD - Distribution - Tier 2 - 4QU CoRE ¦ 3QU LoRE | Red Flag Warning - Large Fires | equipment / facility failure | lightning arrestor damage or failure | 4.9868e-05
HFTD - Distribution - Tier 2 - 4QU CoRE ¦ 3QU LoRE | Red Flag Warning - Large Fires | equipment / facility failure | other equipment / facility failure | 0.00093595
HFTD - Distribution - Tier 2 - 4QU CoRE ¦ 3QU LoRE | Red Flag Warning - Large Fires | equipment / facility failure | pole damage or failure | 0.00043345
HFTD - Distribution - Tier 2 - 4QU CoRE ¦ 3QU LoRE | Red Flag Warning - Large Fires | equipment / facility failure | recloser damage or failure | 0
HFTD - Distribution - Tier 2 - 4QU CoRE ¦ 3QU LoRE | Red Flag Warning - Large Fires | equipment / facility failure | sectionalizer damage or failure | 0
HFTD - Distribution - Tier 2 - 4QU CoRE ¦ 3QU LoRE | Red Flag Warning - Large Fires | equipment / facility failure | switch damage or failure | 0
HFTD - Distribution - Tier 2 - 4QU CoRE ¦ 3QU LoRE | Red Flag Warning - Large Fires | equipment / facility failure | transformer damage or failure | 0.00046616
HFTD - Distribution - Tier 2 - 4QU CoRE ¦ 3QU LoRE | Red Flag Warning - Large Fires | equipment / facility failure | voltage regulator / booster damage or failure | 2.5016e-05
HFTD - Distribution - Tier 2 - 4QU CoRE ¦ 3QU LoRE | Red Flag Warning - Large Fires | other | all other | 0
HFTD - Distribution - Tier 2 - 4QU CoRE ¦ 3QU LoRE | Red Flag Warning - Large Fires | unknown | unknown | 0
HFTD - Distribution - Tier 2 - 4QU CoRE ¦ 3QU LoRE | Red Flag Warning - Large Fires | utility work / operation | utility work / operation | 0
HFTD - Distribution - Tier 2 - 4QU CoRE ¦ 3QU LoRE | Red Flag Warning - Large Fires | vandalism / theft | vandalism / theft | 0
HFTD - Distribution - Tier 2 - 4QU CoRE ¦ 3QU LoRE | Red Flag Warning - Large Fires | vegetation contact | branch (not overhanging, 4-12ft) | 0.00013423
HFTD - Distribution - Tier 2 - 4QU CoRE ¦ 3QU LoRE | Red Flag Warning - Large Fires | vegetation contact | branch (not overhanging, > 12ft) | 0.00020036
HFTD - Distribution - Tier 2 - 4QU CoRE ¦ 3QU LoRE | Red Flag Warning - Large Fires | vegetation contact | branch (not overhanging, distance unknown) | 0.00096841
HFTD - Distribution - Tier 2 - 4QU CoRE ¦ 3QU LoRE | Red Flag Warning - Large Fires | vegetation contact | branch (not overhanging, within 4ft) | 3.3766e-05
HFTD - Distribution - Tier 2 - 4QU CoRE ¦ 3QU LoRE | Red Flag Warning - Large Fires | vegetation contact | branch (overhanging) | 0.0019922
HFTD - Distribution - Tier 2 - 4QU CoRE ¦ 3QU LoRE | Red Flag Warning - Large Fires | vegetation contact | dead | 0.00073465
HFTD - Distribution - Tier 2 - 4QU CoRE ¦ 3QU LoRE | Red Flag Warning - Large Fires | vegetation contact | fell into (moderate-severe defect) | 0.00060343
HFTD - Distribution - Tier 2 - 4QU CoRE ¦ 3QU LoRE | Red Flag Warning - Large Fires | vegetation contact | fell into (no defect) | 0.0024711
HFTD - Distribution - Tier 2 - 4QU CoRE ¦ 3QU LoRE | Red Flag Warning - Large Fires | vegetation contact | fell into (slight defect) | 0.0006504
HFTD - Distribution - Tier 2 - 4QU CoRE ¦ 3QU LoRE | Red Flag Warning - Large Fires | vegetation contact | grow into | 6.8463e-05
HFTD - Distribution - Tier 2 - 4QU CoRE ¦ 3QU LoRE | Red Flag Warning - Large Fires | vegetation contact | other/unknown | 0.0033393
HFTD - Distribution - Tier 2 - 4QU CoRE ¦ 3QU LoRE | Red Flag Warning - Large Fires | wire-to-wire contact | wire-to-wire contact / contamination | 0
HFTD - Distribution - Tier 2 - 4QU CoRE ¦ 3QU LoRE | Red Flag Warning - Small Fires | contact from object | animal contact | 0.0040407
HFTD - Distribution - Tier 2 - 4QU CoRE ¦ 3QU LoRE | Red Flag Warning - Small Fires | contact from object | balloon contact | 0.00061478
HFTD - Distribution - Tier 2 - 4QU CoRE ¦ 3QU LoRE | Red Flag Warning - Small Fires | contact from object | other contact from object | 0.0026061
HFTD - Distribution - Tier 2 - 4QU CoRE ¦ 3QU LoRE | Red Flag Warning - Small Fires | contact from object | vehicle contact | 0.010703
HFTD - Distribution - Tier 2 - 4QU CoRE ¦ 3QU LoRE | Red Flag Warning - Small Fires | contamination | contamination | 0.00014569
HFTD - Distribution - Tier 2 - 4QU CoRE ¦ 3QU LoRE | Red Flag Warning - Small Fires | equipment / facility failure | anchor / guy damage or failure | 0.00083444
HFTD - Distribution - Tier 2 - 4QU CoRE ¦ 3QU LoRE | Red Flag Warning - Small Fires | equipment / facility failure | capacitor bank damage or failure | 0.0026913
HFTD - Distribution - Tier 2 - 4QU CoRE ¦ 3QU LoRE | Red Flag Warning - Small Fires | equipment / facility failure | conductor damage or failure | 0.02124
HFTD - Distribution - Tier 2 - 4QU CoRE ¦ 3QU LoRE | Red Flag Warning - Small Fires | equipment / facility failure | connection device damage or failure | 0.0065261
HFTD - Distribution - Tier 2 - 4QU CoRE ¦ 3QU LoRE | Red Flag Warning - Small Fires | equipment / facility failure | crossarm damage or failure | 0.010543
HFTD - Distribution - Tier 2 - 4QU CoRE ¦ 3QU LoRE | Red Flag Warning - Small Fires | equipment / facility failure | fuse damage or failure | 0.0073372
HFTD - Distribution - Tier 2 - 4QU CoRE ¦ 3QU LoRE | Red Flag Warning - Small Fires | equipment / facility failure | insulator and brushing damage or failure | 0.008007
HFTD - Distribution - Tier 2 - 4QU CoRE ¦ 3QU LoRE | Red Flag Warning - Small Fires | equipment / facility failure | lightning arrestor damage or failure | 0.00059077
HFTD - Distribution - Tier 2 - 4QU CoRE ¦ 3QU LoRE | Red Flag Warning - Small Fires | equipment / facility failure | other equipment / facility failure | 0.0091939
HFTD - Distribution - Tier 2 - 4QU CoRE ¦ 3QU LoRE | Red Flag Warning - Small Fires | equipment / facility failure | pole damage or failure | 0.0042752
HFTD - Distribution - Tier 2 - 4QU CoRE ¦ 3QU LoRE | Red Flag Warning - Small Fires | equipment / facility failure | recloser damage or failure | 0
HFTD - Distribution - Tier 2 - 4QU CoRE ¦ 3QU LoRE | Red Flag Warning - Small Fires | equipment / facility failure | sectionalizer damage or failure | 0
HFTD - Distribution - Tier 2 - 4QU CoRE ¦ 3QU LoRE | Red Flag Warning - Small Fires | equipment / facility failure | switch damage or failure | 0
HFTD - Distribution - Tier 2 - 4QU CoRE ¦ 3QU LoRE | Red Flag Warning - Small Fires | equipment / facility failure | transformer damage or failure | 0.0050041
HFTD - Distribution - Tier 2 - 4QU CoRE ¦ 3QU LoRE | Red Flag Warning - Small Fires | equipment / facility failure | voltage regulator / booster damage or failure | 0.00026273
HFTD - Distribution - Tier 2 - 4QU CoRE ¦ 3QU LoRE | Red Flag Warning - Small Fires | other | all other | 0.0015178
HFTD - Distribution - Tier 2 - 4QU CoRE ¦ 3QU LoRE | Red Flag Warning - Small Fires | unknown | unknown | 0.0045443
HFTD - Distribution - Tier 2 - 4QU CoRE ¦ 3QU LoRE | Red Flag Warning - Small Fires | utility work / operation | utility work / operation | 0.00032428
HFTD - Distribution - Tier 2 - 4QU CoRE ¦ 3QU LoRE | Red Flag Warning - Small Fires | vandalism / theft | vandalism / theft | 0.0001044
HFTD - Distribution - Tier 2 - 4QU CoRE ¦ 3QU LoRE | Red Flag Warning - Small Fires | vegetation contact | branch (not overhanging, 4-12ft) | 0.0043098
HFTD - Distribution - Tier 2 - 4QU CoRE ¦ 3QU LoRE | Red Flag Warning - Small Fires | vegetation contact | branch (not overhanging, > 12ft) | 0.0063604
HFTD - Distribution - Tier 2 - 4QU CoRE ¦ 3QU LoRE | Red Flag Warning - Small Fires | vegetation contact | branch (not overhanging, distance unknown) | 0.030742
HFTD - Distribution - Tier 2 - 4QU CoRE ¦ 3QU LoRE | Red Flag Warning - Small Fires | vegetation contact | branch (not overhanging, within 4ft) | 0.0010949
HFTD - Distribution - Tier 2 - 4QU CoRE ¦ 3QU LoRE | Red Flag Warning - Small Fires | vegetation contact | branch (overhanging) | 0.0646
HFTD - Distribution - Tier 2 - 4QU CoRE ¦ 3QU LoRE | Red Flag Warning - Small Fires | vegetation contact | dead | 0.023321
HFTD - Distribution - Tier 2 - 4QU CoRE ¦ 3QU LoRE | Red Flag Warning - Small Fires | vegetation contact | fell into (moderate-severe defect) | 0.019156
HFTD - Distribution - Tier 2 - 4QU CoRE ¦ 3QU LoRE | Red Flag Warning - Small Fires | vegetation contact | fell into (no defect) | 0.078444
HFTD - Distribution - Tier 2 - 4QU CoRE ¦ 3QU LoRE | Red Flag Warning - Small Fires | vegetation contact | fell into (slight defect) | 0.020647
HFTD - Distribution - Tier 2 - 4QU CoRE ¦ 3QU LoRE | Red Flag Warning - Small Fires | vegetation contact | grow into | 0.0021733
HFTD - Distribution - Tier 2 - 4QU CoRE ¦ 3QU LoRE | Red Flag Warning - Small Fires | vegetation contact | other/unknown | 0.10601
HFTD - Distribution - Tier 2 - 4QU CoRE ¦ 3QU LoRE | Red Flag Warning - Small Fires | wire-to-wire contact | wire-to-wire contact / contamination | 0.0064493
HFTD - Distribution - Tier 2 - 4QU CoRE ¦ 4QU LoRE | Seismic - Non-Red Flag Warning - Catastrophic Fires | cc - seismic scenario | seismic scenario | 3.1258e-07
HFTD - Distribution - Tier 2 - 4QU CoRE ¦ 4QU LoRE | Non-Red Flag Warning - Catastrophic Fires | contact from object | animal contact | 5.0496e-05
HFTD - Distribution - Tier 2 - 4QU CoRE ¦ 4QU LoRE | Non-Red Flag Warning - Catastrophic Fires | contact from object | balloon contact | 2.7003e-06
HFTD - Distribution - Tier 2 - 4QU CoRE ¦ 4QU LoRE | Non-Red Flag Warning - Catastrophic Fires | contact from object | other contact from object | 1.7801e-05
HFTD - Distribution - Tier 2 - 4QU CoRE ¦ 4QU LoRE | Non-Red Flag Warning - Catastrophic Fires | contact from object | vehicle contact | 3.3363e-05
HFTD - Distribution - Tier 2 - 4QU CoRE ¦ 4QU LoRE | Non-Red Flag Warning - Catastrophic Fires | contamination | contamination | 3.1523e-06
HFTD - Distribution - Tier 2 - 4QU CoRE ¦ 4QU LoRE | Non-Red Flag Warning - Catastrophic Fires | equipment / facility failure | anchor / guy damage or failure | 1.1468e-07
HFTD - Distribution - Tier 2 - 4QU CoRE ¦ 4QU LoRE | Non-Red Flag Warning - Catastrophic Fires | equipment / facility failure | capacitor bank damage or failure | 1.4782e-07
HFTD - Distribution - Tier 2 - 4QU CoRE ¦ 4QU LoRE | Non-Red Flag Warning - Catastrophic Fires | equipment / facility failure | conductor damage or failure | 2.1666e-06
HFTD - Distribution - Tier 2 - 4QU CoRE ¦ 4QU LoRE | Non-Red Flag Warning - Catastrophic Fires | equipment / facility failure | connection device damage or failure | 7.0077e-07
HFTD - Distribution - Tier 2 - 4QU CoRE ¦ 4QU LoRE | Non-Red Flag Warning - Catastrophic Fires | equipment / facility failure | crossarm damage or failure | 6.0875e-07
HFTD - Distribution - Tier 2 - 4QU CoRE ¦ 4QU LoRE | Non-Red Flag Warning - Catastrophic Fires | equipment / facility failure | fuse damage or failure | 2.6083e-07
HFTD - Distribution - Tier 2 - 4QU CoRE ¦ 4QU LoRE | Non-Red Flag Warning - Catastrophic Fires | equipment / facility failure | insulator and brushing damage or failure | 1.8424e-07
HFTD - Distribution - Tier 2 - 4QU CoRE ¦ 4QU LoRE | Non-Red Flag Warning - Catastrophic Fires | equipment / facility failure | lightning arrestor damage or failure | 4.6772e-08
HFTD - Distribution - Tier 2 - 4QU CoRE ¦ 4QU LoRE | Non-Red Flag Warning - Catastrophic Fires | equipment / facility failure | other equipment / facility failure | 1.524e-06
HFTD - Distribution - Tier 2 - 4QU CoRE ¦ 4QU LoRE | Non-Red Flag Warning - Catastrophic Fires | equipment / facility failure | pole damage or failure | 7.9557e-07
HFTD - Distribution - Tier 2 - 4QU CoRE ¦ 4QU LoRE | Non-Red Flag Warning - Catastrophic Fires | equipment / facility failure | recloser damage or failure | 0
HFTD - Distribution - Tier 2 - 4QU CoRE ¦ 4QU LoRE | Non-Red Flag Warning - Catastrophic Fires | equipment / facility failure | sectionalizer damage or failure | 0
HFTD - Distribution - Tier 2 - 4QU CoRE ¦ 4QU LoRE | Non-Red Flag Warning - Catastrophic Fires | equipment / facility failure | switch damage or failure | 0
HFTD - Distribution - Tier 2 - 4QU CoRE ¦ 4QU LoRE | Non-Red Flag Warning - Catastrophic Fires | equipment / facility failure | transformer damage or failure | 1.1362e-06
HFTD - Distribution - Tier 2 - 4QU CoRE ¦ 4QU LoRE | Non-Red Flag Warning - Catastrophic Fires | equipment / facility failure | voltage regulator / booster damage or failure | 1.7837e-07
HFTD - Distribution - Tier 2 - 4QU CoRE ¦ 4QU LoRE | Non-Red Flag Warning - Catastrophic Fires | other | all other | 2.7287e-05
HFTD - Distribution - Tier 2 - 4QU CoRE ¦ 4QU LoRE | Non-Red Flag Warning - Catastrophic Fires | unknown | unknown | 3.6388e-05
HFTD - Distribution - Tier 2 - 4QU CoRE ¦ 4QU LoRE | Non-Red Flag Warning - Catastrophic Fires | utility work / operation | utility work / operation | 4.1496e-06
HFTD - Distribution - Tier 2 - 4QU CoRE ¦ 4QU LoRE | Non-Red Flag Warning - Catastrophic Fires | vandalism / theft | vandalism / theft | 3.7204e-07
HFTD - Distribution - Tier 2 - 4QU CoRE ¦ 4QU LoRE | Non-Red Flag Warning - Catastrophic Fires | vegetation contact | branch (not overhanging, 4-12ft) | 2.0613e-07
HFTD - Distribution - Tier 2 - 4QU CoRE ¦ 4QU LoRE | Non-Red Flag Warning - Catastrophic Fires | vegetation contact | branch (not overhanging, > 12ft) | 4.9999e-07
HFTD - Distribution - Tier 2 - 4QU CoRE ¦ 4QU LoRE | Non-Red Flag Warning - Catastrophic Fires | vegetation contact | branch (not overhanging, distance unknown) | 1.7068e-06
HFTD - Distribution - Tier 2 - 4QU CoRE ¦ 4QU LoRE | Non-Red Flag Warning - Catastrophic Fires | vegetation contact | branch (not overhanging, within 4ft) | 8.6495e-08
HFTD - Distribution - Tier 2 - 4QU CoRE ¦ 4QU LoRE | Non-Red Flag Warning - Catastrophic Fires | vegetation contact | branch (overhanging) | 3.849e-06
HFTD - Distribution - Tier 2 - 4QU CoRE ¦ 4QU LoRE | Non-Red Flag Warning - Catastrophic Fires | vegetation contact | dead | 1.8159e-06
HFTD - Distribution - Tier 2 - 4QU CoRE ¦ 4QU LoRE | Non-Red Flag Warning - Catastrophic Fires | vegetation contact | fell into (moderate-severe defect) | 2.0769e-06
HFTD - Distribution - Tier 2 - 4QU CoRE ¦ 4QU LoRE | Non-Red Flag Warning - Catastrophic Fires | vegetation contact | fell into (no defect) | 1.2234e-05
HFTD - Distribution - Tier 2 - 4QU CoRE ¦ 4QU LoRE | Non-Red Flag Warning - Catastrophic Fires | vegetation contact | fell into (slight defect) | 2.5676e-06
HFTD - Distribution - Tier 2 - 4QU CoRE ¦ 4QU LoRE | Non-Red Flag Warning - Catastrophic Fires | vegetation contact | grow into | 2.2224e-07
HFTD - Distribution - Tier 2 - 4QU CoRE ¦ 4QU LoRE | Non-Red Flag Warning - Catastrophic Fires | vegetation contact | other/unknown | 1.0538e-05
HFTD - Distribution - Tier 2 - 4QU CoRE ¦ 4QU LoRE | Non-Red Flag Warning - Catastrophic Fires | wire-to-wire contact | wire-to-wire contact / contamination | 7.9518e-05
HFTD - Distribution - Tier 2 - 4QU CoRE ¦ 4QU LoRE | Non-Red Flag Warning - Destructive Fires | contact from object | animal contact | 3.7263e-05
HFTD - Distribution - Tier 2 - 4QU CoRE ¦ 4QU LoRE | Non-Red Flag Warning - Destructive Fires | contact from object | balloon contact | 1.8461e-06
HFTD - Distribution - Tier 2 - 4QU CoRE ¦ 4QU LoRE | Non-Red Flag Warning - Destructive Fires | contact from object | other contact from object | 1.284e-05
HFTD - Distribution - Tier 2 - 4QU CoRE ¦ 4QU LoRE | Non-Red Flag Warning - Destructive Fires | contact from object | vehicle contact | 2.3293e-05
HFTD - Distribution - Tier 2 - 4QU CoRE ¦ 4QU LoRE | Non-Red Flag Warning - Destructive Fires | contamination | contamination | 2.2096e-06
HFTD - Distribution - Tier 2 - 4QU CoRE ¦ 4QU LoRE | Non-Red Flag Warning - Destructive Fires | equipment / facility failure | anchor / guy damage or failure | 4.4712e-07
HFTD - Distribution - Tier 2 - 4QU CoRE ¦ 4QU LoRE | Non-Red Flag Warning - Destructive Fires | equipment / facility failure | capacitor bank damage or failure | 5.6917e-07
HFTD - Distribution - Tier 2 - 4QU CoRE ¦ 4QU LoRE | Non-Red Flag Warning - Destructive Fires | equipment / facility failure | conductor damage or failure | 9.1777e-06
HFTD - Distribution - Tier 2 - 4QU CoRE ¦ 4QU LoRE | Non-Red Flag Warning - Destructive Fires | equipment / facility failure | connection device damage or failure | 3.0373e-06
HFTD - Distribution - Tier 2 - 4QU CoRE ¦ 4QU LoRE | Non-Red Flag Warning - Destructive Fires | equipment / facility failure | crossarm damage or failure | 2.3963e-06
HFTD - Distribution - Tier 2 - 4QU CoRE ¦ 4QU LoRE | Non-Red Flag Warning - Destructive Fires | equipment / facility failure | fuse damage or failure | 1.0162e-06
HFTD - Distribution - Tier 2 - 4QU CoRE ¦ 4QU LoRE | Non-Red Flag Warning - Destructive Fires | equipment / facility failure | insulator and brushing damage or failure | 7.0727e-07
HFTD - Distribution - Tier 2 - 4QU CoRE ¦ 4QU LoRE | Non-Red Flag Warning - Destructive Fires | equipment / facility failure | lightning arrestor damage or failure | 1.7524e-07
HFTD - Distribution - Tier 2 - 4QU CoRE ¦ 4QU LoRE | Non-Red Flag Warning - Destructive Fires | equipment / facility failure | other equipment / facility failure | 6.1784e-06
HFTD - Distribution - Tier 2 - 4QU CoRE ¦ 4QU LoRE | Non-Red Flag Warning - Destructive Fires | equipment / facility failure | pole damage or failure | 3.1489e-06
HFTD - Distribution - Tier 2 - 4QU CoRE ¦ 4QU LoRE | Non-Red Flag Warning - Destructive Fires | equipment / facility failure | recloser damage or failure | 0
HFTD - Distribution - Tier 2 - 4QU CoRE ¦ 4QU LoRE | Non-Red Flag Warning - Destructive Fires | equipment / facility failure | sectionalizer damage or failure | 0
HFTD - Distribution - Tier 2 - 4QU CoRE ¦ 4QU LoRE | Non-Red Flag Warning - Destructive Fires | equipment / facility failure | switch damage or failure | 0
HFTD - Distribution - Tier 2 - 4QU CoRE ¦ 4QU LoRE | Non-Red Flag Warning - Destructive Fires | equipment / facility failure | transformer damage or failure | 4.4186e-06
HFTD - Distribution - Tier 2 - 4QU CoRE ¦ 4QU LoRE | Non-Red Flag Warning - Destructive Fires | equipment / facility failure | voltage regulator / booster damage or failure | 6.8925e-07
HFTD - Distribution - Tier 2 - 4QU CoRE ¦ 4QU LoRE | Non-Red Flag Warning - Destructive Fires | other | all other | 2.0895e-05
HFTD - Distribution - Tier 2 - 4QU CoRE ¦ 4QU LoRE | Non-Red Flag Warning - Destructive Fires | unknown | unknown | 2.804e-05
HFTD - Distribution - Tier 2 - 4QU CoRE ¦ 4QU LoRE | Non-Red Flag Warning - Destructive Fires | utility work / operation | utility work / operation | 3.0098e-06
HFTD - Distribution - Tier 2 - 4QU CoRE ¦ 4QU LoRE | Non-Red Flag Warning - Destructive Fires | vandalism / theft | vandalism / theft | 2.4804e-07
HFTD - Distribution - Tier 2 - 4QU CoRE ¦ 4QU LoRE | Non-Red Flag Warning - Destructive Fires | vegetation contact | branch (not overhanging, 4-12ft) | 5.7418e-07
HFTD - Distribution - Tier 2 - 4QU CoRE ¦ 4QU LoRE | Non-Red Flag Warning - Destructive Fires | vegetation contact | branch (not overhanging, > 12ft) | 1.3946e-06
HFTD - Distribution - Tier 2 - 4QU CoRE ¦ 4QU LoRE | Non-Red Flag Warning - Destructive Fires | vegetation contact | branch (not overhanging, distance unknown) | 4.7607e-06
HFTD - Distribution - Tier 2 - 4QU CoRE ¦ 4QU LoRE | Non-Red Flag Warning - Destructive Fires | vegetation contact | branch (not overhanging, within 4ft) | 2.4062e-07
HFTD - Distribution - Tier 2 - 4QU CoRE ¦ 4QU LoRE | Non-Red Flag Warning - Destructive Fires | vegetation contact | branch (overhanging) | 1.0707e-05
HFTD - Distribution - Tier 2 - 4QU CoRE ¦ 4QU LoRE | Non-Red Flag Warning - Destructive Fires | vegetation contact | dead | 5.0649e-06
HFTD - Distribution - Tier 2 - 4QU CoRE ¦ 4QU LoRE | Non-Red Flag Warning - Destructive Fires | vegetation contact | fell into (moderate-severe defect) | 5.7931e-06
HFTD - Distribution - Tier 2 - 4QU CoRE ¦ 4QU LoRE | Non-Red Flag Warning - Destructive Fires | vegetation contact | fell into (no defect) | 3.4123e-05
HFTD - Distribution - Tier 2 - 4QU CoRE ¦ 4QU LoRE | Non-Red Flag Warning - Destructive Fires | vegetation contact | fell into (slight defect) | 7.1617e-06
HFTD - Distribution - Tier 2 - 4QU CoRE ¦ 4QU LoRE | Non-Red Flag Warning - Destructive Fires | vegetation contact | grow into | 6.1989e-07
HFTD - Distribution - Tier 2 - 4QU CoRE ¦ 4QU LoRE | Non-Red Flag Warning - Destructive Fires | vegetation contact | other/unknown | 2.9394e-05
HFTD - Distribution - Tier 2 - 4QU CoRE ¦ 4QU LoRE | Non-Red Flag Warning - Destructive Fires | wire-to-wire contact | wire-to-wire contact / contamination | 6.3837e-05
HFTD - Distribution - Tier 2 - 4QU CoRE ¦ 4QU LoRE | Non-Red Flag Warning - Large Fires | contact from object | animal contact | 0.00098519
HFTD - Distribution - Tier 2 - 4QU CoRE ¦ 4QU LoRE | Non-Red Flag Warning - Large Fires | contact from object | balloon contact | 4.6658e-05
HFTD - Distribution - Tier 2 - 4QU CoRE ¦ 4QU LoRE | Non-Red Flag Warning - Large Fires | contact from object | other contact from object | 0.00033721
HFTD - Distribution - Tier 2 - 4QU CoRE ¦ 4QU LoRE | Non-Red Flag Warning - Large Fires | contact from object | vehicle contact | 0.00069778
HFTD - Distribution - Tier 2 - 4QU CoRE ¦ 4QU LoRE | Non-Red Flag Warning - Large Fires | contamination | contamination | 6.281e-05
HFTD - Distribution - Tier 2 - 4QU CoRE ¦ 4QU LoRE | Non-Red Flag Warning - Large Fires | equipment / facility failure | anchor / guy damage or failure | 1.5114e-05
HFTD - Distribution - Tier 2 - 4QU CoRE ¦ 4QU LoRE | Non-Red Flag Warning - Large Fires | equipment / facility failure | capacitor bank damage or failure | 2.5928e-05
HFTD - Distribution - Tier 2 - 4QU CoRE ¦ 4QU LoRE | Non-Red Flag Warning - Large Fires | equipment / facility failure | conductor damage or failure | 0.00032637
HFTD - Distribution - Tier 2 - 4QU CoRE ¦ 4QU LoRE | Non-Red Flag Warning - Large Fires | equipment / facility failure | connection device damage or failure | 0.00010198
HFTD - Distribution - Tier 2 - 4QU CoRE ¦ 4QU LoRE | Non-Red Flag Warning - Large Fires | equipment / facility failure | crossarm damage or failure | 9.4382e-05
HFTD - Distribution - Tier 2 - 4QU CoRE ¦ 4QU LoRE | Non-Red Flag Warning - Large Fires | equipment / facility failure | fuse damage or failure | 4.1131e-05
HFTD - Distribution - Tier 2 - 4QU CoRE ¦ 4QU LoRE | Non-Red Flag Warning - Large Fires | equipment / facility failure | insulator and brushing damage or failure | 2.732e-05
HFTD - Distribution - Tier 2 - 4QU CoRE ¦ 4QU LoRE | Non-Red Flag Warning - Large Fires | equipment / facility failure | lightning arrestor damage or failure | 4.8781e-06
HFTD - Distribution - Tier 2 - 4QU CoRE ¦ 4QU LoRE | Non-Red Flag Warning - Large Fires | equipment / facility failure | other equipment / facility failure | 0.00025524
HFTD - Distribution - Tier 2 - 4QU CoRE ¦ 4QU LoRE | Non-Red Flag Warning - Large Fires | equipment / facility failure | pole damage or failure | 0.00012262
HFTD - Distribution - Tier 2 - 4QU CoRE ¦ 4QU LoRE | Non-Red Flag Warning - Large Fires | equipment / facility failure | recloser damage or failure | 0
HFTD - Distribution - Tier 2 - 4QU CoRE ¦ 4QU LoRE | Non-Red Flag Warning - Large Fires | equipment / facility failure | sectionalizer damage or failure | 0
HFTD - Distribution - Tier 2 - 4QU CoRE ¦ 4QU LoRE | Non-Red Flag Warning - Large Fires | equipment / facility failure | switch damage or failure | 0
HFTD - Distribution - Tier 2 - 4QU CoRE ¦ 4QU LoRE | Non-Red Flag Warning - Large Fires | equipment / facility failure | transformer damage or failure | 0.00017514
HFTD - Distribution - Tier 2 - 4QU CoRE ¦ 4QU LoRE | Non-Red Flag Warning - Large Fires | equipment / facility failure | voltage regulator / booster damage or failure | 2.7893e-05
HFTD - Distribution - Tier 2 - 4QU CoRE ¦ 4QU LoRE | Non-Red Flag Warning - Large Fires | other | all other | 0.00052275
HFTD - Distribution - Tier 2 - 4QU CoRE ¦ 4QU LoRE | Non-Red Flag Warning - Large Fires | unknown | unknown | 0.00075641
HFTD - Distribution - Tier 2 - 4QU CoRE ¦ 4QU LoRE | Non-Red Flag Warning - Large Fires | utility work / operation | utility work / operation | 8.4803e-05
HFTD - Distribution - Tier 2 - 4QU CoRE ¦ 4QU LoRE | Non-Red Flag Warning - Large Fires | vandalism / theft | vandalism / theft | 5.106e-06
HFTD - Distribution - Tier 2 - 4QU CoRE ¦ 4QU LoRE | Non-Red Flag Warning - Large Fires | vegetation contact | branch (not overhanging, 4-12ft) | 2.1036e-05
HFTD - Distribution - Tier 2 - 4QU CoRE ¦ 4QU LoRE | Non-Red Flag Warning - Large Fires | vegetation contact | branch (not overhanging, > 12ft) | 5.0231e-05
HFTD - Distribution - Tier 2 - 4QU CoRE ¦ 4QU LoRE | Non-Red Flag Warning - Large Fires | vegetation contact | branch (not overhanging, distance unknown) | 0.00017147
HFTD - Distribution - Tier 2 - 4QU CoRE ¦ 4QU LoRE | Non-Red Flag Warning - Large Fires | vegetation contact | branch (not overhanging, within 4ft) | 8.9591e-06
HFTD - Distribution - Tier 2 - 4QU CoRE ¦ 4QU LoRE | Non-Red Flag Warning - Large Fires | vegetation contact | branch (overhanging) | 0.00039868
HFTD - Distribution - Tier 2 - 4QU CoRE ¦ 4QU LoRE | Non-Red Flag Warning - Large Fires | vegetation contact | dead | 0.00018243
HFTD - Distribution - Tier 2 - 4QU CoRE ¦ 4QU LoRE | Non-Red Flag Warning - Large Fires | vegetation contact | fell into (moderate-severe defect) | 0.00020866
HFTD - Distribution - Tier 2 - 4QU CoRE ¦ 4QU LoRE | Non-Red Flag Warning - Large Fires | vegetation contact | fell into (no defect) | 0.0012291
HFTD - Distribution - Tier 2 - 4QU CoRE ¦ 4QU LoRE | Non-Red Flag Warning - Large Fires | vegetation contact | fell into (slight defect) | 0.00025795
HFTD - Distribution - Tier 2 - 4QU CoRE ¦ 4QU LoRE | Non-Red Flag Warning - Large Fires | vegetation contact | grow into | 2.2327e-05
HFTD - Distribution - Tier 2 - 4QU CoRE ¦ 4QU LoRE | Non-Red Flag Warning - Large Fires | vegetation contact | other/unknown | 0.0010587
HFTD - Distribution - Tier 2 - 4QU CoRE ¦ 4QU LoRE | Non-Red Flag Warning - Large Fires | wire-to-wire contact | wire-to-wire contact / contamination | 0.0015138
HFTD - Distribution - Tier 2 - 4QU CoRE ¦ 4QU LoRE | Non-Red Flag Warning - Small Fires | contact from object | animal contact | 0.14818
HFTD - Distribution - Tier 2 - 4QU CoRE ¦ 4QU LoRE | Non-Red Flag Warning - Small Fires | contact from object | balloon contact | 0.0085596
HFTD - Distribution - Tier 2 - 4QU CoRE ¦ 4QU LoRE | Non-Red Flag Warning - Small Fires | contact from object | other contact from object | 0.059078
HFTD - Distribution - Tier 2 - 4QU CoRE ¦ 4QU LoRE | Non-Red Flag Warning - Small Fires | contact from object | vehicle contact | 0.11847
HFTD - Distribution - Tier 2 - 4QU CoRE ¦ 4QU LoRE | Non-Red Flag Warning - Small Fires | contamination | contamination | 0.01201
HFTD - Distribution - Tier 2 - 4QU CoRE ¦ 4QU LoRE | Non-Red Flag Warning - Small Fires | equipment / facility failure | anchor / guy damage or failure | 0.0093036
HFTD - Distribution - Tier 2 - 4QU CoRE ¦ 4QU LoRE | Non-Red Flag Warning - Small Fires | equipment / facility failure | capacitor bank damage or failure | 0.008852
HFTD - Distribution - Tier 2 - 4QU CoRE ¦ 4QU LoRE | Non-Red Flag Warning - Small Fires | equipment / facility failure | conductor damage or failure | 0.1557
HFTD - Distribution - Tier 2 - 4QU CoRE ¦ 4QU LoRE | Non-Red Flag Warning - Small Fires | equipment / facility failure | connection device damage or failure | 0.046744
HFTD - Distribution - Tier 2 - 4QU CoRE ¦ 4QU LoRE | Non-Red Flag Warning - Small Fires | equipment / facility failure | crossarm damage or failure | 0.056738
HFTD - Distribution - Tier 2 - 4QU CoRE ¦ 4QU LoRE | Non-Red Flag Warning - Small Fires | equipment / facility failure | fuse damage or failure | 0.024714
HFTD - Distribution - Tier 2 - 4QU CoRE ¦ 4QU LoRE | Non-Red Flag Warning - Small Fires | equipment / facility failure | insulator and brushing damage or failure | 0.019143
HFTD - Distribution - Tier 2 - 4QU CoRE ¦ 4QU LoRE | Non-Red Flag Warning - Small Fires | equipment / facility failure | lightning arrestor damage or failure | 0.0035562
HFTD - Distribution - Tier 2 - 4QU CoRE ¦ 4QU LoRE | Non-Red Flag Warning - Small Fires | equipment / facility failure | other equipment / facility failure | 0.1365
HFTD - Distribution - Tier 2 - 4QU CoRE ¦ 4QU LoRE | Non-Red Flag Warning - Small Fires | equipment / facility failure | pole damage or failure | 0.069743
HFTD - Distribution - Tier 2 - 4QU CoRE ¦ 4QU LoRE | Non-Red Flag Warning - Small Fires | equipment / facility failure | recloser damage or failure | 0
HFTD - Distribution - Tier 2 - 4QU CoRE ¦ 4QU LoRE | Non-Red Flag Warning - Small Fires | equipment / facility failure | sectionalizer damage or failure | 0
HFTD - Distribution - Tier 2 - 4QU CoRE ¦ 4QU LoRE | Non-Red Flag Warning - Small Fires | equipment / facility failure | switch damage or failure | 0
HFTD - Distribution - Tier 2 - 4QU CoRE ¦ 4QU LoRE | Non-Red Flag Warning - Small Fires | equipment / facility failure | transformer damage or failure | 0.096799
HFTD - Distribution - Tier 2 - 4QU CoRE ¦ 4QU LoRE | Non-Red Flag Warning - Small Fires | equipment / facility failure | voltage regulator / booster damage or failure | 0.016278
HFTD - Distribution - Tier 2 - 4QU CoRE ¦ 4QU LoRE | Non-Red Flag Warning - Small Fires | other | all other | 0.068984
HFTD - Distribution - Tier 2 - 4QU CoRE ¦ 4QU LoRE | Non-Red Flag Warning - Small Fires | unknown | unknown | 0.1134
HFTD - Distribution - Tier 2 - 4QU CoRE ¦ 4QU LoRE | Non-Red Flag Warning - Small Fires | utility work / operation | utility work / operation | 0.01356
HFTD - Distribution - Tier 2 - 4QU CoRE ¦ 4QU LoRE | Non-Red Flag Warning - Small Fires | vandalism / theft | vandalism / theft | 0.0013444
HFTD - Distribution - Tier 2 - 4QU CoRE ¦ 4QU LoRE | Non-Red Flag Warning - Small Fires | vegetation contact | branch (not overhanging, 4-12ft) | 0.0059058
HFTD - Distribution - Tier 2 - 4QU CoRE ¦ 4QU LoRE | Non-Red Flag Warning - Small Fires | vegetation contact | branch (not overhanging, > 12ft) | 0.013977
HFTD - Distribution - Tier 2 - 4QU CoRE ¦ 4QU LoRE | Non-Red Flag Warning - Small Fires | vegetation contact | branch (not overhanging, distance unknown) | 0.047714
HFTD - Distribution - Tier 2 - 4QU CoRE ¦ 4QU LoRE | Non-Red Flag Warning - Small Fires | vegetation contact | branch (not overhanging, within 4ft) | 0.0025361
HFTD - Distribution - Tier 2 - 4QU CoRE ¦ 4QU LoRE | Non-Red Flag Warning - Small Fires | vegetation contact | branch (overhanging) | 0.11286
HFTD - Distribution - Tier 2 - 4QU CoRE ¦ 4QU LoRE | Non-Red Flag Warning - Small Fires | vegetation contact | dead | 0.050764
HFTD - Distribution - Tier 2 - 4QU CoRE ¦ 4QU LoRE | Non-Red Flag Warning - Small Fires | vegetation contact | fell into (moderate-severe defect) | 0.058062
HFTD - Distribution - Tier 2 - 4QU CoRE ¦ 4QU LoRE | Non-Red Flag Warning - Small Fires | vegetation contact | fell into (no defect) | 0.342
HFTD - Distribution - Tier 2 - 4QU CoRE ¦ 4QU LoRE | Non-Red Flag Warning - Small Fires | vegetation contact | fell into (slight defect) | 0.071778
HFTD - Distribution - Tier 2 - 4QU CoRE ¦ 4QU LoRE | Non-Red Flag Warning - Small Fires | vegetation contact | grow into | 0.0062129
HFTD - Distribution - Tier 2 - 4QU CoRE ¦ 4QU LoRE | Non-Red Flag Warning - Small Fires | vegetation contact | other/unknown | 0.29461
HFTD - Distribution - Tier 2 - 4QU CoRE ¦ 4QU LoRE | Non-Red Flag Warning - Small Fires | wire-to-wire contact | wire-to-wire contact / contamination | 0.20406
HFTD - Distribution - Tier 2 - 4QU CoRE ¦ 4QU LoRE | Seismic - Red Flag Warning - Catastrophic Fires | cc - seismic scenario | seismic scenario | 1.3481e-05
HFTD - Distribution - Tier 2 - 4QU CoRE ¦ 4QU LoRE | Red Flag Warning - Catastrophic Fires | contact from object | animal contact | 0
HFTD - Distribution - Tier 2 - 4QU CoRE ¦ 4QU LoRE | Red Flag Warning - Catastrophic Fires | contact from object | balloon contact | 0
HFTD - Distribution - Tier 2 - 4QU CoRE ¦ 4QU LoRE | Red Flag Warning - Catastrophic Fires | contact from object | other contact from object | 0
HFTD - Distribution - Tier 2 - 4QU CoRE ¦ 4QU LoRE | Red Flag Warning - Catastrophic Fires | contact from object | vehicle contact | 0
HFTD - Distribution - Tier 2 - 4QU CoRE ¦ 4QU LoRE | Red Flag Warning - Catastrophic Fires | contamination | contamination | 0
HFTD - Distribution - Tier 2 - 4QU CoRE ¦ 4QU LoRE | Red Flag Warning - Catastrophic Fires | equipment / facility failure | anchor / guy damage or failure | 8.2657e-05
HFTD - Distribution - Tier 2 - 4QU CoRE ¦ 4QU LoRE | Red Flag Warning - Catastrophic Fires | equipment / facility failure | capacitor bank damage or failure | 1.7001e-05
HFTD - Distribution - Tier 2 - 4QU CoRE ¦ 4QU LoRE | Red Flag Warning - Catastrophic Fires | equipment / facility failure | conductor damage or failure | 0.00098716
HFTD - Distribution - Tier 2 - 4QU CoRE ¦ 4QU LoRE | Red Flag Warning - Catastrophic Fires | equipment / facility failure | connection device damage or failure | 0.00022317
HFTD - Distribution - Tier 2 - 4QU CoRE ¦ 4QU LoRE | Red Flag Warning - Catastrophic Fires | equipment / facility failure | crossarm damage or failure | 0.00025062
HFTD - Distribution - Tier 2 - 4QU CoRE ¦ 4QU LoRE | Red Flag Warning - Catastrophic Fires | equipment / facility failure | fuse damage or failure | 0.00016809
HFTD - Distribution - Tier 2 - 4QU CoRE ¦ 4QU LoRE | Red Flag Warning - Catastrophic Fires | equipment / facility failure | insulator and brushing damage or failure | 0.00014701
HFTD - Distribution - Tier 2 - 4QU CoRE ¦ 4QU LoRE | Red Flag Warning - Catastrophic Fires | equipment / facility failure | lightning arrestor damage or failure | 2.3595e-05
HFTD - Distribution - Tier 2 - 4QU CoRE ¦ 4QU LoRE | Red Flag Warning - Catastrophic Fires | equipment / facility failure | other equipment / facility failure | 0.00021737
HFTD - Distribution - Tier 2 - 4QU CoRE ¦ 4QU LoRE | Red Flag Warning - Catastrophic Fires | equipment / facility failure | pole damage or failure | 0.00014025
HFTD - Distribution - Tier 2 - 4QU CoRE ¦ 4QU LoRE | Red Flag Warning - Catastrophic Fires | equipment / facility failure | recloser damage or failure | 0
HFTD - Distribution - Tier 2 - 4QU CoRE ¦ 4QU LoRE | Red Flag Warning - Catastrophic Fires | equipment / facility failure | sectionalizer damage or failure | 0
HFTD - Distribution - Tier 2 - 4QU CoRE ¦ 4QU LoRE | Red Flag Warning - Catastrophic Fires | equipment / facility failure | switch damage or failure | 0
HFTD - Distribution - Tier 2 - 4QU CoRE ¦ 4QU LoRE | Red Flag Warning - Catastrophic Fires | equipment / facility failure | transformer damage or failure | 0.00010277
HFTD - Distribution - Tier 2 - 4QU CoRE ¦ 4QU LoRE | Red Flag Warning - Catastrophic Fires | equipment / facility failure | voltage regulator / booster damage or failure | 6.5283e-06
HFTD - Distribution - Tier 2 - 4QU CoRE ¦ 4QU LoRE | Red Flag Warning - Catastrophic Fires | other | all other | 0
HFTD - Distribution - Tier 2 - 4QU CoRE ¦ 4QU LoRE | Red Flag Warning - Catastrophic Fires | unknown | unknown | 0
HFTD - Distribution - Tier 2 - 4QU CoRE ¦ 4QU LoRE | Red Flag Warning - Catastrophic Fires | utility work / operation | utility work / operation | 0
HFTD - Distribution - Tier 2 - 4QU CoRE ¦ 4QU LoRE | Red Flag Warning - Catastrophic Fires | vandalism / theft | vandalism / theft | 0
HFTD - Distribution - Tier 2 - 4QU CoRE ¦ 4QU LoRE | Red Flag Warning - Catastrophic Fires | vegetation contact | branch (not overhanging, 4-12ft) | 3.2985e-05
HFTD - Distribution - Tier 2 - 4QU CoRE ¦ 4QU LoRE | Red Flag Warning - Catastrophic Fires | vegetation contact | branch (not overhanging, > 12ft) | 5.1842e-05
HFTD - Distribution - Tier 2 - 4QU CoRE ¦ 4QU LoRE | Red Flag Warning - Catastrophic Fires | vegetation contact | branch (not overhanging, distance unknown) | 0.00025057
HFTD - Distribution - Tier 2 - 4QU CoRE ¦ 4QU LoRE | Red Flag Warning - Catastrophic Fires | vegetation contact | branch (not overhanging, within 4ft) | 7.9142e-06
HFTD - Distribution - Tier 2 - 4QU CoRE ¦ 4QU LoRE | Red Flag Warning - Catastrophic Fires | vegetation contact | branch (overhanging) | 0.00046694
HFTD - Distribution - Tier 2 - 4QU CoRE ¦ 4QU LoRE | Red Flag Warning - Catastrophic Fires | vegetation contact | dead | 0.00019009
HFTD - Distribution - Tier 2 - 4QU CoRE ¦ 4QU LoRE | Red Flag Warning - Catastrophic Fires | vegetation contact | fell into (moderate-severe defect) | 0.00015613
HFTD - Distribution - Tier 2 - 4QU CoRE ¦ 4QU LoRE | Red Flag Warning - Catastrophic Fires | vegetation contact | fell into (no defect) | 0.00063939
HFTD - Distribution - Tier 2 - 4QU CoRE ¦ 4QU LoRE | Red Flag Warning - Catastrophic Fires | vegetation contact | fell into (slight defect) | 0.00016829
HFTD - Distribution - Tier 2 - 4QU CoRE ¦ 4QU LoRE | Red Flag Warning - Catastrophic Fires | vegetation contact | grow into | 1.7715e-05
HFTD - Distribution - Tier 2 - 4QU CoRE ¦ 4QU LoRE | Red Flag Warning - Catastrophic Fires | vegetation contact | other/unknown | 0.00086404
HFTD - Distribution - Tier 2 - 4QU CoRE ¦ 4QU LoRE | Red Flag Warning - Catastrophic Fires | wire-to-wire contact | wire-to-wire contact / contamination | 0
HFTD - Distribution - Tier 2 - 4QU CoRE ¦ 4QU LoRE | Red Flag Warning - Destructive Fires | contact from object | animal contact | 0
HFTD - Distribution - Tier 2 - 4QU CoRE ¦ 4QU LoRE | Red Flag Warning - Destructive Fires | contact from object | balloon contact | 0
HFTD - Distribution - Tier 2 - 4QU CoRE ¦ 4QU LoRE | Red Flag Warning - Destructive Fires | contact from object | other contact from object | 0
HFTD - Distribution - Tier 2 - 4QU CoRE ¦ 4QU LoRE | Red Flag Warning - Destructive Fires | contact from object | vehicle contact | 0
HFTD - Distribution - Tier 2 - 4QU CoRE ¦ 4QU LoRE | Red Flag Warning - Destructive Fires | contamination | contamination | 0
HFTD - Distribution - Tier 2 - 4QU CoRE ¦ 4QU LoRE | Red Flag Warning - Destructive Fires | equipment / facility failure | anchor / guy damage or failure | 1.6219e-05
HFTD - Distribution - Tier 2 - 4QU CoRE ¦ 4QU LoRE | Red Flag Warning - Destructive Fires | equipment / facility failure | capacitor bank damage or failure | 3.2944e-06
HFTD - Distribution - Tier 2 - 4QU CoRE ¦ 4QU LoRE | Red Flag Warning - Destructive Fires | equipment / facility failure | conductor damage or failure | 0.00021045
HFTD - Distribution - Tier 2 - 4QU CoRE ¦ 4QU LoRE | Red Flag Warning - Destructive Fires | equipment / facility failure | connection device damage or failure | 4.8681e-05
HFTD - Distribution - Tier 2 - 4QU CoRE ¦ 4QU LoRE | Red Flag Warning - Destructive Fires | equipment / facility failure | crossarm damage or failure | 4.9649e-05
HFTD - Distribution - Tier 2 - 4QU CoRE ¦ 4QU LoRE | Red Flag Warning - Destructive Fires | equipment / facility failure | fuse damage or failure | 3.2958e-05
HFTD - Distribution - Tier 2 - 4QU CoRE ¦ 4QU LoRE | Red Flag Warning - Destructive Fires | equipment / facility failure | insulator and brushing damage or failure | 2.8403e-05
HFTD - Distribution - Tier 2 - 4QU CoRE ¦ 4QU LoRE | Red Flag Warning - Destructive Fires | equipment / facility failure | lightning arrestor damage or failure | 4.4489e-06
HFTD - Distribution - Tier 2 - 4QU CoRE ¦ 4QU LoRE | Red Flag Warning - Destructive Fires | equipment / facility failure | other equipment / facility failure | 4.4348e-05
HFTD - Distribution - Tier 2 - 4QU CoRE ¦ 4QU LoRE | Red Flag Warning - Destructive Fires | equipment / facility failure | pole damage or failure | 2.7937e-05
HFTD - Distribution - Tier 2 - 4QU CoRE ¦ 4QU LoRE | Red Flag Warning - Destructive Fires | equipment / facility failure | recloser damage or failure | 0
HFTD - Distribution - Tier 2 - 4QU CoRE ¦ 4QU LoRE | Red Flag Warning - Destructive Fires | equipment / facility failure | sectionalizer damage or failure | 0
HFTD - Distribution - Tier 2 - 4QU CoRE ¦ 4QU LoRE | Red Flag Warning - Destructive Fires | equipment / facility failure | switch damage or failure | 0
HFTD - Distribution - Tier 2 - 4QU CoRE ¦ 4QU LoRE | Red Flag Warning - Destructive Fires | equipment / facility failure | transformer damage or failure | 2.0114e-05
HFTD - Distribution - Tier 2 - 4QU CoRE ¦ 4QU LoRE | Red Flag Warning - Destructive Fires | equipment / facility failure | voltage regulator / booster damage or failure | 1.2696e-06
HFTD - Distribution - Tier 2 - 4QU CoRE ¦ 4QU LoRE | Red Flag Warning - Destructive Fires | other | all other | 0
HFTD - Distribution - Tier 2 - 4QU CoRE ¦ 4QU LoRE | Red Flag Warning - Destructive Fires | unknown | unknown | 0
HFTD - Distribution - Tier 2 - 4QU CoRE ¦ 4QU LoRE | Red Flag Warning - Destructive Fires | utility work / operation | utility work / operation | 0
HFTD - Distribution - Tier 2 - 4QU CoRE ¦ 4QU LoRE | Red Flag Warning - Destructive Fires | vandalism / theft | vandalism / theft | 0
HFTD - Distribution - Tier 2 - 4QU CoRE ¦ 4QU LoRE | Red Flag Warning - Destructive Fires | vegetation contact | branch (not overhanging, 4-12ft) | 4.624e-06
HFTD - Distribution - Tier 2 - 4QU CoRE ¦ 4QU LoRE | Red Flag Warning - Destructive Fires | vegetation contact | branch (not overhanging, > 12ft) | 7.2773e-06
HFTD - Distribution - Tier 2 - 4QU CoRE ¦ 4QU LoRE | Red Flag Warning - Destructive Fires | vegetation contact | branch (not overhanging, distance unknown) | 3.5174e-05
HFTD - Distribution - Tier 2 - 4QU CoRE ¦ 4QU LoRE | Red Flag Warning - Destructive Fires | vegetation contact | branch (not overhanging, within 4ft) | 1.108e-06
HFTD - Distribution - Tier 2 - 4QU CoRE ¦ 4QU LoRE | Red Flag Warning - Destructive Fires | vegetation contact | branch (overhanging) | 6.5372e-05
HFTD - Distribution - Tier 2 - 4QU CoRE ¦ 4QU LoRE | Red Flag Warning - Destructive Fires | vegetation contact | dead | 2.6684e-05
HFTD - Distribution - Tier 2 - 4QU CoRE ¦ 4QU LoRE | Red Flag Warning - Destructive Fires | vegetation contact | fell into (moderate-severe defect) | 2.1917e-05
HFTD - Distribution - Tier 2 - 4QU CoRE ¦ 4QU LoRE | Red Flag Warning - Destructive Fires | vegetation contact | fell into (no defect) | 8.9754e-05
HFTD - Distribution - Tier 2 - 4QU CoRE ¦ 4QU LoRE | Red Flag Warning - Destructive Fires | vegetation contact | fell into (slight defect) | 2.3623e-05
HFTD - Distribution - Tier 2 - 4QU CoRE ¦ 4QU LoRE | Red Flag Warning - Destructive Fires | vegetation contact | grow into | 2.4867e-06
HFTD - Distribution - Tier 2 - 4QU CoRE ¦ 4QU LoRE | Red Flag Warning - Destructive Fires | vegetation contact | other/unknown | 0.00012129
HFTD - Distribution - Tier 2 - 4QU CoRE ¦ 4QU LoRE | Red Flag Warning - Destructive Fires | wire-to-wire contact | wire-to-wire contact / contamination | 0
HFTD - Distribution - Tier 2 - 4QU CoRE ¦ 4QU LoRE | Red Flag Warning - Large Fires | contact from object | animal contact | 0
HFTD - Distribution - Tier 2 - 4QU CoRE ¦ 4QU LoRE | Red Flag Warning - Large Fires | contact from object | balloon contact | 0
HFTD - Distribution - Tier 2 - 4QU CoRE ¦ 4QU LoRE | Red Flag Warning - Large Fires | contact from object | other contact from object | 0
HFTD - Distribution - Tier 2 - 4QU CoRE ¦ 4QU LoRE | Red Flag Warning - Large Fires | contact from object | vehicle contact | 0
HFTD - Distribution - Tier 2 - 4QU CoRE ¦ 4QU LoRE | Red Flag Warning - Large Fires | contamination | contamination | 0
HFTD - Distribution - Tier 2 - 4QU CoRE ¦ 4QU LoRE | Red Flag Warning - Large Fires | equipment / facility failure | anchor / guy damage or failure | 0.00030019
HFTD - Distribution - Tier 2 - 4QU CoRE ¦ 4QU LoRE | Red Flag Warning - Large Fires | equipment / facility failure | capacitor bank damage or failure | 8.2169e-05
HFTD - Distribution - Tier 2 - 4QU CoRE ¦ 4QU LoRE | Red Flag Warning - Large Fires | equipment / facility failure | conductor damage or failure | 0.0040976
HFTD - Distribution - Tier 2 - 4QU CoRE ¦ 4QU LoRE | Red Flag Warning - Large Fires | equipment / facility failure | connection device damage or failure | 0.00089493
HFTD - Distribution - Tier 2 - 4QU CoRE ¦ 4QU LoRE | Red Flag Warning - Large Fires | equipment / facility failure | crossarm damage or failure | 0.0010707
HFTD - Distribution - Tier 2 - 4QU CoRE ¦ 4QU LoRE | Red Flag Warning - Large Fires | equipment / facility failure | fuse damage or failure | 0.00073041
HFTD - Distribution - Tier 2 - 4QU CoRE ¦ 4QU LoRE | Red Flag Warning - Large Fires | equipment / facility failure | insulator and brushing damage or failure | 0.0006007
HFTD - Distribution - Tier 2 - 4QU CoRE ¦ 4QU LoRE | Red Flag Warning - Large Fires | equipment / facility failure | lightning arrestor damage or failure | 6.7809e-05
HFTD - Distribution - Tier 2 - 4QU CoRE ¦ 4QU LoRE | Red Flag Warning - Large Fires | equipment / facility failure | other equipment / facility failure | 0.0010031
HFTD - Distribution - Tier 2 - 4QU CoRE ¦ 4QU LoRE | Red Flag Warning - Large Fires | equipment / facility failure | pole damage or failure | 0.00059566
HFTD - Distribution - Tier 2 - 4QU CoRE ¦ 4QU LoRE | Red Flag Warning - Large Fires | equipment / facility failure | recloser damage or failure | 0
HFTD - Distribution - Tier 2 - 4QU CoRE ¦ 4QU LoRE | Red Flag Warning - Large Fires | equipment / facility failure | sectionalizer damage or failure | 0
HFTD - Distribution - Tier 2 - 4QU CoRE ¦ 4QU LoRE | Red Flag Warning - Large Fires | equipment / facility failure | switch damage or failure | 0
HFTD - Distribution - Tier 2 - 4QU CoRE ¦ 4QU LoRE | Red Flag Warning - Large Fires | equipment / facility failure | transformer damage or failure | 0.00043653
HFTD - Distribution - Tier 2 - 4QU CoRE ¦ 4QU LoRE | Red Flag Warning - Large Fires | equipment / facility failure | voltage regulator / booster damage or failure | 2.8131e-05
HFTD - Distribution - Tier 2 - 4QU CoRE ¦ 4QU LoRE | Red Flag Warning - Large Fires | other | all other | 0
HFTD - Distribution - Tier 2 - 4QU CoRE ¦ 4QU LoRE | Red Flag Warning - Large Fires | unknown | unknown | 0
HFTD - Distribution - Tier 2 - 4QU CoRE ¦ 4QU LoRE | Red Flag Warning - Large Fires | utility work / operation | utility work / operation | 0
HFTD - Distribution - Tier 2 - 4QU CoRE ¦ 4QU LoRE | Red Flag Warning - Large Fires | vandalism / theft | vandalism / theft | 0
HFTD - Distribution - Tier 2 - 4QU CoRE ¦ 4QU LoRE | Red Flag Warning - Large Fires | vegetation contact | branch (not overhanging, 4-12ft) | 9.2755e-05
HFTD - Distribution - Tier 2 - 4QU CoRE ¦ 4QU LoRE | Red Flag Warning - Large Fires | vegetation contact | branch (not overhanging, > 12ft) | 0.00014352
HFTD - Distribution - Tier 2 - 4QU CoRE ¦ 4QU LoRE | Red Flag Warning - Large Fires | vegetation contact | branch (not overhanging, distance unknown) | 0.00069366
HFTD - Distribution - Tier 2 - 4QU CoRE ¦ 4QU LoRE | Red Flag Warning - Large Fires | vegetation contact | branch (not overhanging, within 4ft) | 2.2589e-05
HFTD - Distribution - Tier 2 - 4QU CoRE ¦ 4QU LoRE | Red Flag Warning - Large Fires | vegetation contact | branch (overhanging) | 0.0013327
HFTD - Distribution - Tier 2 - 4QU CoRE ¦ 4QU LoRE | Red Flag Warning - Large Fires | vegetation contact | dead | 0.00052623
HFTD - Distribution - Tier 2 - 4QU CoRE ¦ 4QU LoRE | Red Flag Warning - Large Fires | vegetation contact | fell into (moderate-severe defect) | 0.00043223
HFTD - Distribution - Tier 2 - 4QU CoRE ¦ 4QU LoRE | Red Flag Warning - Large Fires | vegetation contact | fell into (no defect) | 0.00177
HFTD - Distribution - Tier 2 - 4QU CoRE ¦ 4QU LoRE | Red Flag Warning - Large Fires | vegetation contact | fell into (slight defect) | 0.00046588
HFTD - Distribution - Tier 2 - 4QU CoRE ¦ 4QU LoRE | Red Flag Warning - Large Fires | vegetation contact | grow into | 4.904e-05
HFTD - Distribution - Tier 2 - 4QU CoRE ¦ 4QU LoRE | Red Flag Warning - Large Fires | vegetation contact | other/unknown | 0.0023919
HFTD - Distribution - Tier 2 - 4QU CoRE ¦ 4QU LoRE | Red Flag Warning - Large Fires | wire-to-wire contact | wire-to-wire contact / contamination | 0
HFTD - Distribution - Tier 2 - 4QU CoRE ¦ 4QU LoRE | Red Flag Warning - Small Fires | contact from object | animal contact | 0.0028297
HFTD - Distribution - Tier 2 - 4QU CoRE ¦ 4QU LoRE | Red Flag Warning - Small Fires | contact from object | balloon contact | 0.00028554
HFTD - Distribution - Tier 2 - 4QU CoRE ¦ 4QU LoRE | Red Flag Warning - Small Fires | contact from object | other contact from object | 0.0020357
HFTD - Distribution - Tier 2 - 4QU CoRE ¦ 4QU LoRE | Red Flag Warning - Small Fires | contact from object | vehicle contact | 0.0048328
HFTD - Distribution - Tier 2 - 4QU CoRE ¦ 4QU LoRE | Red Flag Warning - Small Fires | contamination | contamination | 0.0001306
HFTD - Distribution - Tier 2 - 4QU CoRE ¦ 4QU LoRE | Red Flag Warning - Small Fires | equipment / facility failure | anchor / guy damage or failure | 0.0028913
HFTD - Distribution - Tier 2 - 4QU CoRE ¦ 4QU LoRE | Red Flag Warning - Small Fires | equipment / facility failure | capacitor bank damage or failure | 0.00043895
HFTD - Distribution - Tier 2 - 4QU CoRE ¦ 4QU LoRE | Red Flag Warning - Small Fires | equipment / facility failure | conductor damage or failure | 0.030588
HFTD - Distribution - Tier 2 - 4QU CoRE ¦ 4QU LoRE | Red Flag Warning - Small Fires | equipment / facility failure | connection device damage or failure | 0.0064186
HFTD - Distribution - Tier 2 - 4QU CoRE ¦ 4QU LoRE | Red Flag Warning - Small Fires | equipment / facility failure | crossarm damage or failure | 0.010071
HFTD - Distribution - Tier 2 - 4QU CoRE ¦ 4QU LoRE | Red Flag Warning - Small Fires | equipment / facility failure | fuse damage or failure | 0.0068672
HFTD - Distribution - Tier 2 - 4QU CoRE ¦ 4QU LoRE | Red Flag Warning - Small Fires | equipment / facility failure | insulator and brushing damage or failure | 0.0065859
HFTD - Distribution - Tier 2 - 4QU CoRE ¦ 4QU LoRE | Red Flag Warning - Small Fires | equipment / facility failure | lightning arrestor damage or failure | 0.00077349
HFTD - Distribution - Tier 2 - 4QU CoRE ¦ 4QU LoRE | Red Flag Warning - Small Fires | equipment / facility failure | other equipment / facility failure | 0.0083938
HFTD - Distribution - Tier 2 - 4QU CoRE ¦ 4QU LoRE | Red Flag Warning - Small Fires | equipment / facility failure | pole damage or failure | 0.0053011
HFTD - Distribution - Tier 2 - 4QU CoRE ¦ 4QU LoRE | Red Flag Warning - Small Fires | equipment / facility failure | recloser damage or failure | 0
HFTD - Distribution - Tier 2 - 4QU CoRE ¦ 4QU LoRE | Red Flag Warning - Small Fires | equipment / facility failure | sectionalizer damage or failure | 0
HFTD - Distribution - Tier 2 - 4QU CoRE ¦ 4QU LoRE | Red Flag Warning - Small Fires | equipment / facility failure | switch damage or failure | 0
HFTD - Distribution - Tier 2 - 4QU CoRE ¦ 4QU LoRE | Red Flag Warning - Small Fires | equipment / facility failure | transformer damage or failure | 0.0037751
HFTD - Distribution - Tier 2 - 4QU CoRE ¦ 4QU LoRE | Red Flag Warning - Small Fires | equipment / facility failure | voltage regulator / booster damage or failure | 0.00025687
HFTD - Distribution - Tier 2 - 4QU CoRE ¦ 4QU LoRE | Red Flag Warning - Small Fires | other | all other | 0.0020576
HFTD - Distribution - Tier 2 - 4QU CoRE ¦ 4QU LoRE | Red Flag Warning - Small Fires | unknown | unknown | 0.0048137
HFTD - Distribution - Tier 2 - 4QU CoRE ¦ 4QU LoRE | Red Flag Warning - Small Fires | utility work / operation | utility work / operation | 0.00036319
HFTD - Distribution - Tier 2 - 4QU CoRE ¦ 4QU LoRE | Red Flag Warning - Small Fires | vandalism / theft | vandalism / theft | 2.2581e-05
HFTD - Distribution - Tier 2 - 4QU CoRE ¦ 4QU LoRE | Red Flag Warning - Small Fires | vegetation contact | branch (not overhanging, 4-12ft) | 0.0023483
HFTD - Distribution - Tier 2 - 4QU CoRE ¦ 4QU LoRE | Red Flag Warning - Small Fires | vegetation contact | branch (not overhanging, > 12ft) | 0.0036013
HFTD - Distribution - Tier 2 - 4QU CoRE ¦ 4QU LoRE | Red Flag Warning - Small Fires | vegetation contact | branch (not overhanging, distance unknown) | 0.017406
HFTD - Distribution - Tier 2 - 4QU CoRE ¦ 4QU LoRE | Red Flag Warning - Small Fires | vegetation contact | branch (not overhanging, within 4ft) | 0.00057661
HFTD - Distribution - Tier 2 - 4QU CoRE ¦ 4QU LoRE | Red Flag Warning - Small Fires | vegetation contact | branch (overhanging) | 0.03402
HFTD - Distribution - Tier 2 - 4QU CoRE ¦ 4QU LoRE | Red Flag Warning - Small Fires | vegetation contact | dead | 0.013205
HFTD - Distribution - Tier 2 - 4QU CoRE ¦ 4QU LoRE | Red Flag Warning - Small Fires | vegetation contact | fell into (moderate-severe defect) | 0.010846
HFTD - Distribution - Tier 2 - 4QU CoRE ¦ 4QU LoRE | Red Flag Warning - Small Fires | vegetation contact | fell into (no defect) | 0.044416
HFTD - Distribution - Tier 2 - 4QU CoRE ¦ 4QU LoRE | Red Flag Warning - Small Fires | vegetation contact | fell into (slight defect) | 0.01169
HFTD - Distribution - Tier 2 - 4QU CoRE ¦ 4QU LoRE | Red Flag Warning - Small Fires | vegetation contact | grow into | 0.0012306
HFTD - Distribution - Tier 2 - 4QU CoRE ¦ 4QU LoRE | Red Flag Warning - Small Fires | vegetation contact | other/unknown | 0.060021
HFTD - Distribution - Tier 2 - 4QU CoRE ¦ 4QU LoRE | Red Flag Warning - Small Fires | wire-to-wire contact | wire-to-wire contact / contamination | 0.0068073
HFTD - Distribution - Tier 2 - 4QU CoRE ¦ 5QU LoRE | Seismic - Non-Red Flag Warning - Catastrophic Fires | cc - seismic scenario | seismic scenario | 2.0101e-07
HFTD - Distribution - Tier 2 - 4QU CoRE ¦ 5QU LoRE | Non-Red Flag Warning - Catastrophic Fires | contact from object | animal contact | 2.3617e-05
HFTD - Distribution - Tier 2 - 4QU CoRE ¦ 5QU LoRE | Non-Red Flag Warning - Catastrophic Fires | contact from object | balloon contact | 2.385e-06
HFTD - Distribution - Tier 2 - 4QU CoRE ¦ 5QU LoRE | Non-Red Flag Warning - Catastrophic Fires | contact from object | other contact from object | 1.1582e-05
HFTD - Distribution - Tier 2 - 4QU CoRE ¦ 5QU LoRE | Non-Red Flag Warning - Catastrophic Fires | contact from object | vehicle contact | 2.2383e-05
HFTD - Distribution - Tier 2 - 4QU CoRE ¦ 5QU LoRE | Non-Red Flag Warning - Catastrophic Fires | contamination | contamination | 1.6258e-06
HFTD - Distribution - Tier 2 - 4QU CoRE ¦ 5QU LoRE | Non-Red Flag Warning - Catastrophic Fires | equipment / facility failure | anchor / guy damage or failure | 1.825e-08
HFTD - Distribution - Tier 2 - 4QU CoRE ¦ 5QU LoRE | Non-Red Flag Warning - Catastrophic Fires | equipment / facility failure | capacitor bank damage or failure | 0
HFTD - Distribution - Tier 2 - 4QU CoRE ¦ 5QU LoRE | Non-Red Flag Warning - Catastrophic Fires | equipment / facility failure | conductor damage or failure | 8.2539e-07
HFTD - Distribution - Tier 2 - 4QU CoRE ¦ 5QU LoRE | Non-Red Flag Warning - Catastrophic Fires | equipment / facility failure | connection device damage or failure | 4.3701e-07
HFTD - Distribution - Tier 2 - 4QU CoRE ¦ 5QU LoRE | Non-Red Flag Warning - Catastrophic Fires | equipment / facility failure | crossarm damage or failure | 3.0061e-07
HFTD - Distribution - Tier 2 - 4QU CoRE ¦ 5QU LoRE | Non-Red Flag Warning - Catastrophic Fires | equipment / facility failure | fuse damage or failure | 2.1531e-07
HFTD - Distribution - Tier 2 - 4QU CoRE ¦ 5QU LoRE | Non-Red Flag Warning - Catastrophic Fires | equipment / facility failure | insulator and brushing damage or failure | 1.3685e-07
HFTD - Distribution - Tier 2 - 4QU CoRE ¦ 5QU LoRE | Non-Red Flag Warning - Catastrophic Fires | equipment / facility failure | lightning arrestor damage or failure | 2.2089e-08
HFTD - Distribution - Tier 2 - 4QU CoRE ¦ 5QU LoRE | Non-Red Flag Warning - Catastrophic Fires | equipment / facility failure | other equipment / facility failure | 1.0507e-06
HFTD - Distribution - Tier 2 - 4QU CoRE ¦ 5QU LoRE | Non-Red Flag Warning - Catastrophic Fires | equipment / facility failure | pole damage or failure | 3.4743e-07
HFTD - Distribution - Tier 2 - 4QU CoRE ¦ 5QU LoRE | Non-Red Flag Warning - Catastrophic Fires | equipment / facility failure | recloser damage or failure | 0
HFTD - Distribution - Tier 2 - 4QU CoRE ¦ 5QU LoRE | Non-Red Flag Warning - Catastrophic Fires | equipment / facility failure | sectionalizer damage or failure | 0
HFTD - Distribution - Tier 2 - 4QU CoRE ¦ 5QU LoRE | Non-Red Flag Warning - Catastrophic Fires | equipment / facility failure | switch damage or failure | 0
HFTD - Distribution - Tier 2 - 4QU CoRE ¦ 5QU LoRE | Non-Red Flag Warning - Catastrophic Fires | equipment / facility failure | transformer damage or failure | 5.2357e-07
HFTD - Distribution - Tier 2 - 4QU CoRE ¦ 5QU LoRE | Non-Red Flag Warning - Catastrophic Fires | equipment / facility failure | voltage regulator / booster damage or failure | 9.545e-08
HFTD - Distribution - Tier 2 - 4QU CoRE ¦ 5QU LoRE | Non-Red Flag Warning - Catastrophic Fires | other | all other | 8.2402e-06
HFTD - Distribution - Tier 2 - 4QU CoRE ¦ 5QU LoRE | Non-Red Flag Warning - Catastrophic Fires | unknown | unknown | 2.3342e-05
HFTD - Distribution - Tier 2 - 4QU CoRE ¦ 5QU LoRE | Non-Red Flag Warning - Catastrophic Fires | utility work / operation | utility work / operation | 2.8977e-06
HFTD - Distribution - Tier 2 - 4QU CoRE ¦ 5QU LoRE | Non-Red Flag Warning - Catastrophic Fires | vandalism / theft | vandalism / theft | 2.1525e-06
HFTD - Distribution - Tier 2 - 4QU CoRE ¦ 5QU LoRE | Non-Red Flag Warning - Catastrophic Fires | vegetation contact | branch (not overhanging, 4-12ft) | 1.1952e-07
HFTD - Distribution - Tier 2 - 4QU CoRE ¦ 5QU LoRE | Non-Red Flag Warning - Catastrophic Fires | vegetation contact | branch (not overhanging, > 12ft) | 2.7391e-07
HFTD - Distribution - Tier 2 - 4QU CoRE ¦ 5QU LoRE | Non-Red Flag Warning - Catastrophic Fires | vegetation contact | branch (not overhanging, distance unknown) | 9.3504e-07
HFTD - Distribution - Tier 2 - 4QU CoRE ¦ 5QU LoRE | Non-Red Flag Warning - Catastrophic Fires | vegetation contact | branch (not overhanging, within 4ft) | 5.2814e-08
HFTD - Distribution - Tier 2 - 4QU CoRE ¦ 5QU LoRE | Non-Red Flag Warning - Catastrophic Fires | vegetation contact | branch (overhanging) | 2.3502e-06
HFTD - Distribution - Tier 2 - 4QU CoRE ¦ 5QU LoRE | Non-Red Flag Warning - Catastrophic Fires | vegetation contact | dead | 9.9481e-07
HFTD - Distribution - Tier 2 - 4QU CoRE ¦ 5QU LoRE | Non-Red Flag Warning - Catastrophic Fires | vegetation contact | fell into (moderate-severe defect) | 1.1378e-06
HFTD - Distribution - Tier 2 - 4QU CoRE ¦ 5QU LoRE | Non-Red Flag Warning - Catastrophic Fires | vegetation contact | fell into (no defect) | 6.7022e-06
HFTD - Distribution - Tier 2 - 4QU CoRE ¦ 5QU LoRE | Non-Red Flag Warning - Catastrophic Fires | vegetation contact | fell into (slight defect) | 1.4066e-06
HFTD - Distribution - Tier 2 - 4QU CoRE ¦ 5QU LoRE | Non-Red Flag Warning - Catastrophic Fires | vegetation contact | grow into | 1.2175e-07
HFTD - Distribution - Tier 2 - 4QU CoRE ¦ 5QU LoRE | Non-Red Flag Warning - Catastrophic Fires | vegetation contact | other/unknown | 5.7734e-06
HFTD - Distribution - Tier 2 - 4QU CoRE ¦ 5QU LoRE | Non-Red Flag Warning - Catastrophic Fires | wire-to-wire contact | wire-to-wire contact / contamination | 4.6397e-05
HFTD - Distribution - Tier 2 - 4QU CoRE ¦ 5QU LoRE | Non-Red Flag Warning - Destructive Fires | contact from object | animal contact | 1.6643e-05
HFTD - Distribution - Tier 2 - 4QU CoRE ¦ 5QU LoRE | Non-Red Flag Warning - Destructive Fires | contact from object | balloon contact | 1.6637e-06
HFTD - Distribution - Tier 2 - 4QU CoRE ¦ 5QU LoRE | Non-Red Flag Warning - Destructive Fires | contact from object | other contact from object | 8.3412e-06
HFTD - Distribution - Tier 2 - 4QU CoRE ¦ 5QU LoRE | Non-Red Flag Warning - Destructive Fires | contact from object | vehicle contact | 1.5263e-05
HFTD - Distribution - Tier 2 - 4QU CoRE ¦ 5QU LoRE | Non-Red Flag Warning - Destructive Fires | contamination | contamination | 1.1095e-06
HFTD - Distribution - Tier 2 - 4QU CoRE ¦ 5QU LoRE | Non-Red Flag Warning - Destructive Fires | equipment / facility failure | anchor / guy damage or failure | 7.5115e-08
HFTD - Distribution - Tier 2 - 4QU CoRE ¦ 5QU LoRE | Non-Red Flag Warning - Destructive Fires | equipment / facility failure | capacitor bank damage or failure | 0
HFTD - Distribution - Tier 2 - 4QU CoRE ¦ 5QU LoRE | Non-Red Flag Warning - Destructive Fires | equipment / facility failure | conductor damage or failure | 3.5337e-06
HFTD - Distribution - Tier 2 - 4QU CoRE ¦ 5QU LoRE | Non-Red Flag Warning - Destructive Fires | equipment / facility failure | connection device damage or failure | 1.8654e-06
HFTD - Distribution - Tier 2 - 4QU CoRE ¦ 5QU LoRE | Non-Red Flag Warning - Destructive Fires | equipment / facility failure | crossarm damage or failure | 1.1823e-06
HFTD - Distribution - Tier 2 - 4QU CoRE ¦ 5QU LoRE | Non-Red Flag Warning - Destructive Fires | equipment / facility failure | fuse damage or failure | 8.2618e-07
HFTD - Distribution - Tier 2 - 4QU CoRE ¦ 5QU LoRE | Non-Red Flag Warning - Destructive Fires | equipment / facility failure | insulator and brushing damage or failure | 5.2515e-07
HFTD - Distribution - Tier 2 - 4QU CoRE ¦ 5QU LoRE | Non-Red Flag Warning - Destructive Fires | equipment / facility failure | lightning arrestor damage or failure | 7.8853e-08
HFTD - Distribution - Tier 2 - 4QU CoRE ¦ 5QU LoRE | Non-Red Flag Warning - Destructive Fires | equipment / facility failure | other equipment / facility failure | 4.2238e-06
HFTD - Distribution - Tier 2 - 4QU CoRE ¦ 5QU LoRE | Non-Red Flag Warning - Destructive Fires | equipment / facility failure | pole damage or failure | 1.3477e-06
HFTD - Distribution - Tier 2 - 4QU CoRE ¦ 5QU LoRE | Non-Red Flag Warning - Destructive Fires | equipment / facility failure | recloser damage or failure | 0
HFTD - Distribution - Tier 2 - 4QU CoRE ¦ 5QU LoRE | Non-Red Flag Warning - Destructive Fires | equipment / facility failure | sectionalizer damage or failure | 0
HFTD - Distribution - Tier 2 - 4QU CoRE ¦ 5QU LoRE | Non-Red Flag Warning - Destructive Fires | equipment / facility failure | switch damage or failure | 0
HFTD - Distribution - Tier 2 - 4QU CoRE ¦ 5QU LoRE | Non-Red Flag Warning - Destructive Fires | equipment / facility failure | transformer damage or failure | 2.0073e-06
HFTD - Distribution - Tier 2 - 4QU CoRE ¦ 5QU LoRE | Non-Red Flag Warning - Destructive Fires | equipment / facility failure | voltage regulator / booster damage or failure | 3.5887e-07
HFTD - Distribution - Tier 2 - 4QU CoRE ¦ 5QU LoRE | Non-Red Flag Warning - Destructive Fires | other | all other | 6.5839e-06
HFTD - Distribution - Tier 2 - 4QU CoRE ¦ 5QU LoRE | Non-Red Flag Warning - Destructive Fires | unknown | unknown | 1.7771e-05
HFTD - Distribution - Tier 2 - 4QU CoRE ¦ 5QU LoRE | Non-Red Flag Warning - Destructive Fires | utility work / operation | utility work / operation | 2.0824e-06
HFTD - Distribution - Tier 2 - 4QU CoRE ¦ 5QU LoRE | Non-Red Flag Warning - Destructive Fires | vandalism / theft | vandalism / theft | 1.3586e-06
HFTD - Distribution - Tier 2 - 4QU CoRE ¦ 5QU LoRE | Non-Red Flag Warning - Destructive Fires | vegetation contact | branch (not overhanging, 4-12ft) | 3.3438e-07
HFTD - Distribution - Tier 2 - 4QU CoRE ¦ 5QU LoRE | Non-Red Flag Warning - Destructive Fires | vegetation contact | branch (not overhanging, > 12ft) | 7.655e-07
HFTD - Distribution - Tier 2 - 4QU CoRE ¦ 5QU LoRE | Non-Red Flag Warning - Destructive Fires | vegetation contact | branch (not overhanging, distance unknown) | 2.6131e-06
HFTD - Distribution - Tier 2 - 4QU CoRE ¦ 5QU LoRE | Non-Red Flag Warning - Destructive Fires | vegetation contact | branch (not overhanging, within 4ft) | 1.4791e-07
HFTD - Distribution - Tier 2 - 4QU CoRE ¦ 5QU LoRE | Non-Red Flag Warning - Destructive Fires | vegetation contact | branch (overhanging) | 6.5819e-06
HFTD - Distribution - Tier 2 - 4QU CoRE ¦ 5QU LoRE | Non-Red Flag Warning - Destructive Fires | vegetation contact | dead | 2.7801e-06
HFTD - Distribution - Tier 2 - 4QU CoRE ¦ 5QU LoRE | Non-Red Flag Warning - Destructive Fires | vegetation contact | fell into (moderate-severe defect) | 3.1798e-06
HFTD - Distribution - Tier 2 - 4QU CoRE ¦ 5QU LoRE | Non-Red Flag Warning - Destructive Fires | vegetation contact | fell into (no defect) | 1.873e-05
HFTD - Distribution - Tier 2 - 4QU CoRE ¦ 5QU LoRE | Non-Red Flag Warning - Destructive Fires | vegetation contact | fell into (slight defect) | 3.931e-06
HFTD - Distribution - Tier 2 - 4QU CoRE ¦ 5QU LoRE | Non-Red Flag Warning - Destructive Fires | vegetation contact | grow into | 3.4025e-07
HFTD - Distribution - Tier 2 - 4QU CoRE ¦ 5QU LoRE | Non-Red Flag Warning - Destructive Fires | vegetation contact | other/unknown | 1.6135e-05
HFTD - Distribution - Tier 2 - 4QU CoRE ¦ 5QU LoRE | Non-Red Flag Warning - Destructive Fires | wire-to-wire contact | wire-to-wire contact / contamination | 3.5992e-05
HFTD - Distribution - Tier 2 - 4QU CoRE ¦ 5QU LoRE | Non-Red Flag Warning - Large Fires | contact from object | animal contact | 0.00041185
HFTD - Distribution - Tier 2 - 4QU CoRE ¦ 5QU LoRE | Non-Red Flag Warning - Large Fires | contact from object | balloon contact | 5.4385e-05
HFTD - Distribution - Tier 2 - 4QU CoRE ¦ 5QU LoRE | Non-Red Flag Warning - Large Fires | contact from object | other contact from object | 0.00022365
HFTD - Distribution - Tier 2 - 4QU CoRE ¦ 5QU LoRE | Non-Red Flag Warning - Large Fires | contact from object | vehicle contact | 0.00029606
HFTD - Distribution - Tier 2 - 4QU CoRE ¦ 5QU LoRE | Non-Red Flag Warning - Large Fires | contamination | contamination | 2.646e-05
HFTD - Distribution - Tier 2 - 4QU CoRE ¦ 5QU LoRE | Non-Red Flag Warning - Large Fires | equipment / facility failure | anchor / guy damage or failure | 1.3778e-06
HFTD - Distribution - Tier 2 - 4QU CoRE ¦ 5QU LoRE | Non-Red Flag Warning - Large Fires | equipment / facility failure | capacitor bank damage or failure | 0
HFTD - Distribution - Tier 2 - 4QU CoRE ¦ 5QU LoRE | Non-Red Flag Warning - Large Fires | equipment / facility failure | conductor damage or failure | 0.00014246
HFTD - Distribution - Tier 2 - 4QU CoRE ¦ 5QU LoRE | Non-Red Flag Warning - Large Fires | equipment / facility failure | connection device damage or failure | 6.8545e-05
HFTD - Distribution - Tier 2 - 4QU CoRE ¦ 5QU LoRE | Non-Red Flag Warning - Large Fires | equipment / facility failure | crossarm damage or failure | 4.6411e-05
HFTD - Distribution - Tier 2 - 4QU CoRE ¦ 5QU LoRE | Non-Red Flag Warning - Large Fires | equipment / facility failure | fuse damage or failure | 2.3044e-05
HFTD - Distribution - Tier 2 - 4QU CoRE ¦ 5QU LoRE | Non-Red Flag Warning - Large Fires | equipment / facility failure | insulator and brushing damage or failure | 1.6224e-05
HFTD - Distribution - Tier 2 - 4QU CoRE ¦ 5QU LoRE | Non-Red Flag Warning - Large Fires | equipment / facility failure | lightning arrestor damage or failure | 1.6888e-06
HFTD - Distribution - Tier 2 - 4QU CoRE ¦ 5QU LoRE | Non-Red Flag Warning - Large Fires | equipment / facility failure | other equipment / facility failure | 0.00017523
HFTD - Distribution - Tier 2 - 4QU CoRE ¦ 5QU LoRE | Non-Red Flag Warning - Large Fires | equipment / facility failure | pole damage or failure | 4.9602e-05
HFTD - Distribution - Tier 2 - 4QU CoRE ¦ 5QU LoRE | Non-Red Flag Warning - Large Fires | equipment / facility failure | recloser damage or failure | 0
HFTD - Distribution - Tier 2 - 4QU CoRE ¦ 5QU LoRE | Non-Red Flag Warning - Large Fires | equipment / facility failure | sectionalizer damage or failure | 0
HFTD - Distribution - Tier 2 - 4QU CoRE ¦ 5QU LoRE | Non-Red Flag Warning - Large Fires | equipment / facility failure | switch damage or failure | 0
HFTD - Distribution - Tier 2 - 4QU CoRE ¦ 5QU LoRE | Non-Red Flag Warning - Large Fires | equipment / facility failure | transformer damage or failure | 7.6291e-05
HFTD - Distribution - Tier 2 - 4QU CoRE ¦ 5QU LoRE | Non-Red Flag Warning - Large Fires | equipment / facility failure | voltage regulator / booster damage or failure | 8.842e-06
HFTD - Distribution - Tier 2 - 4QU CoRE ¦ 5QU LoRE | Non-Red Flag Warning - Large Fires | other | all other | 0.00019988
HFTD - Distribution - Tier 2 - 4QU CoRE ¦ 5QU LoRE | Non-Red Flag Warning - Large Fires | unknown | unknown | 0.00060336
HFTD - Distribution - Tier 2 - 4QU CoRE ¦ 5QU LoRE | Non-Red Flag Warning - Large Fires | utility work / operation | utility work / operation | 4.8669e-05
HFTD - Distribution - Tier 2 - 4QU CoRE ¦ 5QU LoRE | Non-Red Flag Warning - Large Fires | vandalism / theft | vandalism / theft | 2.2119e-05
HFTD - Distribution - Tier 2 - 4QU CoRE ¦ 5QU LoRE | Non-Red Flag Warning - Large Fires | vegetation contact | branch (not overhanging, 4-12ft) | 1.2093e-05
HFTD - Distribution - Tier 2 - 4QU CoRE ¦ 5QU LoRE | Non-Red Flag Warning - Large Fires | vegetation contact | branch (not overhanging, > 12ft) | 2.7722e-05
HFTD - Distribution - Tier 2 - 4QU CoRE ¦ 5QU LoRE | Non-Red Flag Warning - Large Fires | vegetation contact | branch (not overhanging, distance unknown) | 9.4631e-05
HFTD - Distribution - Tier 2 - 4QU CoRE ¦ 5QU LoRE | Non-Red Flag Warning - Large Fires | vegetation contact | branch (not overhanging, within 4ft) | 5.3428e-06
HFTD - Distribution - Tier 2 - 4QU CoRE ¦ 5QU LoRE | Non-Red Flag Warning - Large Fires | vegetation contact | branch (overhanging) | 0.00023775
HFTD - Distribution - Tier 2 - 4QU CoRE ¦ 5QU LoRE | Non-Red Flag Warning - Large Fires | vegetation contact | dead | 0.00010068
HFTD - Distribution - Tier 2 - 4QU CoRE ¦ 5QU LoRE | Non-Red Flag Warning - Large Fires | vegetation contact | fell into (moderate-severe defect) | 0.00011515
HFTD - Distribution - Tier 2 - 4QU CoRE ¦ 5QU LoRE | Non-Red Flag Warning - Large Fires | vegetation contact | fell into (no defect) | 0.0006783
HFTD - Distribution - Tier 2 - 4QU CoRE ¦ 5QU LoRE | Non-Red Flag Warning - Large Fires | vegetation contact | fell into (slight defect) | 0.00014236
HFTD - Distribution - Tier 2 - 4QU CoRE ¦ 5QU LoRE | Non-Red Flag Warning - Large Fires | vegetation contact | grow into | 1.2322e-05
HFTD - Distribution - Tier 2 - 4QU CoRE ¦ 5QU LoRE | Non-Red Flag Warning - Large Fires | vegetation contact | other/unknown | 0.0005843
HFTD - Distribution - Tier 2 - 4QU CoRE ¦ 5QU LoRE | Non-Red Flag Warning - Large Fires | wire-to-wire contact | wire-to-wire contact / contamination | 0.001041
HFTD - Distribution - Tier 2 - 4QU CoRE ¦ 5QU LoRE | Non-Red Flag Warning - Small Fires | contact from object | animal contact | 0.061048
HFTD - Distribution - Tier 2 - 4QU CoRE ¦ 5QU LoRE | Non-Red Flag Warning - Small Fires | contact from object | balloon contact | 0.0061521
HFTD - Distribution - Tier 2 - 4QU CoRE ¦ 5QU LoRE | Non-Red Flag Warning - Small Fires | contact from object | other contact from object | 0.039313
HFTD - Distribution - Tier 2 - 4QU CoRE ¦ 5QU LoRE | Non-Red Flag Warning - Small Fires | contact from object | vehicle contact | 0.063512
HFTD - Distribution - Tier 2 - 4QU CoRE ¦ 5QU LoRE | Non-Red Flag Warning - Small Fires | contamination | contamination | 0.0045087
HFTD - Distribution - Tier 2 - 4QU CoRE ¦ 5QU LoRE | Non-Red Flag Warning - Small Fires | equipment / facility failure | anchor / guy damage or failure | 0.0013191
HFTD - Distribution - Tier 2 - 4QU CoRE ¦ 5QU LoRE | Non-Red Flag Warning - Small Fires | equipment / facility failure | capacitor bank damage or failure | 0
HFTD - Distribution - Tier 2 - 4QU CoRE ¦ 5QU LoRE | Non-Red Flag Warning - Small Fires | equipment / facility failure | conductor damage or failure | 0.056464
HFTD - Distribution - Tier 2 - 4QU CoRE ¦ 5QU LoRE | Non-Red Flag Warning - Small Fires | equipment / facility failure | connection device damage or failure | 0.022219
HFTD - Distribution - Tier 2 - 4QU CoRE ¦ 5QU LoRE | Non-Red Flag Warning - Small Fires | equipment / facility failure | crossarm damage or failure | 0.019269
HFTD - Distribution - Tier 2 - 4QU CoRE ¦ 5QU LoRE | Non-Red Flag Warning - Small Fires | equipment / facility failure | fuse damage or failure | 0.014288
HFTD - Distribution - Tier 2 - 4QU CoRE ¦ 5QU LoRE | Non-Red Flag Warning - Small Fires | equipment / facility failure | insulator and brushing damage or failure | 0.0094343
HFTD - Distribution - Tier 2 - 4QU CoRE ¦ 5QU LoRE | Non-Red Flag Warning - Small Fires | equipment / facility failure | lightning arrestor damage or failure | 0.0013238
HFTD - Distribution - Tier 2 - 4QU CoRE ¦ 5QU LoRE | Non-Red Flag Warning - Small Fires | equipment / facility failure | other equipment / facility failure | 0.078633
HFTD - Distribution - Tier 2 - 4QU CoRE ¦ 5QU LoRE | Non-Red Flag Warning - Small Fires | equipment / facility failure | pole damage or failure | 0.021596
HFTD - Distribution - Tier 2 - 4QU CoRE ¦ 5QU LoRE | Non-Red Flag Warning - Small Fires | equipment / facility failure | recloser damage or failure | 0
HFTD - Distribution - Tier 2 - 4QU CoRE ¦ 5QU LoRE | Non-Red Flag Warning - Small Fires | equipment / facility failure | sectionalizer damage or failure | 0
HFTD - Distribution - Tier 2 - 4QU CoRE ¦ 5QU LoRE | Non-Red Flag Warning - Small Fires | equipment / facility failure | switch damage or failure | 0
HFTD - Distribution - Tier 2 - 4QU CoRE ¦ 5QU LoRE | Non-Red Flag Warning - Small Fires | equipment / facility failure | transformer damage or failure | 0.031246
HFTD - Distribution - Tier 2 - 4QU CoRE ¦ 5QU LoRE | Non-Red Flag Warning - Small Fires | equipment / facility failure | voltage regulator / booster damage or failure | 0.0050971
HFTD - Distribution - Tier 2 - 4QU CoRE ¦ 5QU LoRE | Non-Red Flag Warning - Small Fires | other | all other | 0.022853
HFTD - Distribution - Tier 2 - 4QU CoRE ¦ 5QU LoRE | Non-Red Flag Warning - Small Fires | unknown | unknown | 0.069753
HFTD - Distribution - Tier 2 - 4QU CoRE ¦ 5QU LoRE | Non-Red Flag Warning - Small Fires | utility work / operation | utility work / operation | 0.0070469
HFTD - Distribution - Tier 2 - 4QU CoRE ¦ 5QU LoRE | Non-Red Flag Warning - Small Fires | vandalism / theft | vandalism / theft | 0.0053549
HFTD - Distribution - Tier 2 - 4QU CoRE ¦ 5QU LoRE | Non-Red Flag Warning - Small Fires | vegetation contact | branch (not overhanging, 4-12ft) | 0.0028106
HFTD - Distribution - Tier 2 - 4QU CoRE ¦ 5QU LoRE | Non-Red Flag Warning - Small Fires | vegetation contact | branch (not overhanging, > 12ft) | 0.0063725
HFTD - Distribution - Tier 2 - 4QU CoRE ¦ 5QU LoRE | Non-Red Flag Warning - Small Fires | vegetation contact | branch (not overhanging, distance unknown) | 0.021754
HFTD - Distribution - Tier 2 - 4QU CoRE ¦ 5QU LoRE | Non-Red Flag Warning - Small Fires | vegetation contact | branch (not overhanging, within 4ft) | 0.0012535
HFTD - Distribution - Tier 2 - 4QU CoRE ¦ 5QU LoRE | Non-Red Flag Warning - Small Fires | vegetation contact | branch (overhanging) | 0.055781
HFTD - Distribution - Tier 2 - 4QU CoRE ¦ 5QU LoRE | Non-Red Flag Warning - Small Fires | vegetation contact | dead | 0.023144
HFTD - Distribution - Tier 2 - 4QU CoRE ¦ 5QU LoRE | Non-Red Flag Warning - Small Fires | vegetation contact | fell into (moderate-severe defect) | 0.026471
HFTD - Distribution - Tier 2 - 4QU CoRE ¦ 5QU LoRE | Non-Red Flag Warning - Small Fires | vegetation contact | fell into (no defect) | 0.15592
HFTD - Distribution - Tier 2 - 4QU CoRE ¦ 5QU LoRE | Non-Red Flag Warning - Small Fires | vegetation contact | fell into (slight defect) | 0.032725
HFTD - Distribution - Tier 2 - 4QU CoRE ¦ 5QU LoRE | Non-Red Flag Warning - Small Fires | vegetation contact | grow into | 0.0028325
HFTD - Distribution - Tier 2 - 4QU CoRE ¦ 5QU LoRE | Non-Red Flag Warning - Small Fires | vegetation contact | other/unknown | 0.13432
HFTD - Distribution - Tier 2 - 4QU CoRE ¦ 5QU LoRE | Non-Red Flag Warning - Small Fires | wire-to-wire contact | wire-to-wire contact / contamination | 0.11928
HFTD - Distribution - Tier 2 - 4QU CoRE ¦ 5QU LoRE | Seismic - Red Flag Warning - Catastrophic Fires | cc - seismic scenario | seismic scenario | 8.6694e-06
HFTD - Distribution - Tier 2 - 4QU CoRE ¦ 5QU LoRE | Red Flag Warning - Catastrophic Fires | contact from object | animal contact | 0
HFTD - Distribution - Tier 2 - 4QU CoRE ¦ 5QU LoRE | Red Flag Warning - Catastrophic Fires | contact from object | balloon contact | 0
HFTD - Distribution - Tier 2 - 4QU CoRE ¦ 5QU LoRE | Red Flag Warning - Catastrophic Fires | contact from object | other contact from object | 0
HFTD - Distribution - Tier 2 - 4QU CoRE ¦ 5QU LoRE | Red Flag Warning - Catastrophic Fires | contact from object | vehicle contact | 0
HFTD - Distribution - Tier 2 - 4QU CoRE ¦ 5QU LoRE | Red Flag Warning - Catastrophic Fires | contamination | contamination | 0
HFTD - Distribution - Tier 2 - 4QU CoRE ¦ 5QU LoRE | Red Flag Warning - Catastrophic Fires | equipment / facility failure | anchor / guy damage or failure | 1.3154e-05
HFTD - Distribution - Tier 2 - 4QU CoRE ¦ 5QU LoRE | Red Flag Warning - Catastrophic Fires | equipment / facility failure | capacitor bank damage or failure | 0
HFTD - Distribution - Tier 2 - 4QU CoRE ¦ 5QU LoRE | Red Flag Warning - Catastrophic Fires | equipment / facility failure | conductor damage or failure | 0.00037607
HFTD - Distribution - Tier 2 - 4QU CoRE ¦ 5QU LoRE | Red Flag Warning - Catastrophic Fires | equipment / facility failure | connection device damage or failure | 0.00013917
HFTD - Distribution - Tier 2 - 4QU CoRE ¦ 5QU LoRE | Red Flag Warning - Catastrophic Fires | equipment / facility failure | crossarm damage or failure | 0.00012376
HFTD - Distribution - Tier 2 - 4QU CoRE ¦ 5QU LoRE | Red Flag Warning - Catastrophic Fires | equipment / facility failure | fuse damage or failure | 0.00013875
HFTD - Distribution - Tier 2 - 4QU CoRE ¦ 5QU LoRE | Red Flag Warning - Catastrophic Fires | equipment / facility failure | insulator and brushing damage or failure | 0.0001092
HFTD - Distribution - Tier 2 - 4QU CoRE ¦ 5QU LoRE | Red Flag Warning - Catastrophic Fires | equipment / facility failure | lightning arrestor damage or failure | 1.1143e-05
HFTD - Distribution - Tier 2 - 4QU CoRE ¦ 5QU LoRE | Red Flag Warning - Catastrophic Fires | equipment / facility failure | other equipment / facility failure | 0.00014985
HFTD - Distribution - Tier 2 - 4QU CoRE ¦ 5QU LoRE | Red Flag Warning - Catastrophic Fires | equipment / facility failure | pole damage or failure | 6.1248e-05
HFTD - Distribution - Tier 2 - 4QU CoRE ¦ 5QU LoRE | Red Flag Warning - Catastrophic Fires | equipment / facility failure | recloser damage or failure | 0
HFTD - Distribution - Tier 2 - 4QU CoRE ¦ 5QU LoRE | Red Flag Warning - Catastrophic Fires | equipment / facility failure | sectionalizer damage or failure | 0
HFTD - Distribution - Tier 2 - 4QU CoRE ¦ 5QU LoRE | Red Flag Warning - Catastrophic Fires | equipment / facility failure | switch damage or failure | 0
HFTD - Distribution - Tier 2 - 4QU CoRE ¦ 5QU LoRE | Red Flag Warning - Catastrophic Fires | equipment / facility failure | transformer damage or failure | 4.7358e-05
HFTD - Distribution - Tier 2 - 4QU CoRE ¦ 5QU LoRE | Red Flag Warning - Catastrophic Fires | equipment / facility failure | voltage regulator / booster damage or failure | 3.4935e-06
HFTD - Distribution - Tier 2 - 4QU CoRE ¦ 5QU LoRE | Red Flag Warning - Catastrophic Fires | other | all other | 0
HFTD - Distribution - Tier 2 - 4QU CoRE ¦ 5QU LoRE | Red Flag Warning - Catastrophic Fires | unknown | unknown | 0
HFTD - Distribution - Tier 2 - 4QU CoRE ¦ 5QU LoRE | Red Flag Warning - Catastrophic Fires | utility work / operation | utility work / operation | 0
HFTD - Distribution - Tier 2 - 4QU CoRE ¦ 5QU LoRE | Red Flag Warning - Catastrophic Fires | vandalism / theft | vandalism / theft | 0
HFTD - Distribution - Tier 2 - 4QU CoRE ¦ 5QU LoRE | Red Flag Warning - Catastrophic Fires | vegetation contact | branch (not overhanging, 4-12ft) | 1.9124e-05
HFTD - Distribution - Tier 2 - 4QU CoRE ¦ 5QU LoRE | Red Flag Warning - Catastrophic Fires | vegetation contact | branch (not overhanging, > 12ft) | 2.8401e-05
HFTD - Distribution - Tier 2 - 4QU CoRE ¦ 5QU LoRE | Red Flag Warning - Catastrophic Fires | vegetation contact | branch (not overhanging, distance unknown) | 0.00013727
HFTD - Distribution - Tier 2 - 4QU CoRE ¦ 5QU LoRE | Red Flag Warning - Catastrophic Fires | vegetation contact | branch (not overhanging, within 4ft) | 4.8324e-06
HFTD - Distribution - Tier 2 - 4QU CoRE ¦ 5QU LoRE | Red Flag Warning - Catastrophic Fires | vegetation contact | branch (overhanging) | 0.00028511
HFTD - Distribution - Tier 2 - 4QU CoRE ¦ 5QU LoRE | Red Flag Warning - Catastrophic Fires | vegetation contact | dead | 0.00010414
HFTD - Distribution - Tier 2 - 4QU CoRE ¦ 5QU LoRE | Red Flag Warning - Catastrophic Fires | vegetation contact | fell into (moderate-severe defect) | 8.5537e-05
HFTD - Distribution - Tier 2 - 4QU CoRE ¦ 5QU LoRE | Red Flag Warning - Catastrophic Fires | vegetation contact | fell into (no defect) | 0.00035028
HFTD - Distribution - Tier 2 - 4QU CoRE ¦ 5QU LoRE | Red Flag Warning - Catastrophic Fires | vegetation contact | fell into (slight defect) | 9.2195e-05
HFTD - Distribution - Tier 2 - 4QU CoRE ¦ 5QU LoRE | Red Flag Warning - Catastrophic Fires | vegetation contact | grow into | 9.7047e-06
HFTD - Distribution - Tier 2 - 4QU CoRE ¦ 5QU LoRE | Red Flag Warning - Catastrophic Fires | vegetation contact | other/unknown | 0.00047335
HFTD - Distribution - Tier 2 - 4QU CoRE ¦ 5QU LoRE | Red Flag Warning - Catastrophic Fires | wire-to-wire contact | wire-to-wire contact / contamination | 0
HFTD - Distribution - Tier 2 - 4QU CoRE ¦ 5QU LoRE | Red Flag Warning - Destructive Fires | contact from object | animal contact | 0
HFTD - Distribution - Tier 2 - 4QU CoRE ¦ 5QU LoRE | Red Flag Warning - Destructive Fires | contact from object | balloon contact | 0
HFTD - Distribution - Tier 2 - 4QU CoRE ¦ 5QU LoRE | Red Flag Warning - Destructive Fires | contact from object | other contact from object | 0
HFTD - Distribution - Tier 2 - 4QU CoRE ¦ 5QU LoRE | Red Flag Warning - Destructive Fires | contact from object | vehicle contact | 0
HFTD - Distribution - Tier 2 - 4QU CoRE ¦ 5QU LoRE | Red Flag Warning - Destructive Fires | contamination | contamination | 0
HFTD - Distribution - Tier 2 - 4QU CoRE ¦ 5QU LoRE | Red Flag Warning - Destructive Fires | equipment / facility failure | anchor / guy damage or failure | 2.7247e-06
HFTD - Distribution - Tier 2 - 4QU CoRE ¦ 5QU LoRE | Red Flag Warning - Destructive Fires | equipment / facility failure | capacitor bank damage or failure | 0
HFTD - Distribution - Tier 2 - 4QU CoRE ¦ 5QU LoRE | Red Flag Warning - Destructive Fires | equipment / facility failure | conductor damage or failure | 8.1028e-05
HFTD - Distribution - Tier 2 - 4QU CoRE ¦ 5QU LoRE | Red Flag Warning - Destructive Fires | equipment / facility failure | connection device damage or failure | 2.9899e-05
HFTD - Distribution - Tier 2 - 4QU CoRE ¦ 5QU LoRE | Red Flag Warning - Destructive Fires | equipment / facility failure | crossarm damage or failure | 2.4497e-05
HFTD - Distribution - Tier 2 - 4QU CoRE ¦ 5QU LoRE | Red Flag Warning - Destructive Fires | equipment / facility failure | fuse damage or failure | 2.6796e-05
HFTD - Distribution - Tier 2 - 4QU CoRE ¦ 5QU LoRE | Red Flag Warning - Destructive Fires | equipment / facility failure | insulator and brushing damage or failure | 2.1089e-05
HFTD - Distribution - Tier 2 - 4QU CoRE ¦ 5QU LoRE | Red Flag Warning - Destructive Fires | equipment / facility failure | lightning arrestor damage or failure | 2.0019e-06
HFTD - Distribution - Tier 2 - 4QU CoRE ¦ 5QU LoRE | Red Flag Warning - Destructive Fires | equipment / facility failure | other equipment / facility failure | 3.0318e-05
HFTD - Distribution - Tier 2 - 4QU CoRE ¦ 5QU LoRE | Red Flag Warning - Destructive Fires | equipment / facility failure | pole damage or failure | 1.1956e-05
HFTD - Distribution - Tier 2 - 4QU CoRE ¦ 5QU LoRE | Red Flag Warning - Destructive Fires | equipment / facility failure | recloser damage or failure | 0
HFTD - Distribution - Tier 2 - 4QU CoRE ¦ 5QU LoRE | Red Flag Warning - Destructive Fires | equipment / facility failure | sectionalizer damage or failure | 0
HFTD - Distribution - Tier 2 - 4QU CoRE ¦ 5QU LoRE | Red Flag Warning - Destructive Fires | equipment / facility failure | switch damage or failure | 0
HFTD - Distribution - Tier 2 - 4QU CoRE ¦ 5QU LoRE | Red Flag Warning - Destructive Fires | equipment / facility failure | transformer damage or failure | 9.1373e-06
HFTD - Distribution - Tier 2 - 4QU CoRE ¦ 5QU LoRE | Red Flag Warning - Destructive Fires | equipment / facility failure | voltage regulator / booster damage or failure | 6.6103e-07
HFTD - Distribution - Tier 2 - 4QU CoRE ¦ 5QU LoRE | Red Flag Warning - Destructive Fires | other | all other | 0
HFTD - Distribution - Tier 2 - 4QU CoRE ¦ 5QU LoRE | Red Flag Warning - Destructive Fires | unknown | unknown | 0
HFTD - Distribution - Tier 2 - 4QU CoRE ¦ 5QU LoRE | Red Flag Warning - Destructive Fires | utility work / operation | utility work / operation | 0
HFTD - Distribution - Tier 2 - 4QU CoRE ¦ 5QU LoRE | Red Flag Warning - Destructive Fires | vandalism / theft | vandalism / theft | 0
HFTD - Distribution - Tier 2 - 4QU CoRE ¦ 5QU LoRE | Red Flag Warning - Destructive Fires | vegetation contact | branch (not overhanging, 4-12ft) | 2.6928e-06
HFTD - Distribution - Tier 2 - 4QU CoRE ¦ 5QU LoRE | Red Flag Warning - Destructive Fires | vegetation contact | branch (not overhanging, > 12ft) | 3.9945e-06
HFTD - Distribution - Tier 2 - 4QU CoRE ¦ 5QU LoRE | Red Flag Warning - Destructive Fires | vegetation contact | branch (not overhanging, distance unknown) | 1.9307e-05
HFTD - Distribution - Tier 2 - 4QU CoRE ¦ 5QU LoRE | Red Flag Warning - Destructive Fires | vegetation contact | branch (not overhanging, within 4ft) | 6.8109e-07
HFTD - Distribution - Tier 2 - 4QU CoRE ¦ 5QU LoRE | Red Flag Warning - Destructive Fires | vegetation contact | branch (overhanging) | 4.0185e-05
HFTD - Distribution - Tier 2 - 4QU CoRE ¦ 5QU LoRE | Red Flag Warning - Destructive Fires | vegetation contact | dead | 1.4647e-05
HFTD - Distribution - Tier 2 - 4QU CoRE ¦ 5QU LoRE | Red Flag Warning - Destructive Fires | vegetation contact | fell into (moderate-severe defect) | 1.203e-05
HFTD - Distribution - Tier 2 - 4QU CoRE ¦ 5QU LoRE | Red Flag Warning - Destructive Fires | vegetation contact | fell into (no defect) | 4.9266e-05
HFTD - Distribution - Tier 2 - 4QU CoRE ¦ 5QU LoRE | Red Flag Warning - Destructive Fires | vegetation contact | fell into (slight defect) | 1.2967e-05
HFTD - Distribution - Tier 2 - 4QU CoRE ¦ 5QU LoRE | Red Flag Warning - Destructive Fires | vegetation contact | grow into | 1.3649e-06
HFTD - Distribution - Tier 2 - 4QU CoRE ¦ 5QU LoRE | Red Flag Warning - Destructive Fires | vegetation contact | other/unknown | 6.6575e-05
HFTD - Distribution - Tier 2 - 4QU CoRE ¦ 5QU LoRE | Red Flag Warning - Destructive Fires | wire-to-wire contact | wire-to-wire contact / contamination | 0
HFTD - Distribution - Tier 2 - 4QU CoRE ¦ 5QU LoRE | Red Flag Warning - Large Fires | contact from object | animal contact | 0
HFTD - Distribution - Tier 2 - 4QU CoRE ¦ 5QU LoRE | Red Flag Warning - Large Fires | contact from object | balloon contact | 0
HFTD - Distribution - Tier 2 - 4QU CoRE ¦ 5QU LoRE | Red Flag Warning - Large Fires | contact from object | other contact from object | 0
HFTD - Distribution - Tier 2 - 4QU CoRE ¦ 5QU LoRE | Red Flag Warning - Large Fires | contact from object | vehicle contact | 0
HFTD - Distribution - Tier 2 - 4QU CoRE ¦ 5QU LoRE | Red Flag Warning - Large Fires | contamination | contamination | 0
HFTD - Distribution - Tier 2 - 4QU CoRE ¦ 5QU LoRE | Red Flag Warning - Large Fires | equipment / facility failure | anchor / guy damage or failure | 2.7364e-05
HFTD - Distribution - Tier 2 - 4QU CoRE ¦ 5QU LoRE | Red Flag Warning - Large Fires | equipment / facility failure | capacitor bank damage or failure | 0
HFTD - Distribution - Tier 2 - 4QU CoRE ¦ 5QU LoRE | Red Flag Warning - Large Fires | equipment / facility failure | conductor damage or failure | 0.0017885
HFTD - Distribution - Tier 2 - 4QU CoRE ¦ 5QU LoRE | Red Flag Warning - Large Fires | equipment / facility failure | connection device damage or failure | 0.00060153
HFTD - Distribution - Tier 2 - 4QU CoRE ¦ 5QU LoRE | Red Flag Warning - Large Fires | equipment / facility failure | crossarm damage or failure | 0.00052651
HFTD - Distribution - Tier 2 - 4QU CoRE ¦ 5QU LoRE | Red Flag Warning - Large Fires | equipment / facility failure | fuse damage or failure | 0.00040923
HFTD - Distribution - Tier 2 - 4QU CoRE ¦ 5QU LoRE | Red Flag Warning - Large Fires | equipment / facility failure | insulator and brushing damage or failure | 0.00035673
HFTD - Distribution - Tier 2 - 4QU CoRE ¦ 5QU LoRE | Red Flag Warning - Large Fires | equipment / facility failure | lightning arrestor damage or failure | 2.3476e-05
HFTD - Distribution - Tier 2 - 4QU CoRE ¦ 5QU LoRE | Red Flag Warning - Large Fires | equipment / facility failure | other equipment / facility failure | 0.00068869
HFTD - Distribution - Tier 2 - 4QU CoRE ¦ 5QU LoRE | Red Flag Warning - Large Fires | equipment / facility failure | pole damage or failure | 0.00024095
HFTD - Distribution - Tier 2 - 4QU CoRE ¦ 5QU LoRE | Red Flag Warning - Large Fires | equipment / facility failure | recloser damage or failure | 0
HFTD - Distribution - Tier 2 - 4QU CoRE ¦ 5QU LoRE | Red Flag Warning - Large Fires | equipment / facility failure | sectionalizer damage or failure | 0
HFTD - Distribution - Tier 2 - 4QU CoRE ¦ 5QU LoRE | Red Flag Warning - Large Fires | equipment / facility failure | switch damage or failure | 0
HFTD - Distribution - Tier 2 - 4QU CoRE ¦ 5QU LoRE | Red Flag Warning - Large Fires | equipment / facility failure | transformer damage or failure | 0.00019015
HFTD - Distribution - Tier 2 - 4QU CoRE ¦ 5QU LoRE | Red Flag Warning - Large Fires | equipment / facility failure | voltage regulator / booster damage or failure | 8.9174e-06
HFTD - Distribution - Tier 2 - 4QU CoRE ¦ 5QU LoRE | Red Flag Warning - Large Fires | other | all other | 0
HFTD - Distribution - Tier 2 - 4QU CoRE ¦ 5QU LoRE | Red Flag Warning - Large Fires | unknown | unknown | 0
HFTD - Distribution - Tier 2 - 4QU CoRE ¦ 5QU LoRE | Red Flag Warning - Large Fires | utility work / operation | utility work / operation | 0
HFTD - Distribution - Tier 2 - 4QU CoRE ¦ 5QU LoRE | Red Flag Warning - Large Fires | vandalism / theft | vandalism / theft | 0
HFTD - Distribution - Tier 2 - 4QU CoRE ¦ 5QU LoRE | Red Flag Warning - Large Fires | vegetation contact | branch (not overhanging, 4-12ft) | 5.3321e-05
HFTD - Distribution - Tier 2 - 4QU CoRE ¦ 5QU LoRE | Red Flag Warning - Large Fires | vegetation contact | branch (not overhanging, > 12ft) | 7.9204e-05
HFTD - Distribution - Tier 2 - 4QU CoRE ¦ 5QU LoRE | Red Flag Warning - Large Fires | vegetation contact | branch (not overhanging, distance unknown) | 0.00038282
HFTD - Distribution - Tier 2 - 4QU CoRE ¦ 5QU LoRE | Red Flag Warning - Large Fires | vegetation contact | branch (not overhanging, within 4ft) | 1.3471e-05
HFTD - Distribution - Tier 2 - 4QU CoRE ¦ 5QU LoRE | Red Flag Warning - Large Fires | vegetation contact | branch (overhanging) | 0.00079477
HFTD - Distribution - Tier 2 - 4QU CoRE ¦ 5QU LoRE | Red Flag Warning - Large Fires | vegetation contact | dead | 0.00029042
HFTD - Distribution - Tier 2 - 4QU CoRE ¦ 5QU LoRE | Red Flag Warning - Large Fires | vegetation contact | fell into (moderate-severe defect) | 0.00023854
HFTD - Distribution - Tier 2 - 4QU CoRE ¦ 5QU LoRE | Red Flag Warning - Large Fires | vegetation contact | fell into (no defect) | 0.00097685
HFTD - Distribution - Tier 2 - 4QU CoRE ¦ 5QU LoRE | Red Flag Warning - Large Fires | vegetation contact | fell into (slight defect) | 0.00025711
HFTD - Distribution - Tier 2 - 4QU CoRE ¦ 5QU LoRE | Red Flag Warning - Large Fires | vegetation contact | grow into | 2.7064e-05
HFTD - Distribution - Tier 2 - 4QU CoRE ¦ 5QU LoRE | Red Flag Warning - Large Fires | vegetation contact | other/unknown | 0.0013201
HFTD - Distribution - Tier 2 - 4QU CoRE ¦ 5QU LoRE | Red Flag Warning - Large Fires | wire-to-wire contact | wire-to-wire contact / contamination | 0
HFTD - Distribution - Tier 2 - 4QU CoRE ¦ 5QU LoRE | Red Flag Warning - Small Fires | contact from object | animal contact | 0.0011658
HFTD - Distribution - Tier 2 - 4QU CoRE ¦ 5QU LoRE | Red Flag Warning - Small Fires | contact from object | balloon contact | 0.00020523
HFTD - Distribution - Tier 2 - 4QU CoRE ¦ 5QU LoRE | Red Flag Warning - Small Fires | contact from object | other contact from object | 0.0013546
HFTD - Distribution - Tier 2 - 4QU CoRE ¦ 5QU LoRE | Red Flag Warning - Small Fires | contact from object | vehicle contact | 0.0025908
HFTD - Distribution - Tier 2 - 4QU CoRE ¦ 5QU LoRE | Red Flag Warning - Small Fires | contamination | contamination | 4.9027e-05
HFTD - Distribution - Tier 2 - 4QU CoRE ¦ 5QU LoRE | Red Flag Warning - Small Fires | equipment / facility failure | anchor / guy damage or failure | 0.00040994
HFTD - Distribution - Tier 2 - 4QU CoRE ¦ 5QU LoRE | Red Flag Warning - Small Fires | equipment / facility failure | capacitor bank damage or failure | 0
HFTD - Distribution - Tier 2 - 4QU CoRE ¦ 5QU LoRE | Red Flag Warning - Small Fires | equipment / facility failure | conductor damage or failure | 0.011092
HFTD - Distribution - Tier 2 - 4QU CoRE ¦ 5QU LoRE | Red Flag Warning - Small Fires | equipment / facility failure | connection device damage or failure | 0.003051
HFTD - Distribution - Tier 2 - 4QU CoRE ¦ 5QU LoRE | Red Flag Warning - Small Fires | equipment / facility failure | crossarm damage or failure | 0.0034203
HFTD - Distribution - Tier 2 - 4QU CoRE ¦ 5QU LoRE | Red Flag Warning - Small Fires | equipment / facility failure | fuse damage or failure | 0.0039702
HFTD - Distribution - Tier 2 - 4QU CoRE ¦ 5QU LoRE | Red Flag Warning - Small Fires | equipment / facility failure | insulator and brushing damage or failure | 0.0032459
HFTD - Distribution - Tier 2 - 4QU CoRE ¦ 5QU LoRE | Red Flag Warning - Small Fires | equipment / facility failure | lightning arrestor damage or failure | 0.00028794
HFTD - Distribution - Tier 2 - 4QU CoRE ¦ 5QU LoRE | Red Flag Warning - Small Fires | equipment / facility failure | other equipment / facility failure | 0.0048356
HFTD - Distribution - Tier 2 - 4QU CoRE ¦ 5QU LoRE | Red Flag Warning - Small Fires | equipment / facility failure | pole damage or failure | 0.0016415
HFTD - Distribution - Tier 2 - 4QU CoRE ¦ 5QU LoRE | Red Flag Warning - Small Fires | equipment / facility failure | recloser damage or failure | 0
HFTD - Distribution - Tier 2 - 4QU CoRE ¦ 5QU LoRE | Red Flag Warning - Small Fires | equipment / facility failure | sectionalizer damage or failure | 0
HFTD - Distribution - Tier 2 - 4QU CoRE ¦ 5QU LoRE | Red Flag Warning - Small Fires | equipment / facility failure | switch damage or failure | 0
HFTD - Distribution - Tier 2 - 4QU CoRE ¦ 5QU LoRE | Red Flag Warning - Small Fires | equipment / facility failure | transformer damage or failure | 0.0012186
HFTD - Distribution - Tier 2 - 4QU CoRE ¦ 5QU LoRE | Red Flag Warning - Small Fires | equipment / facility failure | voltage regulator / booster damage or failure | 8.0435e-05
HFTD - Distribution - Tier 2 - 4QU CoRE ¦ 5QU LoRE | Red Flag Warning - Small Fires | other | all other | 0.00068165
HFTD - Distribution - Tier 2 - 4QU CoRE ¦ 5QU LoRE | Red Flag Warning - Small Fires | unknown | unknown | 0.002961
HFTD - Distribution - Tier 2 - 4QU CoRE ¦ 5QU LoRE | Red Flag Warning - Small Fires | utility work / operation | utility work / operation | 0.00018875
HFTD - Distribution - Tier 2 - 4QU CoRE ¦ 5QU LoRE | Red Flag Warning - Small Fires | vandalism / theft | vandalism / theft | 8.9942e-05
HFTD - Distribution - Tier 2 - 4QU CoRE ¦ 5QU LoRE | Red Flag Warning - Small Fires | vegetation contact | branch (not overhanging, 4-12ft) | 0.0011176
HFTD - Distribution - Tier 2 - 4QU CoRE ¦ 5QU LoRE | Red Flag Warning - Small Fires | vegetation contact | branch (not overhanging, > 12ft) | 0.0016419
HFTD - Distribution - Tier 2 - 4QU CoRE ¦ 5QU LoRE | Red Flag Warning - Small Fires | vegetation contact | branch (not overhanging, distance unknown) | 0.0079358
HFTD - Distribution - Tier 2 - 4QU CoRE ¦ 5QU LoRE | Red Flag Warning - Small Fires | vegetation contact | branch (not overhanging, within 4ft) | 0.00028501
HFTD - Distribution - Tier 2 - 4QU CoRE ¦ 5QU LoRE | Red Flag Warning - Small Fires | vegetation contact | branch (overhanging) | 0.016815
HFTD - Distribution - Tier 2 - 4QU CoRE ¦ 5QU LoRE | Red Flag Warning - Small Fires | vegetation contact | dead | 0.0060202
HFTD - Distribution - Tier 2 - 4QU CoRE ¦ 5QU LoRE | Red Flag Warning - Small Fires | vegetation contact | fell into (moderate-severe defect) | 0.0049449
HFTD - Distribution - Tier 2 - 4QU CoRE ¦ 5QU LoRE | Red Flag Warning - Small Fires | vegetation contact | fell into (no defect) | 0.02025
HFTD - Distribution - Tier 2 - 4QU CoRE ¦ 5QU LoRE | Red Flag Warning - Small Fires | vegetation contact | fell into (slight defect) | 0.0053298
HFTD - Distribution - Tier 2 - 4QU CoRE ¦ 5QU LoRE | Red Flag Warning - Small Fires | vegetation contact | grow into | 0.00056103
HFTD - Distribution - Tier 2 - 4QU CoRE ¦ 5QU LoRE | Red Flag Warning - Small Fires | vegetation contact | other/unknown | 0.027365
HFTD - Distribution - Tier 2 - 4QU CoRE ¦ 5QU LoRE | Red Flag Warning - Small Fires | wire-to-wire contact | wire-to-wire contact / contamination | 0.0039789
HFTD - Distribution - Tier 2 - 5QU CoRE ¦ 1QU LoRE | Seismic - Non-Red Flag Warning - Catastrophic Fires | cc - seismic scenario | seismic scenario | 1.1624e-06
HFTD - Distribution - Tier 2 - 5QU CoRE ¦ 1QU LoRE | Non-Red Flag Warning - Catastrophic Fires | contact from object | animal contact | 2.6917e-05
HFTD - Distribution - Tier 2 - 5QU CoRE ¦ 1QU LoRE | Non-Red Flag Warning - Catastrophic Fires | contact from object | balloon contact | 1.1697e-06
HFTD - Distribution - Tier 2 - 5QU CoRE ¦ 1QU LoRE | Non-Red Flag Warning - Catastrophic Fires | contact from object | other contact from object | 1.1131e-05
HFTD - Distribution - Tier 2 - 5QU CoRE ¦ 1QU LoRE | Non-Red Flag Warning - Catastrophic Fires | contact from object | vehicle contact | 2.8681e-05
HFTD - Distribution - Tier 2 - 5QU CoRE ¦ 1QU LoRE | Non-Red Flag Warning - Catastrophic Fires | contamination | contamination | 1.2813e-06
HFTD - Distribution - Tier 2 - 5QU CoRE ¦ 1QU LoRE | Non-Red Flag Warning - Catastrophic Fires | equipment / facility failure | anchor / guy damage or failure | 1.185e-08
HFTD - Distribution - Tier 2 - 5QU CoRE ¦ 1QU LoRE | Non-Red Flag Warning - Catastrophic Fires | equipment / facility failure | capacitor bank damage or failure | 3.6559e-07
HFTD - Distribution - Tier 2 - 5QU CoRE ¦ 1QU LoRE | Non-Red Flag Warning - Catastrophic Fires | equipment / facility failure | conductor damage or failure | 5.8472e-07
HFTD - Distribution - Tier 2 - 5QU CoRE ¦ 1QU LoRE | Non-Red Flag Warning - Catastrophic Fires | equipment / facility failure | connection device damage or failure | 2.9671e-07
HFTD - Distribution - Tier 2 - 5QU CoRE ¦ 1QU LoRE | Non-Red Flag Warning - Catastrophic Fires | equipment / facility failure | crossarm damage or failure | 1.1282e-07
HFTD - Distribution - Tier 2 - 5QU CoRE ¦ 1QU LoRE | Non-Red Flag Warning - Catastrophic Fires | equipment / facility failure | fuse damage or failure | 1.1709e-07
HFTD - Distribution - Tier 2 - 5QU CoRE ¦ 1QU LoRE | Non-Red Flag Warning - Catastrophic Fires | equipment / facility failure | insulator and brushing damage or failure | 4.578e-08
HFTD - Distribution - Tier 2 - 5QU CoRE ¦ 1QU LoRE | Non-Red Flag Warning - Catastrophic Fires | equipment / facility failure | lightning arrestor damage or failure | 5.6758e-09
HFTD - Distribution - Tier 2 - 5QU CoRE ¦ 1QU LoRE | Non-Red Flag Warning - Catastrophic Fires | equipment / facility failure | other equipment / facility failure | 7.7222e-07
HFTD - Distribution - Tier 2 - 5QU CoRE ¦ 1QU LoRE | Non-Red Flag Warning - Catastrophic Fires | equipment / facility failure | pole damage or failure | 1.1832e-07
HFTD - Distribution - Tier 2 - 5QU CoRE ¦ 1QU LoRE | Non-Red Flag Warning - Catastrophic Fires | equipment / facility failure | recloser damage or failure | 0
HFTD - Distribution - Tier 2 - 5QU CoRE ¦ 1QU LoRE | Non-Red Flag Warning - Catastrophic Fires | equipment / facility failure | sectionalizer damage or failure | 0
HFTD - Distribution - Tier 2 - 5QU CoRE ¦ 1QU LoRE | Non-Red Flag Warning - Catastrophic Fires | equipment / facility failure | switch damage or failure | 0
HFTD - Distribution - Tier 2 - 5QU CoRE ¦ 1QU LoRE | Non-Red Flag Warning - Catastrophic Fires | equipment / facility failure | transformer damage or failure | 2.3833e-07
HFTD - Distribution - Tier 2 - 5QU CoRE ¦ 1QU LoRE | Non-Red Flag Warning - Catastrophic Fires | equipment / facility failure | voltage regulator / booster damage or failure | 5.8762e-08
HFTD - Distribution - Tier 2 - 5QU CoRE ¦ 1QU LoRE | Non-Red Flag Warning - Catastrophic Fires | other | all other | 9.1915e-06
HFTD - Distribution - Tier 2 - 5QU CoRE ¦ 1QU LoRE | Non-Red Flag Warning - Catastrophic Fires | unknown | unknown | 2.0162e-05
HFTD - Distribution - Tier 2 - 5QU CoRE ¦ 1QU LoRE | Non-Red Flag Warning - Catastrophic Fires | utility work / operation | utility work / operation | 4.0391e-06
HFTD - Distribution - Tier 2 - 5QU CoRE ¦ 1QU LoRE | Non-Red Flag Warning - Catastrophic Fires | vandalism / theft | vandalism / theft | 1.6119e-06
HFTD - Distribution - Tier 2 - 5QU CoRE ¦ 1QU LoRE | Non-Red Flag Warning - Catastrophic Fires | vegetation contact | branch (not overhanging, 4-12ft) | 1.1125e-07
HFTD - Distribution - Tier 2 - 5QU CoRE ¦ 1QU LoRE | Non-Red Flag Warning - Catastrophic Fires | vegetation contact | branch (not overhanging, > 12ft) | 2.4688e-07
HFTD - Distribution - Tier 2 - 5QU CoRE ¦ 1QU LoRE | Non-Red Flag Warning - Catastrophic Fires | vegetation contact | branch (not overhanging, distance unknown) | 8.4277e-07
HFTD - Distribution - Tier 2 - 5QU CoRE ¦ 1QU LoRE | Non-Red Flag Warning - Catastrophic Fires | vegetation contact | branch (not overhanging, within 4ft) | 5.0506e-08
HFTD - Distribution - Tier 2 - 5QU CoRE ¦ 1QU LoRE | Non-Red Flag Warning - Catastrophic Fires | vegetation contact | branch (overhanging) | 2.2475e-06
HFTD - Distribution - Tier 2 - 5QU CoRE ¦ 1QU LoRE | Non-Red Flag Warning - Catastrophic Fires | vegetation contact | dead | 8.9664e-07
HFTD - Distribution - Tier 2 - 5QU CoRE ¦ 1QU LoRE | Non-Red Flag Warning - Catastrophic Fires | vegetation contact | fell into (moderate-severe defect) | 1.0256e-06
HFTD - Distribution - Tier 2 - 5QU CoRE ¦ 1QU LoRE | Non-Red Flag Warning - Catastrophic Fires | vegetation contact | fell into (no defect) | 6.0408e-06
HFTD - Distribution - Tier 2 - 5QU CoRE ¦ 1QU LoRE | Non-Red Flag Warning - Catastrophic Fires | vegetation contact | fell into (slight defect) | 1.2678e-06
HFTD - Distribution - Tier 2 - 5QU CoRE ¦ 1QU LoRE | Non-Red Flag Warning - Catastrophic Fires | vegetation contact | grow into | 1.0974e-07
HFTD - Distribution - Tier 2 - 5QU CoRE ¦ 1QU LoRE | Non-Red Flag Warning - Catastrophic Fires | vegetation contact | other/unknown | 5.2037e-06
HFTD - Distribution - Tier 2 - 5QU CoRE ¦ 1QU LoRE | Non-Red Flag Warning - Catastrophic Fires | wire-to-wire contact | wire-to-wire contact / contamination | 3.0534e-05
HFTD - Distribution - Tier 2 - 5QU CoRE ¦ 1QU LoRE | Non-Red Flag Warning - Destructive Fires | contact from object | animal contact | 2.2933e-05
HFTD - Distribution - Tier 2 - 5QU CoRE ¦ 1QU LoRE | Non-Red Flag Warning - Destructive Fires | contact from object | balloon contact | 9.6409e-07
HFTD - Distribution - Tier 2 - 5QU CoRE ¦ 1QU LoRE | Non-Red Flag Warning - Destructive Fires | contact from object | other contact from object | 9.3054e-06
HFTD - Distribution - Tier 2 - 5QU CoRE ¦ 1QU LoRE | Non-Red Flag Warning - Destructive Fires | contact from object | vehicle contact | 2.2338e-05
HFTD - Distribution - Tier 2 - 5QU CoRE ¦ 1QU LoRE | Non-Red Flag Warning - Destructive Fires | contamination | contamination | 1.0364e-06
HFTD - Distribution - Tier 2 - 5QU CoRE ¦ 1QU LoRE | Non-Red Flag Warning - Destructive Fires | equipment / facility failure | anchor / guy damage or failure | 5.7279e-08
HFTD - Distribution - Tier 2 - 5QU CoRE ¦ 1QU LoRE | Non-Red Flag Warning - Destructive Fires | equipment / facility failure | capacitor bank damage or failure | 1.6159e-06
HFTD - Distribution - Tier 2 - 5QU CoRE ¦ 1QU LoRE | Non-Red Flag Warning - Destructive Fires | equipment / facility failure | conductor damage or failure | 2.9966e-06
HFTD - Distribution - Tier 2 - 5QU CoRE ¦ 1QU LoRE | Non-Red Flag Warning - Destructive Fires | equipment / facility failure | connection device damage or failure | 1.5769e-06
HFTD - Distribution - Tier 2 - 5QU CoRE ¦ 1QU LoRE | Non-Red Flag Warning - Destructive Fires | equipment / facility failure | crossarm damage or failure | 5.2147e-07
HFTD - Distribution - Tier 2 - 5QU CoRE ¦ 1QU LoRE | Non-Red Flag Warning - Destructive Fires | equipment / facility failure | fuse damage or failure | 5.2605e-07
HFTD - Distribution - Tier 2 - 5QU CoRE ¦ 1QU LoRE | Non-Red Flag Warning - Destructive Fires | equipment / facility failure | insulator and brushing damage or failure | 2.066e-07
HFTD - Distribution - Tier 2 - 5QU CoRE ¦ 1QU LoRE | Non-Red Flag Warning - Destructive Fires | equipment / facility failure | lightning arrestor damage or failure | 2.5045e-08
HFTD - Distribution - Tier 2 - 5QU CoRE ¦ 1QU LoRE | Non-Red Flag Warning - Destructive Fires | equipment / facility failure | other equipment / facility failure | 3.7318e-06
HFTD - Distribution - Tier 2 - 5QU CoRE ¦ 1QU LoRE | Non-Red Flag Warning - Destructive Fires | equipment / facility failure | pole damage or failure | 5.3805e-07
HFTD - Distribution - Tier 2 - 5QU CoRE ¦ 1QU LoRE | Non-Red Flag Warning - Destructive Fires | equipment / facility failure | recloser damage or failure | 0
HFTD - Distribution - Tier 2 - 5QU CoRE ¦ 1QU LoRE | Non-Red Flag Warning - Destructive Fires | equipment / facility failure | sectionalizer damage or failure | 0
HFTD - Distribution - Tier 2 - 5QU CoRE ¦ 1QU LoRE | Non-Red Flag Warning - Destructive Fires | equipment / facility failure | switch damage or failure | 0
HFTD - Distribution - Tier 2 - 5QU CoRE ¦ 1QU LoRE | Non-Red Flag Warning - Destructive Fires | equipment / facility failure | transformer damage or failure | 1.0463e-06
HFTD - Distribution - Tier 2 - 5QU CoRE ¦ 1QU LoRE | Non-Red Flag Warning - Destructive Fires | equipment / facility failure | voltage regulator / booster damage or failure | 2.5824e-07
HFTD - Distribution - Tier 2 - 5QU CoRE ¦ 1QU LoRE | Non-Red Flag Warning - Destructive Fires | other | all other | 8.5734e-06
HFTD - Distribution - Tier 2 - 5QU CoRE ¦ 1QU LoRE | Non-Red Flag Warning - Destructive Fires | unknown | unknown | 1.9163e-05
HFTD - Distribution - Tier 2 - 5QU CoRE ¦ 1QU LoRE | Non-Red Flag Warning - Destructive Fires | utility work / operation | utility work / operation | 3.2302e-06
HFTD - Distribution - Tier 2 - 5QU CoRE ¦ 1QU LoRE | Non-Red Flag Warning - Destructive Fires | vandalism / theft | vandalism / theft | 1.3242e-06
HFTD - Distribution - Tier 2 - 5QU CoRE ¦ 1QU LoRE | Non-Red Flag Warning - Destructive Fires | vegetation contact | branch (not overhanging, 4-12ft) | 3.5145e-07
HFTD - Distribution - Tier 2 - 5QU CoRE ¦ 1QU LoRE | Non-Red Flag Warning - Destructive Fires | vegetation contact | branch (not overhanging, > 12ft) | 7.8061e-07
HFTD - Distribution - Tier 2 - 5QU CoRE ¦ 1QU LoRE | Non-Red Flag Warning - Destructive Fires | vegetation contact | branch (not overhanging, distance unknown) | 2.6647e-06
HFTD - Distribution - Tier 2 - 5QU CoRE ¦ 1QU LoRE | Non-Red Flag Warning - Destructive Fires | vegetation contact | branch (not overhanging, within 4ft) | 1.5945e-07
HFTD - Distribution - Tier 2 - 5QU CoRE ¦ 1QU LoRE | Non-Red Flag Warning - Destructive Fires | vegetation contact | branch (overhanging) | 7.0956e-06
HFTD - Distribution - Tier 2 - 5QU CoRE ¦ 1QU LoRE | Non-Red Flag Warning - Destructive Fires | vegetation contact | dead | 2.835e-06
HFTD - Distribution - Tier 2 - 5QU CoRE ¦ 1QU LoRE | Non-Red Flag Warning - Destructive Fires | vegetation contact | fell into (moderate-severe defect) | 3.2426e-06
HFTD - Distribution - Tier 2 - 5QU CoRE ¦ 1QU LoRE | Non-Red Flag Warning - Destructive Fires | vegetation contact | fell into (no defect) | 1.91e-05
HFTD - Distribution - Tier 2 - 5QU CoRE ¦ 1QU LoRE | Non-Red Flag Warning - Destructive Fires | vegetation contact | fell into (slight defect) | 4.0087e-06
HFTD - Distribution - Tier 2 - 5QU CoRE ¦ 1QU LoRE | Non-Red Flag Warning - Destructive Fires | vegetation contact | grow into | 3.4697e-07
HFTD - Distribution - Tier 2 - 5QU CoRE ¦ 1QU LoRE | Non-Red Flag Warning - Destructive Fires | vegetation contact | other/unknown | 1.6453e-05
HFTD - Distribution - Tier 2 - 5QU CoRE ¦ 1QU LoRE | Non-Red Flag Warning - Destructive Fires | wire-to-wire contact | wire-to-wire contact / contamination | 2.8e-05
HFTD - Distribution - Tier 2 - 5QU CoRE ¦ 1QU LoRE | Non-Red Flag Warning - Large Fires | contact from object | animal contact | 0.0026857
HFTD - Distribution - Tier 2 - 5QU CoRE ¦ 1QU LoRE | Non-Red Flag Warning - Large Fires | contact from object | balloon contact | 0.00021974
HFTD - Distribution - Tier 2 - 5QU CoRE ¦ 1QU LoRE | Non-Red Flag Warning - Large Fires | contact from object | other contact from object | 0.0010412
HFTD - Distribution - Tier 2 - 5QU CoRE ¦ 1QU LoRE | Non-Red Flag Warning - Large Fires | contact from object | vehicle contact | 0.0027259
HFTD - Distribution - Tier 2 - 5QU CoRE ¦ 1QU LoRE | Non-Red Flag Warning - Large Fires | contamination | contamination | 0.00011258
HFTD - Distribution - Tier 2 - 5QU CoRE ¦ 1QU LoRE | Non-Red Flag Warning - Large Fires | equipment / facility failure | anchor / guy damage or failure | 1.5313e-05
HFTD - Distribution - Tier 2 - 5QU CoRE ¦ 1QU LoRE | Non-Red Flag Warning - Large Fires | equipment / facility failure | capacitor bank damage or failure | 0.0002406
HFTD - Distribution - Tier 2 - 5QU CoRE ¦ 1QU LoRE | Non-Red Flag Warning - Large Fires | equipment / facility failure | conductor damage or failure | 0.00061834
HFTD - Distribution - Tier 2 - 5QU CoRE ¦ 1QU LoRE | Non-Red Flag Warning - Large Fires | equipment / facility failure | connection device damage or failure | 0.00035719
HFTD - Distribution - Tier 2 - 5QU CoRE ¦ 1QU LoRE | Non-Red Flag Warning - Large Fires | equipment / facility failure | crossarm damage or failure | 8.1135e-05
HFTD - Distribution - Tier 2 - 5QU CoRE ¦ 1QU LoRE | Non-Red Flag Warning - Large Fires | equipment / facility failure | fuse damage or failure | 9.269e-05
HFTD - Distribution - Tier 2 - 5QU CoRE ¦ 1QU LoRE | Non-Red Flag Warning - Large Fires | equipment / facility failure | insulator and brushing damage or failure | 3.1427e-05
HFTD - Distribution - Tier 2 - 5QU CoRE ¦ 1QU LoRE | Non-Red Flag Warning - Large Fires | equipment / facility failure | lightning arrestor damage or failure | 5.1464e-06
HFTD - Distribution - Tier 2 - 5QU CoRE ¦ 1QU LoRE | Non-Red Flag Warning - Large Fires | equipment / facility failure | other equipment / facility failure | 0.00050402
HFTD - Distribution - Tier 2 - 5QU CoRE ¦ 1QU LoRE | Non-Red Flag Warning - Large Fires | equipment / facility failure | pole damage or failure | 8.033e-05
HFTD - Distribution - Tier 2 - 5QU CoRE ¦ 1QU LoRE | Non-Red Flag Warning - Large Fires | equipment / facility failure | recloser damage or failure | 0
HFTD - Distribution - Tier 2 - 5QU CoRE ¦ 1QU LoRE | Non-Red Flag Warning - Large Fires | equipment / facility failure | sectionalizer damage or failure | 0
HFTD - Distribution - Tier 2 - 5QU CoRE ¦ 1QU LoRE | Non-Red Flag Warning - Large Fires | equipment / facility failure | switch damage or failure | 0
HFTD - Distribution - Tier 2 - 5QU CoRE ¦ 1QU LoRE | Non-Red Flag Warning - Large Fires | equipment / facility failure | transformer damage or failure | 0.00019248
HFTD - Distribution - Tier 2 - 5QU CoRE ¦ 1QU LoRE | Non-Red Flag Warning - Large Fires | equipment / facility failure | voltage regulator / booster damage or failure | 4.9789e-05
HFTD - Distribution - Tier 2 - 5QU CoRE ¦ 1QU LoRE | Non-Red Flag Warning - Large Fires | other | all other | 0.00066508
HFTD - Distribution - Tier 2 - 5QU CoRE ¦ 1QU LoRE | Non-Red Flag Warning - Large Fires | unknown | unknown | 0.0019832
HFTD - Distribution - Tier 2 - 5QU CoRE ¦ 1QU LoRE | Non-Red Flag Warning - Large Fires | utility work / operation | utility work / operation | 0.00032743
HFTD - Distribution - Tier 2 - 5QU CoRE ¦ 1QU LoRE | Non-Red Flag Warning - Large Fires | vandalism / theft | vandalism / theft | 9.8529e-05
HFTD - Distribution - Tier 2 - 5QU CoRE ¦ 1QU LoRE | Non-Red Flag Warning - Large Fires | vegetation contact | branch (not overhanging, 4-12ft) | 3.4247e-05
HFTD - Distribution - Tier 2 - 5QU CoRE ¦ 1QU LoRE | Non-Red Flag Warning - Large Fires | vegetation contact | branch (not overhanging, > 12ft) | 7.5718e-05
HFTD - Distribution - Tier 2 - 5QU CoRE ¦ 1QU LoRE | Non-Red Flag Warning - Large Fires | vegetation contact | branch (not overhanging, distance unknown) | 0.00025847
HFTD - Distribution - Tier 2 - 5QU CoRE ¦ 1QU LoRE | Non-Red Flag Warning - Large Fires | vegetation contact | branch (not overhanging, within 4ft) | 1.5596e-05
HFTD - Distribution - Tier 2 - 5QU CoRE ¦ 1QU LoRE | Non-Red Flag Warning - Large Fires | vegetation contact | branch (overhanging) | 0.000694
HFTD - Distribution - Tier 2 - 5QU CoRE ¦ 1QU LoRE | Non-Red Flag Warning - Large Fires | vegetation contact | dead | 0.00027499
HFTD - Distribution - Tier 2 - 5QU CoRE ¦ 1QU LoRE | Non-Red Flag Warning - Large Fires | vegetation contact | fell into (moderate-severe defect) | 0.00031453
HFTD - Distribution - Tier 2 - 5QU CoRE ¦ 1QU LoRE | Non-Red Flag Warning - Large Fires | vegetation contact | fell into (no defect) | 0.0018527
HFTD - Distribution - Tier 2 - 5QU CoRE ¦ 1QU LoRE | Non-Red Flag Warning - Large Fires | vegetation contact | fell into (slight defect) | 0.00038883
HFTD - Distribution - Tier 2 - 5QU CoRE ¦ 1QU LoRE | Non-Red Flag Warning - Large Fires | vegetation contact | grow into | 3.3656e-05
HFTD - Distribution - Tier 2 - 5QU CoRE ¦ 1QU LoRE | Non-Red Flag Warning - Large Fires | vegetation contact | other/unknown | 0.0015959
HFTD - Distribution - Tier 2 - 5QU CoRE ¦ 1QU LoRE | Non-Red Flag Warning - Large Fires | wire-to-wire contact | wire-to-wire contact / contamination | 0.0024029
HFTD - Distribution - Tier 2 - 5QU CoRE ¦ 1QU LoRE | Non-Red Flag Warning - Small Fires | contact from object | animal contact | 0.72272
HFTD - Distribution - Tier 2 - 5QU CoRE ¦ 1QU LoRE | Non-Red Flag Warning - Small Fires | contact from object | balloon contact | 0.060269
HFTD - Distribution - Tier 2 - 5QU CoRE ¦ 1QU LoRE | Non-Red Flag Warning - Small Fires | contact from object | other contact from object | 0.28801
HFTD - Distribution - Tier 2 - 5QU CoRE ¦ 1QU LoRE | Non-Red Flag Warning - Small Fires | contact from object | vehicle contact | 0.75636
HFTD - Distribution - Tier 2 - 5QU CoRE ¦ 1QU LoRE | Non-Red Flag Warning - Small Fires | contamination | contamination | 0.031095
HFTD - Distribution - Tier 2 - 5QU CoRE ¦ 1QU LoRE | Non-Red Flag Warning - Small Fires | equipment / facility failure | anchor / guy damage or failure | 0.013208
HFTD - Distribution - Tier 2 - 5QU CoRE ¦ 1QU LoRE | Non-Red Flag Warning - Small Fires | equipment / facility failure | capacitor bank damage or failure | 0.20438
HFTD - Distribution - Tier 2 - 5QU CoRE ¦ 1QU LoRE | Non-Red Flag Warning - Small Fires | equipment / facility failure | conductor damage or failure | 0.50571
HFTD - Distribution - Tier 2 - 5QU CoRE ¦ 1QU LoRE | Non-Red Flag Warning - Small Fires | equipment / facility failure | connection device damage or failure | 0.28741
HFTD - Distribution - Tier 2 - 5QU CoRE ¦ 1QU LoRE | Non-Red Flag Warning - Small Fires | equipment / facility failure | crossarm damage or failure | 0.068449
HFTD - Distribution - Tier 2 - 5QU CoRE ¦ 1QU LoRE | Non-Red Flag Warning - Small Fires | equipment / facility failure | fuse damage or failure | 0.076973
HFTD - Distribution - Tier 2 - 5QU CoRE ¦ 1QU LoRE | Non-Red Flag Warning - Small Fires | equipment / facility failure | insulator and brushing damage or failure | 0.027233
HFTD - Distribution - Tier 2 - 5QU CoRE ¦ 1QU LoRE | Non-Red Flag Warning - Small Fires | equipment / facility failure | lightning arrestor damage or failure | 0.0044099
HFTD - Distribution - Tier 2 - 5QU CoRE ¦ 1QU LoRE | Non-Red Flag Warning - Small Fires | equipment / facility failure | other equipment / facility failure | 0.38649
HFTD - Distribution - Tier 2 - 5QU CoRE ¦ 1QU LoRE | Non-Red Flag Warning - Small Fires | equipment / facility failure | pole damage or failure | 0.067273
HFTD - Distribution - Tier 2 - 5QU CoRE ¦ 1QU LoRE | Non-Red Flag Warning - Small Fires | equipment / facility failure | recloser damage or failure | 0
HFTD - Distribution - Tier 2 - 5QU CoRE ¦ 1QU LoRE | Non-Red Flag Warning - Small Fires | equipment / facility failure | sectionalizer damage or failure | 0
HFTD - Distribution - Tier 2 - 5QU CoRE ¦ 1QU LoRE | Non-Red Flag Warning - Small Fires | equipment / facility failure | switch damage or failure | 0
HFTD - Distribution - Tier 2 - 5QU CoRE ¦ 1QU LoRE | Non-Red Flag Warning - Small Fires | equipment / facility failure | transformer damage or failure | 0.16114
HFTD - Distribution - Tier 2 - 5QU CoRE ¦ 1QU LoRE | Non-Red Flag Warning - Small Fires | equipment / facility failure | voltage regulator / booster damage or failure | 0.039133
HFTD - Distribution - Tier 2 - 5QU CoRE ¦ 1QU LoRE | Non-Red Flag Warning - Small Fires | other | all other | 0.17428
HFTD - Distribution - Tier 2 - 5QU CoRE ¦ 1QU LoRE | Non-Red Flag Warning - Small Fires | unknown | unknown | 0.52192
HFTD - Distribution - Tier 2 - 5QU CoRE ¦ 1QU LoRE | Non-Red Flag Warning - Small Fires | utility work / operation | utility work / operation | 0.088461
HFTD - Distribution - Tier 2 - 5QU CoRE ¦ 1QU LoRE | Non-Red Flag Warning - Small Fires | vandalism / theft | vandalism / theft | 0.029634
HFTD - Distribution - Tier 2 - 5QU CoRE ¦ 1QU LoRE | Non-Red Flag Warning - Small Fires | vegetation contact | branch (not overhanging, 4-12ft) | 0.015115
HFTD - Distribution - Tier 2 - 5QU CoRE ¦ 1QU LoRE | Non-Red Flag Warning - Small Fires | vegetation contact | branch (not overhanging, > 12ft) | 0.033406
HFTD - Distribution - Tier 2 - 5QU CoRE ¦ 1QU LoRE | Non-Red Flag Warning - Small Fires | vegetation contact | branch (not overhanging, distance unknown) | 0.11404
HFTD - Distribution - Tier 2 - 5QU CoRE ¦ 1QU LoRE | Non-Red Flag Warning - Small Fires | vegetation contact | branch (not overhanging, within 4ft) | 0.0068853
HFTD - Distribution - Tier 2 - 5QU CoRE ¦ 1QU LoRE | Non-Red Flag Warning - Small Fires | vegetation contact | branch (overhanging) | 0.30639
HFTD - Distribution - Tier 2 - 5QU CoRE ¦ 1QU LoRE | Non-Red Flag Warning - Small Fires | vegetation contact | dead | 0.12133
HFTD - Distribution - Tier 2 - 5QU CoRE ¦ 1QU LoRE | Non-Red Flag Warning - Small Fires | vegetation contact | fell into (moderate-severe defect) | 0.13877
HFTD - Distribution - Tier 2 - 5QU CoRE ¦ 1QU LoRE | Non-Red Flag Warning - Small Fires | vegetation contact | fell into (no defect) | 0.81739
HFTD - Distribution - Tier 2 - 5QU CoRE ¦ 1QU LoRE | Non-Red Flag Warning - Small Fires | vegetation contact | fell into (slight defect) | 0.17155
HFTD - Distribution - Tier 2 - 5QU CoRE ¦ 1QU LoRE | Non-Red Flag Warning - Small Fires | vegetation contact | grow into | 0.014849
HFTD - Distribution - Tier 2 - 5QU CoRE ¦ 1QU LoRE | Non-Red Flag Warning - Small Fires | vegetation contact | other/unknown | 0.70411
HFTD - Distribution - Tier 2 - 5QU CoRE ¦ 1QU LoRE | Non-Red Flag Warning - Small Fires | wire-to-wire contact | wire-to-wire contact / contamination | 0.63692
HFTD - Distribution - Tier 2 - 5QU CoRE ¦ 1QU LoRE | Seismic - Red Flag Warning - Catastrophic Fires | cc - seismic scenario | seismic scenario | 5.0132e-05
HFTD - Distribution - Tier 2 - 5QU CoRE ¦ 1QU LoRE | Red Flag Warning - Catastrophic Fires | contact from object | animal contact | 0
HFTD - Distribution - Tier 2 - 5QU CoRE ¦ 1QU LoRE | Red Flag Warning - Catastrophic Fires | contact from object | balloon contact | 0
HFTD - Distribution - Tier 2 - 5QU CoRE ¦ 1QU LoRE | Red Flag Warning - Catastrophic Fires | contact from object | other contact from object | 0
HFTD - Distribution - Tier 2 - 5QU CoRE ¦ 1QU LoRE | Red Flag Warning - Catastrophic Fires | contact from object | vehicle contact | 0
HFTD - Distribution - Tier 2 - 5QU CoRE ¦ 1QU LoRE | Red Flag Warning - Catastrophic Fires | contamination | contamination | 0
HFTD - Distribution - Tier 2 - 5QU CoRE ¦ 1QU LoRE | Red Flag Warning - Catastrophic Fires | equipment / facility failure | anchor / guy damage or failure | 8.5413e-06
HFTD - Distribution - Tier 2 - 5QU CoRE ¦ 1QU LoRE | Red Flag Warning - Catastrophic Fires | equipment / facility failure | capacitor bank damage or failure | 4.2047e-05
HFTD - Distribution - Tier 2 - 5QU CoRE ¦ 1QU LoRE | Red Flag Warning - Catastrophic Fires | equipment / facility failure | conductor damage or failure | 0.00026641
HFTD - Distribution - Tier 2 - 5QU CoRE ¦ 1QU LoRE | Red Flag Warning - Catastrophic Fires | equipment / facility failure | connection device damage or failure | 9.4494e-05
HFTD - Distribution - Tier 2 - 5QU CoRE ¦ 1QU LoRE | Red Flag Warning - Catastrophic Fires | equipment / facility failure | crossarm damage or failure | 4.6448e-05
HFTD - Distribution - Tier 2 - 5QU CoRE ¦ 1QU LoRE | Red Flag Warning - Catastrophic Fires | equipment / facility failure | fuse damage or failure | 7.5457e-05
HFTD - Distribution - Tier 2 - 5QU CoRE ¦ 1QU LoRE | Red Flag Warning - Catastrophic Fires | equipment / facility failure | insulator and brushing damage or failure | 3.653e-05
HFTD - Distribution - Tier 2 - 5QU CoRE ¦ 1QU LoRE | Red Flag Warning - Catastrophic Fires | equipment / facility failure | lightning arrestor damage or failure | 2.8632e-06
HFTD - Distribution - Tier 2 - 5QU CoRE ¦ 1QU LoRE | Red Flag Warning - Catastrophic Fires | equipment / facility failure | other equipment / facility failure | 0.00011014
HFTD - Distribution - Tier 2 - 5QU CoRE ¦ 1QU LoRE | Red Flag Warning - Catastrophic Fires | equipment / facility failure | pole damage or failure | 2.0858e-05
HFTD - Distribution - Tier 2 - 5QU CoRE ¦ 1QU LoRE | Red Flag Warning - Catastrophic Fires | equipment / facility failure | recloser damage or failure | 0
HFTD - Distribution - Tier 2 - 5QU CoRE ¦ 1QU LoRE | Red Flag Warning - Catastrophic Fires | equipment / facility failure | sectionalizer damage or failure | 0
HFTD - Distribution - Tier 2 - 5QU CoRE ¦ 1QU LoRE | Red Flag Warning - Catastrophic Fires | equipment / facility failure | switch damage or failure | 0
HFTD - Distribution - Tier 2 - 5QU CoRE ¦ 1QU LoRE | Red Flag Warning - Catastrophic Fires | equipment / facility failure | transformer damage or failure | 2.1557e-05
HFTD - Distribution - Tier 2 - 5QU CoRE ¦ 1QU LoRE | Red Flag Warning - Catastrophic Fires | equipment / facility failure | voltage regulator / booster damage or failure | 2.1507e-06
HFTD - Distribution - Tier 2 - 5QU CoRE ¦ 1QU LoRE | Red Flag Warning - Catastrophic Fires | other | all other | 0
HFTD - Distribution - Tier 2 - 5QU CoRE ¦ 1QU LoRE | Red Flag Warning - Catastrophic Fires | unknown | unknown | 0
HFTD - Distribution - Tier 2 - 5QU CoRE ¦ 1QU LoRE | Red Flag Warning - Catastrophic Fires | utility work / operation | utility work / operation | 0
HFTD - Distribution - Tier 2 - 5QU CoRE ¦ 1QU LoRE | Red Flag Warning - Catastrophic Fires | vandalism / theft | vandalism / theft | 0
HFTD - Distribution - Tier 2 - 5QU CoRE ¦ 1QU LoRE | Red Flag Warning - Catastrophic Fires | vegetation contact | branch (not overhanging, 4-12ft) | 1.7801e-05
HFTD - Distribution - Tier 2 - 5QU CoRE ¦ 1QU LoRE | Red Flag Warning - Catastrophic Fires | vegetation contact | branch (not overhanging, > 12ft) | 2.5599e-05
HFTD - Distribution - Tier 2 - 5QU CoRE ¦ 1QU LoRE | Red Flag Warning - Catastrophic Fires | vegetation contact | branch (not overhanging, distance unknown) | 0.00012373
HFTD - Distribution - Tier 2 - 5QU CoRE ¦ 1QU LoRE | Red Flag Warning - Catastrophic Fires | vegetation contact | branch (not overhanging, within 4ft) | 4.6213e-06
HFTD - Distribution - Tier 2 - 5QU CoRE ¦ 1QU LoRE | Red Flag Warning - Catastrophic Fires | vegetation contact | branch (overhanging) | 0.00027265
HFTD - Distribution - Tier 2 - 5QU CoRE ¦ 1QU LoRE | Red Flag Warning - Catastrophic Fires | vegetation contact | dead | 9.3862e-05
HFTD - Distribution - Tier 2 - 5QU CoRE ¦ 1QU LoRE | Red Flag Warning - Catastrophic Fires | vegetation contact | fell into (moderate-severe defect) | 7.7096e-05
HFTD - Distribution - Tier 2 - 5QU CoRE ¦ 1QU LoRE | Red Flag Warning - Catastrophic Fires | vegetation contact | fell into (no defect) | 0.00031572
HFTD - Distribution - Tier 2 - 5QU CoRE ¦ 1QU LoRE | Red Flag Warning - Catastrophic Fires | vegetation contact | fell into (slight defect) | 8.3097e-05
HFTD - Distribution - Tier 2 - 5QU CoRE ¦ 1QU LoRE | Red Flag Warning - Catastrophic Fires | vegetation contact | grow into | 8.7471e-06
HFTD - Distribution - Tier 2 - 5QU CoRE ¦ 1QU LoRE | Red Flag Warning - Catastrophic Fires | vegetation contact | other/unknown | 0.00042664
HFTD - Distribution - Tier 2 - 5QU CoRE ¦ 1QU LoRE | Red Flag Warning - Catastrophic Fires | wire-to-wire contact | wire-to-wire contact / contamination | 0
HFTD - Distribution - Tier 2 - 5QU CoRE ¦ 1QU LoRE | Red Flag Warning - Destructive Fires | contact from object | animal contact | 0
HFTD - Distribution - Tier 2 - 5QU CoRE ¦ 1QU LoRE | Red Flag Warning - Destructive Fires | contact from object | balloon contact | 0
HFTD - Distribution - Tier 2 - 5QU CoRE ¦ 1QU LoRE | Red Flag Warning - Destructive Fires | contact from object | other contact from object | 0
HFTD - Distribution - Tier 2 - 5QU CoRE ¦ 1QU LoRE | Red Flag Warning - Destructive Fires | contact from object | vehicle contact | 0
HFTD - Distribution - Tier 2 - 5QU CoRE ¦ 1QU LoRE | Red Flag Warning - Destructive Fires | contamination | contamination | 0
HFTD - Distribution - Tier 2 - 5QU CoRE ¦ 1QU LoRE | Red Flag Warning - Destructive Fires | equipment / facility failure | anchor / guy damage or failure | 2.0777e-06
HFTD - Distribution - Tier 2 - 5QU CoRE ¦ 1QU LoRE | Red Flag Warning - Destructive Fires | equipment / facility failure | capacitor bank damage or failure | 9.3531e-06
HFTD - Distribution - Tier 2 - 5QU CoRE ¦ 1QU LoRE | Red Flag Warning - Destructive Fires | equipment / facility failure | conductor damage or failure | 6.8714e-05
HFTD - Distribution - Tier 2 - 5QU CoRE ¦ 1QU LoRE | Red Flag Warning - Destructive Fires | equipment / facility failure | connection device damage or failure | 2.5274e-05
HFTD - Distribution - Tier 2 - 5QU CoRE ¦ 1QU LoRE | Red Flag Warning - Destructive Fires | equipment / facility failure | crossarm damage or failure | 1.0804e-05
HFTD - Distribution - Tier 2 - 5QU CoRE ¦ 1QU LoRE | Red Flag Warning - Destructive Fires | equipment / facility failure | fuse damage or failure | 1.7062e-05
HFTD - Distribution - Tier 2 - 5QU CoRE ¦ 1QU LoRE | Red Flag Warning - Destructive Fires | equipment / facility failure | insulator and brushing damage or failure | 8.2968e-06
HFTD - Distribution - Tier 2 - 5QU CoRE ¦ 1QU LoRE | Red Flag Warning - Destructive Fires | equipment / facility failure | lightning arrestor damage or failure | 6.3585e-07
HFTD - Distribution - Tier 2 - 5QU CoRE ¦ 1QU LoRE | Red Flag Warning - Destructive Fires | equipment / facility failure | other equipment / facility failure | 2.6787e-05
HFTD - Distribution - Tier 2 - 5QU CoRE ¦ 1QU LoRE | Red Flag Warning - Destructive Fires | equipment / facility failure | pole damage or failure | 4.7736e-06
HFTD - Distribution - Tier 2 - 5QU CoRE ¦ 1QU LoRE | Red Flag Warning - Destructive Fires | equipment / facility failure | recloser damage or failure | 0
HFTD - Distribution - Tier 2 - 5QU CoRE ¦ 1QU LoRE | Red Flag Warning - Destructive Fires | equipment / facility failure | sectionalizer damage or failure | 0
HFTD - Distribution - Tier 2 - 5QU CoRE ¦ 1QU LoRE | Red Flag Warning - Destructive Fires | equipment / facility failure | switch damage or failure | 0
HFTD - Distribution - Tier 2 - 5QU CoRE ¦ 1QU LoRE | Red Flag Warning - Destructive Fires | equipment / facility failure | transformer damage or failure | 4.7628e-06
HFTD - Distribution - Tier 2 - 5QU CoRE ¦ 1QU LoRE | Red Flag Warning - Destructive Fires | equipment / facility failure | voltage regulator / booster damage or failure | 4.7568e-07
HFTD - Distribution - Tier 2 - 5QU CoRE ¦ 1QU LoRE | Red Flag Warning - Destructive Fires | other | all other | 0
HFTD - Distribution - Tier 2 - 5QU CoRE ¦ 1QU LoRE | Red Flag Warning - Destructive Fires | unknown | unknown | 0
HFTD - Distribution - Tier 2 - 5QU CoRE ¦ 1QU LoRE | Red Flag Warning - Destructive Fires | utility work / operation | utility work / operation | 0
HFTD - Distribution - Tier 2 - 5QU CoRE ¦ 1QU LoRE | Red Flag Warning - Destructive Fires | vandalism / theft | vandalism / theft | 0
HFTD - Distribution - Tier 2 - 5QU CoRE ¦ 1QU LoRE | Red Flag Warning - Destructive Fires | vegetation contact | branch (not overhanging, 4-12ft) | 2.8303e-06
HFTD - Distribution - Tier 2 - 5QU CoRE ¦ 1QU LoRE | Red Flag Warning - Destructive Fires | vegetation contact | branch (not overhanging, > 12ft) | 4.0734e-06
HFTD - Distribution - Tier 2 - 5QU CoRE ¦ 1QU LoRE | Red Flag Warning - Destructive Fires | vegetation contact | branch (not overhanging, distance unknown) | 1.9688e-05
HFTD - Distribution - Tier 2 - 5QU CoRE ¦ 1QU LoRE | Red Flag Warning - Destructive Fires | vegetation contact | branch (not overhanging, within 4ft) | 7.3425e-07
HFTD - Distribution - Tier 2 - 5QU CoRE ¦ 1QU LoRE | Red Flag Warning - Destructive Fires | vegetation contact | branch (overhanging) | 4.3321e-05
HFTD - Distribution - Tier 2 - 5QU CoRE ¦ 1QU LoRE | Red Flag Warning - Destructive Fires | vegetation contact | dead | 1.4936e-05
HFTD - Distribution - Tier 2 - 5QU CoRE ¦ 1QU LoRE | Red Flag Warning - Destructive Fires | vegetation contact | fell into (moderate-severe defect) | 1.2268e-05
HFTD - Distribution - Tier 2 - 5QU CoRE ¦ 1QU LoRE | Red Flag Warning - Destructive Fires | vegetation contact | fell into (no defect) | 5.0239e-05
HFTD - Distribution - Tier 2 - 5QU CoRE ¦ 1QU LoRE | Red Flag Warning - Destructive Fires | vegetation contact | fell into (slight defect) | 1.3223e-05
HFTD - Distribution - Tier 2 - 5QU CoRE ¦ 1QU LoRE | Red Flag Warning - Destructive Fires | vegetation contact | grow into | 1.3919e-06
HFTD - Distribution - Tier 2 - 5QU CoRE ¦ 1QU LoRE | Red Flag Warning - Destructive Fires | vegetation contact | other/unknown | 6.789e-05
HFTD - Distribution - Tier 2 - 5QU CoRE ¦ 1QU LoRE | Red Flag Warning - Destructive Fires | wire-to-wire contact | wire-to-wire contact / contamination | 0
HFTD - Distribution - Tier 2 - 5QU CoRE ¦ 1QU LoRE | Red Flag Warning - Large Fires | contact from object | animal contact | 0
HFTD - Distribution - Tier 2 - 5QU CoRE ¦ 1QU LoRE | Red Flag Warning - Large Fires | contact from object | balloon contact | 0
HFTD - Distribution - Tier 2 - 5QU CoRE ¦ 1QU LoRE | Red Flag Warning - Large Fires | contact from object | other contact from object | 0
HFTD - Distribution - Tier 2 - 5QU CoRE ¦ 1QU LoRE | Red Flag Warning - Large Fires | contact from object | vehicle contact | 0
HFTD - Distribution - Tier 2 - 5QU CoRE ¦ 1QU LoRE | Red Flag Warning - Large Fires | contamination | contamination | 0
HFTD - Distribution - Tier 2 - 5QU CoRE ¦ 1QU LoRE | Red Flag Warning - Large Fires | equipment / facility failure | anchor / guy damage or failure | 0.00030413
HFTD - Distribution - Tier 2 - 5QU CoRE ¦ 1QU LoRE | Red Flag Warning - Large Fires | equipment / facility failure | capacitor bank damage or failure | 0.00076249
HFTD - Distribution - Tier 2 - 5QU CoRE ¦ 1QU LoRE | Red Flag Warning - Large Fires | equipment / facility failure | conductor damage or failure | 0.0077633
HFTD - Distribution - Tier 2 - 5QU CoRE ¦ 1QU LoRE | Red Flag Warning - Large Fires | equipment / facility failure | connection device damage or failure | 0.0031346
HFTD - Distribution - Tier 2 - 5QU CoRE ¦ 1QU LoRE | Red Flag Warning - Large Fires | equipment / facility failure | crossarm damage or failure | 0.00092043
HFTD - Distribution - Tier 2 - 5QU CoRE ¦ 1QU LoRE | Red Flag Warning - Large Fires | equipment / facility failure | fuse damage or failure | 0.001646
HFTD - Distribution - Tier 2 - 5QU CoRE ¦ 1QU LoRE | Red Flag Warning - Large Fires | equipment / facility failure | insulator and brushing damage or failure | 0.000691
HFTD - Distribution - Tier 2 - 5QU CoRE ¦ 1QU LoRE | Red Flag Warning - Large Fires | equipment / facility failure | lightning arrestor damage or failure | 7.1539e-05
HFTD - Distribution - Tier 2 - 5QU CoRE ¦ 1QU LoRE | Red Flag Warning - Large Fires | equipment / facility failure | other equipment / facility failure | 0.0019809
HFTD - Distribution - Tier 2 - 5QU CoRE ¦ 1QU LoRE | Red Flag Warning - Large Fires | equipment / facility failure | pole damage or failure | 0.00039022
HFTD - Distribution - Tier 2 - 5QU CoRE ¦ 1QU LoRE | Red Flag Warning - Large Fires | equipment / facility failure | recloser damage or failure | 0
HFTD - Distribution - Tier 2 - 5QU CoRE ¦ 1QU LoRE | Red Flag Warning - Large Fires | equipment / facility failure | sectionalizer damage or failure | 0
HFTD - Distribution - Tier 2 - 5QU CoRE ¦ 1QU LoRE | Red Flag Warning - Large Fires | equipment / facility failure | switch damage or failure | 0
HFTD - Distribution - Tier 2 - 5QU CoRE ¦ 1QU LoRE | Red Flag Warning - Large Fires | equipment / facility failure | transformer damage or failure | 0.00047975
HFTD - Distribution - Tier 2 - 5QU CoRE ¦ 1QU LoRE | Red Flag Warning - Large Fires | equipment / facility failure | voltage regulator / booster damage or failure | 5.0214e-05
HFTD - Distribution - Tier 2 - 5QU CoRE ¦ 1QU LoRE | Red Flag Warning - Large Fires | other | all other | 0
HFTD - Distribution - Tier 2 - 5QU CoRE ¦ 1QU LoRE | Red Flag Warning - Large Fires | unknown | unknown | 0
HFTD - Distribution - Tier 2 - 5QU CoRE ¦ 1QU LoRE | Red Flag Warning - Large Fires | utility work / operation | utility work / operation | 0
HFTD - Distribution - Tier 2 - 5QU CoRE ¦ 1QU LoRE | Red Flag Warning - Large Fires | vandalism / theft | vandalism / theft | 0
HFTD - Distribution - Tier 2 - 5QU CoRE ¦ 1QU LoRE | Red Flag Warning - Large Fires | vegetation contact | branch (not overhanging, 4-12ft) | 0.00015101
HFTD - Distribution - Tier 2 - 5QU CoRE ¦ 1QU LoRE | Red Flag Warning - Large Fires | vegetation contact | branch (not overhanging, > 12ft) | 0.00021634
HFTD - Distribution - Tier 2 - 5QU CoRE ¦ 1QU LoRE | Red Flag Warning - Large Fires | vegetation contact | branch (not overhanging, distance unknown) | 0.0010456
HFTD - Distribution - Tier 2 - 5QU CoRE ¦ 1QU LoRE | Red Flag Warning - Large Fires | vegetation contact | branch (not overhanging, within 4ft) | 3.9321e-05
HFTD - Distribution - Tier 2 - 5QU CoRE ¦ 1QU LoRE | Red Flag Warning - Large Fires | vegetation contact | branch (overhanging) | 0.00232
HFTD - Distribution - Tier 2 - 5QU CoRE ¦ 1QU LoRE | Red Flag Warning - Large Fires | vegetation contact | dead | 0.00079323
HFTD - Distribution - Tier 2 - 5QU CoRE ¦ 1QU LoRE | Red Flag Warning - Large Fires | vegetation contact | fell into (moderate-severe defect) | 0.00065155
HFTD - Distribution - Tier 2 - 5QU CoRE ¦ 1QU LoRE | Red Flag Warning - Large Fires | vegetation contact | fell into (no defect) | 0.0026682
HFTD - Distribution - Tier 2 - 5QU CoRE ¦ 1QU LoRE | Red Flag Warning - Large Fires | vegetation contact | fell into (slight defect) | 0.00070227
HFTD - Distribution - Tier 2 - 5QU CoRE ¦ 1QU LoRE | Red Flag Warning - Large Fires | vegetation contact | grow into | 7.3923e-05
HFTD - Distribution - Tier 2 - 5QU CoRE ¦ 1QU LoRE | Red Flag Warning - Large Fires | vegetation contact | other/unknown | 0.0036056
HFTD - Distribution - Tier 2 - 5QU CoRE ¦ 1QU LoRE | Red Flag Warning - Large Fires | wire-to-wire contact | wire-to-wire contact / contamination | 0
HFTD - Distribution - Tier 2 - 5QU CoRE ¦ 1QU LoRE | Red Flag Warning - Small Fires | contact from object | animal contact | 0.013801
HFTD - Distribution - Tier 2 - 5QU CoRE ¦ 1QU LoRE | Red Flag Warning - Small Fires | contact from object | balloon contact | 0.0020105
HFTD - Distribution - Tier 2 - 5QU CoRE ¦ 1QU LoRE | Red Flag Warning - Small Fires | contact from object | other contact from object | 0.0099243
HFTD - Distribution - Tier 2 - 5QU CoRE ¦ 1QU LoRE | Red Flag Warning - Small Fires | contact from object | vehicle contact | 0.030854
HFTD - Distribution - Tier 2 - 5QU CoRE ¦ 1QU LoRE | Red Flag Warning - Small Fires | contamination | contamination | 0.00033813
HFTD - Distribution - Tier 2 - 5QU CoRE ¦ 1QU LoRE | Red Flag Warning - Small Fires | equipment / facility failure | anchor / guy damage or failure | 0.0041046
HFTD - Distribution - Tier 2 - 5QU CoRE ¦ 1QU LoRE | Red Flag Warning - Small Fires | equipment / facility failure | capacitor bank damage or failure | 0.010135
HFTD - Distribution - Tier 2 - 5QU CoRE ¦ 1QU LoRE | Red Flag Warning - Small Fires | equipment / facility failure | conductor damage or failure | 0.099347
HFTD - Distribution - Tier 2 - 5QU CoRE ¦ 1QU LoRE | Red Flag Warning - Small Fires | equipment / facility failure | connection device damage or failure | 0.039466
HFTD - Distribution - Tier 2 - 5QU CoRE ¦ 1QU LoRE | Red Flag Warning - Small Fires | equipment / facility failure | crossarm damage or failure | 0.01215
HFTD - Distribution - Tier 2 - 5QU CoRE ¦ 1QU LoRE | Red Flag Warning - Small Fires | equipment / facility failure | fuse damage or failure | 0.021388
HFTD - Distribution - Tier 2 - 5QU CoRE ¦ 1QU LoRE | Red Flag Warning - Small Fires | equipment / facility failure | insulator and brushing damage or failure | 0.0093693
HFTD - Distribution - Tier 2 - 5QU CoRE ¦ 1QU LoRE | Red Flag Warning - Small Fires | equipment / facility failure | lightning arrestor damage or failure | 0.00095918
HFTD - Distribution - Tier 2 - 5QU CoRE ¦ 1QU LoRE | Red Flag Warning - Small Fires | equipment / facility failure | other equipment / facility failure | 0.023768
HFTD - Distribution - Tier 2 - 5QU CoRE ¦ 1QU LoRE | Red Flag Warning - Small Fires | equipment / facility failure | pole damage or failure | 0.0051134
HFTD - Distribution - Tier 2 - 5QU CoRE ¦ 1QU LoRE | Red Flag Warning - Small Fires | equipment / facility failure | recloser damage or failure | 0
HFTD - Distribution - Tier 2 - 5QU CoRE ¦ 1QU LoRE | Red Flag Warning - Small Fires | equipment / facility failure | sectionalizer damage or failure | 0
HFTD - Distribution - Tier 2 - 5QU CoRE ¦ 1QU LoRE | Red Flag Warning - Small Fires | equipment / facility failure | switch damage or failure | 0
HFTD - Distribution - Tier 2 - 5QU CoRE ¦ 1QU LoRE | Red Flag Warning - Small Fires | equipment / facility failure | transformer damage or failure | 0.0062843
HFTD - Distribution - Tier 2 - 5QU CoRE ¦ 1QU LoRE | Red Flag Warning - Small Fires | equipment / facility failure | voltage regulator / booster damage or failure | 0.00061755
HFTD - Distribution - Tier 2 - 5QU CoRE ¦ 1QU LoRE | Red Flag Warning - Small Fires | other | all other | 0.0051983
HFTD - Distribution - Tier 2 - 5QU CoRE ¦ 1QU LoRE | Red Flag Warning - Small Fires | unknown | unknown | 0.022156
HFTD - Distribution - Tier 2 - 5QU CoRE ¦ 1QU LoRE | Red Flag Warning - Small Fires | utility work / operation | utility work / operation | 0.0023694
HFTD - Distribution - Tier 2 - 5QU CoRE ¦ 1QU LoRE | Red Flag Warning - Small Fires | vandalism / theft | vandalism / theft | 0.00049774
HFTD - Distribution - Tier 2 - 5QU CoRE ¦ 1QU LoRE | Red Flag Warning - Small Fires | vegetation contact | branch (not overhanging, 4-12ft) | 0.0060101
HFTD - Distribution - Tier 2 - 5QU CoRE ¦ 1QU LoRE | Red Flag Warning - Small Fires | vegetation contact | branch (not overhanging, > 12ft) | 0.0086071
HFTD - Distribution - Tier 2 - 5QU CoRE ¦ 1QU LoRE | Red Flag Warning - Small Fires | vegetation contact | branch (not overhanging, distance unknown) | 0.041601
HFTD - Distribution - Tier 2 - 5QU CoRE ¦ 1QU LoRE | Red Flag Warning - Small Fires | vegetation contact | branch (not overhanging, within 4ft) | 0.0015655
HFTD - Distribution - Tier 2 - 5QU CoRE ¦ 1QU LoRE | Red Flag Warning - Small Fires | vegetation contact | branch (overhanging) | 0.092363
HFTD - Distribution - Tier 2 - 5QU CoRE ¦ 1QU LoRE | Red Flag Warning - Small Fires | vegetation contact | dead | 0.031559
HFTD - Distribution - Tier 2 - 5QU CoRE ¦ 1QU LoRE | Red Flag Warning - Small Fires | vegetation contact | fell into (moderate-severe defect) | 0.025922
HFTD - Distribution - Tier 2 - 5QU CoRE ¦ 1QU LoRE | Red Flag Warning - Small Fires | vegetation contact | fell into (no defect) | 0.10615
HFTD - Distribution - Tier 2 - 5QU CoRE ¦ 1QU LoRE | Red Flag Warning - Small Fires | vegetation contact | fell into (slight defect) | 0.02794
HFTD - Distribution - Tier 2 - 5QU CoRE ¦ 1QU LoRE | Red Flag Warning - Small Fires | vegetation contact | grow into | 0.0029411
HFTD - Distribution - Tier 2 - 5QU CoRE ¦ 1QU LoRE | Red Flag Warning - Small Fires | vegetation contact | other/unknown | 0.14345
HFTD - Distribution - Tier 2 - 5QU CoRE ¦ 1QU LoRE | Red Flag Warning - Small Fires | wire-to-wire contact | wire-to-wire contact / contamination | 0.021247
HFTD - Distribution - Tier 2 - 5QU CoRE ¦ 2QU LoRE | Seismic - Non-Red Flag Warning - Catastrophic Fires | cc - seismic scenario | seismic scenario | 7.5046e-07
HFTD - Distribution - Tier 2 - 5QU CoRE ¦ 2QU LoRE | Non-Red Flag Warning - Catastrophic Fires | contact from object | animal contact | 1.6869e-05
HFTD - Distribution - Tier 2 - 5QU CoRE ¦ 2QU LoRE | Non-Red Flag Warning - Catastrophic Fires | contact from object | balloon contact | 1.0015e-07
HFTD - Distribution - Tier 2 - 5QU CoRE ¦ 2QU LoRE | Non-Red Flag Warning - Catastrophic Fires | contact from object | other contact from object | 6.8621e-06
HFTD - Distribution - Tier 2 - 5QU CoRE ¦ 2QU LoRE | Non-Red Flag Warning - Catastrophic Fires | contact from object | vehicle contact | 2.1905e-05
HFTD - Distribution - Tier 2 - 5QU CoRE ¦ 2QU LoRE | Non-Red Flag Warning - Catastrophic Fires | contamination | contamination | 8.0253e-07
HFTD - Distribution - Tier 2 - 5QU CoRE ¦ 2QU LoRE | Non-Red Flag Warning - Catastrophic Fires | equipment / facility failure | anchor / guy damage or failure | 9.9002e-09
HFTD - Distribution - Tier 2 - 5QU CoRE ¦ 2QU LoRE | Non-Red Flag Warning - Catastrophic Fires | equipment / facility failure | capacitor bank damage or failure | 1.757e-07
HFTD - Distribution - Tier 2 - 5QU CoRE ¦ 2QU LoRE | Non-Red Flag Warning - Catastrophic Fires | equipment / facility failure | conductor damage or failure | 4.3561e-07
HFTD - Distribution - Tier 2 - 5QU CoRE ¦ 2QU LoRE | Non-Red Flag Warning - Catastrophic Fires | equipment / facility failure | connection device damage or failure | 1.3461e-07
HFTD - Distribution - Tier 2 - 5QU CoRE ¦ 2QU LoRE | Non-Red Flag Warning - Catastrophic Fires | equipment / facility failure | crossarm damage or failure | 1.1501e-07
HFTD - Distribution - Tier 2 - 5QU CoRE ¦ 2QU LoRE | Non-Red Flag Warning - Catastrophic Fires | equipment / facility failure | fuse damage or failure | 9.1694e-08
HFTD - Distribution - Tier 2 - 5QU CoRE ¦ 2QU LoRE | Non-Red Flag Warning - Catastrophic Fires | equipment / facility failure | insulator and brushing damage or failure | 2.5129e-08
HFTD - Distribution - Tier 2 - 5QU CoRE ¦ 2QU LoRE | Non-Red Flag Warning - Catastrophic Fires | equipment / facility failure | lightning arrestor damage or failure | 6.7392e-09
HFTD - Distribution - Tier 2 - 5QU CoRE ¦ 2QU LoRE | Non-Red Flag Warning - Catastrophic Fires | equipment / facility failure | other equipment / facility failure | 4.7551e-07
HFTD - Distribution - Tier 2 - 5QU CoRE ¦ 2QU LoRE | Non-Red Flag Warning - Catastrophic Fires | equipment / facility failure | pole damage or failure | 9.6209e-08
HFTD - Distribution - Tier 2 - 5QU CoRE ¦ 2QU LoRE | Non-Red Flag Warning - Catastrophic Fires | equipment / facility failure | recloser damage or failure | 0
HFTD - Distribution - Tier 2 - 5QU CoRE ¦ 2QU LoRE | Non-Red Flag Warning - Catastrophic Fires | equipment / facility failure | sectionalizer damage or failure | 0
HFTD - Distribution - Tier 2 - 5QU CoRE ¦ 2QU LoRE | Non-Red Flag Warning - Catastrophic Fires | equipment / facility failure | switch damage or failure | 0
HFTD - Distribution - Tier 2 - 5QU CoRE ¦ 2QU LoRE | Non-Red Flag Warning - Catastrophic Fires | equipment / facility failure | transformer damage or failure | 3.0247e-07
HFTD - Distribution - Tier 2 - 5QU CoRE ¦ 2QU LoRE | Non-Red Flag Warning - Catastrophic Fires | equipment / facility failure | voltage regulator / booster damage or failure | 4.1698e-08
HFTD - Distribution - Tier 2 - 5QU CoRE ¦ 2QU LoRE | Non-Red Flag Warning - Catastrophic Fires | other | all other | 5.4227e-06
HFTD - Distribution - Tier 2 - 5QU CoRE ¦ 2QU LoRE | Non-Red Flag Warning - Catastrophic Fires | unknown | unknown | 8.5198e-06
HFTD - Distribution - Tier 2 - 5QU CoRE ¦ 2QU LoRE | Non-Red Flag Warning - Catastrophic Fires | utility work / operation | utility work / operation | 1.779e-06
HFTD - Distribution - Tier 2 - 5QU CoRE ¦ 2QU LoRE | Non-Red Flag Warning - Catastrophic Fires | vandalism / theft | vandalism / theft | 1.0532e-06
HFTD - Distribution - Tier 2 - 5QU CoRE ¦ 2QU LoRE | Non-Red Flag Warning - Catastrophic Fires | vegetation contact | branch (not overhanging, 4-12ft) | 8.3293e-08
HFTD - Distribution - Tier 2 - 5QU CoRE ¦ 2QU LoRE | Non-Red Flag Warning - Catastrophic Fires | vegetation contact | branch (not overhanging, > 12ft) | 1.8413e-07
HFTD - Distribution - Tier 2 - 5QU CoRE ¦ 2QU LoRE | Non-Red Flag Warning - Catastrophic Fires | vegetation contact | branch (not overhanging, distance unknown) | 6.2855e-07
HFTD - Distribution - Tier 2 - 5QU CoRE ¦ 2QU LoRE | Non-Red Flag Warning - Catastrophic Fires | vegetation contact | branch (not overhanging, within 4ft) | 3.7935e-08
HFTD - Distribution - Tier 2 - 5QU CoRE ¦ 2QU LoRE | Non-Red Flag Warning - Catastrophic Fires | vegetation contact | branch (overhanging) | 1.6881e-06
HFTD - Distribution - Tier 2 - 5QU CoRE ¦ 2QU LoRE | Non-Red Flag Warning - Catastrophic Fires | vegetation contact | dead | 6.6873e-07
HFTD - Distribution - Tier 2 - 5QU CoRE ¦ 2QU LoRE | Non-Red Flag Warning - Catastrophic Fires | vegetation contact | fell into (moderate-severe defect) | 7.6487e-07
HFTD - Distribution - Tier 2 - 5QU CoRE ¦ 2QU LoRE | Non-Red Flag Warning - Catastrophic Fires | vegetation contact | fell into (no defect) | 4.5053e-06
HFTD - Distribution - Tier 2 - 5QU CoRE ¦ 2QU LoRE | Non-Red Flag Warning - Catastrophic Fires | vegetation contact | fell into (slight defect) | 9.4556e-07
HFTD - Distribution - Tier 2 - 5QU CoRE ¦ 2QU LoRE | Non-Red Flag Warning - Catastrophic Fires | vegetation contact | grow into | 8.1844e-08
HFTD - Distribution - Tier 2 - 5QU CoRE ¦ 2QU LoRE | Non-Red Flag Warning - Catastrophic Fires | vegetation contact | other/unknown | 3.881e-06
HFTD - Distribution - Tier 2 - 5QU CoRE ¦ 2QU LoRE | Non-Red Flag Warning - Catastrophic Fires | wire-to-wire contact | wire-to-wire contact / contamination | 1.8934e-05
HFTD - Distribution - Tier 2 - 5QU CoRE ¦ 2QU LoRE | Non-Red Flag Warning - Destructive Fires | contact from object | animal contact | 1.3138e-05
HFTD - Distribution - Tier 2 - 5QU CoRE ¦ 2QU LoRE | Non-Red Flag Warning - Destructive Fires | contact from object | balloon contact | 8.1131e-08
HFTD - Distribution - Tier 2 - 5QU CoRE ¦ 2QU LoRE | Non-Red Flag Warning - Destructive Fires | contact from object | other contact from object | 5.3437e-06
HFTD - Distribution - Tier 2 - 5QU CoRE ¦ 2QU LoRE | Non-Red Flag Warning - Destructive Fires | contact from object | vehicle contact | 1.6708e-05
HFTD - Distribution - Tier 2 - 5QU CoRE ¦ 2QU LoRE | Non-Red Flag Warning - Destructive Fires | contamination | contamination | 6.0223e-07
HFTD - Distribution - Tier 2 - 5QU CoRE ¦ 2QU LoRE | Non-Red Flag Warning - Destructive Fires | equipment / facility failure | anchor / guy damage or failure | 4.4764e-08
HFTD - Distribution - Tier 2 - 5QU CoRE ¦ 2QU LoRE | Non-Red Flag Warning - Destructive Fires | equipment / facility failure | capacitor bank damage or failure | 6.8059e-07
HFTD - Distribution - Tier 2 - 5QU CoRE ¦ 2QU LoRE | Non-Red Flag Warning - Destructive Fires | equipment / facility failure | conductor damage or failure | 2.0998e-06
HFTD - Distribution - Tier 2 - 5QU CoRE ¦ 2QU LoRE | Non-Red Flag Warning - Destructive Fires | equipment / facility failure | connection device damage or failure | 6.4035e-07
HFTD - Distribution - Tier 2 - 5QU CoRE ¦ 2QU LoRE | Non-Red Flag Warning - Destructive Fires | equipment / facility failure | crossarm damage or failure | 4.7916e-07
HFTD - Distribution - Tier 2 - 5QU CoRE ¦ 2QU LoRE | Non-Red Flag Warning - Destructive Fires | equipment / facility failure | fuse damage or failure | 4.0038e-07
HFTD - Distribution - Tier 2 - 5QU CoRE ¦ 2QU LoRE | Non-Red Flag Warning - Destructive Fires | equipment / facility failure | insulator and brushing damage or failure | 1.0559e-07
HFTD - Distribution - Tier 2 - 5QU CoRE ¦ 2QU LoRE | Non-Red Flag Warning - Destructive Fires | equipment / facility failure | lightning arrestor damage or failure | 2.7406e-08
HFTD - Distribution - Tier 2 - 5QU CoRE ¦ 2QU LoRE | Non-Red Flag Warning - Destructive Fires | equipment / facility failure | other equipment / facility failure | 2.0927e-06
HFTD - Distribution - Tier 2 - 5QU CoRE ¦ 2QU LoRE | Non-Red Flag Warning - Destructive Fires | equipment / facility failure | pole damage or failure | 4.044e-07
HFTD - Distribution - Tier 2 - 5QU CoRE ¦ 2QU LoRE | Non-Red Flag Warning - Destructive Fires | equipment / facility failure | recloser damage or failure | 0
HFTD - Distribution - Tier 2 - 5QU CoRE ¦ 2QU LoRE | Non-Red Flag Warning - Destructive Fires | equipment / facility failure | sectionalizer damage or failure | 0
HFTD - Distribution - Tier 2 - 5QU CoRE ¦ 2QU LoRE | Non-Red Flag Warning - Destructive Fires | equipment / facility failure | switch damage or failure | 0
HFTD - Distribution - Tier 2 - 5QU CoRE ¦ 2QU LoRE | Non-Red Flag Warning - Destructive Fires | equipment / facility failure | transformer damage or failure | 1.2662e-06
HFTD - Distribution - Tier 2 - 5QU CoRE ¦ 2QU LoRE | Non-Red Flag Warning - Destructive Fires | equipment / facility failure | voltage regulator / booster damage or failure | 1.7306e-07
HFTD - Distribution - Tier 2 - 5QU CoRE ¦ 2QU LoRE | Non-Red Flag Warning - Destructive Fires | other | all other | 4.5644e-06
HFTD - Distribution - Tier 2 - 5QU CoRE ¦ 2QU LoRE | Non-Red Flag Warning - Destructive Fires | unknown | unknown | 7.0707e-06
HFTD - Distribution - Tier 2 - 5QU CoRE ¦ 2QU LoRE | Non-Red Flag Warning - Destructive Fires | utility work / operation | utility work / operation | 1.5576e-06
HFTD - Distribution - Tier 2 - 5QU CoRE ¦ 2QU LoRE | Non-Red Flag Warning - Destructive Fires | vandalism / theft | vandalism / theft | 7.3582e-07
HFTD - Distribution - Tier 2 - 5QU CoRE ¦ 2QU LoRE | Non-Red Flag Warning - Destructive Fires | vegetation contact | branch (not overhanging, 4-12ft) | 2.4807e-07
HFTD - Distribution - Tier 2 - 5QU CoRE ¦ 2QU LoRE | Non-Red Flag Warning - Destructive Fires | vegetation contact | branch (not overhanging, > 12ft) | 5.4849e-07
HFTD - Distribution - Tier 2 - 5QU CoRE ¦ 2QU LoRE | Non-Red Flag Warning - Destructive Fires | vegetation contact | branch (not overhanging, distance unknown) | 1.8724e-06
HFTD - Distribution - Tier 2 - 5QU CoRE ¦ 2QU LoRE | Non-Red Flag Warning - Destructive Fires | vegetation contact | branch (not overhanging, within 4ft) | 1.1297e-07
HFTD - Distribution - Tier 2 - 5QU CoRE ¦ 2QU LoRE | Non-Red Flag Warning - Destructive Fires | vegetation contact | branch (overhanging) | 5.0271e-06
HFTD - Distribution - Tier 2 - 5QU CoRE ¦ 2QU LoRE | Non-Red Flag Warning - Destructive Fires | vegetation contact | dead | 1.992e-06
HFTD - Distribution - Tier 2 - 5QU CoRE ¦ 2QU LoRE | Non-Red Flag Warning - Destructive Fires | vegetation contact | fell into (moderate-severe defect) | 2.2784e-06
HFTD - Distribution - Tier 2 - 5QU CoRE ¦ 2QU LoRE | Non-Red Flag Warning - Destructive Fires | vegetation contact | fell into (no defect) | 1.3421e-05
HFTD - Distribution - Tier 2 - 5QU CoRE ¦ 2QU LoRE | Non-Red Flag Warning - Destructive Fires | vegetation contact | fell into (slight defect) | 2.8167e-06
HFTD - Distribution - Tier 2 - 5QU CoRE ¦ 2QU LoRE | Non-Red Flag Warning - Destructive Fires | vegetation contact | grow into | 2.438e-07
HFTD - Distribution - Tier 2 - 5QU CoRE ¦ 2QU LoRE | Non-Red Flag Warning - Destructive Fires | vegetation contact | other/unknown | 1.1561e-05
HFTD - Distribution - Tier 2 - 5QU CoRE ¦ 2QU LoRE | Non-Red Flag Warning - Destructive Fires | wire-to-wire contact | wire-to-wire contact / contamination | 1.62e-05
HFTD - Distribution - Tier 2 - 5QU CoRE ¦ 2QU LoRE | Non-Red Flag Warning - Large Fires | contact from object | animal contact | 0.0011605
HFTD - Distribution - Tier 2 - 5QU CoRE ¦ 2QU LoRE | Non-Red Flag Warning - Large Fires | contact from object | balloon contact | 6.2231e-05
HFTD - Distribution - Tier 2 - 5QU CoRE ¦ 2QU LoRE | Non-Red Flag Warning - Large Fires | contact from object | other contact from object | 0.00060161
HFTD - Distribution - Tier 2 - 5QU CoRE ¦ 2QU LoRE | Non-Red Flag Warning - Large Fires | contact from object | vehicle contact | 0.0020213
HFTD - Distribution - Tier 2 - 5QU CoRE ¦ 2QU LoRE | Non-Red Flag Warning - Large Fires | contamination | contamination | 7.6621e-05
HFTD - Distribution - Tier 2 - 5QU CoRE ¦ 2QU LoRE | Non-Red Flag Warning - Large Fires | equipment / facility failure | anchor / guy damage or failure | 1.3253e-05
HFTD - Distribution - Tier 2 - 5QU CoRE ¦ 2QU LoRE | Non-Red Flag Warning - Large Fires | equipment / facility failure | capacitor bank damage or failure | 4.7052e-05
HFTD - Distribution - Tier 2 - 5QU CoRE ¦ 2QU LoRE | Non-Red Flag Warning - Large Fires | equipment / facility failure | conductor damage or failure | 0.00025286
HFTD - Distribution - Tier 2 - 5QU CoRE ¦ 2QU LoRE | Non-Red Flag Warning - Large Fires | equipment / facility failure | connection device damage or failure | 5.7825e-05
HFTD - Distribution - Tier 2 - 5QU CoRE ¦ 2QU LoRE | Non-Red Flag Warning - Large Fires | equipment / facility failure | crossarm damage or failure | 7.468e-05
HFTD - Distribution - Tier 2 - 5QU CoRE ¦ 2QU LoRE | Non-Red Flag Warning - Large Fires | equipment / facility failure | fuse damage or failure | 7.2942e-05
HFTD - Distribution - Tier 2 - 5QU CoRE ¦ 2QU LoRE | Non-Red Flag Warning - Large Fires | equipment / facility failure | insulator and brushing damage or failure | 1.8078e-05
HFTD - Distribution - Tier 2 - 5QU CoRE ¦ 2QU LoRE | Non-Red Flag Warning - Large Fires | equipment / facility failure | lightning arrestor damage or failure | 3.8247e-06
HFTD - Distribution - Tier 2 - 5QU CoRE ¦ 2QU LoRE | Non-Red Flag Warning - Large Fires | equipment / facility failure | other equipment / facility failure | 0.00035175
HFTD - Distribution - Tier 2 - 5QU CoRE ¦ 2QU LoRE | Non-Red Flag Warning - Large Fires | equipment / facility failure | pole damage or failure | 6.3566e-05
HFTD - Distribution - Tier 2 - 5QU CoRE ¦ 2QU LoRE | Non-Red Flag Warning - Large Fires | equipment / facility failure | recloser damage or failure | 0
HFTD - Distribution - Tier 2 - 5QU CoRE ¦ 2QU LoRE | Non-Red Flag Warning - Large Fires | equipment / facility failure | sectionalizer damage or failure | 0
HFTD - Distribution - Tier 2 - 5QU CoRE ¦ 2QU LoRE | Non-Red Flag Warning - Large Fires | equipment / facility failure | switch damage or failure | 0
HFTD - Distribution - Tier 2 - 5QU CoRE ¦ 2QU LoRE | Non-Red Flag Warning - Large Fires | equipment / facility failure | transformer damage or failure | 0.00021508
HFTD - Distribution - Tier 2 - 5QU CoRE ¦ 2QU LoRE | Non-Red Flag Warning - Large Fires | equipment / facility failure | voltage regulator / booster damage or failure | 1.9503e-05
HFTD - Distribution - Tier 2 - 5QU CoRE ¦ 2QU LoRE | Non-Red Flag Warning - Large Fires | other | all other | 0.00022015
HFTD - Distribution - Tier 2 - 5QU CoRE ¦ 2QU LoRE | Non-Red Flag Warning - Large Fires | unknown | unknown | 0.00058021
HFTD - Distribution - Tier 2 - 5QU CoRE ¦ 2QU LoRE | Non-Red Flag Warning - Large Fires | utility work / operation | utility work / operation | 0.00010446
HFTD - Distribution - Tier 2 - 5QU CoRE ¦ 2QU LoRE | Non-Red Flag Warning - Large Fires | vandalism / theft | vandalism / theft | 0.0001178
HFTD - Distribution - Tier 2 - 5QU CoRE ¦ 2QU LoRE | Non-Red Flag Warning - Large Fires | vegetation contact | branch (not overhanging, 4-12ft) | 2.8349e-05
HFTD - Distribution - Tier 2 - 5QU CoRE ¦ 2QU LoRE | Non-Red Flag Warning - Large Fires | vegetation contact | branch (not overhanging, > 12ft) | 6.2697e-05
HFTD - Distribution - Tier 2 - 5QU CoRE ¦ 2QU LoRE | Non-Red Flag Warning - Large Fires | vegetation contact | branch (not overhanging, distance unknown) | 0.00021403
HFTD - Distribution - Tier 2 - 5QU CoRE ¦ 2QU LoRE | Non-Red Flag Warning - Large Fires | vegetation contact | branch (not overhanging, within 4ft) | 1.2907e-05
HFTD - Distribution - Tier 2 - 5QU CoRE ¦ 2QU LoRE | Non-Red Flag Warning - Large Fires | vegetation contact | branch (overhanging) | 0.00057436
HFTD - Distribution - Tier 2 - 5QU CoRE ¦ 2QU LoRE | Non-Red Flag Warning - Large Fires | vegetation contact | dead | 0.0002277
HFTD - Distribution - Tier 2 - 5QU CoRE ¦ 2QU LoRE | Non-Red Flag Warning - Large Fires | vegetation contact | fell into (moderate-severe defect) | 0.00026044
HFTD - Distribution - Tier 2 - 5QU CoRE ¦ 2QU LoRE | Non-Red Flag Warning - Large Fires | vegetation contact | fell into (no defect) | 0.0015341
HFTD - Distribution - Tier 2 - 5QU CoRE ¦ 2QU LoRE | Non-Red Flag Warning - Large Fires | vegetation contact | fell into (slight defect) | 0.00032197
HFTD - Distribution - Tier 2 - 5QU CoRE ¦ 2QU LoRE | Non-Red Flag Warning - Large Fires | vegetation contact | grow into | 2.7868e-05
HFTD - Distribution - Tier 2 - 5QU CoRE ¦ 2QU LoRE | Non-Red Flag Warning - Large Fires | vegetation contact | other/unknown | 0.0013215
HFTD - Distribution - Tier 2 - 5QU CoRE ¦ 2QU LoRE | Non-Red Flag Warning - Large Fires | wire-to-wire contact | wire-to-wire contact / contamination | 0.00098306
HFTD - Distribution - Tier 2 - 5QU CoRE ¦ 2QU LoRE | Non-Red Flag Warning - Small Fires | contact from object | animal contact | 0.30946
HFTD - Distribution - Tier 2 - 5QU CoRE ¦ 2QU LoRE | Non-Red Flag Warning - Small Fires | contact from object | balloon contact | 0.017473
HFTD - Distribution - Tier 2 - 5QU CoRE ¦ 2QU LoRE | Non-Red Flag Warning - Small Fires | contact from object | other contact from object | 0.16649
HFTD - Distribution - Tier 2 - 5QU CoRE ¦ 2QU LoRE | Non-Red Flag Warning - Small Fires | contact from object | vehicle contact | 0.53455
HFTD - Distribution - Tier 2 - 5QU CoRE ¦ 2QU LoRE | Non-Red Flag Warning - Small Fires | contamination | contamination | 0.021139
HFTD - Distribution - Tier 2 - 5QU CoRE ¦ 2QU LoRE | Non-Red Flag Warning - Small Fires | equipment / facility failure | anchor / guy damage or failure | 0.011105
HFTD - Distribution - Tier 2 - 5QU CoRE ¦ 2QU LoRE | Non-Red Flag Warning - Small Fires | equipment / facility failure | capacitor bank damage or failure | 0.03671
HFTD - Distribution - Tier 2 - 5QU CoRE ¦ 2QU LoRE | Non-Red Flag Warning - Small Fires | equipment / facility failure | conductor damage or failure | 0.20718
HFTD - Distribution - Tier 2 - 5QU CoRE ¦ 2QU LoRE | Non-Red Flag Warning - Small Fires | equipment / facility failure | connection device damage or failure | 0.045945
HFTD - Distribution - Tier 2 - 5QU CoRE ¦ 2QU LoRE | Non-Red Flag Warning - Small Fires | equipment / facility failure | crossarm damage or failure | 0.062485
HFTD - Distribution - Tier 2 - 5QU CoRE ¦ 2QU LoRE | Non-Red Flag Warning - Small Fires | equipment / facility failure | fuse damage or failure | 0.062042
HFTD - Distribution - Tier 2 - 5QU CoRE ¦ 2QU LoRE | Non-Red Flag Warning - Small Fires | equipment / facility failure | insulator and brushing damage or failure | 0.015244
HFTD - Distribution - Tier 2 - 5QU CoRE ¦ 2QU LoRE | Non-Red Flag Warning - Small Fires | equipment / facility failure | lightning arrestor damage or failure | 0.0032025
HFTD - Distribution - Tier 2 - 5QU CoRE ¦ 2QU LoRE | Non-Red Flag Warning - Small Fires | equipment / facility failure | other equipment / facility failure | 0.28717
HFTD - Distribution - Tier 2 - 5QU CoRE ¦ 2QU LoRE | Non-Red Flag Warning - Small Fires | equipment / facility failure | pole damage or failure | 0.053339
HFTD - Distribution - Tier 2 - 5QU CoRE ¦ 2QU LoRE | Non-Red Flag Warning - Small Fires | equipment / facility failure | recloser damage or failure | 0
HFTD - Distribution - Tier 2 - 5QU CoRE ¦ 2QU LoRE | Non-Red Flag Warning - Small Fires | equipment / facility failure | sectionalizer damage or failure | 0
HFTD - Distribution - Tier 2 - 5QU CoRE ¦ 2QU LoRE | Non-Red Flag Warning - Small Fires | equipment / facility failure | switch damage or failure | 0
HFTD - Distribution - Tier 2 - 5QU CoRE ¦ 2QU LoRE | Non-Red Flag Warning - Small Fires | equipment / facility failure | transformer damage or failure | 0.17763
HFTD - Distribution - Tier 2 - 5QU CoRE ¦ 2QU LoRE | Non-Red Flag Warning - Small Fires | equipment / facility failure | voltage regulator / booster damage or failure | 0.016763
HFTD - Distribution - Tier 2 - 5QU CoRE ¦ 2QU LoRE | Non-Red Flag Warning - Small Fires | other | all other | 0.056976
HFTD - Distribution - Tier 2 - 5QU CoRE ¦ 2QU LoRE | Non-Red Flag Warning - Small Fires | unknown | unknown | 0.15402
HFTD - Distribution - Tier 2 - 5QU CoRE ¦ 2QU LoRE | Non-Red Flag Warning - Small Fires | utility work / operation | utility work / operation | 0.028745
HFTD - Distribution - Tier 2 - 5QU CoRE ¦ 2QU LoRE | Non-Red Flag Warning - Small Fires | vandalism / theft | vandalism / theft | 0.035399
HFTD - Distribution - Tier 2 - 5QU CoRE ¦ 2QU LoRE | Non-Red Flag Warning - Small Fires | vegetation contact | branch (not overhanging, 4-12ft) | 0.012247
HFTD - Distribution - Tier 2 - 5QU CoRE ¦ 2QU LoRE | Non-Red Flag Warning - Small Fires | vegetation contact | branch (not overhanging, > 12ft) | 0.027079
HFTD - Distribution - Tier 2 - 5QU CoRE ¦ 2QU LoRE | Non-Red Flag Warning - Small Fires | vegetation contact | branch (not overhanging, distance unknown) | 0.092437
HFTD - Distribution - Tier 2 - 5QU CoRE ¦ 2QU LoRE | Non-Red Flag Warning - Small Fires | vegetation contact | branch (not overhanging, within 4ft) | 0.0055771
HFTD - Distribution - Tier 2 - 5QU CoRE ¦ 2QU LoRE | Non-Red Flag Warning - Small Fires | vegetation contact | branch (overhanging) | 0.24818
HFTD - Distribution - Tier 2 - 5QU CoRE ¦ 2QU LoRE | Non-Red Flag Warning - Small Fires | vegetation contact | dead | 0.098345
HFTD - Distribution - Tier 2 - 5QU CoRE ¦ 2QU LoRE | Non-Red Flag Warning - Small Fires | vegetation contact | fell into (moderate-severe defect) | 0.11248
HFTD - Distribution - Tier 2 - 5QU CoRE ¦ 2QU LoRE | Non-Red Flag Warning - Small Fires | vegetation contact | fell into (no defect) | 0.66257
HFTD - Distribution - Tier 2 - 5QU CoRE ¦ 2QU LoRE | Non-Red Flag Warning - Small Fires | vegetation contact | fell into (slight defect) | 0.13906
HFTD - Distribution - Tier 2 - 5QU CoRE ¦ 2QU LoRE | Non-Red Flag Warning - Small Fires | vegetation contact | grow into | 0.012036
HFTD - Distribution - Tier 2 - 5QU CoRE ¦ 2QU LoRE | Non-Red Flag Warning - Small Fires | vegetation contact | other/unknown | 0.57075
HFTD - Distribution - Tier 2 - 5QU CoRE ¦ 2QU LoRE | Non-Red Flag Warning - Small Fires | wire-to-wire contact | wire-to-wire contact / contamination | 0.24272
HFTD - Distribution - Tier 2 - 5QU CoRE ¦ 2QU LoRE | Seismic - Red Flag Warning - Catastrophic Fires | cc - seismic scenario | seismic scenario | 3.2366e-05
HFTD - Distribution - Tier 2 - 5QU CoRE ¦ 2QU LoRE | Red Flag Warning - Catastrophic Fires | contact from object | animal contact | 0
HFTD - Distribution - Tier 2 - 5QU CoRE ¦ 2QU LoRE | Red Flag Warning - Catastrophic Fires | contact from object | balloon contact | 0
HFTD - Distribution - Tier 2 - 5QU CoRE ¦ 2QU LoRE | Red Flag Warning - Catastrophic Fires | contact from object | other contact from object | 0
HFTD - Distribution - Tier 2 - 5QU CoRE ¦ 2QU LoRE | Red Flag Warning - Catastrophic Fires | contact from object | vehicle contact | 0
HFTD - Distribution - Tier 2 - 5QU CoRE ¦ 2QU LoRE | Red Flag Warning - Catastrophic Fires | contamination | contamination | 0
HFTD - Distribution - Tier 2 - 5QU CoRE ¦ 2QU LoRE | Red Flag Warning - Catastrophic Fires | equipment / facility failure | anchor / guy damage or failure | 7.1357e-06
HFTD - Distribution - Tier 2 - 5QU CoRE ¦ 2QU LoRE | Red Flag Warning - Catastrophic Fires | equipment / facility failure | capacitor bank damage or failure | 2.0207e-05
HFTD - Distribution - Tier 2 - 5QU CoRE ¦ 2QU LoRE | Red Flag Warning - Catastrophic Fires | equipment / facility failure | conductor damage or failure | 0.00019848
HFTD - Distribution - Tier 2 - 5QU CoRE ¦ 2QU LoRE | Red Flag Warning - Catastrophic Fires | equipment / facility failure | connection device damage or failure | 4.2871e-05
HFTD - Distribution - Tier 2 - 5QU CoRE ¦ 2QU LoRE | Red Flag Warning - Catastrophic Fires | equipment / facility failure | crossarm damage or failure | 4.7348e-05
HFTD - Distribution - Tier 2 - 5QU CoRE ¦ 2QU LoRE | Red Flag Warning - Catastrophic Fires | equipment / facility failure | fuse damage or failure | 5.9092e-05
HFTD - Distribution - Tier 2 - 5QU CoRE ¦ 2QU LoRE | Red Flag Warning - Catastrophic Fires | equipment / facility failure | insulator and brushing damage or failure | 2.0051e-05
HFTD - Distribution - Tier 2 - 5QU CoRE ¦ 2QU LoRE | Red Flag Warning - Catastrophic Fires | equipment / facility failure | lightning arrestor damage or failure | 3.3997e-06
HFTD - Distribution - Tier 2 - 5QU CoRE ¦ 2QU LoRE | Red Flag Warning - Catastrophic Fires | equipment / facility failure | other equipment / facility failure | 6.782e-05
HFTD - Distribution - Tier 2 - 5QU CoRE ¦ 2QU LoRE | Red Flag Warning - Catastrophic Fires | equipment / facility failure | pole damage or failure | 1.696e-05
HFTD - Distribution - Tier 2 - 5QU CoRE ¦ 2QU LoRE | Red Flag Warning - Catastrophic Fires | equipment / facility failure | recloser damage or failure | 0
HFTD - Distribution - Tier 2 - 5QU CoRE ¦ 2QU LoRE | Red Flag Warning - Catastrophic Fires | equipment / facility failure | sectionalizer damage or failure | 0
HFTD - Distribution - Tier 2 - 5QU CoRE ¦ 2QU LoRE | Red Flag Warning - Catastrophic Fires | equipment / facility failure | switch damage or failure | 0
HFTD - Distribution - Tier 2 - 5QU CoRE ¦ 2QU LoRE | Red Flag Warning - Catastrophic Fires | equipment / facility failure | transformer damage or failure | 2.7359e-05
HFTD - Distribution - Tier 2 - 5QU CoRE ¦ 2QU LoRE | Red Flag Warning - Catastrophic Fires | equipment / facility failure | voltage regulator / booster damage or failure | 1.5261e-06
HFTD - Distribution - Tier 2 - 5QU CoRE ¦ 2QU LoRE | Red Flag Warning - Catastrophic Fires | other | all other | 0
HFTD - Distribution - Tier 2 - 5QU CoRE ¦ 2QU LoRE | Red Flag Warning - Catastrophic Fires | unknown | unknown | 0
HFTD - Distribution - Tier 2 - 5QU CoRE ¦ 2QU LoRE | Red Flag Warning - Catastrophic Fires | utility work / operation | utility work / operation | 0
HFTD - Distribution - Tier 2 - 5QU CoRE ¦ 2QU LoRE | Red Flag Warning - Catastrophic Fires | vandalism / theft | vandalism / theft | 0
HFTD - Distribution - Tier 2 - 5QU CoRE ¦ 2QU LoRE | Red Flag Warning - Catastrophic Fires | vegetation contact | branch (not overhanging, 4-12ft) | 1.3328e-05
HFTD - Distribution - Tier 2 - 5QU CoRE ¦ 2QU LoRE | Red Flag Warning - Catastrophic Fires | vegetation contact | branch (not overhanging, > 12ft) | 1.9092e-05
HFTD - Distribution - Tier 2 - 5QU CoRE ¦ 2QU LoRE | Red Flag Warning - Catastrophic Fires | vegetation contact | branch (not overhanging, distance unknown) | 9.2277e-05
HFTD - Distribution - Tier 2 - 5QU CoRE ¦ 2QU LoRE | Red Flag Warning - Catastrophic Fires | vegetation contact | branch (not overhanging, within 4ft) | 3.4711e-06
HFTD - Distribution - Tier 2 - 5QU CoRE ¦ 2QU LoRE | Red Flag Warning - Catastrophic Fires | vegetation contact | branch (overhanging) | 0.00020479
HFTD - Distribution - Tier 2 - 5QU CoRE ¦ 2QU LoRE | Red Flag Warning - Catastrophic Fires | vegetation contact | dead | 7.0003e-05
HFTD - Distribution - Tier 2 - 5QU CoRE ¦ 2QU LoRE | Red Flag Warning - Catastrophic Fires | vegetation contact | fell into (moderate-severe defect) | 5.7499e-05
HFTD - Distribution - Tier 2 - 5QU CoRE ¦ 2QU LoRE | Red Flag Warning - Catastrophic Fires | vegetation contact | fell into (no defect) | 0.00023547
HFTD - Distribution - Tier 2 - 5QU CoRE ¦ 2QU LoRE | Red Flag Warning - Catastrophic Fires | vegetation contact | fell into (slight defect) | 6.1975e-05
HFTD - Distribution - Tier 2 - 5QU CoRE ¦ 2QU LoRE | Red Flag Warning - Catastrophic Fires | vegetation contact | grow into | 6.5237e-06
HFTD - Distribution - Tier 2 - 5QU CoRE ¦ 2QU LoRE | Red Flag Warning - Catastrophic Fires | vegetation contact | other/unknown | 0.0003182
HFTD - Distribution - Tier 2 - 5QU CoRE ¦ 2QU LoRE | Red Flag Warning - Catastrophic Fires | wire-to-wire contact | wire-to-wire contact / contamination | 0
HFTD - Distribution - Tier 2 - 5QU CoRE ¦ 2QU LoRE | Red Flag Warning - Destructive Fires | contact from object | animal contact | 0
HFTD - Distribution - Tier 2 - 5QU CoRE ¦ 2QU LoRE | Red Flag Warning - Destructive Fires | contact from object | balloon contact | 0
HFTD - Distribution - Tier 2 - 5QU CoRE ¦ 2QU LoRE | Red Flag Warning - Destructive Fires | contact from object | other contact from object | 0
HFTD - Distribution - Tier 2 - 5QU CoRE ¦ 2QU LoRE | Red Flag Warning - Destructive Fires | contact from object | vehicle contact | 0
HFTD - Distribution - Tier 2 - 5QU CoRE ¦ 2QU LoRE | Red Flag Warning - Destructive Fires | contamination | contamination | 0
HFTD - Distribution - Tier 2 - 5QU CoRE ¦ 2QU LoRE | Red Flag Warning - Destructive Fires | equipment / facility failure | anchor / guy damage or failure | 1.6238e-06
HFTD - Distribution - Tier 2 - 5QU CoRE ¦ 2QU LoRE | Red Flag Warning - Destructive Fires | equipment / facility failure | capacitor bank damage or failure | 3.9393e-06
HFTD - Distribution - Tier 2 - 5QU CoRE ¦ 2QU LoRE | Red Flag Warning - Destructive Fires | equipment / facility failure | conductor damage or failure | 4.815e-05
HFTD - Distribution - Tier 2 - 5QU CoRE ¦ 2QU LoRE | Red Flag Warning - Destructive Fires | equipment / facility failure | connection device damage or failure | 1.0263e-05
HFTD - Distribution - Tier 2 - 5QU CoRE ¦ 2QU LoRE | Red Flag Warning - Destructive Fires | equipment / facility failure | crossarm damage or failure | 9.9277e-06
HFTD - Distribution - Tier 2 - 5QU CoRE ¦ 2QU LoRE | Red Flag Warning - Destructive Fires | equipment / facility failure | fuse damage or failure | 1.2986e-05
HFTD - Distribution - Tier 2 - 5QU CoRE ¦ 2QU LoRE | Red Flag Warning - Destructive Fires | equipment / facility failure | insulator and brushing damage or failure | 4.2402e-06
HFTD - Distribution - Tier 2 - 5QU CoRE ¦ 2QU LoRE | Red Flag Warning - Destructive Fires | equipment / facility failure | lightning arrestor damage or failure | 6.9578e-07
HFTD - Distribution - Tier 2 - 5QU CoRE ¦ 2QU LoRE | Red Flag Warning - Destructive Fires | equipment / facility failure | other equipment / facility failure | 1.5021e-05
HFTD - Distribution - Tier 2 - 5QU CoRE ¦ 2QU LoRE | Red Flag Warning - Destructive Fires | equipment / facility failure | pole damage or failure | 3.5878e-06
HFTD - Distribution - Tier 2 - 5QU CoRE ¦ 2QU LoRE | Red Flag Warning - Destructive Fires | equipment / facility failure | recloser damage or failure | 0
HFTD - Distribution - Tier 2 - 5QU CoRE ¦ 2QU LoRE | Red Flag Warning - Destructive Fires | equipment / facility failure | sectionalizer damage or failure | 0
HFTD - Distribution - Tier 2 - 5QU CoRE ¦ 2QU LoRE | Red Flag Warning - Destructive Fires | equipment / facility failure | switch damage or failure | 0
HFTD - Distribution - Tier 2 - 5QU CoRE ¦ 2QU LoRE | Red Flag Warning - Destructive Fires | equipment / facility failure | transformer damage or failure | 5.7637e-06
HFTD - Distribution - Tier 2 - 5QU CoRE ¦ 2QU LoRE | Red Flag Warning - Destructive Fires | equipment / facility failure | voltage regulator / booster damage or failure | 3.1878e-07
HFTD - Distribution - Tier 2 - 5QU CoRE ¦ 2QU LoRE | Red Flag Warning - Destructive Fires | other | all other | 0
HFTD - Distribution - Tier 2 - 5QU CoRE ¦ 2QU LoRE | Red Flag Warning - Destructive Fires | unknown | unknown | 0
HFTD - Distribution - Tier 2 - 5QU CoRE ¦ 2QU LoRE | Red Flag Warning - Destructive Fires | utility work / operation | utility work / operation | 0
HFTD - Distribution - Tier 2 - 5QU CoRE ¦ 2QU LoRE | Red Flag Warning - Destructive Fires | vandalism / theft | vandalism / theft | 0
HFTD - Distribution - Tier 2 - 5QU CoRE ¦ 2QU LoRE | Red Flag Warning - Destructive Fires | vegetation contact | branch (not overhanging, 4-12ft) | 1.9978e-06
HFTD - Distribution - Tier 2 - 5QU CoRE ¦ 2QU LoRE | Red Flag Warning - Destructive Fires | vegetation contact | branch (not overhanging, > 12ft) | 2.8622e-06
HFTD - Distribution - Tier 2 - 5QU CoRE ¦ 2QU LoRE | Red Flag Warning - Destructive Fires | vegetation contact | branch (not overhanging, distance unknown) | 1.3834e-05
HFTD - Distribution - Tier 2 - 5QU CoRE ¦ 2QU LoRE | Red Flag Warning - Destructive Fires | vegetation contact | branch (not overhanging, within 4ft) | 5.2021e-07
HFTD - Distribution - Tier 2 - 5QU CoRE ¦ 2QU LoRE | Red Flag Warning - Destructive Fires | vegetation contact | branch (overhanging) | 3.0692e-05
HFTD - Distribution - Tier 2 - 5QU CoRE ¦ 2QU LoRE | Red Flag Warning - Destructive Fires | vegetation contact | dead | 1.0495e-05
HFTD - Distribution - Tier 2 - 5QU CoRE ¦ 2QU LoRE | Red Flag Warning - Destructive Fires | vegetation contact | fell into (moderate-severe defect) | 8.6201e-06
HFTD - Distribution - Tier 2 - 5QU CoRE ¦ 2QU LoRE | Red Flag Warning - Destructive Fires | vegetation contact | fell into (no defect) | 3.53e-05
HFTD - Distribution - Tier 2 - 5QU CoRE ¦ 2QU LoRE | Red Flag Warning - Destructive Fires | vegetation contact | fell into (slight defect) | 9.2911e-06
HFTD - Distribution - Tier 2 - 5QU CoRE ¦ 2QU LoRE | Red Flag Warning - Destructive Fires | vegetation contact | grow into | 9.7801e-07
HFTD - Distribution - Tier 2 - 5QU CoRE ¦ 2QU LoRE | Red Flag Warning - Destructive Fires | vegetation contact | other/unknown | 4.7703e-05
HFTD - Distribution - Tier 2 - 5QU CoRE ¦ 2QU LoRE | Red Flag Warning - Destructive Fires | wire-to-wire contact | wire-to-wire contact / contamination | 0
HFTD - Distribution - Tier 2 - 5QU CoRE ¦ 2QU LoRE | Red Flag Warning - Large Fires | contact from object | animal contact | 0
HFTD - Distribution - Tier 2 - 5QU CoRE ¦ 2QU LoRE | Red Flag Warning - Large Fires | contact from object | balloon contact | 0
HFTD - Distribution - Tier 2 - 5QU CoRE ¦ 2QU LoRE | Red Flag Warning - Large Fires | contact from object | other contact from object | 0
HFTD - Distribution - Tier 2 - 5QU CoRE ¦ 2QU LoRE | Red Flag Warning - Large Fires | contact from object | vehicle contact | 0
HFTD - Distribution - Tier 2 - 5QU CoRE ¦ 2QU LoRE | Red Flag Warning - Large Fires | contamination | contamination | 0
HFTD - Distribution - Tier 2 - 5QU CoRE ¦ 2QU LoRE | Red Flag Warning - Large Fires | equipment / facility failure | anchor / guy damage or failure | 0.00026323
HFTD - Distribution - Tier 2 - 5QU CoRE ¦ 2QU LoRE | Red Flag Warning - Large Fires | equipment / facility failure | capacitor bank damage or failure | 0.00014912
HFTD - Distribution - Tier 2 - 5QU CoRE ¦ 2QU LoRE | Red Flag Warning - Large Fires | equipment / facility failure | conductor damage or failure | 0.0031747
HFTD - Distribution - Tier 2 - 5QU CoRE ¦ 2QU LoRE | Red Flag Warning - Large Fires | equipment / facility failure | connection device damage or failure | 0.00050745
HFTD - Distribution - Tier 2 - 5QU CoRE ¦ 2QU LoRE | Red Flag Warning - Large Fires | equipment / facility failure | crossarm damage or failure | 0.0008472
HFTD - Distribution - Tier 2 - 5QU CoRE ¦ 2QU LoRE | Red Flag Warning - Large Fires | equipment / facility failure | fuse damage or failure | 0.0012953
HFTD - Distribution - Tier 2 - 5QU CoRE ¦ 2QU LoRE | Red Flag Warning - Large Fires | equipment / facility failure | insulator and brushing damage or failure | 0.00039751
HFTD - Distribution - Tier 2 - 5QU CoRE ¦ 2QU LoRE | Red Flag Warning - Large Fires | equipment / facility failure | lightning arrestor damage or failure | 5.3165e-05
HFTD - Distribution - Tier 2 - 5QU CoRE ¦ 2QU LoRE | Red Flag Warning - Large Fires | equipment / facility failure | other equipment / facility failure | 0.0013824
HFTD - Distribution - Tier 2 - 5QU CoRE ¦ 2QU LoRE | Red Flag Warning - Large Fires | equipment / facility failure | pole damage or failure | 0.00030878
HFTD - Distribution - Tier 2 - 5QU CoRE ¦ 2QU LoRE | Red Flag Warning - Large Fires | equipment / facility failure | recloser damage or failure | 0
HFTD - Distribution - Tier 2 - 5QU CoRE ¦ 2QU LoRE | Red Flag Warning - Large Fires | equipment / facility failure | sectionalizer damage or failure | 0
HFTD - Distribution - Tier 2 - 5QU CoRE ¦ 2QU LoRE | Red Flag Warning - Large Fires | equipment / facility failure | switch damage or failure | 0
HFTD - Distribution - Tier 2 - 5QU CoRE ¦ 2QU LoRE | Red Flag Warning - Large Fires | equipment / facility failure | transformer damage or failure | 0.00053606
HFTD - Distribution - Tier 2 - 5QU CoRE ¦ 2QU LoRE | Red Flag Warning - Large Fires | equipment / facility failure | voltage regulator / booster damage or failure | 1.967e-05
HFTD - Distribution - Tier 2 - 5QU CoRE ¦ 2QU LoRE | Red Flag Warning - Large Fires | other | all other | 0
HFTD - Distribution - Tier 2 - 5QU CoRE ¦ 2QU LoRE | Red Flag Warning - Large Fires | unknown | unknown | 0
HFTD - Distribution - Tier 2 - 5QU CoRE ¦ 2QU LoRE | Red Flag Warning - Large Fires | utility work / operation | utility work / operation | 0
HFTD - Distribution - Tier 2 - 5QU CoRE ¦ 2QU LoRE | Red Flag Warning - Large Fires | vandalism / theft | vandalism / theft | 0
HFTD - Distribution - Tier 2 - 5QU CoRE ¦ 2QU LoRE | Red Flag Warning - Large Fires | vegetation contact | branch (not overhanging, 4-12ft) | 0.000125
HFTD - Distribution - Tier 2 - 5QU CoRE ¦ 2QU LoRE | Red Flag Warning - Large Fires | vegetation contact | branch (not overhanging, > 12ft) | 0.00017913
HFTD - Distribution - Tier 2 - 5QU CoRE ¦ 2QU LoRE | Red Flag Warning - Large Fires | vegetation contact | branch (not overhanging, distance unknown) | 0.00086581
HFTD - Distribution - Tier 2 - 5QU CoRE ¦ 2QU LoRE | Red Flag Warning - Large Fires | vegetation contact | branch (not overhanging, within 4ft) | 3.2542e-05
HFTD - Distribution - Tier 2 - 5QU CoRE ¦ 2QU LoRE | Red Flag Warning - Large Fires | vegetation contact | branch (overhanging) | 0.00192
HFTD - Distribution - Tier 2 - 5QU CoRE ¦ 2QU LoRE | Red Flag Warning - Large Fires | vegetation contact | dead | 0.00065682
HFTD - Distribution - Tier 2 - 5QU CoRE ¦ 2QU LoRE | Red Flag Warning - Large Fires | vegetation contact | fell into (moderate-severe defect) | 0.0005395
HFTD - Distribution - Tier 2 - 5QU CoRE ¦ 2QU LoRE | Red Flag Warning - Large Fires | vegetation contact | fell into (no defect) | 0.0022093
HFTD - Distribution - Tier 2 - 5QU CoRE ¦ 2QU LoRE | Red Flag Warning - Large Fires | vegetation contact | fell into (slight defect) | 0.0005815
HFTD - Distribution - Tier 2 - 5QU CoRE ¦ 2QU LoRE | Red Flag Warning - Large Fires | vegetation contact | grow into | 6.121e-05
HFTD - Distribution - Tier 2 - 5QU CoRE ¦ 2QU LoRE | Red Flag Warning - Large Fires | vegetation contact | other/unknown | 0.0029856
HFTD - Distribution - Tier 2 - 5QU CoRE ¦ 2QU LoRE | Red Flag Warning - Large Fires | wire-to-wire contact | wire-to-wire contact / contamination | 0
HFTD - Distribution - Tier 2 - 5QU CoRE ¦ 2QU LoRE | Red Flag Warning - Small Fires | contact from object | animal contact | 0.0059097
HFTD - Distribution - Tier 2 - 5QU CoRE ¦ 2QU LoRE | Red Flag Warning - Small Fires | contact from object | balloon contact | 0.00058288
HFTD - Distribution - Tier 2 - 5QU CoRE ¦ 2QU LoRE | Red Flag Warning - Small Fires | contact from object | other contact from object | 0.0057368
HFTD - Distribution - Tier 2 - 5QU CoRE ¦ 2QU LoRE | Red Flag Warning - Small Fires | contact from object | vehicle contact | 0.021806
HFTD - Distribution - Tier 2 - 5QU CoRE ¦ 2QU LoRE | Red Flag Warning - Small Fires | contamination | contamination | 0.00022987
HFTD - Distribution - Tier 2 - 5QU CoRE ¦ 2QU LoRE | Red Flag Warning - Small Fires | equipment / facility failure | anchor / guy damage or failure | 0.003451
HFTD - Distribution - Tier 2 - 5QU CoRE ¦ 2QU LoRE | Red Flag Warning - Small Fires | equipment / facility failure | capacitor bank damage or failure | 0.0018204
HFTD - Distribution - Tier 2 - 5QU CoRE ¦ 2QU LoRE | Red Flag Warning - Small Fires | equipment / facility failure | conductor damage or failure | 0.040702
HFTD - Distribution - Tier 2 - 5QU CoRE ¦ 2QU LoRE | Red Flag Warning - Small Fires | equipment / facility failure | connection device damage or failure | 0.0063089
HFTD - Distribution - Tier 2 - 5QU CoRE ¦ 2QU LoRE | Red Flag Warning - Small Fires | equipment / facility failure | crossarm damage or failure | 0.011092
HFTD - Distribution - Tier 2 - 5QU CoRE ¦ 2QU LoRE | Red Flag Warning - Small Fires | equipment / facility failure | fuse damage or failure | 0.017239
HFTD - Distribution - Tier 2 - 5QU CoRE ¦ 2QU LoRE | Red Flag Warning - Small Fires | equipment / facility failure | insulator and brushing damage or failure | 0.0052445
HFTD - Distribution - Tier 2 - 5QU CoRE ¦ 2QU LoRE | Red Flag Warning - Small Fires | equipment / facility failure | lightning arrestor damage or failure | 0.00069657
HFTD - Distribution - Tier 2 - 5QU CoRE ¦ 2QU LoRE | Red Flag Warning - Small Fires | equipment / facility failure | other equipment / facility failure | 0.01766
HFTD - Distribution - Tier 2 - 5QU CoRE ¦ 2QU LoRE | Red Flag Warning - Small Fires | equipment / facility failure | pole damage or failure | 0.0040542
HFTD - Distribution - Tier 2 - 5QU CoRE ¦ 2QU LoRE | Red Flag Warning - Small Fires | equipment / facility failure | recloser damage or failure | 0
HFTD - Distribution - Tier 2 - 5QU CoRE ¦ 2QU LoRE | Red Flag Warning - Small Fires | equipment / facility failure | sectionalizer damage or failure | 0
HFTD - Distribution - Tier 2 - 5QU CoRE ¦ 2QU LoRE | Red Flag Warning - Small Fires | equipment / facility failure | switch damage or failure | 0
HFTD - Distribution - Tier 2 - 5QU CoRE ¦ 2QU LoRE | Red Flag Warning - Small Fires | equipment / facility failure | transformer damage or failure | 0.0069275
HFTD - Distribution - Tier 2 - 5QU CoRE ¦ 2QU LoRE | Red Flag Warning - Small Fires | equipment / facility failure | voltage regulator / booster damage or failure | 0.00026453
HFTD - Distribution - Tier 2 - 5QU CoRE ¦ 2QU LoRE | Red Flag Warning - Small Fires | other | all other | 0.0016994
HFTD - Distribution - Tier 2 - 5QU CoRE ¦ 2QU LoRE | Red Flag Warning - Small Fires | unknown | unknown | 0.0065381
HFTD - Distribution - Tier 2 - 5QU CoRE ¦ 2QU LoRE | Red Flag Warning - Small Fires | utility work / operation | utility work / operation | 0.00076993
HFTD - Distribution - Tier 2 - 5QU CoRE ¦ 2QU LoRE | Red Flag Warning - Small Fires | vandalism / theft | vandalism / theft | 0.00059458
HFTD - Distribution - Tier 2 - 5QU CoRE ¦ 2QU LoRE | Red Flag Warning - Small Fires | vegetation contact | branch (not overhanging, 4-12ft) | 0.0048698
HFTD - Distribution - Tier 2 - 5QU CoRE ¦ 2QU LoRE | Red Flag Warning - Small Fires | vegetation contact | branch (not overhanging, > 12ft) | 0.0069768
HFTD - Distribution - Tier 2 - 5QU CoRE ¦ 2QU LoRE | Red Flag Warning - Small Fires | vegetation contact | branch (not overhanging, distance unknown) | 0.033721
HFTD - Distribution - Tier 2 - 5QU CoRE ¦ 2QU LoRE | Red Flag Warning - Small Fires | vegetation contact | branch (not overhanging, within 4ft) | 0.001268
HFTD - Distribution - Tier 2 - 5QU CoRE ¦ 2QU LoRE | Red Flag Warning - Small Fires | vegetation contact | branch (overhanging) | 0.074815
HFTD - Distribution - Tier 2 - 5QU CoRE ¦ 2QU LoRE | Red Flag Warning - Small Fires | vegetation contact | dead | 0.025582
HFTD - Distribution - Tier 2 - 5QU CoRE ¦ 2QU LoRE | Red Flag Warning - Small Fires | vegetation contact | fell into (moderate-severe defect) | 0.021012
HFTD - Distribution - Tier 2 - 5QU CoRE ¦ 2QU LoRE | Red Flag Warning - Small Fires | vegetation contact | fell into (no defect) | 0.086048
HFTD - Distribution - Tier 2 - 5QU CoRE ¦ 2QU LoRE | Red Flag Warning - Small Fires | vegetation contact | fell into (slight defect) | 0.022648
HFTD - Distribution - Tier 2 - 5QU CoRE ¦ 2QU LoRE | Red Flag Warning - Small Fires | vegetation contact | grow into | 0.002384
HFTD - Distribution - Tier 2 - 5QU CoRE ¦ 2QU LoRE | Red Flag Warning - Small Fires | vegetation contact | other/unknown | 0.11628
HFTD - Distribution - Tier 2 - 5QU CoRE ¦ 2QU LoRE | Red Flag Warning - Small Fires | wire-to-wire contact | wire-to-wire contact / contamination | 0.008097
HFTD - Distribution - Tier 2 - 5QU CoRE ¦ 3QU LoRE | Seismic - Non-Red Flag Warning - Catastrophic Fires | cc - seismic scenario | seismic scenario | 5.3918e-07
HFTD - Distribution - Tier 2 - 5QU CoRE ¦ 3QU LoRE | Non-Red Flag Warning - Catastrophic Fires | contact from object | animal contact | 5.5102e-06
HFTD - Distribution - Tier 2 - 5QU CoRE ¦ 3QU LoRE | Non-Red Flag Warning - Catastrophic Fires | contact from object | balloon contact | 3.1812e-07
HFTD - Distribution - Tier 2 - 5QU CoRE ¦ 3QU LoRE | Non-Red Flag Warning - Catastrophic Fires | contact from object | other contact from object | 3.7523e-06
HFTD - Distribution - Tier 2 - 5QU CoRE ¦ 3QU LoRE | Non-Red Flag Warning - Catastrophic Fires | contact from object | vehicle contact | 8.7743e-06
HFTD - Distribution - Tier 2 - 5QU CoRE ¦ 3QU LoRE | Non-Red Flag Warning - Catastrophic Fires | contamination | contamination | 4.7626e-07
HFTD - Distribution - Tier 2 - 5QU CoRE ¦ 3QU LoRE | Non-Red Flag Warning - Catastrophic Fires | equipment / facility failure | anchor / guy damage or failure | 6.1324e-09
HFTD - Distribution - Tier 2 - 5QU CoRE ¦ 3QU LoRE | Non-Red Flag Warning - Catastrophic Fires | equipment / facility failure | capacitor bank damage or failure | 4.8064e-10
HFTD - Distribution - Tier 2 - 5QU CoRE ¦ 3QU LoRE | Non-Red Flag Warning - Catastrophic Fires | equipment / facility failure | conductor damage or failure | 1.5571e-07
HFTD - Distribution - Tier 2 - 5QU CoRE ¦ 3QU LoRE | Non-Red Flag Warning - Catastrophic Fires | equipment / facility failure | connection device damage or failure | 4.5199e-08
HFTD - Distribution - Tier 2 - 5QU CoRE ¦ 3QU LoRE | Non-Red Flag Warning - Catastrophic Fires | equipment / facility failure | crossarm damage or failure | 6.9376e-08
HFTD - Distribution - Tier 2 - 5QU CoRE ¦ 3QU LoRE | Non-Red Flag Warning - Catastrophic Fires | equipment / facility failure | fuse damage or failure | 5.5434e-08
HFTD - Distribution - Tier 2 - 5QU CoRE ¦ 3QU LoRE | Non-Red Flag Warning - Catastrophic Fires | equipment / facility failure | insulator and brushing damage or failure | 1.4368e-08
HFTD - Distribution - Tier 2 - 5QU CoRE ¦ 3QU LoRE | Non-Red Flag Warning - Catastrophic Fires | equipment / facility failure | lightning arrestor damage or failure | 2.6396e-09
HFTD - Distribution - Tier 2 - 5QU CoRE ¦ 3QU LoRE | Non-Red Flag Warning - Catastrophic Fires | equipment / facility failure | other equipment / facility failure | 2.9177e-07
HFTD - Distribution - Tier 2 - 5QU CoRE ¦ 3QU LoRE | Non-Red Flag Warning - Catastrophic Fires | equipment / facility failure | pole damage or failure | 1.0089e-07
HFTD - Distribution - Tier 2 - 5QU CoRE ¦ 3QU LoRE | Non-Red Flag Warning - Catastrophic Fires | equipment / facility failure | recloser damage or failure | 0
HFTD - Distribution - Tier 2 - 5QU CoRE ¦ 3QU LoRE | Non-Red Flag Warning - Catastrophic Fires | equipment / facility failure | sectionalizer damage or failure | 0
HFTD - Distribution - Tier 2 - 5QU CoRE ¦ 3QU LoRE | Non-Red Flag Warning - Catastrophic Fires | equipment / facility failure | switch damage or failure | 0
HFTD - Distribution - Tier 2 - 5QU CoRE ¦ 3QU LoRE | Non-Red Flag Warning - Catastrophic Fires | equipment / facility failure | transformer damage or failure | 1.6415e-07
HFTD - Distribution - Tier 2 - 5QU CoRE ¦ 3QU LoRE | Non-Red Flag Warning - Catastrophic Fires | equipment / facility failure | voltage regulator / booster damage or failure | 1.1226e-08
HFTD - Distribution - Tier 2 - 5QU CoRE ¦ 3QU LoRE | Non-Red Flag Warning - Catastrophic Fires | other | all other | 1.0295e-06
HFTD - Distribution - Tier 2 - 5QU CoRE ¦ 3QU LoRE | Non-Red Flag Warning - Catastrophic Fires | unknown | unknown | 3.3476e-06
HFTD - Distribution - Tier 2 - 5QU CoRE ¦ 3QU LoRE | Non-Red Flag Warning - Catastrophic Fires | utility work / operation | utility work / operation | 4.9102e-07
HFTD - Distribution - Tier 2 - 5QU CoRE ¦ 3QU LoRE | Non-Red Flag Warning - Catastrophic Fires | vandalism / theft | vandalism / theft | 9.9266e-07
HFTD - Distribution - Tier 2 - 5QU CoRE ¦ 3QU LoRE | Non-Red Flag Warning - Catastrophic Fires | vegetation contact | branch (not overhanging, 4-12ft) | 3.7918e-08
HFTD - Distribution - Tier 2 - 5QU CoRE ¦ 3QU LoRE | Non-Red Flag Warning - Catastrophic Fires | vegetation contact | branch (not overhanging, > 12ft) | 8.618e-08
HFTD - Distribution - Tier 2 - 5QU CoRE ¦ 3QU LoRE | Non-Red Flag Warning - Catastrophic Fires | vegetation contact | branch (not overhanging, distance unknown) | 2.9419e-07
HFTD - Distribution - Tier 2 - 5QU CoRE ¦ 3QU LoRE | Non-Red Flag Warning - Catastrophic Fires | vegetation contact | branch (not overhanging, within 4ft) | 1.6876e-08
HFTD - Distribution - Tier 2 - 5QU CoRE ¦ 3QU LoRE | Non-Red Flag Warning - Catastrophic Fires | vegetation contact | branch (overhanging) | 7.51e-07
HFTD - Distribution - Tier 2 - 5QU CoRE ¦ 3QU LoRE | Non-Red Flag Warning - Catastrophic Fires | vegetation contact | dead | 3.1299e-07
HFTD - Distribution - Tier 2 - 5QU CoRE ¦ 3QU LoRE | Non-Red Flag Warning - Catastrophic Fires | vegetation contact | fell into (moderate-severe defect) | 3.5799e-07
HFTD - Distribution - Tier 2 - 5QU CoRE ¦ 3QU LoRE | Non-Red Flag Warning - Catastrophic Fires | vegetation contact | fell into (no defect) | 2.1087e-06
HFTD - Distribution - Tier 2 - 5QU CoRE ¦ 3QU LoRE | Non-Red Flag Warning - Catastrophic Fires | vegetation contact | fell into (slight defect) | 4.4256e-07
HFTD - Distribution - Tier 2 - 5QU CoRE ¦ 3QU LoRE | Non-Red Flag Warning - Catastrophic Fires | vegetation contact | grow into | 3.8306e-08
HFTD - Distribution - Tier 2 - 5QU CoRE ¦ 3QU LoRE | Non-Red Flag Warning - Catastrophic Fires | vegetation contact | other/unknown | 1.8164e-06
HFTD - Distribution - Tier 2 - 5QU CoRE ¦ 3QU LoRE | Non-Red Flag Warning - Catastrophic Fires | wire-to-wire contact | wire-to-wire contact / contamination | 5.6958e-06
HFTD - Distribution - Tier 2 - 5QU CoRE ¦ 3QU LoRE | Non-Red Flag Warning - Destructive Fires | contact from object | animal contact | 4.2046e-06
HFTD - Distribution - Tier 2 - 5QU CoRE ¦ 3QU LoRE | Non-Red Flag Warning - Destructive Fires | contact from object | balloon contact | 2.1604e-07
HFTD - Distribution - Tier 2 - 5QU CoRE ¦ 3QU LoRE | Non-Red Flag Warning - Destructive Fires | contact from object | other contact from object | 3.1996e-06
HFTD - Distribution - Tier 2 - 5QU CoRE ¦ 3QU LoRE | Non-Red Flag Warning - Destructive Fires | contact from object | vehicle contact | 6.5995e-06
HFTD - Distribution - Tier 2 - 5QU CoRE ¦ 3QU LoRE | Non-Red Flag Warning - Destructive Fires | contamination | contamination | 3.573e-07
HFTD - Distribution - Tier 2 - 5QU CoRE ¦ 3QU LoRE | Non-Red Flag Warning - Destructive Fires | equipment / facility failure | anchor / guy damage or failure | 2.8538e-08
HFTD - Distribution - Tier 2 - 5QU CoRE ¦ 3QU LoRE | Non-Red Flag Warning - Destructive Fires | equipment / facility failure | capacitor bank damage or failure | 2.0404e-09
HFTD - Distribution - Tier 2 - 5QU CoRE ¦ 3QU LoRE | Non-Red Flag Warning - Destructive Fires | equipment / facility failure | conductor damage or failure | 7.3197e-07
HFTD - Distribution - Tier 2 - 5QU CoRE ¦ 3QU LoRE | Non-Red Flag Warning - Destructive Fires | equipment / facility failure | connection device damage or failure | 1.9462e-07
HFTD - Distribution - Tier 2 - 5QU CoRE ¦ 3QU LoRE | Non-Red Flag Warning - Destructive Fires | equipment / facility failure | crossarm damage or failure | 2.89e-07
HFTD - Distribution - Tier 2 - 5QU CoRE ¦ 3QU LoRE | Non-Red Flag Warning - Destructive Fires | equipment / facility failure | fuse damage or failure | 2.5734e-07
HFTD - Distribution - Tier 2 - 5QU CoRE ¦ 3QU LoRE | Non-Red Flag Warning - Destructive Fires | equipment / facility failure | insulator and brushing damage or failure | 6.1661e-08
HFTD - Distribution - Tier 2 - 5QU CoRE ¦ 3QU LoRE | Non-Red Flag Warning - Destructive Fires | equipment / facility failure | lightning arrestor damage or failure | 1.0408e-08
HFTD - Distribution - Tier 2 - 5QU CoRE ¦ 3QU LoRE | Non-Red Flag Warning - Destructive Fires | equipment / facility failure | other equipment / facility failure | 1.3082e-06
HFTD - Distribution - Tier 2 - 5QU CoRE ¦ 3QU LoRE | Non-Red Flag Warning - Destructive Fires | equipment / facility failure | pole damage or failure | 4.3142e-07
HFTD - Distribution - Tier 2 - 5QU CoRE ¦ 3QU LoRE | Non-Red Flag Warning - Destructive Fires | equipment / facility failure | recloser damage or failure | 0
HFTD - Distribution - Tier 2 - 5QU CoRE ¦ 3QU LoRE | Non-Red Flag Warning - Destructive Fires | equipment / facility failure | sectionalizer damage or failure | 0
HFTD - Distribution - Tier 2 - 5QU CoRE ¦ 3QU LoRE | Non-Red Flag Warning - Destructive Fires | equipment / facility failure | switch damage or failure | 0
HFTD - Distribution - Tier 2 - 5QU CoRE ¦ 3QU LoRE | Non-Red Flag Warning - Destructive Fires | equipment / facility failure | transformer damage or failure | 6.8322e-07
HFTD - Distribution - Tier 2 - 5QU CoRE ¦ 3QU LoRE | Non-Red Flag Warning - Destructive Fires | equipment / facility failure | voltage regulator / booster damage or failure | 4.4479e-08
HFTD - Distribution - Tier 2 - 5QU CoRE ¦ 3QU LoRE | Non-Red Flag Warning - Destructive Fires | other | all other | 9.0116e-07
HFTD - Distribution - Tier 2 - 5QU CoRE ¦ 3QU LoRE | Non-Red Flag Warning - Destructive Fires | unknown | unknown | 2.6389e-06
HFTD - Distribution - Tier 2 - 5QU CoRE ¦ 3QU LoRE | Non-Red Flag Warning - Destructive Fires | utility work / operation | utility work / operation | 3.8844e-07
HFTD - Distribution - Tier 2 - 5QU CoRE ¦ 3QU LoRE | Non-Red Flag Warning - Destructive Fires | vandalism / theft | vandalism / theft | 6.8586e-07
HFTD - Distribution - Tier 2 - 5QU CoRE ¦ 3QU LoRE | Non-Red Flag Warning - Destructive Fires | vegetation contact | branch (not overhanging, 4-12ft) | 1.1631e-07
HFTD - Distribution - Tier 2 - 5QU CoRE ¦ 3QU LoRE | Non-Red Flag Warning - Destructive Fires | vegetation contact | branch (not overhanging, > 12ft) | 2.6365e-07
HFTD - Distribution - Tier 2 - 5QU CoRE ¦ 3QU LoRE | Non-Red Flag Warning - Destructive Fires | vegetation contact | branch (not overhanging, distance unknown) | 9.0001e-07
HFTD - Distribution - Tier 2 - 5QU CoRE ¦ 3QU LoRE | Non-Red Flag Warning - Destructive Fires | vegetation contact | branch (not overhanging, within 4ft) | 5.188e-08
HFTD - Distribution - Tier 2 - 5QU CoRE ¦ 3QU LoRE | Non-Red Flag Warning - Destructive Fires | vegetation contact | branch (overhanging) | 2.3087e-06
HFTD - Distribution - Tier 2 - 5QU CoRE ¦ 3QU LoRE | Non-Red Flag Warning - Destructive Fires | vegetation contact | dead | 9.5753e-07
HFTD - Distribution - Tier 2 - 5QU CoRE ¦ 3QU LoRE | Non-Red Flag Warning - Destructive Fires | vegetation contact | fell into (moderate-severe defect) | 1.0952e-06
HFTD - Distribution - Tier 2 - 5QU CoRE ¦ 3QU LoRE | Non-Red Flag Warning - Destructive Fires | vegetation contact | fell into (no defect) | 6.4511e-06
HFTD - Distribution - Tier 2 - 5QU CoRE ¦ 3QU LoRE | Non-Red Flag Warning - Destructive Fires | vegetation contact | fell into (slight defect) | 1.3539e-06
HFTD - Distribution - Tier 2 - 5QU CoRE ¦ 3QU LoRE | Non-Red Flag Warning - Destructive Fires | vegetation contact | grow into | 1.1719e-07
HFTD - Distribution - Tier 2 - 5QU CoRE ¦ 3QU LoRE | Non-Red Flag Warning - Destructive Fires | vegetation contact | other/unknown | 5.557e-06
HFTD - Distribution - Tier 2 - 5QU CoRE ¦ 3QU LoRE | Non-Red Flag Warning - Destructive Fires | wire-to-wire contact | wire-to-wire contact / contamination | 4.8873e-06
HFTD - Distribution - Tier 2 - 5QU CoRE ¦ 3QU LoRE | Non-Red Flag Warning - Large Fires | contact from object | animal contact | 0.0005731
HFTD - Distribution - Tier 2 - 5QU CoRE ¦ 3QU LoRE | Non-Red Flag Warning - Large Fires | contact from object | balloon contact | 3.1035e-05
HFTD - Distribution - Tier 2 - 5QU CoRE ¦ 3QU LoRE | Non-Red Flag Warning - Large Fires | contact from object | other contact from object | 0.00025807
HFTD - Distribution - Tier 2 - 5QU CoRE ¦ 3QU LoRE | Non-Red Flag Warning - Large Fires | contact from object | vehicle contact | 0.00087544
HFTD - Distribution - Tier 2 - 5QU CoRE ¦ 3QU LoRE | Non-Red Flag Warning - Large Fires | contamination | contamination | 4.8693e-05
HFTD - Distribution - Tier 2 - 5QU CoRE ¦ 3QU LoRE | Non-Red Flag Warning - Large Fires | equipment / facility failure | anchor / guy damage or failure | 8.4825e-06
HFTD - Distribution - Tier 2 - 5QU CoRE ¦ 3QU LoRE | Non-Red Flag Warning - Large Fires | equipment / facility failure | capacitor bank damage or failure | 3.2043e-07
HFTD - Distribution - Tier 2 - 5QU CoRE ¦ 3QU LoRE | Non-Red Flag Warning - Large Fires | equipment / facility failure | conductor damage or failure | 0.00012425
HFTD - Distribution - Tier 2 - 5QU CoRE ¦ 3QU LoRE | Non-Red Flag Warning - Large Fires | equipment / facility failure | connection device damage or failure | 2.7449e-05
HFTD - Distribution - Tier 2 - 5QU CoRE ¦ 3QU LoRE | Non-Red Flag Warning - Large Fires | equipment / facility failure | crossarm damage or failure | 5.5214e-05
HFTD - Distribution - Tier 2 - 5QU CoRE ¦ 3QU LoRE | Non-Red Flag Warning - Large Fires | equipment / facility failure | fuse damage or failure | 4.7866e-05
HFTD - Distribution - Tier 2 - 5QU CoRE ¦ 3QU LoRE | Non-Red Flag Warning - Large Fires | equipment / facility failure | insulator and brushing damage or failure | 8.8013e-06
HFTD - Distribution - Tier 2 - 5QU CoRE ¦ 3QU LoRE | Non-Red Flag Warning - Large Fires | equipment / facility failure | lightning arrestor damage or failure | 1.4174e-06
HFTD - Distribution - Tier 2 - 5QU CoRE ¦ 3QU LoRE | Non-Red Flag Warning - Large Fires | equipment / facility failure | other equipment / facility failure | 0.00024033
HFTD - Distribution - Tier 2 - 5QU CoRE ¦ 3QU LoRE | Non-Red Flag Warning - Large Fires | equipment / facility failure | pole damage or failure | 6.909e-05
HFTD - Distribution - Tier 2 - 5QU CoRE ¦ 3QU LoRE | Non-Red Flag Warning - Large Fires | equipment / facility failure | recloser damage or failure | 0
HFTD - Distribution - Tier 2 - 5QU CoRE ¦ 3QU LoRE | Non-Red Flag Warning - Large Fires | equipment / facility failure | sectionalizer damage or failure | 0
HFTD - Distribution - Tier 2 - 5QU CoRE ¦ 3QU LoRE | Non-Red Flag Warning - Large Fires | equipment / facility failure | switch damage or failure | 0
HFTD - Distribution - Tier 2 - 5QU CoRE ¦ 3QU LoRE | Non-Red Flag Warning - Large Fires | equipment / facility failure | transformer damage or failure | 0.00014106
HFTD - Distribution - Tier 2 - 5QU CoRE ¦ 3QU LoRE | Non-Red Flag Warning - Large Fires | equipment / facility failure | voltage regulator / booster damage or failure | 5.7084e-06
HFTD - Distribution - Tier 2 - 5QU CoRE ¦ 3QU LoRE | Non-Red Flag Warning - Large Fires | other | all other | 7.1581e-05
HFTD - Distribution - Tier 2 - 5QU CoRE ¦ 3QU LoRE | Non-Red Flag Warning - Large Fires | unknown | unknown | 0.0003677
HFTD - Distribution - Tier 2 - 5QU CoRE ¦ 3QU LoRE | Non-Red Flag Warning - Large Fires | utility work / operation | utility work / operation | 3.9766e-05
HFTD - Distribution - Tier 2 - 5QU CoRE ¦ 3QU LoRE | Non-Red Flag Warning - Large Fires | vandalism / theft | vandalism / theft | 5.6472e-05
HFTD - Distribution - Tier 2 - 5QU CoRE ¦ 3QU LoRE | Non-Red Flag Warning - Large Fires | vegetation contact | branch (not overhanging, 4-12ft) | 1.3959e-05
HFTD - Distribution - Tier 2 - 5QU CoRE ¦ 3QU LoRE | Non-Red Flag Warning - Large Fires | vegetation contact | branch (not overhanging, > 12ft) | 3.1774e-05
HFTD - Distribution - Tier 2 - 5QU CoRE ¦ 3QU LoRE | Non-Red Flag Warning - Large Fires | vegetation contact | branch (not overhanging, distance unknown) | 0.00010846
HFTD - Distribution - Tier 2 - 5QU CoRE ¦ 3QU LoRE | Non-Red Flag Warning - Large Fires | vegetation contact | branch (not overhanging, within 4ft) | 6.2049e-06
HFTD - Distribution - Tier 2 - 5QU CoRE ¦ 3QU LoRE | Non-Red Flag Warning - Large Fires | vegetation contact | branch (overhanging) | 0.00027612
HFTD - Distribution - Tier 2 - 5QU CoRE ¦ 3QU LoRE | Non-Red Flag Warning - Large Fires | vegetation contact | dead | 0.0001154
HFTD - Distribution - Tier 2 - 5QU CoRE ¦ 3QU LoRE | Non-Red Flag Warning - Large Fires | vegetation contact | fell into (moderate-severe defect) | 0.00013199
HFTD - Distribution - Tier 2 - 5QU CoRE ¦ 3QU LoRE | Non-Red Flag Warning - Large Fires | vegetation contact | fell into (no defect) | 0.00077745
HFTD - Distribution - Tier 2 - 5QU CoRE ¦ 3QU LoRE | Non-Red Flag Warning - Large Fires | vegetation contact | fell into (slight defect) | 0.00016317
HFTD - Distribution - Tier 2 - 5QU CoRE ¦ 3QU LoRE | Non-Red Flag Warning - Large Fires | vegetation contact | grow into | 1.4123e-05
HFTD - Distribution - Tier 2 - 5QU CoRE ¦ 3QU LoRE | Non-Red Flag Warning - Large Fires | vegetation contact | other/unknown | 0.00066971
HFTD - Distribution - Tier 2 - 5QU CoRE ¦ 3QU LoRE | Non-Red Flag Warning - Large Fires | wire-to-wire contact | wire-to-wire contact / contamination | 0.00035854
HFTD - Distribution - Tier 2 - 5QU CoRE ¦ 3QU LoRE | Non-Red Flag Warning - Small Fires | contact from object | animal contact | 0.1459
HFTD - Distribution - Tier 2 - 5QU CoRE ¦ 3QU LoRE | Non-Red Flag Warning - Small Fires | contact from object | balloon contact | 0.0085048
HFTD - Distribution - Tier 2 - 5QU CoRE ¦ 3QU LoRE | Non-Red Flag Warning - Small Fires | contact from object | other contact from object | 0.070506
HFTD - Distribution - Tier 2 - 5QU CoRE ¦ 3QU LoRE | Non-Red Flag Warning - Small Fires | contact from object | vehicle contact | 0.2235
HFTD - Distribution - Tier 2 - 5QU CoRE ¦ 3QU LoRE | Non-Red Flag Warning - Small Fires | contamination | contamination | 0.013022
HFTD - Distribution - Tier 2 - 5QU CoRE ¦ 3QU LoRE | Non-Red Flag Warning - Small Fires | equipment / facility failure | anchor / guy damage or failure | 0.0072511
HFTD - Distribution - Tier 2 - 5QU CoRE ¦ 3QU LoRE | Non-Red Flag Warning - Small Fires | equipment / facility failure | capacitor bank damage or failure | 0.00026306
HFTD - Distribution - Tier 2 - 5QU CoRE ¦ 3QU LoRE | Non-Red Flag Warning - Small Fires | equipment / facility failure | conductor damage or failure | 0.094072
HFTD - Distribution - Tier 2 - 5QU CoRE ¦ 3QU LoRE | Non-Red Flag Warning - Small Fires | equipment / facility failure | connection device damage or failure | 0.022191
HFTD - Distribution - Tier 2 - 5QU CoRE ¦ 3QU LoRE | Non-Red Flag Warning - Small Fires | equipment / facility failure | crossarm damage or failure | 0.045244
HFTD - Distribution - Tier 2 - 5QU CoRE ¦ 3QU LoRE | Non-Red Flag Warning - Small Fires | equipment / facility failure | fuse damage or failure | 0.039795
HFTD - Distribution - Tier 2 - 5QU CoRE ¦ 3QU LoRE | Non-Red Flag Warning - Small Fires | equipment / facility failure | insulator and brushing damage or failure | 0.0073807
HFTD - Distribution - Tier 2 - 5QU CoRE ¦ 3QU LoRE | Non-Red Flag Warning - Small Fires | equipment / facility failure | lightning arrestor damage or failure | 0.0011773
HFTD - Distribution - Tier 2 - 5QU CoRE ¦ 3QU LoRE | Non-Red Flag Warning - Small Fires | equipment / facility failure | other equipment / facility failure | 0.19625
HFTD - Distribution - Tier 2 - 5QU CoRE ¦ 3QU LoRE | Non-Red Flag Warning - Small Fires | equipment / facility failure | pole damage or failure | 0.053499
HFTD - Distribution - Tier 2 - 5QU CoRE ¦ 3QU LoRE | Non-Red Flag Warning - Small Fires | equipment / facility failure | recloser damage or failure | 0
HFTD - Distribution - Tier 2 - 5QU CoRE ¦ 3QU LoRE | Non-Red Flag Warning - Small Fires | equipment / facility failure | sectionalizer damage or failure | 0
HFTD - Distribution - Tier 2 - 5QU CoRE ¦ 3QU LoRE | Non-Red Flag Warning - Small Fires | equipment / facility failure | switch damage or failure | 0
HFTD - Distribution - Tier 2 - 5QU CoRE ¦ 3QU LoRE | Non-Red Flag Warning - Small Fires | equipment / facility failure | transformer damage or failure | 0.11625
HFTD - Distribution - Tier 2 - 5QU CoRE ¦ 3QU LoRE | Non-Red Flag Warning - Small Fires | equipment / facility failure | voltage regulator / booster damage or failure | 0.0046511
HFTD - Distribution - Tier 2 - 5QU CoRE ¦ 3QU LoRE | Non-Red Flag Warning - Small Fires | other | all other | 0.018303
HFTD - Distribution - Tier 2 - 5QU CoRE ¦ 3QU LoRE | Non-Red Flag Warning - Small Fires | unknown | unknown | 0.092003
HFTD - Distribution - Tier 2 - 5QU CoRE ¦ 3QU LoRE | Non-Red Flag Warning - Small Fires | utility work / operation | utility work / operation | 0.010471
HFTD - Distribution - Tier 2 - 5QU CoRE ¦ 3QU LoRE | Non-Red Flag Warning - Small Fires | vandalism / theft | vandalism / theft | 0.015548
HFTD - Distribution - Tier 2 - 5QU CoRE ¦ 3QU LoRE | Non-Red Flag Warning - Small Fires | vegetation contact | branch (not overhanging, 4-12ft) | 0.0059481
HFTD - Distribution - Tier 2 - 5QU CoRE ¦ 3QU LoRE | Non-Red Flag Warning - Small Fires | vegetation contact | branch (not overhanging, > 12ft) | 0.013524
HFTD - Distribution - Tier 2 - 5QU CoRE ¦ 3QU LoRE | Non-Red Flag Warning - Small Fires | vegetation contact | branch (not overhanging, distance unknown) | 0.046166
HFTD - Distribution - Tier 2 - 5QU CoRE ¦ 3QU LoRE | Non-Red Flag Warning - Small Fires | vegetation contact | branch (not overhanging, within 4ft) | 0.0026465
HFTD - Distribution - Tier 2 - 5QU CoRE ¦ 3QU LoRE | Non-Red Flag Warning - Small Fires | vegetation contact | branch (overhanging) | 0.11777
HFTD - Distribution - Tier 2 - 5QU CoRE ¦ 3QU LoRE | Non-Red Flag Warning - Small Fires | vegetation contact | dead | 0.049117
HFTD - Distribution - Tier 2 - 5QU CoRE ¦ 3QU LoRE | Non-Red Flag Warning - Small Fires | vegetation contact | fell into (moderate-severe defect) | 0.056178
HFTD - Distribution - Tier 2 - 5QU CoRE ¦ 3QU LoRE | Non-Red Flag Warning - Small Fires | vegetation contact | fell into (no defect) | 0.33091
HFTD - Distribution - Tier 2 - 5QU CoRE ¦ 3QU LoRE | Non-Red Flag Warning - Small Fires | vegetation contact | fell into (slight defect) | 0.06945
HFTD - Distribution - Tier 2 - 5QU CoRE ¦ 3QU LoRE | Non-Red Flag Warning - Small Fires | vegetation contact | grow into | 0.0060113
HFTD - Distribution - Tier 2 - 5QU CoRE ¦ 3QU LoRE | Non-Red Flag Warning - Small Fires | vegetation contact | other/unknown | 0.28505
HFTD - Distribution - Tier 2 - 5QU CoRE ¦ 3QU LoRE | Non-Red Flag Warning - Small Fires | wire-to-wire contact | wire-to-wire contact / contamination | 0.091519
HFTD - Distribution - Tier 2 - 5QU CoRE ¦ 3QU LoRE | Seismic - Red Flag Warning - Catastrophic Fires | cc - seismic scenario | seismic scenario | 2.3254e-05
HFTD - Distribution - Tier 2 - 5QU CoRE ¦ 3QU LoRE | Red Flag Warning - Catastrophic Fires | contact from object | animal contact | 0
HFTD - Distribution - Tier 2 - 5QU CoRE ¦ 3QU LoRE | Red Flag Warning - Catastrophic Fires | contact from object | balloon contact | 0
HFTD - Distribution - Tier 2 - 5QU CoRE ¦ 3QU LoRE | Red Flag Warning - Catastrophic Fires | contact from object | other contact from object | 0
HFTD - Distribution - Tier 2 - 5QU CoRE ¦ 3QU LoRE | Red Flag Warning - Catastrophic Fires | contact from object | vehicle contact | 0
HFTD - Distribution - Tier 2 - 5QU CoRE ¦ 3QU LoRE | Red Flag Warning - Catastrophic Fires | contamination | contamination | 0
HFTD - Distribution - Tier 2 - 5QU CoRE ¦ 3QU LoRE | Red Flag Warning - Catastrophic Fires | equipment / facility failure | anchor / guy damage or failure | 4.42e-06
HFTD - Distribution - Tier 2 - 5QU CoRE ¦ 3QU LoRE | Red Flag Warning - Catastrophic Fires | equipment / facility failure | capacitor bank damage or failure | 5.5278e-08
HFTD - Distribution - Tier 2 - 5QU CoRE ¦ 3QU LoRE | Red Flag Warning - Catastrophic Fires | equipment / facility failure | conductor damage or failure | 7.0947e-05
HFTD - Distribution - Tier 2 - 5QU CoRE ¦ 3QU LoRE | Red Flag Warning - Catastrophic Fires | equipment / facility failure | connection device damage or failure | 1.4395e-05
HFTD - Distribution - Tier 2 - 5QU CoRE ¦ 3QU LoRE | Red Flag Warning - Catastrophic Fires | equipment / facility failure | crossarm damage or failure | 2.8561e-05
HFTD - Distribution - Tier 2 - 5QU CoRE ¦ 3QU LoRE | Red Flag Warning - Catastrophic Fires | equipment / facility failure | fuse damage or failure | 3.5724e-05
HFTD - Distribution - Tier 2 - 5QU CoRE ¦ 3QU LoRE | Red Flag Warning - Catastrophic Fires | equipment / facility failure | insulator and brushing damage or failure | 1.1465e-05
HFTD - Distribution - Tier 2 - 5QU CoRE ¦ 3QU LoRE | Red Flag Warning - Catastrophic Fires | equipment / facility failure | lightning arrestor damage or failure | 1.3316e-06
HFTD - Distribution - Tier 2 - 5QU CoRE ¦ 3QU LoRE | Red Flag Warning - Catastrophic Fires | equipment / facility failure | other equipment / facility failure | 4.1614e-05
HFTD - Distribution - Tier 2 - 5QU CoRE ¦ 3QU LoRE | Red Flag Warning - Catastrophic Fires | equipment / facility failure | pole damage or failure | 1.7786e-05
HFTD - Distribution - Tier 2 - 5QU CoRE ¦ 3QU LoRE | Red Flag Warning - Catastrophic Fires | equipment / facility failure | recloser damage or failure | 0
HFTD - Distribution - Tier 2 - 5QU CoRE ¦ 3QU LoRE | Red Flag Warning - Catastrophic Fires | equipment / facility failure | sectionalizer damage or failure | 0
HFTD - Distribution - Tier 2 - 5QU CoRE ¦ 3QU LoRE | Red Flag Warning - Catastrophic Fires | equipment / facility failure | switch damage or failure | 0
HFTD - Distribution - Tier 2 - 5QU CoRE ¦ 3QU LoRE | Red Flag Warning - Catastrophic Fires | equipment / facility failure | transformer damage or failure | 1.4848e-05
HFTD - Distribution - Tier 2 - 5QU CoRE ¦ 3QU LoRE | Red Flag Warning - Catastrophic Fires | equipment / facility failure | voltage regulator / booster damage or failure | 4.1088e-07
HFTD - Distribution - Tier 2 - 5QU CoRE ¦ 3QU LoRE | Red Flag Warning - Catastrophic Fires | other | all other | 0
HFTD - Distribution - Tier 2 - 5QU CoRE ¦ 3QU LoRE | Red Flag Warning - Catastrophic Fires | unknown | unknown | 0
HFTD - Distribution - Tier 2 - 5QU CoRE ¦ 3QU LoRE | Red Flag Warning - Catastrophic Fires | utility work / operation | utility work / operation | 0
HFTD - Distribution - Tier 2 - 5QU CoRE ¦ 3QU LoRE | Red Flag Warning - Catastrophic Fires | vandalism / theft | vandalism / theft | 0
HFTD - Distribution - Tier 2 - 5QU CoRE ¦ 3QU LoRE | Red Flag Warning - Catastrophic Fires | vegetation contact | branch (not overhanging, 4-12ft) | 6.0675e-06
HFTD - Distribution - Tier 2 - 5QU CoRE ¦ 3QU LoRE | Red Flag Warning - Catastrophic Fires | vegetation contact | branch (not overhanging, > 12ft) | 8.9357e-06
HFTD - Distribution - Tier 2 - 5QU CoRE ¦ 3QU LoRE | Red Flag Warning - Catastrophic Fires | vegetation contact | branch (not overhanging, distance unknown) | 4.3189e-05
HFTD - Distribution - Tier 2 - 5QU CoRE ¦ 3QU LoRE | Red Flag Warning - Catastrophic Fires | vegetation contact | branch (not overhanging, within 4ft) | 1.5442e-06
HFTD - Distribution - Tier 2 - 5QU CoRE ¦ 3QU LoRE | Red Flag Warning - Catastrophic Fires | vegetation contact | branch (overhanging) | 9.1106e-05
HFTD - Distribution - Tier 2 - 5QU CoRE ¦ 3QU LoRE | Red Flag Warning - Catastrophic Fires | vegetation contact | dead | 3.2764e-05
HFTD - Distribution - Tier 2 - 5QU CoRE ¦ 3QU LoRE | Red Flag Warning - Catastrophic Fires | vegetation contact | fell into (moderate-severe defect) | 2.6912e-05
HFTD - Distribution - Tier 2 - 5QU CoRE ¦ 3QU LoRE | Red Flag Warning - Catastrophic Fires | vegetation contact | fell into (no defect) | 0.00011021
HFTD - Distribution - Tier 2 - 5QU CoRE ¦ 3QU LoRE | Red Flag Warning - Catastrophic Fires | vegetation contact | fell into (slight defect) | 2.9007e-05
HFTD - Distribution - Tier 2 - 5QU CoRE ¦ 3QU LoRE | Red Flag Warning - Catastrophic Fires | vegetation contact | grow into | 3.0533e-06
HFTD - Distribution - Tier 2 - 5QU CoRE ¦ 3QU LoRE | Red Flag Warning - Catastrophic Fires | vegetation contact | other/unknown | 0.00014893
HFTD - Distribution - Tier 2 - 5QU CoRE ¦ 3QU LoRE | Red Flag Warning - Catastrophic Fires | wire-to-wire contact | wire-to-wire contact / contamination | 0
HFTD - Distribution - Tier 2 - 5QU CoRE ¦ 3QU LoRE | Red Flag Warning - Destructive Fires | contact from object | animal contact | 0
HFTD - Distribution - Tier 2 - 5QU CoRE ¦ 3QU LoRE | Red Flag Warning - Destructive Fires | contact from object | balloon contact | 0
HFTD - Distribution - Tier 2 - 5QU CoRE ¦ 3QU LoRE | Red Flag Warning - Destructive Fires | contact from object | other contact from object | 0
HFTD - Distribution - Tier 2 - 5QU CoRE ¦ 3QU LoRE | Red Flag Warning - Destructive Fires | contact from object | vehicle contact | 0
HFTD - Distribution - Tier 2 - 5QU CoRE ¦ 3QU LoRE | Red Flag Warning - Destructive Fires | contamination | contamination | 0
HFTD - Distribution - Tier 2 - 5QU CoRE ¦ 3QU LoRE | Red Flag Warning - Destructive Fires | equipment / facility failure | anchor / guy damage or failure | 1.0352e-06
HFTD - Distribution - Tier 2 - 5QU CoRE ¦ 3QU LoRE | Red Flag Warning - Destructive Fires | equipment / facility failure | capacitor bank damage or failure | 1.181e-08
HFTD - Distribution - Tier 2 - 5QU CoRE ¦ 3QU LoRE | Red Flag Warning - Destructive Fires | equipment / facility failure | conductor damage or failure | 1.6784e-05
HFTD - Distribution - Tier 2 - 5QU CoRE ¦ 3QU LoRE | Red Flag Warning - Destructive Fires | equipment / facility failure | connection device damage or failure | 3.1193e-06
HFTD - Distribution - Tier 2 - 5QU CoRE ¦ 3QU LoRE | Red Flag Warning - Destructive Fires | equipment / facility failure | crossarm damage or failure | 5.9879e-06
HFTD - Distribution - Tier 2 - 5QU CoRE ¦ 3QU LoRE | Red Flag Warning - Destructive Fires | equipment / facility failure | fuse damage or failure | 8.3463e-06
HFTD - Distribution - Tier 2 - 5QU CoRE ¦ 3QU LoRE | Red Flag Warning - Destructive Fires | equipment / facility failure | insulator and brushing damage or failure | 2.4762e-06
HFTD - Distribution - Tier 2 - 5QU CoRE ¦ 3QU LoRE | Red Flag Warning - Destructive Fires | equipment / facility failure | lightning arrestor damage or failure | 2.6424e-07
HFTD - Distribution - Tier 2 - 5QU CoRE ¦ 3QU LoRE | Red Flag Warning - Destructive Fires | equipment / facility failure | other equipment / facility failure | 9.3898e-06
HFTD - Distribution - Tier 2 - 5QU CoRE ¦ 3QU LoRE | Red Flag Warning - Destructive Fires | equipment / facility failure | pole damage or failure | 3.8276e-06
HFTD - Distribution - Tier 2 - 5QU CoRE ¦ 3QU LoRE | Red Flag Warning - Destructive Fires | equipment / facility failure | recloser damage or failure | 0
HFTD - Distribution - Tier 2 - 5QU CoRE ¦ 3QU LoRE | Red Flag Warning - Destructive Fires | equipment / facility failure | sectionalizer damage or failure | 0
HFTD - Distribution - Tier 2 - 5QU CoRE ¦ 3QU LoRE | Red Flag Warning - Destructive Fires | equipment / facility failure | switch damage or failure | 0
HFTD - Distribution - Tier 2 - 5QU CoRE ¦ 3QU LoRE | Red Flag Warning - Destructive Fires | equipment / facility failure | transformer damage or failure | 3.1101e-06
HFTD - Distribution - Tier 2 - 5QU CoRE ¦ 3QU LoRE | Red Flag Warning - Destructive Fires | equipment / facility failure | voltage regulator / booster damage or failure | 8.1929e-08
HFTD - Distribution - Tier 2 - 5QU CoRE ¦ 3QU LoRE | Red Flag Warning - Destructive Fires | other | all other | 0
HFTD - Distribution - Tier 2 - 5QU CoRE ¦ 3QU LoRE | Red Flag Warning - Destructive Fires | unknown | unknown | 0
HFTD - Distribution - Tier 2 - 5QU CoRE ¦ 3QU LoRE | Red Flag Warning - Destructive Fires | utility work / operation | utility work / operation | 0
HFTD - Distribution - Tier 2 - 5QU CoRE ¦ 3QU LoRE | Red Flag Warning - Destructive Fires | vandalism / theft | vandalism / theft | 0
HFTD - Distribution - Tier 2 - 5QU CoRE ¦ 3QU LoRE | Red Flag Warning - Destructive Fires | vegetation contact | branch (not overhanging, 4-12ft) | 9.3663e-07
HFTD - Distribution - Tier 2 - 5QU CoRE ¦ 3QU LoRE | Red Flag Warning - Destructive Fires | vegetation contact | branch (not overhanging, > 12ft) | 1.3758e-06
HFTD - Distribution - Tier 2 - 5QU CoRE ¦ 3QU LoRE | Red Flag Warning - Destructive Fires | vegetation contact | branch (not overhanging, distance unknown) | 6.6496e-06
HFTD - Distribution - Tier 2 - 5QU CoRE ¦ 3QU LoRE | Red Flag Warning - Destructive Fires | vegetation contact | branch (not overhanging, within 4ft) | 2.389e-07
HFTD - Distribution - Tier 2 - 5QU CoRE ¦ 3QU LoRE | Red Flag Warning - Destructive Fires | vegetation contact | branch (overhanging) | 1.4095e-05
HFTD - Distribution - Tier 2 - 5QU CoRE ¦ 3QU LoRE | Red Flag Warning - Destructive Fires | vegetation contact | dead | 5.0446e-06
HFTD - Distribution - Tier 2 - 5QU CoRE ¦ 3QU LoRE | Red Flag Warning - Destructive Fires | vegetation contact | fell into (moderate-severe defect) | 4.1435e-06
HFTD - Distribution - Tier 2 - 5QU CoRE ¦ 3QU LoRE | Red Flag Warning - Destructive Fires | vegetation contact | fell into (no defect) | 1.6968e-05
HFTD - Distribution - Tier 2 - 5QU CoRE ¦ 3QU LoRE | Red Flag Warning - Destructive Fires | vegetation contact | fell into (slight defect) | 4.466e-06
HFTD - Distribution - Tier 2 - 5QU CoRE ¦ 3QU LoRE | Red Flag Warning - Destructive Fires | vegetation contact | grow into | 4.7011e-07
HFTD - Distribution - Tier 2 - 5QU CoRE ¦ 3QU LoRE | Red Flag Warning - Destructive Fires | vegetation contact | other/unknown | 2.293e-05
HFTD - Distribution - Tier 2 - 5QU CoRE ¦ 3QU LoRE | Red Flag Warning - Destructive Fires | wire-to-wire contact | wire-to-wire contact / contamination | 0
HFTD - Distribution - Tier 2 - 5QU CoRE ¦ 3QU LoRE | Red Flag Warning - Large Fires | contact from object | animal contact | 0
HFTD - Distribution - Tier 2 - 5QU CoRE ¦ 3QU LoRE | Red Flag Warning - Large Fires | contact from object | balloon contact | 0
HFTD - Distribution - Tier 2 - 5QU CoRE ¦ 3QU LoRE | Red Flag Warning - Large Fires | contact from object | other contact from object | 0
HFTD - Distribution - Tier 2 - 5QU CoRE ¦ 3QU LoRE | Red Flag Warning - Large Fires | contact from object | vehicle contact | 0
HFTD - Distribution - Tier 2 - 5QU CoRE ¦ 3QU LoRE | Red Flag Warning - Large Fires | contamination | contamination | 0
HFTD - Distribution - Tier 2 - 5QU CoRE ¦ 3QU LoRE | Red Flag Warning - Large Fires | equipment / facility failure | anchor / guy damage or failure | 0.00016847
HFTD - Distribution - Tier 2 - 5QU CoRE ¦ 3QU LoRE | Red Flag Warning - Large Fires | equipment / facility failure | capacitor bank damage or failure | 1.0155e-06
HFTD - Distribution - Tier 2 - 5QU CoRE ¦ 3QU LoRE | Red Flag Warning - Large Fires | equipment / facility failure | conductor damage or failure | 0.0015599
HFTD - Distribution - Tier 2 - 5QU CoRE ¦ 3QU LoRE | Red Flag Warning - Large Fires | equipment / facility failure | connection device damage or failure | 0.00024088
HFTD - Distribution - Tier 2 - 5QU CoRE ¦ 3QU LoRE | Red Flag Warning - Large Fires | equipment / facility failure | crossarm damage or failure | 0.00062637
HFTD - Distribution - Tier 2 - 5QU CoRE ¦ 3QU LoRE | Red Flag Warning - Large Fires | equipment / facility failure | fuse damage or failure | 0.00085002
HFTD - Distribution - Tier 2 - 5QU CoRE ¦ 3QU LoRE | Red Flag Warning - Large Fires | equipment / facility failure | insulator and brushing damage or failure | 0.00019352
HFTD - Distribution - Tier 2 - 5QU CoRE ¦ 3QU LoRE | Red Flag Warning - Large Fires | equipment / facility failure | lightning arrestor damage or failure | 1.9703e-05
HFTD - Distribution - Tier 2 - 5QU CoRE ¦ 3QU LoRE | Red Flag Warning - Large Fires | equipment / facility failure | other equipment / facility failure | 0.00094454
HFTD - Distribution - Tier 2 - 5QU CoRE ¦ 3QU LoRE | Red Flag Warning - Large Fires | equipment / facility failure | pole damage or failure | 0.00033562
HFTD - Distribution - Tier 2 - 5QU CoRE ¦ 3QU LoRE | Red Flag Warning - Large Fires | equipment / facility failure | recloser damage or failure | 0
HFTD - Distribution - Tier 2 - 5QU CoRE ¦ 3QU LoRE | Red Flag Warning - Large Fires | equipment / facility failure | sectionalizer damage or failure | 0
HFTD - Distribution - Tier 2 - 5QU CoRE ¦ 3QU LoRE | Red Flag Warning - Large Fires | equipment / facility failure | switch damage or failure | 0
HFTD - Distribution - Tier 2 - 5QU CoRE ¦ 3QU LoRE | Red Flag Warning - Large Fires | equipment / facility failure | transformer damage or failure | 0.00035158
HFTD - Distribution - Tier 2 - 5QU CoRE ¦ 3QU LoRE | Red Flag Warning - Large Fires | equipment / facility failure | voltage regulator / booster damage or failure | 5.7572e-06
HFTD - Distribution - Tier 2 - 5QU CoRE ¦ 3QU LoRE | Red Flag Warning - Large Fires | other | all other | 0
HFTD - Distribution - Tier 2 - 5QU CoRE ¦ 3QU LoRE | Red Flag Warning - Large Fires | unknown | unknown | 0
HFTD - Distribution - Tier 2 - 5QU CoRE ¦ 3QU LoRE | Red Flag Warning - Large Fires | utility work / operation | utility work / operation | 0
HFTD - Distribution - Tier 2 - 5QU CoRE ¦ 3QU LoRE | Red Flag Warning - Large Fires | vandalism / theft | vandalism / theft | 0
HFTD - Distribution - Tier 2 - 5QU CoRE ¦ 3QU LoRE | Red Flag Warning - Large Fires | vegetation contact | branch (not overhanging, 4-12ft) | 6.155e-05
HFTD - Distribution - Tier 2 - 5QU CoRE ¦ 3QU LoRE | Red Flag Warning - Large Fires | vegetation contact | branch (not overhanging, > 12ft) | 9.0782e-05
HFTD - Distribution - Tier 2 - 5QU CoRE ¦ 3QU LoRE | Red Flag Warning - Large Fires | vegetation contact | branch (not overhanging, distance unknown) | 0.00043878
HFTD - Distribution - Tier 2 - 5QU CoRE ¦ 3QU LoRE | Red Flag Warning - Large Fires | vegetation contact | branch (not overhanging, within 4ft) | 1.5644e-05
HFTD - Distribution - Tier 2 - 5QU CoRE ¦ 3QU LoRE | Red Flag Warning - Large Fires | vegetation contact | branch (overhanging) | 0.00092302
HFTD - Distribution - Tier 2 - 5QU CoRE ¦ 3QU LoRE | Red Flag Warning - Large Fires | vegetation contact | dead | 0.00033287
HFTD - Distribution - Tier 2 - 5QU CoRE ¦ 3QU LoRE | Red Flag Warning - Large Fires | vegetation contact | fell into (moderate-severe defect) | 0.00027341
HFTD - Distribution - Tier 2 - 5QU CoRE ¦ 3QU LoRE | Red Flag Warning - Large Fires | vegetation contact | fell into (no defect) | 0.0011197
HFTD - Distribution - Tier 2 - 5QU CoRE ¦ 3QU LoRE | Red Flag Warning - Large Fires | vegetation contact | fell into (slight defect) | 0.0002947
HFTD - Distribution - Tier 2 - 5QU CoRE ¦ 3QU LoRE | Red Flag Warning - Large Fires | vegetation contact | grow into | 3.1021e-05
HFTD - Distribution - Tier 2 - 5QU CoRE ¦ 3QU LoRE | Red Flag Warning - Large Fires | vegetation contact | other/unknown | 0.001513
HFTD - Distribution - Tier 2 - 5QU CoRE ¦ 3QU LoRE | Red Flag Warning - Large Fires | wire-to-wire contact | wire-to-wire contact / contamination | 0
HFTD - Distribution - Tier 2 - 5QU CoRE ¦ 3QU LoRE | Red Flag Warning - Small Fires | contact from object | animal contact | 0.0027862
HFTD - Distribution - Tier 2 - 5QU CoRE ¦ 3QU LoRE | Red Flag Warning - Small Fires | contact from object | balloon contact | 0.00028371
HFTD - Distribution - Tier 2 - 5QU CoRE ¦ 3QU LoRE | Red Flag Warning - Small Fires | contact from object | other contact from object | 0.0024295
HFTD - Distribution - Tier 2 - 5QU CoRE ¦ 3QU LoRE | Red Flag Warning - Small Fires | contact from object | vehicle contact | 0.0091174
HFTD - Distribution - Tier 2 - 5QU CoRE ¦ 3QU LoRE | Red Flag Warning - Small Fires | contamination | contamination | 0.00014161
HFTD - Distribution - Tier 2 - 5QU CoRE ¦ 3QU LoRE | Red Flag Warning - Small Fires | equipment / facility failure | anchor / guy damage or failure | 0.0022534
HFTD - Distribution - Tier 2 - 5QU CoRE ¦ 3QU LoRE | Red Flag Warning - Small Fires | equipment / facility failure | capacitor bank damage or failure | 1.3044e-05
HFTD - Distribution - Tier 2 - 5QU CoRE ¦ 3QU LoRE | Red Flag Warning - Small Fires | equipment / facility failure | conductor damage or failure | 0.01848
HFTD - Distribution - Tier 2 - 5QU CoRE ¦ 3QU LoRE | Red Flag Warning - Small Fires | equipment / facility failure | connection device damage or failure | 0.0030471
HFTD - Distribution - Tier 2 - 5QU CoRE ¦ 3QU LoRE | Red Flag Warning - Small Fires | equipment / facility failure | crossarm damage or failure | 0.0080311
HFTD - Distribution - Tier 2 - 5QU CoRE ¦ 3QU LoRE | Red Flag Warning - Small Fires | equipment / facility failure | fuse damage or failure | 0.011058
HFTD - Distribution - Tier 2 - 5QU CoRE ¦ 3QU LoRE | Red Flag Warning - Small Fires | equipment / facility failure | insulator and brushing damage or failure | 0.0025393
HFTD - Distribution - Tier 2 - 5QU CoRE ¦ 3QU LoRE | Red Flag Warning - Small Fires | equipment / facility failure | lightning arrestor damage or failure | 0.00025607
HFTD - Distribution - Tier 2 - 5QU CoRE ¦ 3QU LoRE | Red Flag Warning - Small Fires | equipment / facility failure | other equipment / facility failure | 0.012069
HFTD - Distribution - Tier 2 - 5QU CoRE ¦ 3QU LoRE | Red Flag Warning - Small Fires | equipment / facility failure | pole damage or failure | 0.0040664
HFTD - Distribution - Tier 2 - 5QU CoRE ¦ 3QU LoRE | Red Flag Warning - Small Fires | equipment / facility failure | recloser damage or failure | 0
HFTD - Distribution - Tier 2 - 5QU CoRE ¦ 3QU LoRE | Red Flag Warning - Small Fires | equipment / facility failure | sectionalizer damage or failure | 0
HFTD - Distribution - Tier 2 - 5QU CoRE ¦ 3QU LoRE | Red Flag Warning - Small Fires | equipment / facility failure | switch damage or failure | 0
HFTD - Distribution - Tier 2 - 5QU CoRE ¦ 3QU LoRE | Red Flag Warning - Small Fires | equipment / facility failure | transformer damage or failure | 0.0045338
HFTD - Distribution - Tier 2 - 5QU CoRE ¦ 3QU LoRE | Red Flag Warning - Small Fires | equipment / facility failure | voltage regulator / booster damage or failure | 7.3397e-05
HFTD - Distribution - Tier 2 - 5QU CoRE ¦ 3QU LoRE | Red Flag Warning - Small Fires | other | all other | 0.00054594
HFTD - Distribution - Tier 2 - 5QU CoRE ¦ 3QU LoRE | Red Flag Warning - Small Fires | unknown | unknown | 0.0039056
HFTD - Distribution - Tier 2 - 5QU CoRE ¦ 3QU LoRE | Red Flag Warning - Small Fires | utility work / operation | utility work / operation | 0.00028046
HFTD - Distribution - Tier 2 - 5QU CoRE ¦ 3QU LoRE | Red Flag Warning - Small Fires | vandalism / theft | vandalism / theft | 0.00026116
HFTD - Distribution - Tier 2 - 5QU CoRE ¦ 3QU LoRE | Red Flag Warning - Small Fires | vegetation contact | branch (not overhanging, 4-12ft) | 0.0023651
HFTD - Distribution - Tier 2 - 5QU CoRE ¦ 3QU LoRE | Red Flag Warning - Small Fires | vegetation contact | branch (not overhanging, > 12ft) | 0.0034845
HFTD - Distribution - Tier 2 - 5QU CoRE ¦ 3QU LoRE | Red Flag Warning - Small Fires | vegetation contact | branch (not overhanging, distance unknown) | 0.016842
HFTD - Distribution - Tier 2 - 5QU CoRE ¦ 3QU LoRE | Red Flag Warning - Small Fires | vegetation contact | branch (not overhanging, within 4ft) | 0.00060172
HFTD - Distribution - Tier 2 - 5QU CoRE ¦ 3QU LoRE | Red Flag Warning - Small Fires | vegetation contact | branch (overhanging) | 0.035501
HFTD - Distribution - Tier 2 - 5QU CoRE ¦ 3QU LoRE | Red Flag Warning - Small Fires | vegetation contact | dead | 0.012776
HFTD - Distribution - Tier 2 - 5QU CoRE ¦ 3QU LoRE | Red Flag Warning - Small Fires | vegetation contact | fell into (moderate-severe defect) | 0.010494
HFTD - Distribution - Tier 2 - 5QU CoRE ¦ 3QU LoRE | Red Flag Warning - Small Fires | vegetation contact | fell into (no defect) | 0.042975
HFTD - Distribution - Tier 2 - 5QU CoRE ¦ 3QU LoRE | Red Flag Warning - Small Fires | vegetation contact | fell into (slight defect) | 0.011311
HFTD - Distribution - Tier 2 - 5QU CoRE ¦ 3QU LoRE | Red Flag Warning - Small Fires | vegetation contact | grow into | 0.0011906
HFTD - Distribution - Tier 2 - 5QU CoRE ¦ 3QU LoRE | Red Flag Warning - Small Fires | vegetation contact | other/unknown | 0.058074
HFTD - Distribution - Tier 2 - 5QU CoRE ¦ 3QU LoRE | Red Flag Warning - Small Fires | wire-to-wire contact | wire-to-wire contact / contamination | 0.003053
HFTD - Distribution - Tier 2 - 5QU CoRE ¦ 4QU LoRE | Seismic - Non-Red Flag Warning - Catastrophic Fires | cc - seismic scenario | seismic scenario | 4.3643e-07
HFTD - Distribution - Tier 2 - 5QU CoRE ¦ 4QU LoRE | Non-Red Flag Warning - Catastrophic Fires | contact from object | animal contact | 6.593e-06
HFTD - Distribution - Tier 2 - 5QU CoRE ¦ 4QU LoRE | Non-Red Flag Warning - Catastrophic Fires | contact from object | balloon contact | 2.205e-07
HFTD - Distribution - Tier 2 - 5QU CoRE ¦ 4QU LoRE | Non-Red Flag Warning - Catastrophic Fires | contact from object | other contact from object | 1.7754e-06
HFTD - Distribution - Tier 2 - 5QU CoRE ¦ 4QU LoRE | Non-Red Flag Warning - Catastrophic Fires | contact from object | vehicle contact | 7.7855e-06
HFTD - Distribution - Tier 2 - 5QU CoRE ¦ 4QU LoRE | Non-Red Flag Warning - Catastrophic Fires | contamination | contamination | 3.1035e-07
HFTD - Distribution - Tier 2 - 5QU CoRE ¦ 4QU LoRE | Non-Red Flag Warning - Catastrophic Fires | equipment / facility failure | anchor / guy damage or failure | 4.3143e-09
HFTD - Distribution - Tier 2 - 5QU CoRE ¦ 4QU LoRE | Non-Red Flag Warning - Catastrophic Fires | equipment / facility failure | capacitor bank damage or failure | 6.301e-09
HFTD - Distribution - Tier 2 - 5QU CoRE ¦ 4QU LoRE | Non-Red Flag Warning - Catastrophic Fires | equipment / facility failure | conductor damage or failure | 1.0143e-07
HFTD - Distribution - Tier 2 - 5QU CoRE ¦ 4QU LoRE | Non-Red Flag Warning - Catastrophic Fires | equipment / facility failure | connection device damage or failure | 4.3033e-08
HFTD - Distribution - Tier 2 - 5QU CoRE ¦ 4QU LoRE | Non-Red Flag Warning - Catastrophic Fires | equipment / facility failure | crossarm damage or failure | 6.5136e-08
HFTD - Distribution - Tier 2 - 5QU CoRE ¦ 4QU LoRE | Non-Red Flag Warning - Catastrophic Fires | equipment / facility failure | fuse damage or failure | 3.0162e-08
HFTD - Distribution - Tier 2 - 5QU CoRE ¦ 4QU LoRE | Non-Red Flag Warning - Catastrophic Fires | equipment / facility failure | insulator and brushing damage or failure | 1.6159e-08
HFTD - Distribution - Tier 2 - 5QU CoRE ¦ 4QU LoRE | Non-Red Flag Warning - Catastrophic Fires | equipment / facility failure | lightning arrestor damage or failure | 1.0517e-09
HFTD - Distribution - Tier 2 - 5QU CoRE ¦ 4QU LoRE | Non-Red Flag Warning - Catastrophic Fires | equipment / facility failure | other equipment / facility failure | 2.5477e-07
HFTD - Distribution - Tier 2 - 5QU CoRE ¦ 4QU LoRE | Non-Red Flag Warning - Catastrophic Fires | equipment / facility failure | pole damage or failure | 8.5258e-08
HFTD - Distribution - Tier 2 - 5QU CoRE ¦ 4QU LoRE | Non-Red Flag Warning - Catastrophic Fires | equipment / facility failure | recloser damage or failure | 0
HFTD - Distribution - Tier 2 - 5QU CoRE ¦ 4QU LoRE | Non-Red Flag Warning - Catastrophic Fires | equipment / facility failure | sectionalizer damage or failure | 0
HFTD - Distribution - Tier 2 - 5QU CoRE ¦ 4QU LoRE | Non-Red Flag Warning - Catastrophic Fires | equipment / facility failure | switch damage or failure | 0
HFTD - Distribution - Tier 2 - 5QU CoRE ¦ 4QU LoRE | Non-Red Flag Warning - Catastrophic Fires | equipment / facility failure | transformer damage or failure | 1.5335e-07
HFTD - Distribution - Tier 2 - 5QU CoRE ¦ 4QU LoRE | Non-Red Flag Warning - Catastrophic Fires | equipment / facility failure | voltage regulator / booster damage or failure | 2.3522e-08
HFTD - Distribution - Tier 2 - 5QU CoRE ¦ 4QU LoRE | Non-Red Flag Warning - Catastrophic Fires | other | all other | 1.8414e-06
HFTD - Distribution - Tier 2 - 5QU CoRE ¦ 4QU LoRE | Non-Red Flag Warning - Catastrophic Fires | unknown | unknown | 3.1014e-06
HFTD - Distribution - Tier 2 - 5QU CoRE ¦ 4QU LoRE | Non-Red Flag Warning - Catastrophic Fires | utility work / operation | utility work / operation | 4.5395e-07
HFTD - Distribution - Tier 2 - 5QU CoRE ¦ 4QU LoRE | Non-Red Flag Warning - Catastrophic Fires | vandalism / theft | vandalism / theft | 8.0672e-08
HFTD - Distribution - Tier 2 - 5QU CoRE ¦ 4QU LoRE | Non-Red Flag Warning - Catastrophic Fires | vegetation contact | branch (not overhanging, 4-12ft) | 2.3083e-08
HFTD - Distribution - Tier 2 - 5QU CoRE ¦ 4QU LoRE | Non-Red Flag Warning - Catastrophic Fires | vegetation contact | branch (not overhanging, > 12ft) | 5.729e-08
HFTD - Distribution - Tier 2 - 5QU CoRE ¦ 4QU LoRE | Non-Red Flag Warning - Catastrophic Fires | vegetation contact | branch (not overhanging, distance unknown) | 1.9557e-07
HFTD - Distribution - Tier 2 - 5QU CoRE ¦ 4QU LoRE | Non-Red Flag Warning - Catastrophic Fires | vegetation contact | branch (not overhanging, within 4ft) | 9.4688e-09
HFTD - Distribution - Tier 2 - 5QU CoRE ¦ 4QU LoRE | Non-Red Flag Warning - Catastrophic Fires | vegetation contact | branch (overhanging) | 4.2136e-07
HFTD - Distribution - Tier 2 - 5QU CoRE ¦ 4QU LoRE | Non-Red Flag Warning - Catastrophic Fires | vegetation contact | dead | 2.0807e-07
HFTD - Distribution - Tier 2 - 5QU CoRE ¦ 4QU LoRE | Non-Red Flag Warning - Catastrophic Fires | vegetation contact | fell into (moderate-severe defect) | 2.3798e-07
HFTD - Distribution - Tier 2 - 5QU CoRE ¦ 4QU LoRE | Non-Red Flag Warning - Catastrophic Fires | vegetation contact | fell into (no defect) | 1.4018e-06
HFTD - Distribution - Tier 2 - 5QU CoRE ¦ 4QU LoRE | Non-Red Flag Warning - Catastrophic Fires | vegetation contact | fell into (slight defect) | 2.942e-07
HFTD - Distribution - Tier 2 - 5QU CoRE ¦ 4QU LoRE | Non-Red Flag Warning - Catastrophic Fires | vegetation contact | grow into | 2.5465e-08
HFTD - Distribution - Tier 2 - 5QU CoRE ¦ 4QU LoRE | Non-Red Flag Warning - Catastrophic Fires | vegetation contact | other/unknown | 1.2075e-06
HFTD - Distribution - Tier 2 - 5QU CoRE ¦ 4QU LoRE | Non-Red Flag Warning - Catastrophic Fires | wire-to-wire contact | wire-to-wire contact / contamination | 6.4803e-06
HFTD - Distribution - Tier 2 - 5QU CoRE ¦ 4QU LoRE | Non-Red Flag Warning - Destructive Fires | contact from object | animal contact | 5.0496e-06
HFTD - Distribution - Tier 2 - 5QU CoRE ¦ 4QU LoRE | Non-Red Flag Warning - Destructive Fires | contact from object | balloon contact | 1.6362e-07
HFTD - Distribution - Tier 2 - 5QU CoRE ¦ 4QU LoRE | Non-Red Flag Warning - Destructive Fires | contact from object | other contact from object | 1.386e-06
HFTD - Distribution - Tier 2 - 5QU CoRE ¦ 4QU LoRE | Non-Red Flag Warning - Destructive Fires | contact from object | vehicle contact | 5.7984e-06
HFTD - Distribution - Tier 2 - 5QU CoRE ¦ 4QU LoRE | Non-Red Flag Warning - Destructive Fires | contamination | contamination | 2.3222e-07
HFTD - Distribution - Tier 2 - 5QU CoRE ¦ 4QU LoRE | Non-Red Flag Warning - Destructive Fires | equipment / facility failure | anchor / guy damage or failure | 1.7116e-08
HFTD - Distribution - Tier 2 - 5QU CoRE ¦ 4QU LoRE | Non-Red Flag Warning - Destructive Fires | equipment / facility failure | capacitor bank damage or failure | 2.6581e-08
HFTD - Distribution - Tier 2 - 5QU CoRE ¦ 4QU LoRE | Non-Red Flag Warning - Destructive Fires | equipment / facility failure | conductor damage or failure | 4.2467e-07
HFTD - Distribution - Tier 2 - 5QU CoRE ¦ 4QU LoRE | Non-Red Flag Warning - Destructive Fires | equipment / facility failure | connection device damage or failure | 1.8654e-07
HFTD - Distribution - Tier 2 - 5QU CoRE ¦ 4QU LoRE | Non-Red Flag Warning - Destructive Fires | equipment / facility failure | crossarm damage or failure | 2.7593e-07
HFTD - Distribution - Tier 2 - 5QU CoRE ¦ 4QU LoRE | Non-Red Flag Warning - Destructive Fires | equipment / facility failure | fuse damage or failure | 1.2195e-07
HFTD - Distribution - Tier 2 - 5QU CoRE ¦ 4QU LoRE | Non-Red Flag Warning - Destructive Fires | equipment / facility failure | insulator and brushing damage or failure | 6.6505e-08
HFTD - Distribution - Tier 2 - 5QU CoRE ¦ 4QU LoRE | Non-Red Flag Warning - Destructive Fires | equipment / facility failure | lightning arrestor damage or failure | 4.461e-09
HFTD - Distribution - Tier 2 - 5QU CoRE ¦ 4QU LoRE | Non-Red Flag Warning - Destructive Fires | equipment / facility failure | other equipment / facility failure | 1.0958e-06
HFTD - Distribution - Tier 2 - 5QU CoRE ¦ 4QU LoRE | Non-Red Flag Warning - Destructive Fires | equipment / facility failure | pole damage or failure | 3.4616e-07
HFTD - Distribution - Tier 2 - 5QU CoRE ¦ 4QU LoRE | Non-Red Flag Warning - Destructive Fires | equipment / facility failure | recloser damage or failure | 0
HFTD - Distribution - Tier 2 - 5QU CoRE ¦ 4QU LoRE | Non-Red Flag Warning - Destructive Fires | equipment / facility failure | sectionalizer damage or failure | 0
HFTD - Distribution - Tier 2 - 5QU CoRE ¦ 4QU LoRE | Non-Red Flag Warning - Destructive Fires | equipment / facility failure | switch damage or failure | 0
HFTD - Distribution - Tier 2 - 5QU CoRE ¦ 4QU LoRE | Non-Red Flag Warning - Destructive Fires | equipment / facility failure | transformer damage or failure | 6.4375e-07
HFTD - Distribution - Tier 2 - 5QU CoRE ¦ 4QU LoRE | Non-Red Flag Warning - Destructive Fires | equipment / facility failure | voltage regulator / booster damage or failure | 9.5072e-08
HFTD - Distribution - Tier 2 - 5QU CoRE ¦ 4QU LoRE | Non-Red Flag Warning - Destructive Fires | other | all other | 1.372e-06
HFTD - Distribution - Tier 2 - 5QU CoRE ¦ 4QU LoRE | Non-Red Flag Warning - Destructive Fires | unknown | unknown | 2.4131e-06
HFTD - Distribution - Tier 2 - 5QU CoRE ¦ 4QU LoRE | Non-Red Flag Warning - Destructive Fires | utility work / operation | utility work / operation | 3.5529e-07
HFTD - Distribution - Tier 2 - 5QU CoRE ¦ 4QU LoRE | Non-Red Flag Warning - Destructive Fires | vandalism / theft | vandalism / theft | 5.7559e-08
HFTD - Distribution - Tier 2 - 5QU CoRE ¦ 4QU LoRE | Non-Red Flag Warning - Destructive Fires | vegetation contact | branch (not overhanging, 4-12ft) | 6.7631e-08
HFTD - Distribution - Tier 2 - 5QU CoRE ¦ 4QU LoRE | Non-Red Flag Warning - Destructive Fires | vegetation contact | branch (not overhanging, > 12ft) | 1.683e-07
HFTD - Distribution - Tier 2 - 5QU CoRE ¦ 4QU LoRE | Non-Red Flag Warning - Destructive Fires | vegetation contact | branch (not overhanging, distance unknown) | 5.7453e-07
HFTD - Distribution - Tier 2 - 5QU CoRE ¦ 4QU LoRE | Non-Red Flag Warning - Destructive Fires | vegetation contact | branch (not overhanging, within 4ft) | 2.7668e-08
HFTD - Distribution - Tier 2 - 5QU CoRE ¦ 4QU LoRE | Non-Red Flag Warning - Destructive Fires | vegetation contact | branch (overhanging) | 1.2312e-06
HFTD - Distribution - Tier 2 - 5QU CoRE ¦ 4QU LoRE | Non-Red Flag Warning - Destructive Fires | vegetation contact | dead | 6.1125e-07
HFTD - Distribution - Tier 2 - 5QU CoRE ¦ 4QU LoRE | Non-Red Flag Warning - Destructive Fires | vegetation contact | fell into (moderate-severe defect) | 6.9913e-07
HFTD - Distribution - Tier 2 - 5QU CoRE ¦ 4QU LoRE | Non-Red Flag Warning - Destructive Fires | vegetation contact | fell into (no defect) | 4.1181e-06
HFTD - Distribution - Tier 2 - 5QU CoRE ¦ 4QU LoRE | Non-Red Flag Warning - Destructive Fires | vegetation contact | fell into (slight defect) | 8.6428e-07
HFTD - Distribution - Tier 2 - 5QU CoRE ¦ 4QU LoRE | Non-Red Flag Warning - Destructive Fires | vegetation contact | grow into | 7.4809e-08
HFTD - Distribution - Tier 2 - 5QU CoRE ¦ 4QU LoRE | Non-Red Flag Warning - Destructive Fires | vegetation contact | other/unknown | 3.5474e-06
HFTD - Distribution - Tier 2 - 5QU CoRE ¦ 4QU LoRE | Non-Red Flag Warning - Destructive Fires | wire-to-wire contact | wire-to-wire contact / contamination | 5.0395e-06
HFTD - Distribution - Tier 2 - 5QU CoRE ¦ 4QU LoRE | Non-Red Flag Warning - Large Fires | contact from object | animal contact | 0.00048365
HFTD - Distribution - Tier 2 - 5QU CoRE ¦ 4QU LoRE | Non-Red Flag Warning - Large Fires | contact from object | balloon contact | 3.8713e-05
HFTD - Distribution - Tier 2 - 5QU CoRE ¦ 4QU LoRE | Non-Red Flag Warning - Large Fires | contact from object | other contact from object | 0.00010742
HFTD - Distribution - Tier 2 - 5QU CoRE ¦ 4QU LoRE | Non-Red Flag Warning - Large Fires | contact from object | vehicle contact | 0.00059124
HFTD - Distribution - Tier 2 - 5QU CoRE ¦ 4QU LoRE | Non-Red Flag Warning - Large Fires | contamination | contamination | 2.9133e-05
HFTD - Distribution - Tier 2 - 5QU CoRE ¦ 4QU LoRE | Non-Red Flag Warning - Large Fires | equipment / facility failure | anchor / guy damage or failure | 3.6943e-06
HFTD - Distribution - Tier 2 - 5QU CoRE ¦ 4QU LoRE | Non-Red Flag Warning - Large Fires | equipment / facility failure | capacitor bank damage or failure | 2.0691e-06
HFTD - Distribution - Tier 2 - 5QU CoRE ¦ 4QU LoRE | Non-Red Flag Warning - Large Fires | equipment / facility failure | conductor damage or failure | 8.4371e-05
HFTD - Distribution - Tier 2 - 5QU CoRE ¦ 4QU LoRE | Non-Red Flag Warning - Large Fires | equipment / facility failure | connection device damage or failure | 2.565e-05
HFTD - Distribution - Tier 2 - 5QU CoRE ¦ 4QU LoRE | Non-Red Flag Warning - Large Fires | equipment / facility failure | crossarm damage or failure | 3.1427e-05
HFTD - Distribution - Tier 2 - 5QU CoRE ¦ 4QU LoRE | Non-Red Flag Warning - Large Fires | equipment / facility failure | fuse damage or failure | 2.6237e-05
HFTD - Distribution - Tier 2 - 5QU CoRE ¦ 4QU LoRE | Non-Red Flag Warning - Large Fires | equipment / facility failure | insulator and brushing damage or failure | 7.7185e-06
HFTD - Distribution - Tier 2 - 5QU CoRE ¦ 4QU LoRE | Non-Red Flag Warning - Large Fires | equipment / facility failure | lightning arrestor damage or failure | 5.0934e-07
HFTD - Distribution - Tier 2 - 5QU CoRE ¦ 4QU LoRE | Non-Red Flag Warning - Large Fires | equipment / facility failure | other equipment / facility failure | 0.0001657
HFTD - Distribution - Tier 2 - 5QU CoRE ¦ 4QU LoRE | Non-Red Flag Warning - Large Fires | equipment / facility failure | pole damage or failure | 4.1611e-05
HFTD - Distribution - Tier 2 - 5QU CoRE ¦ 4QU LoRE | Non-Red Flag Warning - Large Fires | equipment / facility failure | recloser damage or failure | 0
HFTD - Distribution - Tier 2 - 5QU CoRE ¦ 4QU LoRE | Non-Red Flag Warning - Large Fires | equipment / facility failure | sectionalizer damage or failure | 0
HFTD - Distribution - Tier 2 - 5QU CoRE ¦ 4QU LoRE | Non-Red Flag Warning - Large Fires | equipment / facility failure | switch damage or failure | 0
HFTD - Distribution - Tier 2 - 5QU CoRE ¦ 4QU LoRE | Non-Red Flag Warning - Large Fires | equipment / facility failure | transformer damage or failure | 9.1156e-05
HFTD - Distribution - Tier 2 - 5QU CoRE ¦ 4QU LoRE | Non-Red Flag Warning - Large Fires | equipment / facility failure | voltage regulator / booster damage or failure | 6.8487e-06
HFTD - Distribution - Tier 2 - 5QU CoRE ¦ 4QU LoRE | Non-Red Flag Warning - Large Fires | other | all other | 0.00010476
HFTD - Distribution - Tier 2 - 5QU CoRE ¦ 4QU LoRE | Non-Red Flag Warning - Large Fires | unknown | unknown | 0.00028074
HFTD - Distribution - Tier 2 - 5QU CoRE ¦ 4QU LoRE | Non-Red Flag Warning - Large Fires | utility work / operation | utility work / operation | 4.432e-05
HFTD - Distribution - Tier 2 - 5QU CoRE ¦ 4QU LoRE | Non-Red Flag Warning - Large Fires | vandalism / theft | vandalism / theft | 4.117e-06
HFTD - Distribution - Tier 2 - 5QU CoRE ¦ 4QU LoRE | Non-Red Flag Warning - Large Fires | vegetation contact | branch (not overhanging, 4-12ft) | 7.9899e-06
HFTD - Distribution - Tier 2 - 5QU CoRE ¦ 4QU LoRE | Non-Red Flag Warning - Large Fires | vegetation contact | branch (not overhanging, > 12ft) | 1.9933e-05
HFTD - Distribution - Tier 2 - 5QU CoRE ¦ 4QU LoRE | Non-Red Flag Warning - Large Fires | vegetation contact | branch (not overhanging, distance unknown) | 6.8045e-05
HFTD - Distribution - Tier 2 - 5QU CoRE ¦ 4QU LoRE | Non-Red Flag Warning - Large Fires | vegetation contact | branch (not overhanging, within 4ft) | 3.2604e-06
HFTD - Distribution - Tier 2 - 5QU CoRE ¦ 4QU LoRE | Non-Red Flag Warning - Large Fires | vegetation contact | branch (overhanging) | 0.00014509
HFTD - Distribution - Tier 2 - 5QU CoRE ¦ 4QU LoRE | Non-Red Flag Warning - Large Fires | vegetation contact | dead | 7.2394e-05
HFTD - Distribution - Tier 2 - 5QU CoRE ¦ 4QU LoRE | Non-Red Flag Warning - Large Fires | vegetation contact | fell into (moderate-severe defect) | 8.2802e-05
HFTD - Distribution - Tier 2 - 5QU CoRE ¦ 4QU LoRE | Non-Red Flag Warning - Large Fires | vegetation contact | fell into (no defect) | 0.00048773
HFTD - Distribution - Tier 2 - 5QU CoRE ¦ 4QU LoRE | Non-Red Flag Warning - Large Fires | vegetation contact | fell into (slight defect) | 0.00010236
HFTD - Distribution - Tier 2 - 5QU CoRE ¦ 4QU LoRE | Non-Red Flag Warning - Large Fires | vegetation contact | grow into | 8.8601e-06
HFTD - Distribution - Tier 2 - 5QU CoRE ¦ 4QU LoRE | Non-Red Flag Warning - Large Fires | vegetation contact | other/unknown | 0.00042014
HFTD - Distribution - Tier 2 - 5QU CoRE ¦ 4QU LoRE | Non-Red Flag Warning - Large Fires | wire-to-wire contact | wire-to-wire contact / contamination | 0.00043062
HFTD - Distribution - Tier 2 - 5QU CoRE ¦ 4QU LoRE | Non-Red Flag Warning - Small Fires | contact from object | animal contact | 0.10415
HFTD - Distribution - Tier 2 - 5QU CoRE ¦ 4QU LoRE | Non-Red Flag Warning - Small Fires | contact from object | balloon contact | 0.0099843
HFTD - Distribution - Tier 2 - 5QU CoRE ¦ 4QU LoRE | Non-Red Flag Warning - Small Fires | contact from object | other contact from object | 0.02497
HFTD - Distribution - Tier 2 - 5QU CoRE ¦ 4QU LoRE | Non-Red Flag Warning - Small Fires | contact from object | vehicle contact | 0.13242
HFTD - Distribution - Tier 2 - 5QU CoRE ¦ 4QU LoRE | Non-Red Flag Warning - Small Fires | contamination | contamination | 0.0070552
HFTD - Distribution - Tier 2 - 5QU CoRE ¦ 4QU LoRE | Non-Red Flag Warning - Small Fires | equipment / facility failure | anchor / guy damage or failure | 0.0030608
HFTD - Distribution - Tier 2 - 5QU CoRE ¦ 4QU LoRE | Non-Red Flag Warning - Small Fires | equipment / facility failure | capacitor bank damage or failure | 0.00097576
HFTD - Distribution - Tier 2 - 5QU CoRE ¦ 4QU LoRE | Non-Red Flag Warning - Small Fires | equipment / facility failure | conductor damage or failure | 0.063638
HFTD - Distribution - Tier 2 - 5QU CoRE ¦ 4QU LoRE | Non-Red Flag Warning - Small Fires | equipment / facility failure | connection device damage or failure | 0.017624
HFTD - Distribution - Tier 2 - 5QU CoRE ¦ 4QU LoRE | Non-Red Flag Warning - Small Fires | equipment / facility failure | crossarm damage or failure | 0.021855
HFTD - Distribution - Tier 2 - 5QU CoRE ¦ 4QU LoRE | Non-Red Flag Warning - Small Fires | equipment / facility failure | fuse damage or failure | 0.020504
HFTD - Distribution - Tier 2 - 5QU CoRE ¦ 4QU LoRE | Non-Red Flag Warning - Small Fires | equipment / facility failure | insulator and brushing damage or failure | 0.0051774
HFTD - Distribution - Tier 2 - 5QU CoRE ¦ 4QU LoRE | Non-Red Flag Warning - Small Fires | equipment / facility failure | lightning arrestor damage or failure | 0.00042296
HFTD - Distribution - Tier 2 - 5QU CoRE ¦ 4QU LoRE | Non-Red Flag Warning - Small Fires | equipment / facility failure | other equipment / facility failure | 0.11424
HFTD - Distribution - Tier 2 - 5QU CoRE ¦ 4QU LoRE | Non-Red Flag Warning - Small Fires | equipment / facility failure | pole damage or failure | 0.029578
HFTD - Distribution - Tier 2 - 5QU CoRE ¦ 4QU LoRE | Non-Red Flag Warning - Small Fires | equipment / facility failure | recloser damage or failure | 0
HFTD - Distribution - Tier 2 - 5QU CoRE ¦ 4QU LoRE | Non-Red Flag Warning - Small Fires | equipment / facility failure | sectionalizer damage or failure | 0
HFTD - Distribution - Tier 2 - 5QU CoRE ¦ 4QU LoRE | Non-Red Flag Warning - Small Fires | equipment / facility failure | switch damage or failure | 0
HFTD - Distribution - Tier 2 - 5QU CoRE ¦ 4QU LoRE | Non-Red Flag Warning - Small Fires | equipment / facility failure | transformer damage or failure | 0.067349
HFTD - Distribution - Tier 2 - 5QU CoRE ¦ 4QU LoRE | Non-Red Flag Warning - Small Fires | equipment / facility failure | voltage regulator / booster damage or failure | 0.0048941
HFTD - Distribution - Tier 2 - 5QU CoRE ¦ 4QU LoRE | Non-Red Flag Warning - Small Fires | other | all other | 0.023558
HFTD - Distribution - Tier 2 - 5QU CoRE ¦ 4QU LoRE | Non-Red Flag Warning - Small Fires | unknown | unknown | 0.064024
HFTD - Distribution - Tier 2 - 5QU CoRE ¦ 4QU LoRE | Non-Red Flag Warning - Small Fires | utility work / operation | utility work / operation | 0.0098759
HFTD - Distribution - Tier 2 - 5QU CoRE ¦ 4QU LoRE | Non-Red Flag Warning - Small Fires | vandalism / theft | vandalism / theft | 0.00075947
HFTD - Distribution - Tier 2 - 5QU CoRE ¦ 4QU LoRE | Non-Red Flag Warning - Small Fires | vegetation contact | branch (not overhanging, 4-12ft) | 0.0030429
HFTD - Distribution - Tier 2 - 5QU CoRE ¦ 4QU LoRE | Non-Red Flag Warning - Small Fires | vegetation contact | branch (not overhanging, > 12ft) | 0.0074744
HFTD - Distribution - Tier 2 - 5QU CoRE ¦ 4QU LoRE | Non-Red Flag Warning - Small Fires | vegetation contact | branch (not overhanging, distance unknown) | 0.025515
HFTD - Distribution - Tier 2 - 5QU CoRE ¦ 4QU LoRE | Non-Red Flag Warning - Small Fires | vegetation contact | branch (not overhanging, within 4ft) | 0.0012612
HFTD - Distribution - Tier 2 - 5QU CoRE ¦ 4QU LoRE | Non-Red Flag Warning - Small Fires | vegetation contact | branch (overhanging) | 0.056124
HFTD - Distribution - Tier 2 - 5QU CoRE ¦ 4QU LoRE | Non-Red Flag Warning - Small Fires | vegetation contact | dead | 0.027146
HFTD - Distribution - Tier 2 - 5QU CoRE ¦ 4QU LoRE | Non-Red Flag Warning - Small Fires | vegetation contact | fell into (moderate-severe defect) | 0.031049
HFTD - Distribution - Tier 2 - 5QU CoRE ¦ 4QU LoRE | Non-Red Flag Warning - Small Fires | vegetation contact | fell into (no defect) | 0.18289
HFTD - Distribution - Tier 2 - 5QU CoRE ¦ 4QU LoRE | Non-Red Flag Warning - Small Fires | vegetation contact | fell into (slight defect) | 0.038383
HFTD - Distribution - Tier 2 - 5QU CoRE ¦ 4QU LoRE | Non-Red Flag Warning - Small Fires | vegetation contact | grow into | 0.0033223
HFTD - Distribution - Tier 2 - 5QU CoRE ¦ 4QU LoRE | Non-Red Flag Warning - Small Fires | vegetation contact | other/unknown | 0.15754
HFTD - Distribution - Tier 2 - 5QU CoRE ¦ 4QU LoRE | Non-Red Flag Warning - Small Fires | wire-to-wire contact | wire-to-wire contact / contamination | 0.088168
HFTD - Distribution - Tier 2 - 5QU CoRE ¦ 4QU LoRE | Seismic - Red Flag Warning - Catastrophic Fires | cc - seismic scenario | seismic scenario | 1.8823e-05
HFTD - Distribution - Tier 2 - 5QU CoRE ¦ 4QU LoRE | Red Flag Warning - Catastrophic Fires | contact from object | animal contact | 0
HFTD - Distribution - Tier 2 - 5QU CoRE ¦ 4QU LoRE | Red Flag Warning - Catastrophic Fires | contact from object | balloon contact | 0
HFTD - Distribution - Tier 2 - 5QU CoRE ¦ 4QU LoRE | Red Flag Warning - Catastrophic Fires | contact from object | other contact from object | 0
HFTD - Distribution - Tier 2 - 5QU CoRE ¦ 4QU LoRE | Red Flag Warning - Catastrophic Fires | contact from object | vehicle contact | 0
HFTD - Distribution - Tier 2 - 5QU CoRE ¦ 4QU LoRE | Red Flag Warning - Catastrophic Fires | contamination | contamination | 0
HFTD - Distribution - Tier 2 - 5QU CoRE ¦ 4QU LoRE | Red Flag Warning - Catastrophic Fires | equipment / facility failure | anchor / guy damage or failure | 3.1096e-06
HFTD - Distribution - Tier 2 - 5QU CoRE ¦ 4QU LoRE | Red Flag Warning - Catastrophic Fires | equipment / facility failure | capacitor bank damage or failure | 7.2468e-07
HFTD - Distribution - Tier 2 - 5QU CoRE ¦ 4QU LoRE | Red Flag Warning - Catastrophic Fires | equipment / facility failure | conductor damage or failure | 4.6216e-05
HFTD - Distribution - Tier 2 - 5QU CoRE ¦ 4QU LoRE | Red Flag Warning - Catastrophic Fires | equipment / facility failure | connection device damage or failure | 1.3705e-05
HFTD - Distribution - Tier 2 - 5QU CoRE ¦ 4QU LoRE | Red Flag Warning - Catastrophic Fires | equipment / facility failure | crossarm damage or failure | 2.6816e-05
HFTD - Distribution - Tier 2 - 5QU CoRE ¦ 4QU LoRE | Red Flag Warning - Catastrophic Fires | equipment / facility failure | fuse damage or failure | 1.9438e-05
HFTD - Distribution - Tier 2 - 5QU CoRE ¦ 4QU LoRE | Red Flag Warning - Catastrophic Fires | equipment / facility failure | insulator and brushing damage or failure | 1.2894e-05
HFTD - Distribution - Tier 2 - 5QU CoRE ¦ 4QU LoRE | Red Flag Warning - Catastrophic Fires | equipment / facility failure | lightning arrestor damage or failure | 5.3056e-07
HFTD - Distribution - Tier 2 - 5QU CoRE ¦ 4QU LoRE | Red Flag Warning - Catastrophic Fires | equipment / facility failure | other equipment / facility failure | 3.6337e-05
HFTD - Distribution - Tier 2 - 5QU CoRE ¦ 4QU LoRE | Red Flag Warning - Catastrophic Fires | equipment / facility failure | pole damage or failure | 1.503e-05
HFTD - Distribution - Tier 2 - 5QU CoRE ¦ 4QU LoRE | Red Flag Warning - Catastrophic Fires | equipment / facility failure | recloser damage or failure | 0
HFTD - Distribution - Tier 2 - 5QU CoRE ¦ 4QU LoRE | Red Flag Warning - Catastrophic Fires | equipment / facility failure | sectionalizer damage or failure | 0
HFTD - Distribution - Tier 2 - 5QU CoRE ¦ 4QU LoRE | Red Flag Warning - Catastrophic Fires | equipment / facility failure | switch damage or failure | 0
HFTD - Distribution - Tier 2 - 5QU CoRE ¦ 4QU LoRE | Red Flag Warning - Catastrophic Fires | equipment / facility failure | transformer damage or failure | 1.3871e-05
HFTD - Distribution - Tier 2 - 5QU CoRE ¦ 4QU LoRE | Red Flag Warning - Catastrophic Fires | equipment / facility failure | voltage regulator / booster damage or failure | 8.6092e-07
HFTD - Distribution - Tier 2 - 5QU CoRE ¦ 4QU LoRE | Red Flag Warning - Catastrophic Fires | other | all other | 0
HFTD - Distribution - Tier 2 - 5QU CoRE ¦ 4QU LoRE | Red Flag Warning - Catastrophic Fires | unknown | unknown | 0
HFTD - Distribution - Tier 2 - 5QU CoRE ¦ 4QU LoRE | Red Flag Warning - Catastrophic Fires | utility work / operation | utility work / operation | 0
HFTD - Distribution - Tier 2 - 5QU CoRE ¦ 4QU LoRE | Red Flag Warning - Catastrophic Fires | vandalism / theft | vandalism / theft | 0
HFTD - Distribution - Tier 2 - 5QU CoRE ¦ 4QU LoRE | Red Flag Warning - Catastrophic Fires | vegetation contact | branch (not overhanging, 4-12ft) | 3.6936e-06
HFTD - Distribution - Tier 2 - 5QU CoRE ¦ 4QU LoRE | Red Flag Warning - Catastrophic Fires | vegetation contact | branch (not overhanging, > 12ft) | 5.9402e-06
HFTD - Distribution - Tier 2 - 5QU CoRE ¦ 4QU LoRE | Red Flag Warning - Catastrophic Fires | vegetation contact | branch (not overhanging, distance unknown) | 2.8711e-05
HFTD - Distribution - Tier 2 - 5QU CoRE ¦ 4QU LoRE | Red Flag Warning - Catastrophic Fires | vegetation contact | branch (not overhanging, within 4ft) | 8.6639e-07
HFTD - Distribution - Tier 2 - 5QU CoRE ¦ 4QU LoRE | Red Flag Warning - Catastrophic Fires | vegetation contact | branch (overhanging) | 5.1117e-05
HFTD - Distribution - Tier 2 - 5QU CoRE ¦ 4QU LoRE | Red Flag Warning - Catastrophic Fires | vegetation contact | dead | 2.1781e-05
HFTD - Distribution - Tier 2 - 5QU CoRE ¦ 4QU LoRE | Red Flag Warning - Catastrophic Fires | vegetation contact | fell into (moderate-severe defect) | 1.789e-05
HFTD - Distribution - Tier 2 - 5QU CoRE ¦ 4QU LoRE | Red Flag Warning - Catastrophic Fires | vegetation contact | fell into (no defect) | 7.3262e-05
HFTD - Distribution - Tier 2 - 5QU CoRE ¦ 4QU LoRE | Red Flag Warning - Catastrophic Fires | vegetation contact | fell into (slight defect) | 1.9283e-05
HFTD - Distribution - Tier 2 - 5QU CoRE ¦ 4QU LoRE | Red Flag Warning - Catastrophic Fires | vegetation contact | grow into | 2.0298e-06
HFTD - Distribution - Tier 2 - 5QU CoRE ¦ 4QU LoRE | Red Flag Warning - Catastrophic Fires | vegetation contact | other/unknown | 9.9003e-05
HFTD - Distribution - Tier 2 - 5QU CoRE ¦ 4QU LoRE | Red Flag Warning - Catastrophic Fires | wire-to-wire contact | wire-to-wire contact / contamination | 0
HFTD - Distribution - Tier 2 - 5QU CoRE ¦ 4QU LoRE | Red Flag Warning - Destructive Fires | contact from object | animal contact | 0
HFTD - Distribution - Tier 2 - 5QU CoRE ¦ 4QU LoRE | Red Flag Warning - Destructive Fires | contact from object | balloon contact | 0
HFTD - Distribution - Tier 2 - 5QU CoRE ¦ 4QU LoRE | Red Flag Warning - Destructive Fires | contact from object | other contact from object | 0
HFTD - Distribution - Tier 2 - 5QU CoRE ¦ 4QU LoRE | Red Flag Warning - Destructive Fires | contact from object | vehicle contact | 0
HFTD - Distribution - Tier 2 - 5QU CoRE ¦ 4QU LoRE | Red Flag Warning - Destructive Fires | contamination | contamination | 0
HFTD - Distribution - Tier 2 - 5QU CoRE ¦ 4QU LoRE | Red Flag Warning - Destructive Fires | equipment / facility failure | anchor / guy damage or failure | 6.2086e-07
HFTD - Distribution - Tier 2 - 5QU CoRE ¦ 4QU LoRE | Red Flag Warning - Destructive Fires | equipment / facility failure | capacitor bank damage or failure | 1.5385e-07
HFTD - Distribution - Tier 2 - 5QU CoRE ¦ 4QU LoRE | Red Flag Warning - Destructive Fires | equipment / facility failure | conductor damage or failure | 9.7378e-06
HFTD - Distribution - Tier 2 - 5QU CoRE ¦ 4QU LoRE | Red Flag Warning - Destructive Fires | equipment / facility failure | connection device damage or failure | 2.9898e-06
HFTD - Distribution - Tier 2 - 5QU CoRE ¦ 4QU LoRE | Red Flag Warning - Destructive Fires | equipment / facility failure | crossarm damage or failure | 5.717e-06
HFTD - Distribution - Tier 2 - 5QU CoRE ¦ 4QU LoRE | Red Flag Warning - Destructive Fires | equipment / facility failure | fuse damage or failure | 3.9552e-06
HFTD - Distribution - Tier 2 - 5QU CoRE ¦ 4QU LoRE | Red Flag Warning - Destructive Fires | equipment / facility failure | insulator and brushing damage or failure | 2.6707e-06
HFTD - Distribution - Tier 2 - 5QU CoRE ¦ 4QU LoRE | Red Flag Warning - Destructive Fires | equipment / facility failure | lightning arrestor damage or failure | 1.1326e-07
HFTD - Distribution - Tier 2 - 5QU CoRE ¦ 4QU LoRE | Red Flag Warning - Destructive Fires | equipment / facility failure | other equipment / facility failure | 7.8653e-06
HFTD - Distribution - Tier 2 - 5QU CoRE ¦ 4QU LoRE | Red Flag Warning - Destructive Fires | equipment / facility failure | pole damage or failure | 3.0712e-06
HFTD - Distribution - Tier 2 - 5QU CoRE ¦ 4QU LoRE | Red Flag Warning - Destructive Fires | equipment / facility failure | recloser damage or failure | 0
HFTD - Distribution - Tier 2 - 5QU CoRE ¦ 4QU LoRE | Red Flag Warning - Destructive Fires | equipment / facility failure | sectionalizer damage or failure | 0
HFTD - Distribution - Tier 2 - 5QU CoRE ¦ 4QU LoRE | Red Flag Warning - Destructive Fires | equipment / facility failure | switch damage or failure | 0
HFTD - Distribution - Tier 2 - 5QU CoRE ¦ 4QU LoRE | Red Flag Warning - Destructive Fires | equipment / facility failure | transformer damage or failure | 2.9304e-06
HFTD - Distribution - Tier 2 - 5QU CoRE ¦ 4QU LoRE | Red Flag Warning - Destructive Fires | equipment / facility failure | voltage regulator / booster damage or failure | 1.7512e-07
HFTD - Distribution - Tier 2 - 5QU CoRE ¦ 4QU LoRE | Red Flag Warning - Destructive Fires | other | all other | 0
HFTD - Distribution - Tier 2 - 5QU CoRE ¦ 4QU LoRE | Red Flag Warning - Destructive Fires | unknown | unknown | 0
HFTD - Distribution - Tier 2 - 5QU CoRE ¦ 4QU LoRE | Red Flag Warning - Destructive Fires | utility work / operation | utility work / operation | 0
HFTD - Distribution - Tier 2 - 5QU CoRE ¦ 4QU LoRE | Red Flag Warning - Destructive Fires | vandalism / theft | vandalism / theft | 0
HFTD - Distribution - Tier 2 - 5QU CoRE ¦ 4QU LoRE | Red Flag Warning - Destructive Fires | vegetation contact | branch (not overhanging, 4-12ft) | 5.4464e-07
HFTD - Distribution - Tier 2 - 5QU CoRE ¦ 4QU LoRE | Red Flag Warning - Destructive Fires | vegetation contact | branch (not overhanging, > 12ft) | 8.7824e-07
HFTD - Distribution - Tier 2 - 5QU CoRE ¦ 4QU LoRE | Red Flag Warning - Destructive Fires | vegetation contact | branch (not overhanging, distance unknown) | 4.2448e-06
HFTD - Distribution - Tier 2 - 5QU CoRE ¦ 4QU LoRE | Red Flag Warning - Destructive Fires | vegetation contact | branch (not overhanging, within 4ft) | 1.2741e-07
HFTD - Distribution - Tier 2 - 5QU CoRE ¦ 4QU LoRE | Red Flag Warning - Destructive Fires | vegetation contact | branch (overhanging) | 7.5171e-06
HFTD - Distribution - Tier 2 - 5QU CoRE ¦ 4QU LoRE | Red Flag Warning - Destructive Fires | vegetation contact | dead | 3.2202e-06
HFTD - Distribution - Tier 2 - 5QU CoRE ¦ 4QU LoRE | Red Flag Warning - Destructive Fires | vegetation contact | fell into (moderate-severe defect) | 2.645e-06
HFTD - Distribution - Tier 2 - 5QU CoRE ¦ 4QU LoRE | Red Flag Warning - Destructive Fires | vegetation contact | fell into (no defect) | 1.0832e-05
HFTD - Distribution - Tier 2 - 5QU CoRE ¦ 4QU LoRE | Red Flag Warning - Destructive Fires | vegetation contact | fell into (slight defect) | 2.8509e-06
HFTD - Distribution - Tier 2 - 5QU CoRE ¦ 4QU LoRE | Red Flag Warning - Destructive Fires | vegetation contact | grow into | 3.001e-07
HFTD - Distribution - Tier 2 - 5QU CoRE ¦ 4QU LoRE | Red Flag Warning - Destructive Fires | vegetation contact | other/unknown | 1.4637e-05
HFTD - Distribution - Tier 2 - 5QU CoRE ¦ 4QU LoRE | Red Flag Warning - Destructive Fires | wire-to-wire contact | wire-to-wire contact / contamination | 0
HFTD - Distribution - Tier 2 - 5QU CoRE ¦ 4QU LoRE | Red Flag Warning - Large Fires | contact from object | animal contact | 0
HFTD - Distribution - Tier 2 - 5QU CoRE ¦ 4QU LoRE | Red Flag Warning - Large Fires | contact from object | balloon contact | 0
HFTD - Distribution - Tier 2 - 5QU CoRE ¦ 4QU LoRE | Red Flag Warning - Large Fires | contact from object | other contact from object | 0
HFTD - Distribution - Tier 2 - 5QU CoRE ¦ 4QU LoRE | Red Flag Warning - Large Fires | contact from object | vehicle contact | 0
HFTD - Distribution - Tier 2 - 5QU CoRE ¦ 4QU LoRE | Red Flag Warning - Large Fires | contamination | contamination | 0
HFTD - Distribution - Tier 2 - 5QU CoRE ¦ 4QU LoRE | Red Flag Warning - Large Fires | equipment / facility failure | anchor / guy damage or failure | 7.3373e-05
HFTD - Distribution - Tier 2 - 5QU CoRE ¦ 4QU LoRE | Red Flag Warning - Large Fires | equipment / facility failure | capacitor bank damage or failure | 6.5574e-06
HFTD - Distribution - Tier 2 - 5QU CoRE ¦ 4QU LoRE | Red Flag Warning - Large Fires | equipment / facility failure | conductor damage or failure | 0.0010593
HFTD - Distribution - Tier 2 - 5QU CoRE ¦ 4QU LoRE | Red Flag Warning - Large Fires | equipment / facility failure | connection device damage or failure | 0.00022509
HFTD - Distribution - Tier 2 - 5QU CoRE ¦ 4QU LoRE | Red Flag Warning - Large Fires | equipment / facility failure | crossarm damage or failure | 0.00035652
HFTD - Distribution - Tier 2 - 5QU CoRE ¦ 4QU LoRE | Red Flag Warning - Large Fires | equipment / facility failure | fuse damage or failure | 0.00046592
HFTD - Distribution - Tier 2 - 5QU CoRE ¦ 4QU LoRE | Red Flag Warning - Large Fires | equipment / facility failure | insulator and brushing damage or failure | 0.00016971
HFTD - Distribution - Tier 2 - 5QU CoRE ¦ 4QU LoRE | Red Flag Warning - Large Fires | equipment / facility failure | lightning arrestor damage or failure | 7.0802e-06
HFTD - Distribution - Tier 2 - 5QU CoRE ¦ 4QU LoRE | Red Flag Warning - Large Fires | equipment / facility failure | other equipment / facility failure | 0.00065121
HFTD - Distribution - Tier 2 - 5QU CoRE ¦ 4QU LoRE | Red Flag Warning - Large Fires | equipment / facility failure | pole damage or failure | 0.00020213
HFTD - Distribution - Tier 2 - 5QU CoRE ¦ 4QU LoRE | Red Flag Warning - Large Fires | equipment / facility failure | recloser damage or failure | 0
HFTD - Distribution - Tier 2 - 5QU CoRE ¦ 4QU LoRE | Red Flag Warning - Large Fires | equipment / facility failure | sectionalizer damage or failure | 0
HFTD - Distribution - Tier 2 - 5QU CoRE ¦ 4QU LoRE | Red Flag Warning - Large Fires | equipment / facility failure | switch damage or failure | 0
HFTD - Distribution - Tier 2 - 5QU CoRE ¦ 4QU LoRE | Red Flag Warning - Large Fires | equipment / facility failure | transformer damage or failure | 0.0002272
HFTD - Distribution - Tier 2 - 5QU CoRE ¦ 4QU LoRE | Red Flag Warning - Large Fires | equipment / facility failure | voltage regulator / booster damage or failure | 6.9072e-06
HFTD - Distribution - Tier 2 - 5QU CoRE ¦ 4QU LoRE | Red Flag Warning - Large Fires | other | all other | 0
HFTD - Distribution - Tier 2 - 5QU CoRE ¦ 4QU LoRE | Red Flag Warning - Large Fires | unknown | unknown | 0
HFTD - Distribution - Tier 2 - 5QU CoRE ¦ 4QU LoRE | Red Flag Warning - Large Fires | utility work / operation | utility work / operation | 0
HFTD - Distribution - Tier 2 - 5QU CoRE ¦ 4QU LoRE | Red Flag Warning - Large Fires | vandalism / theft | vandalism / theft | 0
HFTD - Distribution - Tier 2 - 5QU CoRE ¦ 4QU LoRE | Red Flag Warning - Large Fires | vegetation contact | branch (not overhanging, 4-12ft) | 3.523e-05
HFTD - Distribution - Tier 2 - 5QU CoRE ¦ 4QU LoRE | Red Flag Warning - Large Fires | vegetation contact | branch (not overhanging, > 12ft) | 5.6952e-05
HFTD - Distribution - Tier 2 - 5QU CoRE ¦ 4QU LoRE | Red Flag Warning - Large Fires | vegetation contact | branch (not overhanging, distance unknown) | 0.00027527
HFTD - Distribution - Tier 2 - 5QU CoRE ¦ 4QU LoRE | Red Flag Warning - Large Fires | vegetation contact | branch (not overhanging, within 4ft) | 8.2206e-06
HFTD - Distribution - Tier 2 - 5QU CoRE ¦ 4QU LoRE | Red Flag Warning - Large Fires | vegetation contact | branch (overhanging) | 0.00048501
HFTD - Distribution - Tier 2 - 5QU CoRE ¦ 4QU LoRE | Red Flag Warning - Large Fires | vegetation contact | dead | 0.00020882
HFTD - Distribution - Tier 2 - 5QU CoRE ¦ 4QU LoRE | Red Flag Warning - Large Fires | vegetation contact | fell into (moderate-severe defect) | 0.00017152
HFTD - Distribution - Tier 2 - 5QU CoRE ¦ 4QU LoRE | Red Flag Warning - Large Fires | vegetation contact | fell into (no defect) | 0.0007024
HFTD - Distribution - Tier 2 - 5QU CoRE ¦ 4QU LoRE | Red Flag Warning - Large Fires | vegetation contact | fell into (slight defect) | 0.00018487
HFTD - Distribution - Tier 2 - 5QU CoRE ¦ 4QU LoRE | Red Flag Warning - Large Fires | vegetation contact | grow into | 1.9461e-05
HFTD - Distribution - Tier 2 - 5QU CoRE ¦ 4QU LoRE | Red Flag Warning - Large Fires | vegetation contact | other/unknown | 0.00094919
HFTD - Distribution - Tier 2 - 5QU CoRE ¦ 4QU LoRE | Red Flag Warning - Large Fires | wire-to-wire contact | wire-to-wire contact / contamination | 0
HFTD - Distribution - Tier 2 - 5QU CoRE ¦ 4QU LoRE | Red Flag Warning - Small Fires | contact from object | animal contact | 0.0019889
HFTD - Distribution - Tier 2 - 5QU CoRE ¦ 4QU LoRE | Red Flag Warning - Small Fires | contact from object | balloon contact | 0.00033307
HFTD - Distribution - Tier 2 - 5QU CoRE ¦ 4QU LoRE | Red Flag Warning - Small Fires | contact from object | other contact from object | 0.00086042
HFTD - Distribution - Tier 2 - 5QU CoRE ¦ 4QU LoRE | Red Flag Warning - Small Fires | contact from object | vehicle contact | 0.005402
HFTD - Distribution - Tier 2 - 5QU CoRE ¦ 4QU LoRE | Red Flag Warning - Small Fires | contamination | contamination | 7.6719e-05
HFTD - Distribution - Tier 2 - 5QU CoRE ¦ 4QU LoRE | Red Flag Warning - Small Fires | equipment / facility failure | anchor / guy damage or failure | 0.00095121
HFTD - Distribution - Tier 2 - 5QU CoRE ¦ 4QU LoRE | Red Flag Warning - Small Fires | equipment / facility failure | capacitor bank damage or failure | 4.8386e-05
HFTD - Distribution - Tier 2 - 5QU CoRE ¦ 4QU LoRE | Red Flag Warning - Small Fires | equipment / facility failure | conductor damage or failure | 0.012502
HFTD - Distribution - Tier 2 - 5QU CoRE ¦ 4QU LoRE | Red Flag Warning - Small Fires | equipment / facility failure | connection device damage or failure | 0.00242
HFTD - Distribution - Tier 2 - 5QU CoRE ¦ 4QU LoRE | Red Flag Warning - Small Fires | equipment / facility failure | crossarm damage or failure | 0.0038794
HFTD - Distribution - Tier 2 - 5QU CoRE ¦ 4QU LoRE | Red Flag Warning - Small Fires | equipment / facility failure | fuse damage or failure | 0.0056973
HFTD - Distribution - Tier 2 - 5QU CoRE ¦ 4QU LoRE | Red Flag Warning - Small Fires | equipment / facility failure | insulator and brushing damage or failure | 0.0017813
HFTD - Distribution - Tier 2 - 5QU CoRE ¦ 4QU LoRE | Red Flag Warning - Small Fires | equipment / facility failure | lightning arrestor damage or failure | 9.1996e-05
HFTD - Distribution - Tier 2 - 5QU CoRE ¦ 4QU LoRE | Red Flag Warning - Small Fires | equipment / facility failure | other equipment / facility failure | 0.0070254
HFTD - Distribution - Tier 2 - 5QU CoRE ¦ 4QU LoRE | Red Flag Warning - Small Fires | equipment / facility failure | pole damage or failure | 0.0022482
HFTD - Distribution - Tier 2 - 5QU CoRE ¦ 4QU LoRE | Red Flag Warning - Small Fires | equipment / facility failure | recloser damage or failure | 0
HFTD - Distribution - Tier 2 - 5QU CoRE ¦ 4QU LoRE | Red Flag Warning - Small Fires | equipment / facility failure | sectionalizer damage or failure | 0
HFTD - Distribution - Tier 2 - 5QU CoRE ¦ 4QU LoRE | Red Flag Warning - Small Fires | equipment / facility failure | switch damage or failure | 0
HFTD - Distribution - Tier 2 - 5QU CoRE ¦ 4QU LoRE | Red Flag Warning - Small Fires | equipment / facility failure | transformer damage or failure | 0.0026266
HFTD - Distribution - Tier 2 - 5QU CoRE ¦ 4QU LoRE | Red Flag Warning - Small Fires | equipment / facility failure | voltage regulator / booster damage or failure | 7.7233e-05
HFTD - Distribution - Tier 2 - 5QU CoRE ¦ 4QU LoRE | Red Flag Warning - Small Fires | other | all other | 0.00070268
HFTD - Distribution - Tier 2 - 5QU CoRE ¦ 4QU LoRE | Red Flag Warning - Small Fires | unknown | unknown | 0.0027178
HFTD - Distribution - Tier 2 - 5QU CoRE ¦ 4QU LoRE | Red Flag Warning - Small Fires | utility work / operation | utility work / operation | 0.00026452
HFTD - Distribution - Tier 2 - 5QU CoRE ¦ 4QU LoRE | Red Flag Warning - Small Fires | vandalism / theft | vandalism / theft | 1.2756e-05
HFTD - Distribution - Tier 2 - 5QU CoRE ¦ 4QU LoRE | Red Flag Warning - Small Fires | vegetation contact | branch (not overhanging, 4-12ft) | 0.0012099
HFTD - Distribution - Tier 2 - 5QU CoRE ¦ 4QU LoRE | Red Flag Warning - Small Fires | vegetation contact | branch (not overhanging, > 12ft) | 0.0019258
HFTD - Distribution - Tier 2 - 5QU CoRE ¦ 4QU LoRE | Red Flag Warning - Small Fires | vegetation contact | branch (not overhanging, distance unknown) | 0.0093079
HFTD - Distribution - Tier 2 - 5QU CoRE ¦ 4QU LoRE | Red Flag Warning - Small Fires | vegetation contact | branch (not overhanging, within 4ft) | 0.00028675
HFTD - Distribution - Tier 2 - 5QU CoRE ¦ 4QU LoRE | Red Flag Warning - Small Fires | vegetation contact | branch (overhanging) | 0.016919
HFTD - Distribution - Tier 2 - 5QU CoRE ¦ 4QU LoRE | Red Flag Warning - Small Fires | vegetation contact | dead | 0.0070612
HFTD - Distribution - Tier 2 - 5QU CoRE ¦ 4QU LoRE | Red Flag Warning - Small Fires | vegetation contact | fell into (moderate-severe defect) | 0.0057999
HFTD - Distribution - Tier 2 - 5QU CoRE ¦ 4QU LoRE | Red Flag Warning - Small Fires | vegetation contact | fell into (no defect) | 0.023751
HFTD - Distribution - Tier 2 - 5QU CoRE ¦ 4QU LoRE | Red Flag Warning - Small Fires | vegetation contact | fell into (slight defect) | 0.0062514
HFTD - Distribution - Tier 2 - 5QU CoRE ¦ 4QU LoRE | Red Flag Warning - Small Fires | vegetation contact | grow into | 0.00065804
HFTD - Distribution - Tier 2 - 5QU CoRE ¦ 4QU LoRE | Red Flag Warning - Small Fires | vegetation contact | other/unknown | 0.032096
HFTD - Distribution - Tier 2 - 5QU CoRE ¦ 4QU LoRE | Red Flag Warning - Small Fires | wire-to-wire contact | wire-to-wire contact / contamination | 0.0029412
HFTD - Distribution - Tier 2 - 5QU CoRE ¦ 5QU LoRE | Seismic - Non-Red Flag Warning - Catastrophic Fires | cc - seismic scenario | seismic scenario | 7.0817e-07
HFTD - Distribution - Tier 2 - 5QU CoRE ¦ 5QU LoRE | Non-Red Flag Warning - Catastrophic Fires | contact from object | animal contact | 3.7976e-06
HFTD - Distribution - Tier 2 - 5QU CoRE ¦ 5QU LoRE | Non-Red Flag Warning - Catastrophic Fires | contact from object | balloon contact | 1.3949e-07
HFTD - Distribution - Tier 2 - 5QU CoRE ¦ 5QU LoRE | Non-Red Flag Warning - Catastrophic Fires | contact from object | other contact from object | 1.9511e-06
HFTD - Distribution - Tier 2 - 5QU CoRE ¦ 5QU LoRE | Non-Red Flag Warning - Catastrophic Fires | contact from object | vehicle contact | 5.6653e-06
HFTD - Distribution - Tier 2 - 5QU CoRE ¦ 5QU LoRE | Non-Red Flag Warning - Catastrophic Fires | contamination | contamination | 2.577e-07
HFTD - Distribution - Tier 2 - 5QU CoRE ¦ 5QU LoRE | Non-Red Flag Warning - Catastrophic Fires | equipment / facility failure | anchor / guy damage or failure | 8.6521e-09
HFTD - Distribution - Tier 2 - 5QU CoRE ¦ 5QU LoRE | Non-Red Flag Warning - Catastrophic Fires | equipment / facility failure | capacitor bank damage or failure | 0
HFTD - Distribution - Tier 2 - 5QU CoRE ¦ 5QU LoRE | Non-Red Flag Warning - Catastrophic Fires | equipment / facility failure | conductor damage or failure | 8.645e-08
HFTD - Distribution - Tier 2 - 5QU CoRE ¦ 5QU LoRE | Non-Red Flag Warning - Catastrophic Fires | equipment / facility failure | connection device damage or failure | 2.5631e-08
HFTD - Distribution - Tier 2 - 5QU CoRE ¦ 5QU LoRE | Non-Red Flag Warning - Catastrophic Fires | equipment / facility failure | crossarm damage or failure | 2.5969e-08
HFTD - Distribution - Tier 2 - 5QU CoRE ¦ 5QU LoRE | Non-Red Flag Warning - Catastrophic Fires | equipment / facility failure | fuse damage or failure | 1.9771e-08
HFTD - Distribution - Tier 2 - 5QU CoRE ¦ 5QU LoRE | Non-Red Flag Warning - Catastrophic Fires | equipment / facility failure | insulator and brushing damage or failure | 2.1929e-08
HFTD - Distribution - Tier 2 - 5QU CoRE ¦ 5QU LoRE | Non-Red Flag Warning - Catastrophic Fires | equipment / facility failure | lightning arrestor damage or failure | 5.622e-09
HFTD - Distribution - Tier 2 - 5QU CoRE ¦ 5QU LoRE | Non-Red Flag Warning - Catastrophic Fires | equipment / facility failure | other equipment / facility failure | 1.3617e-07
HFTD - Distribution - Tier 2 - 5QU CoRE ¦ 5QU LoRE | Non-Red Flag Warning - Catastrophic Fires | equipment / facility failure | pole damage or failure | 2.9986e-08
HFTD - Distribution - Tier 2 - 5QU CoRE ¦ 5QU LoRE | Non-Red Flag Warning - Catastrophic Fires | equipment / facility failure | recloser damage or failure | 0
HFTD - Distribution - Tier 2 - 5QU CoRE ¦ 5QU LoRE | Non-Red Flag Warning - Catastrophic Fires | equipment / facility failure | sectionalizer damage or failure | 0
HFTD - Distribution - Tier 2 - 5QU CoRE ¦ 5QU LoRE | Non-Red Flag Warning - Catastrophic Fires | equipment / facility failure | switch damage or failure | 0
HFTD - Distribution - Tier 2 - 5QU CoRE ¦ 5QU LoRE | Non-Red Flag Warning - Catastrophic Fires | equipment / facility failure | transformer damage or failure | 8.2607e-08
HFTD - Distribution - Tier 2 - 5QU CoRE ¦ 5QU LoRE | Non-Red Flag Warning - Catastrophic Fires | equipment / facility failure | voltage regulator / booster damage or failure | 1.5232e-08
HFTD - Distribution - Tier 2 - 5QU CoRE ¦ 5QU LoRE | Non-Red Flag Warning - Catastrophic Fires | other | all other | 1.5062e-06
HFTD - Distribution - Tier 2 - 5QU CoRE ¦ 5QU LoRE | Non-Red Flag Warning - Catastrophic Fires | unknown | unknown | 2.5278e-06
HFTD - Distribution - Tier 2 - 5QU CoRE ¦ 5QU LoRE | Non-Red Flag Warning - Catastrophic Fires | utility work / operation | utility work / operation | 3.7903e-07
HFTD - Distribution - Tier 2 - 5QU CoRE ¦ 5QU LoRE | Non-Red Flag Warning - Catastrophic Fires | vandalism / theft | vandalism / theft | 2.7759e-10
HFTD - Distribution - Tier 2 - 5QU CoRE ¦ 5QU LoRE | Non-Red Flag Warning - Catastrophic Fires | vegetation contact | branch (not overhanging, 4-12ft) | 8.7772e-09
HFTD - Distribution - Tier 2 - 5QU CoRE ¦ 5QU LoRE | Non-Red Flag Warning - Catastrophic Fires | vegetation contact | branch (not overhanging, > 12ft) | 2.2055e-08
HFTD - Distribution - Tier 2 - 5QU CoRE ¦ 5QU LoRE | Non-Red Flag Warning - Catastrophic Fires | vegetation contact | branch (not overhanging, distance unknown) | 7.5289e-08
HFTD - Distribution - Tier 2 - 5QU CoRE ¦ 5QU LoRE | Non-Red Flag Warning - Catastrophic Fires | vegetation contact | branch (not overhanging, within 4ft) | 3.5553e-09
HFTD - Distribution - Tier 2 - 5QU CoRE ¦ 5QU LoRE | Non-Red Flag Warning - Catastrophic Fires | vegetation contact | branch (overhanging) | 1.5821e-07
HFTD - Distribution - Tier 2 - 5QU CoRE ¦ 5QU LoRE | Non-Red Flag Warning - Catastrophic Fires | vegetation contact | dead | 8.0101e-08
HFTD - Distribution - Tier 2 - 5QU CoRE ¦ 5QU LoRE | Non-Red Flag Warning - Catastrophic Fires | vegetation contact | fell into (moderate-severe defect) | 9.1617e-08
HFTD - Distribution - Tier 2 - 5QU CoRE ¦ 5QU LoRE | Non-Red Flag Warning - Catastrophic Fires | vegetation contact | fell into (no defect) | 5.3965e-07
HFTD - Distribution - Tier 2 - 5QU CoRE ¦ 5QU LoRE | Non-Red Flag Warning - Catastrophic Fires | vegetation contact | fell into (slight defect) | 1.1326e-07
HFTD - Distribution - Tier 2 - 5QU CoRE ¦ 5QU LoRE | Non-Red Flag Warning - Catastrophic Fires | vegetation contact | grow into | 9.8034e-09
HFTD - Distribution - Tier 2 - 5QU CoRE ¦ 5QU LoRE | Non-Red Flag Warning - Catastrophic Fires | vegetation contact | other/unknown | 4.6487e-07
HFTD - Distribution - Tier 2 - 5QU CoRE ¦ 5QU LoRE | Non-Red Flag Warning - Catastrophic Fires | wire-to-wire contact | wire-to-wire contact / contamination | 4.3001e-06
HFTD - Distribution - Tier 2 - 5QU CoRE ¦ 5QU LoRE | Non-Red Flag Warning - Destructive Fires | contact from object | animal contact | 2.8591e-06
HFTD - Distribution - Tier 2 - 5QU CoRE ¦ 5QU LoRE | Non-Red Flag Warning - Destructive Fires | contact from object | balloon contact | 1.014e-07
HFTD - Distribution - Tier 2 - 5QU CoRE ¦ 5QU LoRE | Non-Red Flag Warning - Destructive Fires | contact from object | other contact from object | 1.5227e-06
HFTD - Distribution - Tier 2 - 5QU CoRE ¦ 5QU LoRE | Non-Red Flag Warning - Destructive Fires | contact from object | vehicle contact | 4.2047e-06
HFTD - Distribution - Tier 2 - 5QU CoRE ¦ 5QU LoRE | Non-Red Flag Warning - Destructive Fires | contamination | contamination | 1.9915e-07
HFTD - Distribution - Tier 2 - 5QU CoRE ¦ 5QU LoRE | Non-Red Flag Warning - Destructive Fires | equipment / facility failure | anchor / guy damage or failure | 3.6279e-08
HFTD - Distribution - Tier 2 - 5QU CoRE ¦ 5QU LoRE | Non-Red Flag Warning - Destructive Fires | equipment / facility failure | capacitor bank damage or failure | 0
HFTD - Distribution - Tier 2 - 5QU CoRE ¦ 5QU LoRE | Non-Red Flag Warning - Destructive Fires | equipment / facility failure | conductor damage or failure | 3.6901e-07
HFTD - Distribution - Tier 2 - 5QU CoRE ¦ 5QU LoRE | Non-Red Flag Warning - Destructive Fires | equipment / facility failure | connection device damage or failure | 1.1017e-07
HFTD - Distribution - Tier 2 - 5QU CoRE ¦ 5QU LoRE | Non-Red Flag Warning - Destructive Fires | equipment / facility failure | crossarm damage or failure | 1.1546e-07
HFTD - Distribution - Tier 2 - 5QU CoRE ¦ 5QU LoRE | Non-Red Flag Warning - Destructive Fires | equipment / facility failure | fuse damage or failure | 8.1215e-08
HFTD - Distribution - Tier 2 - 5QU CoRE ¦ 5QU LoRE | Non-Red Flag Warning - Destructive Fires | equipment / facility failure | insulator and brushing damage or failure | 9.0785e-08
HFTD - Distribution - Tier 2 - 5QU CoRE ¦ 5QU LoRE | Non-Red Flag Warning - Destructive Fires | equipment / facility failure | lightning arrestor damage or failure | 2.4714e-08
HFTD - Distribution - Tier 2 - 5QU CoRE ¦ 5QU LoRE | Non-Red Flag Warning - Destructive Fires | equipment / facility failure | other equipment / facility failure | 5.9766e-07
HFTD - Distribution - Tier 2 - 5QU CoRE ¦ 5QU LoRE | Non-Red Flag Warning - Destructive Fires | equipment / facility failure | pole damage or failure | 1.2647e-07
HFTD - Distribution - Tier 2 - 5QU CoRE ¦ 5QU LoRE | Non-Red Flag Warning - Destructive Fires | equipment / facility failure | recloser damage or failure | 0
HFTD - Distribution - Tier 2 - 5QU CoRE ¦ 5QU LoRE | Non-Red Flag Warning - Destructive Fires | equipment / facility failure | sectionalizer damage or failure | 0
HFTD - Distribution - Tier 2 - 5QU CoRE ¦ 5QU LoRE | Non-Red Flag Warning - Destructive Fires | equipment / facility failure | switch damage or failure | 0
HFTD - Distribution - Tier 2 - 5QU CoRE ¦ 5QU LoRE | Non-Red Flag Warning - Destructive Fires | equipment / facility failure | transformer damage or failure | 3.3978e-07
HFTD - Distribution - Tier 2 - 5QU CoRE ¦ 5QU LoRE | Non-Red Flag Warning - Destructive Fires | equipment / facility failure | voltage regulator / booster damage or failure | 6.2898e-08
HFTD - Distribution - Tier 2 - 5QU CoRE ¦ 5QU LoRE | Non-Red Flag Warning - Destructive Fires | other | all other | 1.196e-06
HFTD - Distribution - Tier 2 - 5QU CoRE ¦ 5QU LoRE | Non-Red Flag Warning - Destructive Fires | unknown | unknown | 1.9845e-06
HFTD - Distribution - Tier 2 - 5QU CoRE ¦ 5QU LoRE | Non-Red Flag Warning - Destructive Fires | utility work / operation | utility work / operation | 3.0525e-07
HFTD - Distribution - Tier 2 - 5QU CoRE ¦ 5QU LoRE | Non-Red Flag Warning - Destructive Fires | vandalism / theft | vandalism / theft | 2.1491e-10
HFTD - Distribution - Tier 2 - 5QU CoRE ¦ 5QU LoRE | Non-Red Flag Warning - Destructive Fires | vegetation contact | branch (not overhanging, 4-12ft) | 2.6411e-08
HFTD - Distribution - Tier 2 - 5QU CoRE ¦ 5QU LoRE | Non-Red Flag Warning - Destructive Fires | vegetation contact | branch (not overhanging, > 12ft) | 6.6374e-08
HFTD - Distribution - Tier 2 - 5QU CoRE ¦ 5QU LoRE | Non-Red Flag Warning - Destructive Fires | vegetation contact | branch (not overhanging, distance unknown) | 2.2658e-07
HFTD - Distribution - Tier 2 - 5QU CoRE ¦ 5QU LoRE | Non-Red Flag Warning - Destructive Fires | vegetation contact | branch (not overhanging, within 4ft) | 1.0697e-08
HFTD - Distribution - Tier 2 - 5QU CoRE ¦ 5QU LoRE | Non-Red Flag Warning - Destructive Fires | vegetation contact | branch (overhanging) | 4.76e-07
HFTD - Distribution - Tier 2 - 5QU CoRE ¦ 5QU LoRE | Non-Red Flag Warning - Destructive Fires | vegetation contact | dead | 2.4106e-07
HFTD - Distribution - Tier 2 - 5QU CoRE ¦ 5QU LoRE | Non-Red Flag Warning - Destructive Fires | vegetation contact | fell into (moderate-severe defect) | 2.7572e-07
HFTD - Distribution - Tier 2 - 5QU CoRE ¦ 5QU LoRE | Non-Red Flag Warning - Destructive Fires | vegetation contact | fell into (no defect) | 1.6241e-06
HFTD - Distribution - Tier 2 - 5QU CoRE ¦ 5QU LoRE | Non-Red Flag Warning - Destructive Fires | vegetation contact | fell into (slight defect) | 3.4085e-07
HFTD - Distribution - Tier 2 - 5QU CoRE ¦ 5QU LoRE | Non-Red Flag Warning - Destructive Fires | vegetation contact | grow into | 2.9503e-08
HFTD - Distribution - Tier 2 - 5QU CoRE ¦ 5QU LoRE | Non-Red Flag Warning - Destructive Fires | vegetation contact | other/unknown | 1.399e-06
HFTD - Distribution - Tier 2 - 5QU CoRE ¦ 5QU LoRE | Non-Red Flag Warning - Destructive Fires | wire-to-wire contact | wire-to-wire contact / contamination | 3.3532e-06
HFTD - Distribution - Tier 2 - 5QU CoRE ¦ 5QU LoRE | Non-Red Flag Warning - Large Fires | contact from object | animal contact | 0.00026068
HFTD - Distribution - Tier 2 - 5QU CoRE ¦ 5QU LoRE | Non-Red Flag Warning - Large Fires | contact from object | balloon contact | 1.3788e-05
HFTD - Distribution - Tier 2 - 5QU CoRE ¦ 5QU LoRE | Non-Red Flag Warning - Large Fires | contact from object | other contact from object | 0.00015947
HFTD - Distribution - Tier 2 - 5QU CoRE ¦ 5QU LoRE | Non-Red Flag Warning - Large Fires | contact from object | vehicle contact | 0.00034366
HFTD - Distribution - Tier 2 - 5QU CoRE ¦ 5QU LoRE | Non-Red Flag Warning - Large Fires | contamination | contamination | 2.5201e-05
HFTD - Distribution - Tier 2 - 5QU CoRE ¦ 5QU LoRE | Non-Red Flag Warning - Large Fires | equipment / facility failure | anchor / guy damage or failure | 5.3722e-06
HFTD - Distribution - Tier 2 - 5QU CoRE ¦ 5QU LoRE | Non-Red Flag Warning - Large Fires | equipment / facility failure | capacitor bank damage or failure | 0
HFTD - Distribution - Tier 2 - 5QU CoRE ¦ 5QU LoRE | Non-Red Flag Warning - Large Fires | equipment / facility failure | conductor damage or failure | 5.1824e-05
HFTD - Distribution - Tier 2 - 5QU CoRE ¦ 5QU LoRE | Non-Red Flag Warning - Large Fires | equipment / facility failure | connection device damage or failure | 2.0821e-05
HFTD - Distribution - Tier 2 - 5QU CoRE ¦ 5QU LoRE | Non-Red Flag Warning - Large Fires | equipment / facility failure | crossarm damage or failure | 2.5836e-05
HFTD - Distribution - Tier 2 - 5QU CoRE ¦ 5QU LoRE | Non-Red Flag Warning - Large Fires | equipment / facility failure | fuse damage or failure | 1.1981e-05
HFTD - Distribution - Tier 2 - 5QU CoRE ¦ 5QU LoRE | Non-Red Flag Warning - Large Fires | equipment / facility failure | insulator and brushing damage or failure | 1.6975e-05
HFTD - Distribution - Tier 2 - 5QU CoRE ¦ 5QU LoRE | Non-Red Flag Warning - Large Fires | equipment / facility failure | lightning arrestor damage or failure | 3.6937e-06
HFTD - Distribution - Tier 2 - 5QU CoRE ¦ 5QU LoRE | Non-Red Flag Warning - Large Fires | equipment / facility failure | other equipment / facility failure | 0.00011695
HFTD - Distribution - Tier 2 - 5QU CoRE ¦ 5QU LoRE | Non-Red Flag Warning - Large Fires | equipment / facility failure | pole damage or failure | 2.2076e-05
HFTD - Distribution - Tier 2 - 5QU CoRE ¦ 5QU LoRE | Non-Red Flag Warning - Large Fires | equipment / facility failure | recloser damage or failure | 0
HFTD - Distribution - Tier 2 - 5QU CoRE ¦ 5QU LoRE | Non-Red Flag Warning - Large Fires | equipment / facility failure | sectionalizer damage or failure | 0
HFTD - Distribution - Tier 2 - 5QU CoRE ¦ 5QU LoRE | Non-Red Flag Warning - Large Fires | equipment / facility failure | switch damage or failure | 0
HFTD - Distribution - Tier 2 - 5QU CoRE ¦ 5QU LoRE | Non-Red Flag Warning - Large Fires | equipment / facility failure | transformer damage or failure | 7.1398e-05
HFTD - Distribution - Tier 2 - 5QU CoRE ¦ 5QU LoRE | Non-Red Flag Warning - Large Fires | equipment / facility failure | voltage regulator / booster damage or failure | 8.8854e-06
HFTD - Distribution - Tier 2 - 5QU CoRE ¦ 5QU LoRE | Non-Red Flag Warning - Large Fires | other | all other | 0.00010184
HFTD - Distribution - Tier 2 - 5QU CoRE ¦ 5QU LoRE | Non-Red Flag Warning - Large Fires | unknown | unknown | 0.00022777
HFTD - Distribution - Tier 2 - 5QU CoRE ¦ 5QU LoRE | Non-Red Flag Warning - Large Fires | utility work / operation | utility work / operation | 3.5379e-05
HFTD - Distribution - Tier 2 - 5QU CoRE ¦ 5QU LoRE | Non-Red Flag Warning - Large Fires | vandalism / theft | vandalism / theft | 6.538e-08
HFTD - Distribution - Tier 2 - 5QU CoRE ¦ 5QU LoRE | Non-Red Flag Warning - Large Fires | vegetation contact | branch (not overhanging, 4-12ft) | 4.0437e-06
HFTD - Distribution - Tier 2 - 5QU CoRE ¦ 5QU LoRE | Non-Red Flag Warning - Large Fires | vegetation contact | branch (not overhanging, > 12ft) | 9.7859e-06
HFTD - Distribution - Tier 2 - 5QU CoRE ¦ 5QU LoRE | Non-Red Flag Warning - Large Fires | vegetation contact | branch (not overhanging, distance unknown) | 3.3405e-05
HFTD - Distribution - Tier 2 - 5QU CoRE ¦ 5QU LoRE | Non-Red Flag Warning - Large Fires | vegetation contact | branch (not overhanging, within 4ft) | 1.7005e-06
HFTD - Distribution - Tier 2 - 5QU CoRE ¦ 5QU LoRE | Non-Red Flag Warning - Large Fires | vegetation contact | branch (overhanging) | 7.5671e-05
HFTD - Distribution - Tier 2 - 5QU CoRE ¦ 5QU LoRE | Non-Red Flag Warning - Large Fires | vegetation contact | dead | 3.554e-05
HFTD - Distribution - Tier 2 - 5QU CoRE ¦ 5QU LoRE | Non-Red Flag Warning - Large Fires | vegetation contact | fell into (moderate-severe defect) | 4.065e-05
HFTD - Distribution - Tier 2 - 5QU CoRE ¦ 5QU LoRE | Non-Red Flag Warning - Large Fires | vegetation contact | fell into (no defect) | 0.00023944
HFTD - Distribution - Tier 2 - 5QU CoRE ¦ 5QU LoRE | Non-Red Flag Warning - Large Fires | vegetation contact | fell into (slight defect) | 5.0253e-05
HFTD - Distribution - Tier 2 - 5QU CoRE ¦ 5QU LoRE | Non-Red Flag Warning - Large Fires | vegetation contact | grow into | 4.3497e-06
HFTD - Distribution - Tier 2 - 5QU CoRE ¦ 5QU LoRE | Non-Red Flag Warning - Large Fires | vegetation contact | other/unknown | 0.00020626
HFTD - Distribution - Tier 2 - 5QU CoRE ¦ 5QU LoRE | Non-Red Flag Warning - Large Fires | wire-to-wire contact | wire-to-wire contact / contamination | 0.00029406
HFTD - Distribution - Tier 2 - 5QU CoRE ¦ 5QU LoRE | Non-Red Flag Warning - Small Fires | contact from object | animal contact | 0.06385
HFTD - Distribution - Tier 2 - 5QU CoRE ¦ 5QU LoRE | Non-Red Flag Warning - Small Fires | contact from object | balloon contact | 0.0038734
HFTD - Distribution - Tier 2 - 5QU CoRE ¦ 5QU LoRE | Non-Red Flag Warning - Small Fires | contact from object | other contact from object | 0.037457
HFTD - Distribution - Tier 2 - 5QU CoRE ¦ 5QU LoRE | Non-Red Flag Warning - Small Fires | contact from object | vehicle contact | 0.083204
HFTD - Distribution - Tier 2 - 5QU CoRE ¦ 5QU LoRE | Non-Red Flag Warning - Small Fires | contamination | contamination | 0.0064844
HFTD - Distribution - Tier 2 - 5QU CoRE ¦ 5QU LoRE | Non-Red Flag Warning - Small Fires | equipment / facility failure | anchor / guy damage or failure | 0.0031732
HFTD - Distribution - Tier 2 - 5QU CoRE ¦ 5QU LoRE | Non-Red Flag Warning - Small Fires | equipment / facility failure | capacitor bank damage or failure | 0
HFTD - Distribution - Tier 2 - 5QU CoRE ¦ 5QU LoRE | Non-Red Flag Warning - Small Fires | equipment / facility failure | conductor damage or failure | 0.039832
HFTD - Distribution - Tier 2 - 5QU CoRE ¦ 5QU LoRE | Non-Red Flag Warning - Small Fires | equipment / facility failure | connection device damage or failure | 0.015704
HFTD - Distribution - Tier 2 - 5QU CoRE ¦ 5QU LoRE | Non-Red Flag Warning - Small Fires | equipment / facility failure | crossarm damage or failure | 0.020437
HFTD - Distribution - Tier 2 - 5QU CoRE ¦ 5QU LoRE | Non-Red Flag Warning - Small Fires | equipment / facility failure | fuse damage or failure | 0.0092715
HFTD - Distribution - Tier 2 - 5QU CoRE ¦ 5QU LoRE | Non-Red Flag Warning - Small Fires | equipment / facility failure | insulator and brushing damage or failure | 0.014204
HFTD - Distribution - Tier 2 - 5QU CoRE ¦ 5QU LoRE | Non-Red Flag Warning - Small Fires | equipment / facility failure | lightning arrestor damage or failure | 0.0031202
HFTD - Distribution - Tier 2 - 5QU CoRE ¦ 5QU LoRE | Non-Red Flag Warning - Small Fires | equipment / facility failure | other equipment / facility failure | 0.087841
HFTD - Distribution - Tier 2 - 5QU CoRE ¦ 5QU LoRE | Non-Red Flag Warning - Small Fires | equipment / facility failure | pole damage or failure | 0.017065
HFTD - Distribution - Tier 2 - 5QU CoRE ¦ 5QU LoRE | Non-Red Flag Warning - Small Fires | equipment / facility failure | recloser damage or failure | 0
HFTD - Distribution - Tier 2 - 5QU CoRE ¦ 5QU LoRE | Non-Red Flag Warning - Small Fires | equipment / facility failure | sectionalizer damage or failure | 0
HFTD - Distribution - Tier 2 - 5QU CoRE ¦ 5QU LoRE | Non-Red Flag Warning - Small Fires | equipment / facility failure | switch damage or failure | 0
HFTD - Distribution - Tier 2 - 5QU CoRE ¦ 5QU LoRE | Non-Red Flag Warning - Small Fires | equipment / facility failure | transformer damage or failure | 0.054934
HFTD - Distribution - Tier 2 - 5QU CoRE ¦ 5QU LoRE | Non-Red Flag Warning - Small Fires | equipment / facility failure | voltage regulator / booster damage or failure | 0.0073115
HFTD - Distribution - Tier 2 - 5QU CoRE ¦ 5QU LoRE | Non-Red Flag Warning - Small Fires | other | all other | 0.023326
HFTD - Distribution - Tier 2 - 5QU CoRE ¦ 5QU LoRE | Non-Red Flag Warning - Small Fires | unknown | unknown | 0.055503
HFTD - Distribution - Tier 2 - 5QU CoRE ¦ 5QU LoRE | Non-Red Flag Warning - Small Fires | utility work / operation | utility work / operation | 0.0084457
HFTD - Distribution - Tier 2 - 5QU CoRE ¦ 5QU LoRE | Non-Red Flag Warning - Small Fires | vandalism / theft | vandalism / theft | 1.8235e-05
HFTD - Distribution - Tier 2 - 5QU CoRE ¦ 5QU LoRE | Non-Red Flag Warning - Small Fires | vegetation contact | branch (not overhanging, 4-12ft) | 0.001622
HFTD - Distribution - Tier 2 - 5QU CoRE ¦ 5QU LoRE | Non-Red Flag Warning - Small Fires | vegetation contact | branch (not overhanging, > 12ft) | 0.0038945
HFTD - Distribution - Tier 2 - 5QU CoRE ¦ 5QU LoRE | Non-Red Flag Warning - Small Fires | vegetation contact | branch (not overhanging, distance unknown) | 0.013294
HFTD - Distribution - Tier 2 - 5QU CoRE ¦ 5QU LoRE | Non-Red Flag Warning - Small Fires | vegetation contact | branch (not overhanging, within 4ft) | 0.00068723
HFTD - Distribution - Tier 2 - 5QU CoRE ¦ 5QU LoRE | Non-Red Flag Warning - Small Fires | vegetation contact | branch (overhanging) | 0.030582
HFTD - Distribution - Tier 2 - 5QU CoRE ¦ 5QU LoRE | Non-Red Flag Warning - Small Fires | vegetation contact | dead | 0.014144
HFTD - Distribution - Tier 2 - 5QU CoRE ¦ 5QU LoRE | Non-Red Flag Warning - Small Fires | vegetation contact | fell into (moderate-severe defect) | 0.016178
HFTD - Distribution - Tier 2 - 5QU CoRE ¦ 5QU LoRE | Non-Red Flag Warning - Small Fires | vegetation contact | fell into (no defect) | 0.095291
HFTD - Distribution - Tier 2 - 5QU CoRE ¦ 5QU LoRE | Non-Red Flag Warning - Small Fires | vegetation contact | fell into (slight defect) | 0.019999
HFTD - Distribution - Tier 2 - 5QU CoRE ¦ 5QU LoRE | Non-Red Flag Warning - Small Fires | vegetation contact | grow into | 0.0017311
HFTD - Distribution - Tier 2 - 5QU CoRE ¦ 5QU LoRE | Non-Red Flag Warning - Small Fires | vegetation contact | other/unknown | 0.082085
HFTD - Distribution - Tier 2 - 5QU CoRE ¦ 5QU LoRE | Non-Red Flag Warning - Small Fires | wire-to-wire contact | wire-to-wire contact / contamination | 0.068759
HFTD - Distribution - Tier 2 - 5QU CoRE ¦ 5QU LoRE | Seismic - Red Flag Warning - Catastrophic Fires | cc - seismic scenario | seismic scenario | 3.0543e-05
HFTD - Distribution - Tier 2 - 5QU CoRE ¦ 5QU LoRE | Red Flag Warning - Catastrophic Fires | contact from object | animal contact | 0
HFTD - Distribution - Tier 2 - 5QU CoRE ¦ 5QU LoRE | Red Flag Warning - Catastrophic Fires | contact from object | balloon contact | 0
HFTD - Distribution - Tier 2 - 5QU CoRE ¦ 5QU LoRE | Red Flag Warning - Catastrophic Fires | contact from object | other contact from object | 0
HFTD - Distribution - Tier 2 - 5QU CoRE ¦ 5QU LoRE | Red Flag Warning - Catastrophic Fires | contact from object | vehicle contact | 0
HFTD - Distribution - Tier 2 - 5QU CoRE ¦ 5QU LoRE | Red Flag Warning - Catastrophic Fires | contamination | contamination | 0
HFTD - Distribution - Tier 2 - 5QU CoRE ¦ 5QU LoRE | Red Flag Warning - Catastrophic Fires | equipment / facility failure | anchor / guy damage or failure | 6.2361e-06
HFTD - Distribution - Tier 2 - 5QU CoRE ¦ 5QU LoRE | Red Flag Warning - Catastrophic Fires | equipment / facility failure | capacitor bank damage or failure | 0
HFTD - Distribution - Tier 2 - 5QU CoRE ¦ 5QU LoRE | Red Flag Warning - Catastrophic Fires | equipment / facility failure | conductor damage or failure | 3.9389e-05
HFTD - Distribution - Tier 2 - 5QU CoRE ¦ 5QU LoRE | Red Flag Warning - Catastrophic Fires | equipment / facility failure | connection device damage or failure | 8.1627e-06
HFTD - Distribution - Tier 2 - 5QU CoRE ¦ 5QU LoRE | Red Flag Warning - Catastrophic Fires | equipment / facility failure | crossarm damage or failure | 1.0691e-05
HFTD - Distribution - Tier 2 - 5QU CoRE ¦ 5QU LoRE | Red Flag Warning - Catastrophic Fires | equipment / facility failure | fuse damage or failure | 1.2742e-05
HFTD - Distribution - Tier 2 - 5QU CoRE ¦ 5QU LoRE | Red Flag Warning - Catastrophic Fires | equipment / facility failure | insulator and brushing damage or failure | 1.7498e-05
HFTD - Distribution - Tier 2 - 5QU CoRE ¦ 5QU LoRE | Red Flag Warning - Catastrophic Fires | equipment / facility failure | lightning arrestor damage or failure | 2.8361e-06
HFTD - Distribution - Tier 2 - 5QU CoRE ¦ 5QU LoRE | Red Flag Warning - Catastrophic Fires | equipment / facility failure | other equipment / facility failure | 1.9421e-05
HFTD - Distribution - Tier 2 - 5QU CoRE ¦ 5QU LoRE | Red Flag Warning - Catastrophic Fires | equipment / facility failure | pole damage or failure | 5.2862e-06
HFTD - Distribution - Tier 2 - 5QU CoRE ¦ 5QU LoRE | Red Flag Warning - Catastrophic Fires | equipment / facility failure | recloser damage or failure | 0
HFTD - Distribution - Tier 2 - 5QU CoRE ¦ 5QU LoRE | Red Flag Warning - Catastrophic Fires | equipment / facility failure | sectionalizer damage or failure | 0
HFTD - Distribution - Tier 2 - 5QU CoRE ¦ 5QU LoRE | Red Flag Warning - Catastrophic Fires | equipment / facility failure | switch damage or failure | 0
HFTD - Distribution - Tier 2 - 5QU CoRE ¦ 5QU LoRE | Red Flag Warning - Catastrophic Fires | equipment / facility failure | transformer damage or failure | 7.4719e-06
HFTD - Distribution - Tier 2 - 5QU CoRE ¦ 5QU LoRE | Red Flag Warning - Catastrophic Fires | equipment / facility failure | voltage regulator / booster damage or failure | 5.5751e-07
HFTD - Distribution - Tier 2 - 5QU CoRE ¦ 5QU LoRE | Red Flag Warning - Catastrophic Fires | other | all other | 0
HFTD - Distribution - Tier 2 - 5QU CoRE ¦ 5QU LoRE | Red Flag Warning - Catastrophic Fires | unknown | unknown | 0
HFTD - Distribution - Tier 2 - 5QU CoRE ¦ 5QU LoRE | Red Flag Warning - Catastrophic Fires | utility work / operation | utility work / operation | 0
HFTD - Distribution - Tier 2 - 5QU CoRE ¦ 5QU LoRE | Red Flag Warning - Catastrophic Fires | vandalism / theft | vandalism / theft | 0
HFTD - Distribution - Tier 2 - 5QU CoRE ¦ 5QU LoRE | Red Flag Warning - Catastrophic Fires | vegetation contact | branch (not overhanging, 4-12ft) | 1.4045e-06
HFTD - Distribution - Tier 2 - 5QU CoRE ¦ 5QU LoRE | Red Flag Warning - Catastrophic Fires | vegetation contact | branch (not overhanging, > 12ft) | 2.2868e-06
HFTD - Distribution - Tier 2 - 5QU CoRE ¦ 5QU LoRE | Red Flag Warning - Catastrophic Fires | vegetation contact | branch (not overhanging, distance unknown) | 1.1053e-05
HFTD - Distribution - Tier 2 - 5QU CoRE ¦ 5QU LoRE | Red Flag Warning - Catastrophic Fires | vegetation contact | branch (not overhanging, within 4ft) | 3.2531e-07
HFTD - Distribution - Tier 2 - 5QU CoRE ¦ 5QU LoRE | Red Flag Warning - Catastrophic Fires | vegetation contact | branch (overhanging) | 1.9193e-05
HFTD - Distribution - Tier 2 - 5QU CoRE ¦ 5QU LoRE | Red Flag Warning - Catastrophic Fires | vegetation contact | dead | 8.3851e-06
HFTD - Distribution - Tier 2 - 5QU CoRE ¦ 5QU LoRE | Red Flag Warning - Catastrophic Fires | vegetation contact | fell into (moderate-severe defect) | 6.8873e-06
HFTD - Distribution - Tier 2 - 5QU CoRE ¦ 5QU LoRE | Red Flag Warning - Catastrophic Fires | vegetation contact | fell into (no defect) | 2.8204e-05
HFTD - Distribution - Tier 2 - 5QU CoRE ¦ 5QU LoRE | Red Flag Warning - Catastrophic Fires | vegetation contact | fell into (slight defect) | 7.4235e-06
HFTD - Distribution - Tier 2 - 5QU CoRE ¦ 5QU LoRE | Red Flag Warning - Catastrophic Fires | vegetation contact | grow into | 7.8142e-07
HFTD - Distribution - Tier 2 - 5QU CoRE ¦ 5QU LoRE | Red Flag Warning - Catastrophic Fires | vegetation contact | other/unknown | 3.8114e-05
HFTD - Distribution - Tier 2 - 5QU CoRE ¦ 5QU LoRE | Red Flag Warning - Catastrophic Fires | wire-to-wire contact | wire-to-wire contact / contamination | 0
HFTD - Distribution - Tier 2 - 5QU CoRE ¦ 5QU LoRE | Red Flag Warning - Destructive Fires | contact from object | animal contact | 0
HFTD - Distribution - Tier 2 - 5QU CoRE ¦ 5QU LoRE | Red Flag Warning - Destructive Fires | contact from object | balloon contact | 0
HFTD - Distribution - Tier 2 - 5QU CoRE ¦ 5QU LoRE | Red Flag Warning - Destructive Fires | contact from object | other contact from object | 0
HFTD - Distribution - Tier 2 - 5QU CoRE ¦ 5QU LoRE | Red Flag Warning - Destructive Fires | contact from object | vehicle contact | 0
HFTD - Distribution - Tier 2 - 5QU CoRE ¦ 5QU LoRE | Red Flag Warning - Destructive Fires | contamination | contamination | 0
HFTD - Distribution - Tier 2 - 5QU CoRE ¦ 5QU LoRE | Red Flag Warning - Destructive Fires | equipment / facility failure | anchor / guy damage or failure | 1.316e-06
HFTD - Distribution - Tier 2 - 5QU CoRE ¦ 5QU LoRE | Red Flag Warning - Destructive Fires | equipment / facility failure | capacitor bank damage or failure | 0
HFTD - Distribution - Tier 2 - 5QU CoRE ¦ 5QU LoRE | Red Flag Warning - Destructive Fires | equipment / facility failure | conductor damage or failure | 8.4615e-06
HFTD - Distribution - Tier 2 - 5QU CoRE ¦ 5QU LoRE | Red Flag Warning - Destructive Fires | equipment / facility failure | connection device damage or failure | 1.7658e-06
HFTD - Distribution - Tier 2 - 5QU CoRE ¦ 5QU LoRE | Red Flag Warning - Destructive Fires | equipment / facility failure | crossarm damage or failure | 2.3922e-06
HFTD - Distribution - Tier 2 - 5QU CoRE ¦ 5QU LoRE | Red Flag Warning - Destructive Fires | equipment / facility failure | fuse damage or failure | 2.6341e-06
HFTD - Distribution - Tier 2 - 5QU CoRE ¦ 5QU LoRE | Red Flag Warning - Destructive Fires | equipment / facility failure | insulator and brushing damage or failure | 3.6458e-06
HFTD - Distribution - Tier 2 - 5QU CoRE ¦ 5QU LoRE | Red Flag Warning - Destructive Fires | equipment / facility failure | lightning arrestor damage or failure | 6.2744e-07
HFTD - Distribution - Tier 2 - 5QU CoRE ¦ 5QU LoRE | Red Flag Warning - Destructive Fires | equipment / facility failure | other equipment / facility failure | 4.29e-06
HFTD - Distribution - Tier 2 - 5QU CoRE ¦ 5QU LoRE | Red Flag Warning - Destructive Fires | equipment / facility failure | pole damage or failure | 1.122e-06
HFTD - Distribution - Tier 2 - 5QU CoRE ¦ 5QU LoRE | Red Flag Warning - Destructive Fires | equipment / facility failure | recloser damage or failure | 0
HFTD - Distribution - Tier 2 - 5QU CoRE ¦ 5QU LoRE | Red Flag Warning - Destructive Fires | equipment / facility failure | sectionalizer damage or failure | 0
HFTD - Distribution - Tier 2 - 5QU CoRE ¦ 5QU LoRE | Red Flag Warning - Destructive Fires | equipment / facility failure | switch damage or failure | 0
HFTD - Distribution - Tier 2 - 5QU CoRE ¦ 5QU LoRE | Red Flag Warning - Destructive Fires | equipment / facility failure | transformer damage or failure | 1.5467e-06
HFTD - Distribution - Tier 2 - 5QU CoRE ¦ 5QU LoRE | Red Flag Warning - Destructive Fires | equipment / facility failure | voltage regulator / booster damage or failure | 1.1586e-07
HFTD - Distribution - Tier 2 - 5QU CoRE ¦ 5QU LoRE | Red Flag Warning - Destructive Fires | other | all other | 0
HFTD - Distribution - Tier 2 - 5QU CoRE ¦ 5QU LoRE | Red Flag Warning - Destructive Fires | unknown | unknown | 0
HFTD - Distribution - Tier 2 - 5QU CoRE ¦ 5QU LoRE | Red Flag Warning - Destructive Fires | utility work / operation | utility work / operation | 0
HFTD - Distribution - Tier 2 - 5QU CoRE ¦ 5QU LoRE | Red Flag Warning - Destructive Fires | vandalism / theft | vandalism / theft | 0
HFTD - Distribution - Tier 2 - 5QU CoRE ¦ 5QU LoRE | Red Flag Warning - Destructive Fires | vegetation contact | branch (not overhanging, 4-12ft) | 2.1269e-07
HFTD - Distribution - Tier 2 - 5QU CoRE ¦ 5QU LoRE | Red Flag Warning - Destructive Fires | vegetation contact | branch (not overhanging, > 12ft) | 3.4635e-07
HFTD - Distribution - Tier 2 - 5QU CoRE ¦ 5QU LoRE | Red Flag Warning - Destructive Fires | vegetation contact | branch (not overhanging, distance unknown) | 1.674e-06
HFTD - Distribution - Tier 2 - 5QU CoRE ¦ 5QU LoRE | Red Flag Warning - Destructive Fires | vegetation contact | branch (not overhanging, within 4ft) | 4.9257e-08
HFTD - Distribution - Tier 2 - 5QU CoRE ¦ 5QU LoRE | Red Flag Warning - Destructive Fires | vegetation contact | branch (overhanging) | 2.9062e-06
HFTD - Distribution - Tier 2 - 5QU CoRE ¦ 5QU LoRE | Red Flag Warning - Destructive Fires | vegetation contact | dead | 1.27e-06
HFTD - Distribution - Tier 2 - 5QU CoRE ¦ 5QU LoRE | Red Flag Warning - Destructive Fires | vegetation contact | fell into (moderate-severe defect) | 1.0431e-06
HFTD - Distribution - Tier 2 - 5QU CoRE ¦ 5QU LoRE | Red Flag Warning - Destructive Fires | vegetation contact | fell into (no defect) | 4.2717e-06
HFTD - Distribution - Tier 2 - 5QU CoRE ¦ 5QU LoRE | Red Flag Warning - Destructive Fires | vegetation contact | fell into (slight defect) | 1.1243e-06
HFTD - Distribution - Tier 2 - 5QU CoRE ¦ 5QU LoRE | Red Flag Warning - Destructive Fires | vegetation contact | grow into | 1.1835e-07
HFTD - Distribution - Tier 2 - 5QU CoRE ¦ 5QU LoRE | Red Flag Warning - Destructive Fires | vegetation contact | other/unknown | 5.7726e-06
HFTD - Distribution - Tier 2 - 5QU CoRE ¦ 5QU LoRE | Red Flag Warning - Destructive Fires | wire-to-wire contact | wire-to-wire contact / contamination | 0
HFTD - Distribution - Tier 2 - 5QU CoRE ¦ 5QU LoRE | Red Flag Warning - Large Fires | contact from object | animal contact | 0
HFTD - Distribution - Tier 2 - 5QU CoRE ¦ 5QU LoRE | Red Flag Warning - Large Fires | contact from object | balloon contact | 0
HFTD - Distribution - Tier 2 - 5QU CoRE ¦ 5QU LoRE | Red Flag Warning - Large Fires | contact from object | other contact from object | 0
HFTD - Distribution - Tier 2 - 5QU CoRE ¦ 5QU LoRE | Red Flag Warning - Large Fires | contact from object | vehicle contact | 0
HFTD - Distribution - Tier 2 - 5QU CoRE ¦ 5QU LoRE | Red Flag Warning - Large Fires | contamination | contamination | 0
HFTD - Distribution - Tier 2 - 5QU CoRE ¦ 5QU LoRE | Red Flag Warning - Large Fires | equipment / facility failure | anchor / guy damage or failure | 0.0001067
HFTD - Distribution - Tier 2 - 5QU CoRE ¦ 5QU LoRE | Red Flag Warning - Large Fires | equipment / facility failure | capacitor bank damage or failure | 0
HFTD - Distribution - Tier 2 - 5QU CoRE ¦ 5QU LoRE | Red Flag Warning - Large Fires | equipment / facility failure | conductor damage or failure | 0.00065065
HFTD - Distribution - Tier 2 - 5QU CoRE ¦ 5QU LoRE | Red Flag Warning - Large Fires | equipment / facility failure | connection device damage or failure | 0.00018272
HFTD - Distribution - Tier 2 - 5QU CoRE ¦ 5QU LoRE | Red Flag Warning - Large Fires | equipment / facility failure | crossarm damage or failure | 0.00029309
HFTD - Distribution - Tier 2 - 5QU CoRE ¦ 5QU LoRE | Red Flag Warning - Large Fires | equipment / facility failure | fuse damage or failure | 0.00021276
HFTD - Distribution - Tier 2 - 5QU CoRE ¦ 5QU LoRE | Red Flag Warning - Large Fires | equipment / facility failure | insulator and brushing damage or failure | 0.00037325
HFTD - Distribution - Tier 2 - 5QU CoRE ¦ 5QU LoRE | Red Flag Warning - Large Fires | equipment / facility failure | lightning arrestor damage or failure | 5.1345e-05
HFTD - Distribution - Tier 2 - 5QU CoRE ¦ 5QU LoRE | Red Flag Warning - Large Fires | equipment / facility failure | other equipment / facility failure | 0.00045962
HFTD - Distribution - Tier 2 - 5QU CoRE ¦ 5QU LoRE | Red Flag Warning - Large Fires | equipment / facility failure | pole damage or failure | 0.00010724
HFTD - Distribution - Tier 2 - 5QU CoRE ¦ 5QU LoRE | Red Flag Warning - Large Fires | equipment / facility failure | recloser damage or failure | 0
HFTD - Distribution - Tier 2 - 5QU CoRE ¦ 5QU LoRE | Red Flag Warning - Large Fires | equipment / facility failure | sectionalizer damage or failure | 0
HFTD - Distribution - Tier 2 - 5QU CoRE ¦ 5QU LoRE | Red Flag Warning - Large Fires | equipment / facility failure | switch damage or failure | 0
HFTD - Distribution - Tier 2 - 5QU CoRE ¦ 5QU LoRE | Red Flag Warning - Large Fires | equipment / facility failure | transformer damage or failure | 0.00017795
HFTD - Distribution - Tier 2 - 5QU CoRE ¦ 5QU LoRE | Red Flag Warning - Large Fires | equipment / facility failure | voltage regulator / booster damage or failure | 8.9613e-06
HFTD - Distribution - Tier 2 - 5QU CoRE ¦ 5QU LoRE | Red Flag Warning - Large Fires | other | all other | 0
HFTD - Distribution - Tier 2 - 5QU CoRE ¦ 5QU LoRE | Red Flag Warning - Large Fires | unknown | unknown | 0
HFTD - Distribution - Tier 2 - 5QU CoRE ¦ 5QU LoRE | Red Flag Warning - Large Fires | utility work / operation | utility work / operation | 0
HFTD - Distribution - Tier 2 - 5QU CoRE ¦ 5QU LoRE | Red Flag Warning - Large Fires | vandalism / theft | vandalism / theft | 0
HFTD - Distribution - Tier 2 - 5QU CoRE ¦ 5QU LoRE | Red Flag Warning - Large Fires | vegetation contact | branch (not overhanging, 4-12ft) | 1.783e-05
HFTD - Distribution - Tier 2 - 5QU CoRE ¦ 5QU LoRE | Red Flag Warning - Large Fires | vegetation contact | branch (not overhanging, > 12ft) | 2.7959e-05
HFTD - Distribution - Tier 2 - 5QU CoRE ¦ 5QU LoRE | Red Flag Warning - Large Fires | vegetation contact | branch (not overhanging, distance unknown) | 0.00013514
HFTD - Distribution - Tier 2 - 5QU CoRE ¦ 5QU LoRE | Red Flag Warning - Large Fires | vegetation contact | branch (not overhanging, within 4ft) | 4.2874e-06
HFTD - Distribution - Tier 2 - 5QU CoRE ¦ 5QU LoRE | Red Flag Warning - Large Fires | vegetation contact | branch (overhanging) | 0.00025296
HFTD - Distribution - Tier 2 - 5QU CoRE ¦ 5QU LoRE | Red Flag Warning - Large Fires | vegetation contact | dead | 0.00010252
HFTD - Distribution - Tier 2 - 5QU CoRE ¦ 5QU LoRE | Red Flag Warning - Large Fires | vegetation contact | fell into (moderate-severe defect) | 8.4206e-05
HFTD - Distribution - Tier 2 - 5QU CoRE ¦ 5QU LoRE | Red Flag Warning - Large Fires | vegetation contact | fell into (no defect) | 0.00034483
HFTD - Distribution - Tier 2 - 5QU CoRE ¦ 5QU LoRE | Red Flag Warning - Large Fires | vegetation contact | fell into (slight defect) | 9.0761e-05
HFTD - Distribution - Tier 2 - 5QU CoRE ¦ 5QU LoRE | Red Flag Warning - Large Fires | vegetation contact | grow into | 9.5538e-06
HFTD - Distribution - Tier 2 - 5QU CoRE ¦ 5QU LoRE | Red Flag Warning - Large Fires | vegetation contact | other/unknown | 0.00046599
HFTD - Distribution - Tier 2 - 5QU CoRE ¦ 5QU LoRE | Red Flag Warning - Large Fires | wire-to-wire contact | wire-to-wire contact / contamination | 0
HFTD - Distribution - Tier 2 - 5QU CoRE ¦ 5QU LoRE | Red Flag Warning - Small Fires | contact from object | animal contact | 0.0012193
HFTD - Distribution - Tier 2 - 5QU CoRE ¦ 5QU LoRE | Red Flag Warning - Small Fires | contact from object | balloon contact | 0.00012921
HFTD - Distribution - Tier 2 - 5QU CoRE ¦ 5QU LoRE | Red Flag Warning - Small Fires | contact from object | other contact from object | 0.0012907
HFTD - Distribution - Tier 2 - 5QU CoRE ¦ 5QU LoRE | Red Flag Warning - Small Fires | contact from object | vehicle contact | 0.0033941
HFTD - Distribution - Tier 2 - 5QU CoRE ¦ 5QU LoRE | Red Flag Warning - Small Fires | contamination | contamination | 7.0512e-05
HFTD - Distribution - Tier 2 - 5QU CoRE ¦ 5QU LoRE | Red Flag Warning - Small Fires | equipment / facility failure | anchor / guy damage or failure | 0.00098615
HFTD - Distribution - Tier 2 - 5QU CoRE ¦ 5QU LoRE | Red Flag Warning - Small Fires | equipment / facility failure | capacitor bank damage or failure | 0
HFTD - Distribution - Tier 2 - 5QU CoRE ¦ 5QU LoRE | Red Flag Warning - Small Fires | equipment / facility failure | conductor damage or failure | 0.0078251
HFTD - Distribution - Tier 2 - 5QU CoRE ¦ 5QU LoRE | Red Flag Warning - Small Fires | equipment / facility failure | connection device damage or failure | 0.0021563
HFTD - Distribution - Tier 2 - 5QU CoRE ¦ 5QU LoRE | Red Flag Warning - Small Fires | equipment / facility failure | crossarm damage or failure | 0.0036276
HFTD - Distribution - Tier 2 - 5QU CoRE ¦ 5QU LoRE | Red Flag Warning - Small Fires | equipment / facility failure | fuse damage or failure | 0.0025762
HFTD - Distribution - Tier 2 - 5QU CoRE ¦ 5QU LoRE | Red Flag Warning - Small Fires | equipment / facility failure | insulator and brushing damage or failure | 0.0048867
HFTD - Distribution - Tier 2 - 5QU CoRE ¦ 5QU LoRE | Red Flag Warning - Small Fires | equipment / facility failure | lightning arrestor damage or failure | 0.00067865
HFTD - Distribution - Tier 2 - 5QU CoRE ¦ 5QU LoRE | Red Flag Warning - Small Fires | equipment / facility failure | other equipment / facility failure | 0.0054018
HFTD - Distribution - Tier 2 - 5QU CoRE ¦ 5QU LoRE | Red Flag Warning - Small Fires | equipment / facility failure | pole damage or failure | 0.0012971
HFTD - Distribution - Tier 2 - 5QU CoRE ¦ 5QU LoRE | Red Flag Warning - Small Fires | equipment / facility failure | recloser damage or failure | 0
HFTD - Distribution - Tier 2 - 5QU CoRE ¦ 5QU LoRE | Red Flag Warning - Small Fires | equipment / facility failure | sectionalizer damage or failure | 0
HFTD - Distribution - Tier 2 - 5QU CoRE ¦ 5QU LoRE | Red Flag Warning - Small Fires | equipment / facility failure | switch damage or failure | 0
HFTD - Distribution - Tier 2 - 5QU CoRE ¦ 5QU LoRE | Red Flag Warning - Small Fires | equipment / facility failure | transformer damage or failure | 0.0021424
HFTD - Distribution - Tier 2 - 5QU CoRE ¦ 5QU LoRE | Red Flag Warning - Small Fires | equipment / facility failure | voltage regulator / booster damage or failure | 0.00011538
HFTD - Distribution - Tier 2 - 5QU CoRE ¦ 5QU LoRE | Red Flag Warning - Small Fires | other | all other | 0.00069576
HFTD - Distribution - Tier 2 - 5QU CoRE ¦ 5QU LoRE | Red Flag Warning - Small Fires | unknown | unknown | 0.0023561
HFTD - Distribution - Tier 2 - 5QU CoRE ¦ 5QU LoRE | Red Flag Warning - Small Fires | utility work / operation | utility work / operation | 0.00022622
HFTD - Distribution - Tier 2 - 5QU CoRE ¦ 5QU LoRE | Red Flag Warning - Small Fires | vandalism / theft | vandalism / theft | 3.0628e-07
HFTD - Distribution - Tier 2 - 5QU CoRE ¦ 5QU LoRE | Red Flag Warning - Small Fires | vegetation contact | branch (not overhanging, 4-12ft) | 0.00064494
HFTD - Distribution - Tier 2 - 5QU CoRE ¦ 5QU LoRE | Red Flag Warning - Small Fires | vegetation contact | branch (not overhanging, > 12ft) | 0.0010034
HFTD - Distribution - Tier 2 - 5QU CoRE ¦ 5QU LoRE | Red Flag Warning - Small Fires | vegetation contact | branch (not overhanging, distance unknown) | 0.0048498
HFTD - Distribution - Tier 2 - 5QU CoRE ¦ 5QU LoRE | Red Flag Warning - Small Fires | vegetation contact | branch (not overhanging, within 4ft) | 0.00015625
HFTD - Distribution - Tier 2 - 5QU CoRE ¦ 5QU LoRE | Red Flag Warning - Small Fires | vegetation contact | branch (overhanging) | 0.0092189
HFTD - Distribution - Tier 2 - 5QU CoRE ¦ 5QU LoRE | Red Flag Warning - Small Fires | vegetation contact | dead | 0.0036792
HFTD - Distribution - Tier 2 - 5QU CoRE ¦ 5QU LoRE | Red Flag Warning - Small Fires | vegetation contact | fell into (moderate-severe defect) | 0.003022
HFTD - Distribution - Tier 2 - 5QU CoRE ¦ 5QU LoRE | Red Flag Warning - Small Fires | vegetation contact | fell into (no defect) | 0.012375
HFTD - Distribution - Tier 2 - 5QU CoRE ¦ 5QU LoRE | Red Flag Warning - Small Fires | vegetation contact | fell into (slight defect) | 0.0032572
HFTD - Distribution - Tier 2 - 5QU CoRE ¦ 5QU LoRE | Red Flag Warning - Small Fires | vegetation contact | grow into | 0.00034287
HFTD - Distribution - Tier 2 - 5QU CoRE ¦ 5QU LoRE | Red Flag Warning - Small Fires | vegetation contact | other/unknown | 0.016723
HFTD - Distribution - Tier 2 - 5QU CoRE ¦ 5QU LoRE | Red Flag Warning - Small Fires | wire-to-wire contact | wire-to-wire contact / contamination | 0.0022938
HFTD - Distribution - Tier 3 - 1QU CoRE ¦ 1QU LoRE | Seismic - Non-Red Flag Warning - Catastrophic Fires | cc - seismic scenario | seismic scenario | 2.8126e-08
HFTD - Distribution - Tier 3 - 1QU CoRE ¦ 1QU LoRE | Non-Red Flag Warning - Catastrophic Fires | contact from object | animal contact | 0.00013846
HFTD - Distribution - Tier 3 - 1QU CoRE ¦ 1QU LoRE | Non-Red Flag Warning - Catastrophic Fires | contact from object | balloon contact | 2.7803e-06
HFTD - Distribution - Tier 3 - 1QU CoRE ¦ 1QU LoRE | Non-Red Flag Warning - Catastrophic Fires | contact from object | other contact from object | 0.00027501
HFTD - Distribution - Tier 3 - 1QU CoRE ¦ 1QU LoRE | Non-Red Flag Warning - Catastrophic Fires | contact from object | vehicle contact | 0.00013838
HFTD - Distribution - Tier 3 - 1QU CoRE ¦ 1QU LoRE | Non-Red Flag Warning - Catastrophic Fires | contamination | contamination | 9.006e-06
HFTD - Distribution - Tier 3 - 1QU CoRE ¦ 1QU LoRE | Non-Red Flag Warning - Catastrophic Fires | equipment / facility failure | anchor / guy damage or failure | 2.2781e-09
HFTD - Distribution - Tier 3 - 1QU CoRE ¦ 1QU LoRE | Non-Red Flag Warning - Catastrophic Fires | equipment / facility failure | capacitor bank damage or failure | 3.1701e-06
HFTD - Distribution - Tier 3 - 1QU CoRE ¦ 1QU LoRE | Non-Red Flag Warning - Catastrophic Fires | equipment / facility failure | conductor damage or failure | 4.741e-06
HFTD - Distribution - Tier 3 - 1QU CoRE ¦ 1QU LoRE | Non-Red Flag Warning - Catastrophic Fires | equipment / facility failure | connection device damage or failure | 5.8081e-07
HFTD - Distribution - Tier 3 - 1QU CoRE ¦ 1QU LoRE | Non-Red Flag Warning - Catastrophic Fires | equipment / facility failure | crossarm damage or failure | 2.0935e-06
HFTD - Distribution - Tier 3 - 1QU CoRE ¦ 1QU LoRE | Non-Red Flag Warning - Catastrophic Fires | equipment / facility failure | fuse damage or failure | 2.9821e-07
HFTD - Distribution - Tier 3 - 1QU CoRE ¦ 1QU LoRE | Non-Red Flag Warning - Catastrophic Fires | equipment / facility failure | insulator and brushing damage or failure | 8.7004e-07
HFTD - Distribution - Tier 3 - 1QU CoRE ¦ 1QU LoRE | Non-Red Flag Warning - Catastrophic Fires | equipment / facility failure | lightning arrestor damage or failure | 9.8416e-08
HFTD - Distribution - Tier 3 - 1QU CoRE ¦ 1QU LoRE | Non-Red Flag Warning - Catastrophic Fires | equipment / facility failure | other equipment / facility failure | 5.9448e-06
HFTD - Distribution - Tier 3 - 1QU CoRE ¦ 1QU LoRE | Non-Red Flag Warning - Catastrophic Fires | equipment / facility failure | pole damage or failure | 1.3209e-06
HFTD - Distribution - Tier 3 - 1QU CoRE ¦ 1QU LoRE | Non-Red Flag Warning - Catastrophic Fires | equipment / facility failure | recloser damage or failure | 0
HFTD - Distribution - Tier 3 - 1QU CoRE ¦ 1QU LoRE | Non-Red Flag Warning - Catastrophic Fires | equipment / facility failure | sectionalizer damage or failure | 0
HFTD - Distribution - Tier 3 - 1QU CoRE ¦ 1QU LoRE | Non-Red Flag Warning - Catastrophic Fires | equipment / facility failure | switch damage or failure | 0
HFTD - Distribution - Tier 3 - 1QU CoRE ¦ 1QU LoRE | Non-Red Flag Warning - Catastrophic Fires | equipment / facility failure | transformer damage or failure | 2.7423e-06
HFTD - Distribution - Tier 3 - 1QU CoRE ¦ 1QU LoRE | Non-Red Flag Warning - Catastrophic Fires | equipment / facility failure | voltage regulator / booster damage or failure | 6.8572e-07
HFTD - Distribution - Tier 3 - 1QU CoRE ¦ 1QU LoRE | Non-Red Flag Warning - Catastrophic Fires | other | all other | 0.00048398
HFTD - Distribution - Tier 3 - 1QU CoRE ¦ 1QU LoRE | Non-Red Flag Warning - Catastrophic Fires | unknown | unknown | 0.0001693
HFTD - Distribution - Tier 3 - 1QU CoRE ¦ 1QU LoRE | Non-Red Flag Warning - Catastrophic Fires | utility work / operation | utility work / operation | 2.3576e-05
HFTD - Distribution - Tier 3 - 1QU CoRE ¦ 1QU LoRE | Non-Red Flag Warning - Catastrophic Fires | vandalism / theft | vandalism / theft | 1.4181e-08
HFTD - Distribution - Tier 3 - 1QU CoRE ¦ 1QU LoRE | Non-Red Flag Warning - Catastrophic Fires | vegetation contact | branch (not overhanging, 4-12ft) | 1.0601e-06
HFTD - Distribution - Tier 3 - 1QU CoRE ¦ 1QU LoRE | Non-Red Flag Warning - Catastrophic Fires | vegetation contact | branch (not overhanging, > 12ft) | 2.709e-06
HFTD - Distribution - Tier 3 - 1QU CoRE ¦ 1QU LoRE | Non-Red Flag Warning - Catastrophic Fires | vegetation contact | branch (not overhanging, distance unknown) | 9.2475e-06
HFTD - Distribution - Tier 3 - 1QU CoRE ¦ 1QU LoRE | Non-Red Flag Warning - Catastrophic Fires | vegetation contact | branch (not overhanging, within 4ft) | 4.2185e-07
HFTD - Distribution - Tier 3 - 1QU CoRE ¦ 1QU LoRE | Non-Red Flag Warning - Catastrophic Fires | vegetation contact | branch (overhanging) | 1.8772e-05
HFTD - Distribution - Tier 3 - 1QU CoRE ¦ 1QU LoRE | Non-Red Flag Warning - Catastrophic Fires | vegetation contact | dead | 9.8386e-06
HFTD - Distribution - Tier 3 - 1QU CoRE ¦ 1QU LoRE | Non-Red Flag Warning - Catastrophic Fires | vegetation contact | fell into (moderate-severe defect) | 1.1253e-05
HFTD - Distribution - Tier 3 - 1QU CoRE ¦ 1QU LoRE | Non-Red Flag Warning - Catastrophic Fires | vegetation contact | fell into (no defect) | 6.6284e-05
HFTD - Distribution - Tier 3 - 1QU CoRE ¦ 1QU LoRE | Non-Red Flag Warning - Catastrophic Fires | vegetation contact | fell into (slight defect) | 1.3911e-05
HFTD - Distribution - Tier 3 - 1QU CoRE ¦ 1QU LoRE | Non-Red Flag Warning - Catastrophic Fires | vegetation contact | grow into | 1.2041e-06
HFTD - Distribution - Tier 3 - 1QU CoRE ¦ 1QU LoRE | Non-Red Flag Warning - Catastrophic Fires | vegetation contact | other/unknown | 5.7098e-05
HFTD - Distribution - Tier 3 - 1QU CoRE ¦ 1QU LoRE | Non-Red Flag Warning - Catastrophic Fires | wire-to-wire contact | wire-to-wire contact / contamination | 0.00015101
HFTD - Distribution - Tier 3 - 1QU CoRE ¦ 1QU LoRE | Non-Red Flag Warning - Destructive Fires | contact from object | animal contact | 9.5789e-05
HFTD - Distribution - Tier 3 - 1QU CoRE ¦ 1QU LoRE | Non-Red Flag Warning - Destructive Fires | contact from object | balloon contact | 1.633e-06
HFTD - Distribution - Tier 3 - 1QU CoRE ¦ 1QU LoRE | Non-Red Flag Warning - Destructive Fires | contact from object | other contact from object | 0.00020486
HFTD - Distribution - Tier 3 - 1QU CoRE ¦ 1QU LoRE | Non-Red Flag Warning - Destructive Fires | contact from object | vehicle contact | 8.204e-05
HFTD - Distribution - Tier 3 - 1QU CoRE ¦ 1QU LoRE | Non-Red Flag Warning - Destructive Fires | contamination | contamination | 5.2038e-06
HFTD - Distribution - Tier 3 - 1QU CoRE ¦ 1QU LoRE | Non-Red Flag Warning - Destructive Fires | equipment / facility failure | anchor / guy damage or failure | 7.403e-09
HFTD - Distribution - Tier 3 - 1QU CoRE ¦ 1QU LoRE | Non-Red Flag Warning - Destructive Fires | equipment / facility failure | capacitor bank damage or failure | 9.9249e-06
HFTD - Distribution - Tier 3 - 1QU CoRE ¦ 1QU LoRE | Non-Red Flag Warning - Destructive Fires | equipment / facility failure | conductor damage or failure | 1.9868e-05
HFTD - Distribution - Tier 3 - 1QU CoRE ¦ 1QU LoRE | Non-Red Flag Warning - Destructive Fires | equipment / facility failure | connection device damage or failure | 3.375e-06
HFTD - Distribution - Tier 3 - 1QU CoRE ¦ 1QU LoRE | Non-Red Flag Warning - Destructive Fires | equipment / facility failure | crossarm damage or failure | 7.6145e-06
HFTD - Distribution - Tier 3 - 1QU CoRE ¦ 1QU LoRE | Non-Red Flag Warning - Destructive Fires | equipment / facility failure | fuse damage or failure | 9.7391e-07
HFTD - Distribution - Tier 3 - 1QU CoRE ¦ 1QU LoRE | Non-Red Flag Warning - Destructive Fires | equipment / facility failure | insulator and brushing damage or failure | 2.8772e-06
HFTD - Distribution - Tier 3 - 1QU CoRE ¦ 1QU LoRE | Non-Red Flag Warning - Destructive Fires | equipment / facility failure | lightning arrestor damage or failure | 3.1631e-07
HFTD - Distribution - Tier 3 - 1QU CoRE ¦ 1QU LoRE | Non-Red Flag Warning - Destructive Fires | equipment / facility failure | other equipment / facility failure | 2.095e-05
HFTD - Distribution - Tier 3 - 1QU CoRE ¦ 1QU LoRE | Non-Red Flag Warning - Destructive Fires | equipment / facility failure | pole damage or failure | 4.2947e-06
HFTD - Distribution - Tier 3 - 1QU CoRE ¦ 1QU LoRE | Non-Red Flag Warning - Destructive Fires | equipment / facility failure | recloser damage or failure | 0
HFTD - Distribution - Tier 3 - 1QU CoRE ¦ 1QU LoRE | Non-Red Flag Warning - Destructive Fires | equipment / facility failure | sectionalizer damage or failure | 0
HFTD - Distribution - Tier 3 - 1QU CoRE ¦ 1QU LoRE | Non-Red Flag Warning - Destructive Fires | equipment / facility failure | switch damage or failure | 0
HFTD - Distribution - Tier 3 - 1QU CoRE ¦ 1QU LoRE | Non-Red Flag Warning - Destructive Fires | equipment / facility failure | transformer damage or failure | 8.8884e-06
HFTD - Distribution - Tier 3 - 1QU CoRE ¦ 1QU LoRE | Non-Red Flag Warning - Destructive Fires | equipment / facility failure | voltage regulator / booster damage or failure | 2.1726e-06
HFTD - Distribution - Tier 3 - 1QU CoRE ¦ 1QU LoRE | Non-Red Flag Warning - Destructive Fires | other | all other | 0.0003404
HFTD - Distribution - Tier 3 - 1QU CoRE ¦ 1QU LoRE | Non-Red Flag Warning - Destructive Fires | unknown | unknown | 0.00012697
HFTD - Distribution - Tier 3 - 1QU CoRE ¦ 1QU LoRE | Non-Red Flag Warning - Destructive Fires | utility work / operation | utility work / operation | 1.756e-05
HFTD - Distribution - Tier 3 - 1QU CoRE ¦ 1QU LoRE | Non-Red Flag Warning - Destructive Fires | vandalism / theft | vandalism / theft | 1.2681e-08
HFTD - Distribution - Tier 3 - 1QU CoRE ¦ 1QU LoRE | Non-Red Flag Warning - Destructive Fires | vegetation contact | branch (not overhanging, 4-12ft) | 2.4538e-06
HFTD - Distribution - Tier 3 - 1QU CoRE ¦ 1QU LoRE | Non-Red Flag Warning - Destructive Fires | vegetation contact | branch (not overhanging, > 12ft) | 6.2635e-06
HFTD - Distribution - Tier 3 - 1QU CoRE ¦ 1QU LoRE | Non-Red Flag Warning - Destructive Fires | vegetation contact | branch (not overhanging, distance unknown) | 2.1381e-05
HFTD - Distribution - Tier 3 - 1QU CoRE ¦ 1QU LoRE | Non-Red Flag Warning - Destructive Fires | vegetation contact | branch (not overhanging, within 4ft) | 9.7766e-07
HFTD - Distribution - Tier 3 - 1QU CoRE ¦ 1QU LoRE | Non-Red Flag Warning - Destructive Fires | vegetation contact | branch (overhanging) | 4.3506e-05
HFTD - Distribution - Tier 3 - 1QU CoRE ¦ 1QU LoRE | Non-Red Flag Warning - Destructive Fires | vegetation contact | dead | 2.2748e-05
HFTD - Distribution - Tier 3 - 1QU CoRE ¦ 1QU LoRE | Non-Red Flag Warning - Destructive Fires | vegetation contact | fell into (moderate-severe defect) | 2.6018e-05
HFTD - Distribution - Tier 3 - 1QU CoRE ¦ 1QU LoRE | Non-Red Flag Warning - Destructive Fires | vegetation contact | fell into (no defect) | 0.00015326
HFTD - Distribution - Tier 3 - 1QU CoRE ¦ 1QU LoRE | Non-Red Flag Warning - Destructive Fires | vegetation contact | fell into (slight defect) | 3.2165e-05
HFTD - Distribution - Tier 3 - 1QU CoRE ¦ 1QU LoRE | Non-Red Flag Warning - Destructive Fires | vegetation contact | grow into | 2.784e-06
HFTD - Distribution - Tier 3 - 1QU CoRE ¦ 1QU LoRE | Non-Red Flag Warning - Destructive Fires | vegetation contact | other/unknown | 0.00013202
HFTD - Distribution - Tier 3 - 1QU CoRE ¦ 1QU LoRE | Non-Red Flag Warning - Destructive Fires | wire-to-wire contact | wire-to-wire contact / contamination | 0.00011073
HFTD - Distribution - Tier 3 - 1QU CoRE ¦ 1QU LoRE | Non-Red Flag Warning - Large Fires | contact from object | animal contact | 0.00042231
HFTD - Distribution - Tier 3 - 1QU CoRE ¦ 1QU LoRE | Non-Red Flag Warning - Large Fires | contact from object | balloon contact | 1.8231e-05
HFTD - Distribution - Tier 3 - 1QU CoRE ¦ 1QU LoRE | Non-Red Flag Warning - Large Fires | contact from object | other contact from object | 0.00059442
HFTD - Distribution - Tier 3 - 1QU CoRE ¦ 1QU LoRE | Non-Red Flag Warning - Large Fires | contact from object | vehicle contact | 0.00049479
HFTD - Distribution - Tier 3 - 1QU CoRE ¦ 1QU LoRE | Non-Red Flag Warning - Large Fires | contamination | contamination | 3.0909e-05
HFTD - Distribution - Tier 3 - 1QU CoRE ¦ 1QU LoRE | Non-Red Flag Warning - Large Fires | equipment / facility failure | anchor / guy damage or failure | 1.4311e-08
HFTD - Distribution - Tier 3 - 1QU CoRE ¦ 1QU LoRE | Non-Red Flag Warning - Large Fires | equipment / facility failure | capacitor bank damage or failure | 9.3258e-05
HFTD - Distribution - Tier 3 - 1QU CoRE ¦ 1QU LoRE | Non-Red Flag Warning - Large Fires | equipment / facility failure | conductor damage or failure | 9.2699e-05
HFTD - Distribution - Tier 3 - 1QU CoRE ¦ 1QU LoRE | Non-Red Flag Warning - Large Fires | equipment / facility failure | connection device damage or failure | 1.0407e-05
HFTD - Distribution - Tier 3 - 1QU CoRE ¦ 1QU LoRE | Non-Red Flag Warning - Large Fires | equipment / facility failure | crossarm damage or failure | 4.2688e-05
HFTD - Distribution - Tier 3 - 1QU CoRE ¦ 1QU LoRE | Non-Red Flag Warning - Large Fires | equipment / facility failure | fuse damage or failure | 1.0579e-05
HFTD - Distribution - Tier 3 - 1QU CoRE ¦ 1QU LoRE | Non-Red Flag Warning - Large Fires | equipment / facility failure | insulator and brushing damage or failure | 1.7546e-05
HFTD - Distribution - Tier 3 - 1QU CoRE ¦ 1QU LoRE | Non-Red Flag Warning - Large Fires | equipment / facility failure | lightning arrestor damage or failure | 7.4011e-07
HFTD - Distribution - Tier 3 - 1QU CoRE ¦ 1QU LoRE | Non-Red Flag Warning - Large Fires | equipment / facility failure | other equipment / facility failure | 0.00013308
HFTD - Distribution - Tier 3 - 1QU CoRE ¦ 1QU LoRE | Non-Red Flag Warning - Large Fires | equipment / facility failure | pole damage or failure | 4.0399e-05
HFTD - Distribution - Tier 3 - 1QU CoRE ¦ 1QU LoRE | Non-Red Flag Warning - Large Fires | equipment / facility failure | recloser damage or failure | 0
HFTD - Distribution - Tier 3 - 1QU CoRE ¦ 1QU LoRE | Non-Red Flag Warning - Large Fires | equipment / facility failure | sectionalizer damage or failure | 0
HFTD - Distribution - Tier 3 - 1QU CoRE ¦ 1QU LoRE | Non-Red Flag Warning - Large Fires | equipment / facility failure | switch damage or failure | 0
HFTD - Distribution - Tier 3 - 1QU CoRE ¦ 1QU LoRE | Non-Red Flag Warning - Large Fires | equipment / facility failure | transformer damage or failure | 6.5319e-05
HFTD - Distribution - Tier 3 - 1QU CoRE ¦ 1QU LoRE | Non-Red Flag Warning - Large Fires | equipment / facility failure | voltage regulator / booster damage or failure | 2.1574e-05
HFTD - Distribution - Tier 3 - 1QU CoRE ¦ 1QU LoRE | Non-Red Flag Warning - Large Fires | other | all other | 0.0011835
HFTD - Distribution - Tier 3 - 1QU CoRE ¦ 1QU LoRE | Non-Red Flag Warning - Large Fires | unknown | unknown | 0.00041717
HFTD - Distribution - Tier 3 - 1QU CoRE ¦ 1QU LoRE | Non-Red Flag Warning - Large Fires | utility work / operation | utility work / operation | 6.2634e-05
HFTD - Distribution - Tier 3 - 1QU CoRE ¦ 1QU LoRE | Non-Red Flag Warning - Large Fires | vandalism / theft | vandalism / theft | 7.7027e-08
HFTD - Distribution - Tier 3 - 1QU CoRE ¦ 1QU LoRE | Non-Red Flag Warning - Large Fires | vegetation contact | branch (not overhanging, 4-12ft) | 1.7239e-05
HFTD - Distribution - Tier 3 - 1QU CoRE ¦ 1QU LoRE | Non-Red Flag Warning - Large Fires | vegetation contact | branch (not overhanging, > 12ft) | 4.5855e-05
HFTD - Distribution - Tier 3 - 1QU CoRE ¦ 1QU LoRE | Non-Red Flag Warning - Large Fires | vegetation contact | branch (not overhanging, distance unknown) | 0.00015653
HFTD - Distribution - Tier 3 - 1QU CoRE ¦ 1QU LoRE | Non-Red Flag Warning - Large Fires | vegetation contact | branch (not overhanging, within 4ft) | 6.5595e-06
HFTD - Distribution - Tier 3 - 1QU CoRE ¦ 1QU LoRE | Non-Red Flag Warning - Large Fires | vegetation contact | branch (overhanging) | 0.0002919
HFTD - Distribution - Tier 3 - 1QU CoRE ¦ 1QU LoRE | Non-Red Flag Warning - Large Fires | vegetation contact | dead | 0.00016654
HFTD - Distribution - Tier 3 - 1QU CoRE ¦ 1QU LoRE | Non-Red Flag Warning - Large Fires | vegetation contact | fell into (moderate-severe defect) | 0.00019048
HFTD - Distribution - Tier 3 - 1QU CoRE ¦ 1QU LoRE | Non-Red Flag Warning - Large Fires | vegetation contact | fell into (no defect) | 0.001122
HFTD - Distribution - Tier 3 - 1QU CoRE ¦ 1QU LoRE | Non-Red Flag Warning - Large Fires | vegetation contact | fell into (slight defect) | 0.00023548
HFTD - Distribution - Tier 3 - 1QU CoRE ¦ 1QU LoRE | Non-Red Flag Warning - Large Fires | vegetation contact | grow into | 2.0382e-05
HFTD - Distribution - Tier 3 - 1QU CoRE ¦ 1QU LoRE | Non-Red Flag Warning - Large Fires | vegetation contact | other/unknown | 0.00096651
HFTD - Distribution - Tier 3 - 1QU CoRE ¦ 1QU LoRE | Non-Red Flag Warning - Large Fires | wire-to-wire contact | wire-to-wire contact / contamination | 0.00039896
HFTD - Distribution - Tier 3 - 1QU CoRE ¦ 1QU LoRE | Non-Red Flag Warning - Small Fires | contact from object | animal contact | 0.021927
HFTD - Distribution - Tier 3 - 1QU CoRE ¦ 1QU LoRE | Non-Red Flag Warning - Small Fires | contact from object | balloon contact | 0.00074202
HFTD - Distribution - Tier 3 - 1QU CoRE ¦ 1QU LoRE | Non-Red Flag Warning - Small Fires | contact from object | other contact from object | 0.033418
HFTD - Distribution - Tier 3 - 1QU CoRE ¦ 1QU LoRE | Non-Red Flag Warning - Small Fires | contact from object | vehicle contact | 0.028121
HFTD - Distribution - Tier 3 - 1QU CoRE ¦ 1QU LoRE | Non-Red Flag Warning - Small Fires | contamination | contamination | 0.001663
HFTD - Distribution - Tier 3 - 1QU CoRE ¦ 1QU LoRE | Non-Red Flag Warning - Small Fires | equipment / facility failure | anchor / guy damage or failure | 1.2817e-05
HFTD - Distribution - Tier 3 - 1QU CoRE ¦ 1QU LoRE | Non-Red Flag Warning - Small Fires | equipment / facility failure | capacitor bank damage or failure | 0.0064045
HFTD - Distribution - Tier 3 - 1QU CoRE ¦ 1QU LoRE | Non-Red Flag Warning - Small Fires | equipment / facility failure | conductor damage or failure | 0.024334
HFTD - Distribution - Tier 3 - 1QU CoRE ¦ 1QU LoRE | Non-Red Flag Warning - Small Fires | equipment / facility failure | connection device damage or failure | 0.0028531
HFTD - Distribution - Tier 3 - 1QU CoRE ¦ 1QU LoRE | Non-Red Flag Warning - Small Fires | equipment / facility failure | crossarm damage or failure | 0.0072664
HFTD - Distribution - Tier 3 - 1QU CoRE ¦ 1QU LoRE | Non-Red Flag Warning - Small Fires | equipment / facility failure | fuse damage or failure | 0.0018106
HFTD - Distribution - Tier 3 - 1QU CoRE ¦ 1QU LoRE | Non-Red Flag Warning - Small Fires | equipment / facility failure | insulator and brushing damage or failure | 0.0040237
HFTD - Distribution - Tier 3 - 1QU CoRE ¦ 1QU LoRE | Non-Red Flag Warning - Small Fires | equipment / facility failure | lightning arrestor damage or failure | 0.00071498
HFTD - Distribution - Tier 3 - 1QU CoRE ¦ 1QU LoRE | Non-Red Flag Warning - Small Fires | equipment / facility failure | other equipment / facility failure | 0.023364
HFTD - Distribution - Tier 3 - 1QU CoRE ¦ 1QU LoRE | Non-Red Flag Warning - Small Fires | equipment / facility failure | pole damage or failure | 0.0043227
HFTD - Distribution - Tier 3 - 1QU CoRE ¦ 1QU LoRE | Non-Red Flag Warning - Small Fires | equipment / facility failure | recloser damage or failure | 0
HFTD - Distribution - Tier 3 - 1QU CoRE ¦ 1QU LoRE | Non-Red Flag Warning - Small Fires | equipment / facility failure | sectionalizer damage or failure | 0
HFTD - Distribution - Tier 3 - 1QU CoRE ¦ 1QU LoRE | Non-Red Flag Warning - Small Fires | equipment / facility failure | switch damage or failure | 0
HFTD - Distribution - Tier 3 - 1QU CoRE ¦ 1QU LoRE | Non-Red Flag Warning - Small Fires | equipment / facility failure | transformer damage or failure | 0.010569
HFTD - Distribution - Tier 3 - 1QU CoRE ¦ 1QU LoRE | Non-Red Flag Warning - Small Fires | equipment / facility failure | voltage regulator / booster damage or failure | 0.0024428
HFTD - Distribution - Tier 3 - 1QU CoRE ¦ 1QU LoRE | Non-Red Flag Warning - Small Fires | other | all other | 0.044486
HFTD - Distribution - Tier 3 - 1QU CoRE ¦ 1QU LoRE | Non-Red Flag Warning - Small Fires | unknown | unknown | 0.025854
HFTD - Distribution - Tier 3 - 1QU CoRE ¦ 1QU LoRE | Non-Red Flag Warning - Small Fires | utility work / operation | utility work / operation | 0.003393
HFTD - Distribution - Tier 3 - 1QU CoRE ¦ 1QU LoRE | Non-Red Flag Warning - Small Fires | vandalism / theft | vandalism / theft | 2.8941e-06
HFTD - Distribution - Tier 3 - 1QU CoRE ¦ 1QU LoRE | Non-Red Flag Warning - Small Fires | vegetation contact | branch (not overhanging, 4-12ft) | 0.0015272
HFTD - Distribution - Tier 3 - 1QU CoRE ¦ 1QU LoRE | Non-Red Flag Warning - Small Fires | vegetation contact | branch (not overhanging, > 12ft) | 0.0038832
HFTD - Distribution - Tier 3 - 1QU CoRE ¦ 1QU LoRE | Non-Red Flag Warning - Small Fires | vegetation contact | branch (not overhanging, distance unknown) | 0.013256
HFTD - Distribution - Tier 3 - 1QU CoRE ¦ 1QU LoRE | Non-Red Flag Warning - Small Fires | vegetation contact | branch (not overhanging, within 4ft) | 0.00061099
HFTD - Distribution - Tier 3 - 1QU CoRE ¦ 1QU LoRE | Non-Red Flag Warning - Small Fires | vegetation contact | branch (overhanging) | 0.027189
HFTD - Distribution - Tier 3 - 1QU CoRE ¦ 1QU LoRE | Non-Red Flag Warning - Small Fires | vegetation contact | dead | 0.014103
HFTD - Distribution - Tier 3 - 1QU CoRE ¦ 1QU LoRE | Non-Red Flag Warning - Small Fires | vegetation contact | fell into (moderate-severe defect) | 0.016131
HFTD - Distribution - Tier 3 - 1QU CoRE ¦ 1QU LoRE | Non-Red Flag Warning - Small Fires | vegetation contact | fell into (no defect) | 0.095016
HFTD - Distribution - Tier 3 - 1QU CoRE ¦ 1QU LoRE | Non-Red Flag Warning - Small Fires | vegetation contact | fell into (slight defect) | 0.019941
HFTD - Distribution - Tier 3 - 1QU CoRE ¦ 1QU LoRE | Non-Red Flag Warning - Small Fires | vegetation contact | grow into | 0.0017261
HFTD - Distribution - Tier 3 - 1QU CoRE ¦ 1QU LoRE | Non-Red Flag Warning - Small Fires | vegetation contact | other/unknown | 0.081848
HFTD - Distribution - Tier 3 - 1QU CoRE ¦ 1QU LoRE | Non-Red Flag Warning - Small Fires | wire-to-wire contact | wire-to-wire contact / contamination | 0.023033
HFTD - Distribution - Tier 3 - 1QU CoRE ¦ 1QU LoRE | Seismic - Red Flag Warning - Catastrophic Fires | cc - seismic scenario | seismic scenario | 1.213e-06
HFTD - Distribution - Tier 3 - 1QU CoRE ¦ 1QU LoRE | Red Flag Warning - Catastrophic Fires | contact from object | animal contact | 0
HFTD - Distribution - Tier 3 - 1QU CoRE ¦ 1QU LoRE | Red Flag Warning - Catastrophic Fires | contact from object | balloon contact | 0
HFTD - Distribution - Tier 3 - 1QU CoRE ¦ 1QU LoRE | Red Flag Warning - Catastrophic Fires | contact from object | other contact from object | 0
HFTD - Distribution - Tier 3 - 1QU CoRE ¦ 1QU LoRE | Red Flag Warning - Catastrophic Fires | contact from object | vehicle contact | 0
HFTD - Distribution - Tier 3 - 1QU CoRE ¦ 1QU LoRE | Red Flag Warning - Catastrophic Fires | contamination | contamination | 0
HFTD - Distribution - Tier 3 - 1QU CoRE ¦ 1QU LoRE | Red Flag Warning - Catastrophic Fires | equipment / facility failure | anchor / guy damage or failure | 1.642e-06
HFTD - Distribution - Tier 3 - 1QU CoRE ¦ 1QU LoRE | Red Flag Warning - Catastrophic Fires | equipment / facility failure | capacitor bank damage or failure | 0.0003646
HFTD - Distribution - Tier 3 - 1QU CoRE ¦ 1QU LoRE | Red Flag Warning - Catastrophic Fires | equipment / facility failure | conductor damage or failure | 0.0021602
HFTD - Distribution - Tier 3 - 1QU CoRE ¦ 1QU LoRE | Red Flag Warning - Catastrophic Fires | equipment / facility failure | connection device damage or failure | 0.00018497
HFTD - Distribution - Tier 3 - 1QU CoRE ¦ 1QU LoRE | Red Flag Warning - Catastrophic Fires | equipment / facility failure | crossarm damage or failure | 0.00086188
HFTD - Distribution - Tier 3 - 1QU CoRE ¦ 1QU LoRE | Red Flag Warning - Catastrophic Fires | equipment / facility failure | fuse damage or failure | 0.00019218
HFTD - Distribution - Tier 3 - 1QU CoRE ¦ 1QU LoRE | Red Flag Warning - Catastrophic Fires | equipment / facility failure | insulator and brushing damage or failure | 0.00069424
HFTD - Distribution - Tier 3 - 1QU CoRE ¦ 1QU LoRE | Red Flag Warning - Catastrophic Fires | equipment / facility failure | lightning arrestor damage or failure | 4.9647e-05
HFTD - Distribution - Tier 3 - 1QU CoRE ¦ 1QU LoRE | Red Flag Warning - Catastrophic Fires | equipment / facility failure | other equipment / facility failure | 0.00084789
HFTD - Distribution - Tier 3 - 1QU CoRE ¦ 1QU LoRE | Red Flag Warning - Catastrophic Fires | equipment / facility failure | pole damage or failure | 0.00023286
HFTD - Distribution - Tier 3 - 1QU CoRE ¦ 1QU LoRE | Red Flag Warning - Catastrophic Fires | equipment / facility failure | recloser damage or failure | 0
HFTD - Distribution - Tier 3 - 1QU CoRE ¦ 1QU LoRE | Red Flag Warning - Catastrophic Fires | equipment / facility failure | sectionalizer damage or failure | 0
HFTD - Distribution - Tier 3 - 1QU CoRE ¦ 1QU LoRE | Red Flag Warning - Catastrophic Fires | equipment / facility failure | switch damage or failure | 0
HFTD - Distribution - Tier 3 - 1QU CoRE ¦ 1QU LoRE | Red Flag Warning - Catastrophic Fires | equipment / facility failure | transformer damage or failure | 0.00024804
HFTD - Distribution - Tier 3 - 1QU CoRE ¦ 1QU LoRE | Red Flag Warning - Catastrophic Fires | equipment / facility failure | voltage regulator / booster damage or failure | 2.5097e-05
HFTD - Distribution - Tier 3 - 1QU CoRE ¦ 1QU LoRE | Red Flag Warning - Catastrophic Fires | other | all other | 0
HFTD - Distribution - Tier 3 - 1QU CoRE ¦ 1QU LoRE | Red Flag Warning - Catastrophic Fires | unknown | unknown | 0
HFTD - Distribution - Tier 3 - 1QU CoRE ¦ 1QU LoRE | Red Flag Warning - Catastrophic Fires | utility work / operation | utility work / operation | 0
HFTD - Distribution - Tier 3 - 1QU CoRE ¦ 1QU LoRE | Red Flag Warning - Catastrophic Fires | vandalism / theft | vandalism / theft | 0
HFTD - Distribution - Tier 3 - 1QU CoRE ¦ 1QU LoRE | Red Flag Warning - Catastrophic Fires | vegetation contact | branch (not overhanging, 4-12ft) | 0.00016963
HFTD - Distribution - Tier 3 - 1QU CoRE ¦ 1QU LoRE | Red Flag Warning - Catastrophic Fires | vegetation contact | branch (not overhanging, > 12ft) | 0.00028089
HFTD - Distribution - Tier 3 - 1QU CoRE ¦ 1QU LoRE | Red Flag Warning - Catastrophic Fires | vegetation contact | branch (not overhanging, distance unknown) | 0.0013576
HFTD - Distribution - Tier 3 - 1QU CoRE ¦ 1QU LoRE | Red Flag Warning - Catastrophic Fires | vegetation contact | branch (not overhanging, within 4ft) | 3.8599e-05
HFTD - Distribution - Tier 3 - 1QU CoRE ¦ 1QU LoRE | Red Flag Warning - Catastrophic Fires | vegetation contact | branch (overhanging) | 0.0022773
HFTD - Distribution - Tier 3 - 1QU CoRE ¦ 1QU LoRE | Red Flag Warning - Catastrophic Fires | vegetation contact | dead | 0.0010299
HFTD - Distribution - Tier 3 - 1QU CoRE ¦ 1QU LoRE | Red Flag Warning - Catastrophic Fires | vegetation contact | fell into (moderate-severe defect) | 0.00084595
HFTD - Distribution - Tier 3 - 1QU CoRE ¦ 1QU LoRE | Red Flag Warning - Catastrophic Fires | vegetation contact | fell into (no defect) | 0.0034643
HFTD - Distribution - Tier 3 - 1QU CoRE ¦ 1QU LoRE | Red Flag Warning - Catastrophic Fires | vegetation contact | fell into (slight defect) | 0.0009118
HFTD - Distribution - Tier 3 - 1QU CoRE ¦ 1QU LoRE | Red Flag Warning - Catastrophic Fires | vegetation contact | grow into | 9.5979e-05
HFTD - Distribution - Tier 3 - 1QU CoRE ¦ 1QU LoRE | Red Flag Warning - Catastrophic Fires | vegetation contact | other/unknown | 0.0046814
HFTD - Distribution - Tier 3 - 1QU CoRE ¦ 1QU LoRE | Red Flag Warning - Catastrophic Fires | wire-to-wire contact | wire-to-wire contact / contamination | 0
HFTD - Distribution - Tier 3 - 1QU CoRE ¦ 1QU LoRE | Red Flag Warning - Destructive Fires | contact from object | animal contact | 0
HFTD - Distribution - Tier 3 - 1QU CoRE ¦ 1QU LoRE | Red Flag Warning - Destructive Fires | contact from object | balloon contact | 0
HFTD - Distribution - Tier 3 - 1QU CoRE ¦ 1QU LoRE | Red Flag Warning - Destructive Fires | contact from object | other contact from object | 0
HFTD - Distribution - Tier 3 - 1QU CoRE ¦ 1QU LoRE | Red Flag Warning - Destructive Fires | contact from object | vehicle contact | 0
HFTD - Distribution - Tier 3 - 1QU CoRE ¦ 1QU LoRE | Red Flag Warning - Destructive Fires | contamination | contamination | 0
HFTD - Distribution - Tier 3 - 1QU CoRE ¦ 1QU LoRE | Red Flag Warning - Destructive Fires | equipment / facility failure | anchor / guy damage or failure | 2.6854e-07
HFTD - Distribution - Tier 3 - 1QU CoRE ¦ 1QU LoRE | Red Flag Warning - Destructive Fires | equipment / facility failure | capacitor bank damage or failure | 5.7446e-05
HFTD - Distribution - Tier 3 - 1QU CoRE ¦ 1QU LoRE | Red Flag Warning - Destructive Fires | equipment / facility failure | conductor damage or failure | 0.00045558
HFTD - Distribution - Tier 3 - 1QU CoRE ¦ 1QU LoRE | Red Flag Warning - Destructive Fires | equipment / facility failure | connection device damage or failure | 5.4094e-05
HFTD - Distribution - Tier 3 - 1QU CoRE ¦ 1QU LoRE | Red Flag Warning - Destructive Fires | equipment / facility failure | crossarm damage or failure | 0.00015777
HFTD - Distribution - Tier 3 - 1QU CoRE ¦ 1QU LoRE | Red Flag Warning - Destructive Fires | equipment / facility failure | fuse damage or failure | 3.1587e-05
HFTD - Distribution - Tier 3 - 1QU CoRE ¦ 1QU LoRE | Red Flag Warning - Destructive Fires | equipment / facility failure | insulator and brushing damage or failure | 0.00011554
HFTD - Distribution - Tier 3 - 1QU CoRE ¦ 1QU LoRE | Red Flag Warning - Destructive Fires | equipment / facility failure | lightning arrestor damage or failure | 8.0304e-06
HFTD - Distribution - Tier 3 - 1QU CoRE ¦ 1QU LoRE | Red Flag Warning - Destructive Fires | equipment / facility failure | other equipment / facility failure | 0.00015038
HFTD - Distribution - Tier 3 - 1QU CoRE ¦ 1QU LoRE | Red Flag Warning - Destructive Fires | equipment / facility failure | pole damage or failure | 3.8103e-05
HFTD - Distribution - Tier 3 - 1QU CoRE ¦ 1QU LoRE | Red Flag Warning - Destructive Fires | equipment / facility failure | recloser damage or failure | 0
HFTD - Distribution - Tier 3 - 1QU CoRE ¦ 1QU LoRE | Red Flag Warning - Destructive Fires | equipment / facility failure | sectionalizer damage or failure | 0
HFTD - Distribution - Tier 3 - 1QU CoRE ¦ 1QU LoRE | Red Flag Warning - Destructive Fires | equipment / facility failure | switch damage or failure | 0
HFTD - Distribution - Tier 3 - 1QU CoRE ¦ 1QU LoRE | Red Flag Warning - Destructive Fires | equipment / facility failure | transformer damage or failure | 4.0461e-05
HFTD - Distribution - Tier 3 - 1QU CoRE ¦ 1QU LoRE | Red Flag Warning - Destructive Fires | equipment / facility failure | voltage regulator / booster damage or failure | 4.0018e-06
HFTD - Distribution - Tier 3 - 1QU CoRE ¦ 1QU LoRE | Red Flag Warning - Destructive Fires | other | all other | 0
HFTD - Distribution - Tier 3 - 1QU CoRE ¦ 1QU LoRE | Red Flag Warning - Destructive Fires | unknown | unknown | 0
HFTD - Distribution - Tier 3 - 1QU CoRE ¦ 1QU LoRE | Red Flag Warning - Destructive Fires | utility work / operation | utility work / operation | 0
HFTD - Distribution - Tier 3 - 1QU CoRE ¦ 1QU LoRE | Red Flag Warning - Destructive Fires | vandalism / theft | vandalism / theft | 0
HFTD - Distribution - Tier 3 - 1QU CoRE ¦ 1QU LoRE | Red Flag Warning - Destructive Fires | vegetation contact | branch (not overhanging, 4-12ft) | 1.9761e-05
HFTD - Distribution - Tier 3 - 1QU CoRE ¦ 1QU LoRE | Red Flag Warning - Destructive Fires | vegetation contact | branch (not overhanging, > 12ft) | 3.2684e-05
HFTD - Distribution - Tier 3 - 1QU CoRE ¦ 1QU LoRE | Red Flag Warning - Destructive Fires | vegetation contact | branch (not overhanging, distance unknown) | 0.00015797
HFTD - Distribution - Tier 3 - 1QU CoRE ¦ 1QU LoRE | Red Flag Warning - Destructive Fires | vegetation contact | branch (not overhanging, within 4ft) | 4.502e-06
HFTD - Distribution - Tier 3 - 1QU CoRE ¦ 1QU LoRE | Red Flag Warning - Destructive Fires | vegetation contact | branch (overhanging) | 0.00026562
HFTD - Distribution - Tier 3 - 1QU CoRE ¦ 1QU LoRE | Red Flag Warning - Destructive Fires | vegetation contact | dead | 0.00011984
HFTD - Distribution - Tier 3 - 1QU CoRE ¦ 1QU LoRE | Red Flag Warning - Destructive Fires | vegetation contact | fell into (moderate-severe defect) | 9.8436e-05
HFTD - Distribution - Tier 3 - 1QU CoRE ¦ 1QU LoRE | Red Flag Warning - Destructive Fires | vegetation contact | fell into (no defect) | 0.0004031
HFTD - Distribution - Tier 3 - 1QU CoRE ¦ 1QU LoRE | Red Flag Warning - Destructive Fires | vegetation contact | fell into (slight defect) | 0.0001061
HFTD - Distribution - Tier 3 - 1QU CoRE ¦ 1QU LoRE | Red Flag Warning - Destructive Fires | vegetation contact | grow into | 1.1168e-05
HFTD - Distribution - Tier 3 - 1QU CoRE ¦ 1QU LoRE | Red Flag Warning - Destructive Fires | vegetation contact | other/unknown | 0.00054474
HFTD - Distribution - Tier 3 - 1QU CoRE ¦ 1QU LoRE | Red Flag Warning - Destructive Fires | wire-to-wire contact | wire-to-wire contact / contamination | 0
HFTD - Distribution - Tier 3 - 1QU CoRE ¦ 1QU LoRE | Red Flag Warning - Large Fires | contact from object | animal contact | 0
HFTD - Distribution - Tier 3 - 1QU CoRE ¦ 1QU LoRE | Red Flag Warning - Large Fires | contact from object | balloon contact | 0
HFTD - Distribution - Tier 3 - 1QU CoRE ¦ 1QU LoRE | Red Flag Warning - Large Fires | contact from object | other contact from object | 0
HFTD - Distribution - Tier 3 - 1QU CoRE ¦ 1QU LoRE | Red Flag Warning - Large Fires | contact from object | vehicle contact | 0
HFTD - Distribution - Tier 3 - 1QU CoRE ¦ 1QU LoRE | Red Flag Warning - Large Fires | contamination | contamination | 0
HFTD - Distribution - Tier 3 - 1QU CoRE ¦ 1QU LoRE | Red Flag Warning - Large Fires | equipment / facility failure | anchor / guy damage or failure | 2.8423e-07
HFTD - Distribution - Tier 3 - 1QU CoRE ¦ 1QU LoRE | Red Flag Warning - Large Fires | equipment / facility failure | capacitor bank damage or failure | 0.00029555
HFTD - Distribution - Tier 3 - 1QU CoRE ¦ 1QU LoRE | Red Flag Warning - Large Fires | equipment / facility failure | conductor damage or failure | 0.0011638
HFTD - Distribution - Tier 3 - 1QU CoRE ¦ 1QU LoRE | Red Flag Warning - Large Fires | equipment / facility failure | connection device damage or failure | 9.1325e-05
HFTD - Distribution - Tier 3 - 1QU CoRE ¦ 1QU LoRE | Red Flag Warning - Large Fires | equipment / facility failure | crossarm damage or failure | 0.00048427
HFTD - Distribution - Tier 3 - 1QU CoRE ¦ 1QU LoRE | Red Flag Warning - Large Fires | equipment / facility failure | fuse damage or failure | 0.00018787
HFTD - Distribution - Tier 3 - 1QU CoRE ¦ 1QU LoRE | Red Flag Warning - Large Fires | equipment / facility failure | insulator and brushing damage or failure | 0.0003858
HFTD - Distribution - Tier 3 - 1QU CoRE ¦ 1QU LoRE | Red Flag Warning - Large Fires | equipment / facility failure | lightning arrestor damage or failure | 1.0288e-05
HFTD - Distribution - Tier 3 - 1QU CoRE ¦ 1QU LoRE | Red Flag Warning - Large Fires | equipment / facility failure | other equipment / facility failure | 0.00052302
HFTD - Distribution - Tier 3 - 1QU CoRE ¦ 1QU LoRE | Red Flag Warning - Large Fires | equipment / facility failure | pole damage or failure | 0.00019625
HFTD - Distribution - Tier 3 - 1QU CoRE ¦ 1QU LoRE | Red Flag Warning - Large Fires | equipment / facility failure | recloser damage or failure | 0
HFTD - Distribution - Tier 3 - 1QU CoRE ¦ 1QU LoRE | Red Flag Warning - Large Fires | equipment / facility failure | sectionalizer damage or failure | 0
HFTD - Distribution - Tier 3 - 1QU CoRE ¦ 1QU LoRE | Red Flag Warning - Large Fires | equipment / facility failure | switch damage or failure | 0
HFTD - Distribution - Tier 3 - 1QU CoRE ¦ 1QU LoRE | Red Flag Warning - Large Fires | equipment / facility failure | transformer damage or failure | 0.0001628
HFTD - Distribution - Tier 3 - 1QU CoRE ¦ 1QU LoRE | Red Flag Warning - Large Fires | equipment / facility failure | voltage regulator / booster damage or failure | 2.1759e-05
HFTD - Distribution - Tier 3 - 1QU CoRE ¦ 1QU LoRE | Red Flag Warning - Large Fires | other | all other | 0
HFTD - Distribution - Tier 3 - 1QU CoRE ¦ 1QU LoRE | Red Flag Warning - Large Fires | unknown | unknown | 0
HFTD - Distribution - Tier 3 - 1QU CoRE ¦ 1QU LoRE | Red Flag Warning - Large Fires | utility work / operation | utility work / operation | 0
HFTD - Distribution - Tier 3 - 1QU CoRE ¦ 1QU LoRE | Red Flag Warning - Large Fires | vandalism / theft | vandalism / theft | 0
HFTD - Distribution - Tier 3 - 1QU CoRE ¦ 1QU LoRE | Red Flag Warning - Large Fires | vegetation contact | branch (not overhanging, 4-12ft) | 7.6011e-05
HFTD - Distribution - Tier 3 - 1QU CoRE ¦ 1QU LoRE | Red Flag Warning - Large Fires | vegetation contact | branch (not overhanging, > 12ft) | 0.00013102
HFTD - Distribution - Tier 3 - 1QU CoRE ¦ 1QU LoRE | Red Flag Warning - Large Fires | vegetation contact | branch (not overhanging, distance unknown) | 0.00063324
HFTD - Distribution - Tier 3 - 1QU CoRE ¦ 1QU LoRE | Red Flag Warning - Large Fires | vegetation contact | branch (not overhanging, within 4ft) | 1.6539e-05
HFTD - Distribution - Tier 3 - 1QU CoRE ¦ 1QU LoRE | Red Flag Warning - Large Fires | vegetation contact | branch (overhanging) | 0.00097578
HFTD - Distribution - Tier 3 - 1QU CoRE ¦ 1QU LoRE | Red Flag Warning - Large Fires | vegetation contact | dead | 0.00048039
HFTD - Distribution - Tier 3 - 1QU CoRE ¦ 1QU LoRE | Red Flag Warning - Large Fires | vegetation contact | fell into (moderate-severe defect) | 0.00039458
HFTD - Distribution - Tier 3 - 1QU CoRE ¦ 1QU LoRE | Red Flag Warning - Large Fires | vegetation contact | fell into (no defect) | 0.0016159
HFTD - Distribution - Tier 3 - 1QU CoRE ¦ 1QU LoRE | Red Flag Warning - Large Fires | vegetation contact | fell into (slight defect) | 0.0004253
HFTD - Distribution - Tier 3 - 1QU CoRE ¦ 1QU LoRE | Red Flag Warning - Large Fires | vegetation contact | grow into | 4.4768e-05
HFTD - Distribution - Tier 3 - 1QU CoRE ¦ 1QU LoRE | Red Flag Warning - Large Fires | vegetation contact | other/unknown | 0.0021836
HFTD - Distribution - Tier 3 - 1QU CoRE ¦ 1QU LoRE | Red Flag Warning - Large Fires | wire-to-wire contact | wire-to-wire contact / contamination | 0
HFTD - Distribution - Tier 3 - 1QU CoRE ¦ 1QU LoRE | Red Flag Warning - Small Fires | contact from object | animal contact | 0.00041873
HFTD - Distribution - Tier 3 - 1QU CoRE ¦ 1QU LoRE | Red Flag Warning - Small Fires | contact from object | balloon contact | 2.4753e-05
HFTD - Distribution - Tier 3 - 1QU CoRE ¦ 1QU LoRE | Red Flag Warning - Small Fires | contact from object | other contact from object | 0.0011515
HFTD - Distribution - Tier 3 - 1QU CoRE ¦ 1QU LoRE | Red Flag Warning - Small Fires | contact from object | vehicle contact | 0.0011471
HFTD - Distribution - Tier 3 - 1QU CoRE ¦ 1QU LoRE | Red Flag Warning - Small Fires | contamination | contamination | 1.8083e-05
HFTD - Distribution - Tier 3 - 1QU CoRE ¦ 1QU LoRE | Red Flag Warning - Small Fires | equipment / facility failure | anchor / guy damage or failure | 3.9832e-06
HFTD - Distribution - Tier 3 - 1QU CoRE ¦ 1QU LoRE | Red Flag Warning - Small Fires | equipment / facility failure | capacitor bank damage or failure | 0.00031759
HFTD - Distribution - Tier 3 - 1QU CoRE ¦ 1QU LoRE | Red Flag Warning - Small Fires | equipment / facility failure | conductor damage or failure | 0.0047804
HFTD - Distribution - Tier 3 - 1QU CoRE ¦ 1QU LoRE | Red Flag Warning - Small Fires | equipment / facility failure | connection device damage or failure | 0.00039177
HFTD - Distribution - Tier 3 - 1QU CoRE ¦ 1QU LoRE | Red Flag Warning - Small Fires | equipment / facility failure | crossarm damage or failure | 0.0012898
HFTD - Distribution - Tier 3 - 1QU CoRE ¦ 1QU LoRE | Red Flag Warning - Small Fires | equipment / facility failure | fuse damage or failure | 0.00050311
HFTD - Distribution - Tier 3 - 1QU CoRE ¦ 1QU LoRE | Red Flag Warning - Small Fires | equipment / facility failure | insulator and brushing damage or failure | 0.0013843
HFTD - Distribution - Tier 3 - 1QU CoRE ¦ 1QU LoRE | Red Flag Warning - Small Fires | equipment / facility failure | lightning arrestor damage or failure | 0.00015551
HFTD - Distribution - Tier 3 - 1QU CoRE ¦ 1QU LoRE | Red Flag Warning - Small Fires | equipment / facility failure | other equipment / facility failure | 0.0014368
HFTD - Distribution - Tier 3 - 1QU CoRE ¦ 1QU LoRE | Red Flag Warning - Small Fires | equipment / facility failure | pole damage or failure | 0.00032856
HFTD - Distribution - Tier 3 - 1QU CoRE ¦ 1QU LoRE | Red Flag Warning - Small Fires | equipment / facility failure | recloser damage or failure | 0
HFTD - Distribution - Tier 3 - 1QU CoRE ¦ 1QU LoRE | Red Flag Warning - Small Fires | equipment / facility failure | sectionalizer damage or failure | 0
HFTD - Distribution - Tier 3 - 1QU CoRE ¦ 1QU LoRE | Red Flag Warning - Small Fires | equipment / facility failure | switch damage or failure | 0
HFTD - Distribution - Tier 3 - 1QU CoRE ¦ 1QU LoRE | Red Flag Warning - Small Fires | equipment / facility failure | transformer damage or failure | 0.0004122
HFTD - Distribution - Tier 3 - 1QU CoRE ¦ 1QU LoRE | Red Flag Warning - Small Fires | equipment / facility failure | voltage regulator / booster damage or failure | 3.8549e-05
HFTD - Distribution - Tier 3 - 1QU CoRE ¦ 1QU LoRE | Red Flag Warning - Small Fires | other | all other | 0.0013269
HFTD - Distribution - Tier 3 - 1QU CoRE ¦ 1QU LoRE | Red Flag Warning - Small Fires | unknown | unknown | 0.0010975
HFTD - Distribution - Tier 3 - 1QU CoRE ¦ 1QU LoRE | Red Flag Warning - Small Fires | utility work / operation | utility work / operation | 9.0882e-05
HFTD - Distribution - Tier 3 - 1QU CoRE ¦ 1QU LoRE | Red Flag Warning - Small Fires | vandalism / theft | vandalism / theft | 4.8609e-08
HFTD - Distribution - Tier 3 - 1QU CoRE ¦ 1QU LoRE | Red Flag Warning - Small Fires | vegetation contact | branch (not overhanging, 4-12ft) | 0.00060725
HFTD - Distribution - Tier 3 - 1QU CoRE ¦ 1QU LoRE | Red Flag Warning - Small Fires | vegetation contact | branch (not overhanging, > 12ft) | 0.0010005
HFTD - Distribution - Tier 3 - 1QU CoRE ¦ 1QU LoRE | Red Flag Warning - Small Fires | vegetation contact | branch (not overhanging, distance unknown) | 0.0048358
HFTD - Distribution - Tier 3 - 1QU CoRE ¦ 1QU LoRE | Red Flag Warning - Small Fires | vegetation contact | branch (not overhanging, within 4ft) | 0.00013892
HFTD - Distribution - Tier 3 - 1QU CoRE ¦ 1QU LoRE | Red Flag Warning - Small Fires | vegetation contact | branch (overhanging) | 0.0081961
HFTD - Distribution - Tier 3 - 1QU CoRE ¦ 1QU LoRE | Red Flag Warning - Small Fires | vegetation contact | dead | 0.0036685
HFTD - Distribution - Tier 3 - 1QU CoRE ¦ 1QU LoRE | Red Flag Warning - Small Fires | vegetation contact | fell into (moderate-severe defect) | 0.0030133
HFTD - Distribution - Tier 3 - 1QU CoRE ¦ 1QU LoRE | Red Flag Warning - Small Fires | vegetation contact | fell into (no defect) | 0.01234
HFTD - Distribution - Tier 3 - 1QU CoRE ¦ 1QU LoRE | Red Flag Warning - Small Fires | vegetation contact | fell into (slight defect) | 0.0032478
HFTD - Distribution - Tier 3 - 1QU CoRE ¦ 1QU LoRE | Red Flag Warning - Small Fires | vegetation contact | grow into | 0.00034188
HFTD - Distribution - Tier 3 - 1QU CoRE ¦ 1QU LoRE | Red Flag Warning - Small Fires | vegetation contact | other/unknown | 0.016675
HFTD - Distribution - Tier 3 - 1QU CoRE ¦ 1QU LoRE | Red Flag Warning - Small Fires | wire-to-wire contact | wire-to-wire contact / contamination | 0.00076837
HFTD - Distribution - Tier 3 - 1QU CoRE ¦ 2QU LoRE | Seismic - Non-Red Flag Warning - Catastrophic Fires | cc - seismic scenario | seismic scenario | 2.9742e-08
HFTD - Distribution - Tier 3 - 1QU CoRE ¦ 2QU LoRE | Non-Red Flag Warning - Catastrophic Fires | contact from object | animal contact | 0.00014481
HFTD - Distribution - Tier 3 - 1QU CoRE ¦ 2QU LoRE | Non-Red Flag Warning - Catastrophic Fires | contact from object | balloon contact | 8.1958e-06
HFTD - Distribution - Tier 3 - 1QU CoRE ¦ 2QU LoRE | Non-Red Flag Warning - Catastrophic Fires | contact from object | other contact from object | 6.8559e-05
HFTD - Distribution - Tier 3 - 1QU CoRE ¦ 2QU LoRE | Non-Red Flag Warning - Catastrophic Fires | contact from object | vehicle contact | 0.00020626
HFTD - Distribution - Tier 3 - 1QU CoRE ¦ 2QU LoRE | Non-Red Flag Warning - Catastrophic Fires | contamination | contamination | 1.8019e-05
HFTD - Distribution - Tier 3 - 1QU CoRE ¦ 2QU LoRE | Non-Red Flag Warning - Catastrophic Fires | equipment / facility failure | anchor / guy damage or failure | 3.2228e-07
HFTD - Distribution - Tier 3 - 1QU CoRE ¦ 2QU LoRE | Non-Red Flag Warning - Catastrophic Fires | equipment / facility failure | capacitor bank damage or failure | 3.0068e-06
HFTD - Distribution - Tier 3 - 1QU CoRE ¦ 2QU LoRE | Non-Red Flag Warning - Catastrophic Fires | equipment / facility failure | conductor damage or failure | 2.6588e-06
HFTD - Distribution - Tier 3 - 1QU CoRE ¦ 2QU LoRE | Non-Red Flag Warning - Catastrophic Fires | equipment / facility failure | connection device damage or failure | 7.258e-07
HFTD - Distribution - Tier 3 - 1QU CoRE ¦ 2QU LoRE | Non-Red Flag Warning - Catastrophic Fires | equipment / facility failure | crossarm damage or failure | 1.177e-06
HFTD - Distribution - Tier 3 - 1QU CoRE ¦ 2QU LoRE | Non-Red Flag Warning - Catastrophic Fires | equipment / facility failure | fuse damage or failure | 1.76e-06
HFTD - Distribution - Tier 3 - 1QU CoRE ¦ 2QU LoRE | Non-Red Flag Warning - Catastrophic Fires | equipment / facility failure | insulator and brushing damage or failure | 7.5274e-07
HFTD - Distribution - Tier 3 - 1QU CoRE ¦ 2QU LoRE | Non-Red Flag Warning - Catastrophic Fires | equipment / facility failure | lightning arrestor damage or failure | 1.4812e-09
HFTD - Distribution - Tier 3 - 1QU CoRE ¦ 2QU LoRE | Non-Red Flag Warning - Catastrophic Fires | equipment / facility failure | other equipment / facility failure | 5.2222e-06
HFTD - Distribution - Tier 3 - 1QU CoRE ¦ 2QU LoRE | Non-Red Flag Warning - Catastrophic Fires | equipment / facility failure | pole damage or failure | 2.5081e-06
HFTD - Distribution - Tier 3 - 1QU CoRE ¦ 2QU LoRE | Non-Red Flag Warning - Catastrophic Fires | equipment / facility failure | sectionalizer damage or failure | 0
HFTD - Distribution - Tier 3 - 1QU CoRE ¦ 2QU LoRE | Non-Red Flag Warning - Catastrophic Fires | equipment / facility failure | switch damage or failure | 0
HFTD - Distribution - Tier 3 - 1QU CoRE ¦ 2QU LoRE | Non-Red Flag Warning - Catastrophic Fires | equipment / facility failure | transformer damage or failure | 2.7156e-06
HFTD - Distribution - Tier 3 - 1QU CoRE ¦ 2QU LoRE | Non-Red Flag Warning - Catastrophic Fires | equipment / facility failure | voltage regulator / booster damage or failure | 1.4987e-06
HFTD - Distribution - Tier 3 - 1QU CoRE ¦ 2QU LoRE | Non-Red Flag Warning - Catastrophic Fires | other | all other | 0.00019531
HFTD - Distribution - Tier 3 - 1QU CoRE ¦ 2QU LoRE | Non-Red Flag Warning - Catastrophic Fires | unknown | unknown | 8.2151e-05
HFTD - Distribution - Tier 3 - 1QU CoRE ¦ 2QU LoRE | Non-Red Flag Warning - Catastrophic Fires | utility work / operation | utility work / operation | 1.5876e-05
HFTD - Distribution - Tier 3 - 1QU CoRE ¦ 2QU LoRE | Non-Red Flag Warning - Catastrophic Fires | vandalism / theft | vandalism / theft | 0
HFTD - Distribution - Tier 3 - 1QU CoRE ¦ 2QU LoRE | Non-Red Flag Warning - Catastrophic Fires | vegetation contact | branch (not overhanging, 4-12ft) | 1.527e-06
HFTD - Distribution - Tier 3 - 1QU CoRE ¦ 2QU LoRE | Non-Red Flag Warning - Catastrophic Fires | vegetation contact | branch (not overhanging, > 12ft) | 3.9389e-06
HFTD - Distribution - Tier 3 - 1QU CoRE ¦ 2QU LoRE | Non-Red Flag Warning - Catastrophic Fires | vegetation contact | branch (not overhanging, distance unknown) | 1.3446e-05
HFTD - Distribution - Tier 3 - 1QU CoRE ¦ 2QU LoRE | Non-Red Flag Warning - Catastrophic Fires | vegetation contact | branch (not overhanging, within 4ft) | 6.0158e-07
HFTD - Distribution - Tier 3 - 1QU CoRE ¦ 2QU LoRE | Non-Red Flag Warning - Catastrophic Fires | vegetation contact | branch (overhanging) | 2.677e-05
HFTD - Distribution - Tier 3 - 1QU CoRE ¦ 2QU LoRE | Non-Red Flag Warning - Catastrophic Fires | vegetation contact | dead | 1.4305e-05
HFTD - Distribution - Tier 3 - 1QU CoRE ¦ 2QU LoRE | Non-Red Flag Warning - Catastrophic Fires | vegetation contact | fell into (moderate-severe defect) | 1.6362e-05
HFTD - Distribution - Tier 3 - 1QU CoRE ¦ 2QU LoRE | Non-Red Flag Warning - Catastrophic Fires | vegetation contact | fell into (no defect) | 9.6378e-05
HFTD - Distribution - Tier 3 - 1QU CoRE ¦ 2QU LoRE | Non-Red Flag Warning - Catastrophic Fires | vegetation contact | fell into (slight defect) | 2.0227e-05
HFTD - Distribution - Tier 3 - 1QU CoRE ¦ 2QU LoRE | Non-Red Flag Warning - Catastrophic Fires | vegetation contact | grow into | 1.7508e-06
HFTD - Distribution - Tier 3 - 1QU CoRE ¦ 2QU LoRE | Non-Red Flag Warning - Catastrophic Fires | vegetation contact | other/unknown | 8.3022e-05
HFTD - Distribution - Tier 3 - 1QU CoRE ¦ 2QU LoRE | Non-Red Flag Warning - Catastrophic Fires | wire-to-wire contact | wire-to-wire contact / contamination | 7.4402e-05
HFTD - Distribution - Tier 3 - 1QU CoRE ¦ 2QU LoRE | Non-Red Flag Warning - Destructive Fires | contact from object | animal contact | 8.425e-05
HFTD - Distribution - Tier 3 - 1QU CoRE ¦ 2QU LoRE | Non-Red Flag Warning - Destructive Fires | contact from object | balloon contact | 4.7446e-06
HFTD - Distribution - Tier 3 - 1QU CoRE ¦ 2QU LoRE | Non-Red Flag Warning - Destructive Fires | contact from object | other contact from object | 4.3016e-05
HFTD - Distribution - Tier 3 - 1QU CoRE ¦ 2QU LoRE | Non-Red Flag Warning - Destructive Fires | contact from object | vehicle contact | 0.00011872
HFTD - Distribution - Tier 3 - 1QU CoRE ¦ 2QU LoRE | Non-Red Flag Warning - Destructive Fires | contamination | contamination | 1.0337e-05
HFTD - Distribution - Tier 3 - 1QU CoRE ¦ 2QU LoRE | Non-Red Flag Warning - Destructive Fires | equipment / facility failure | anchor / guy damage or failure | 1.0576e-06
HFTD - Distribution - Tier 3 - 1QU CoRE ¦ 2QU LoRE | Non-Red Flag Warning - Destructive Fires | equipment / facility failure | capacitor bank damage or failure | 9.4374e-06
HFTD - Distribution - Tier 3 - 1QU CoRE ¦ 2QU LoRE | Non-Red Flag Warning - Destructive Fires | equipment / facility failure | conductor damage or failure | 8.5322e-06
HFTD - Distribution - Tier 3 - 1QU CoRE ¦ 2QU LoRE | Non-Red Flag Warning - Destructive Fires | equipment / facility failure | connection device damage or failure | 3.2117e-06
HFTD - Distribution - Tier 3 - 1QU CoRE ¦ 2QU LoRE | Non-Red Flag Warning - Destructive Fires | equipment / facility failure | crossarm damage or failure | 3.769e-06
HFTD - Distribution - Tier 3 - 1QU CoRE ¦ 2QU LoRE | Non-Red Flag Warning - Destructive Fires | equipment / facility failure | fuse damage or failure | 5.6595e-06
HFTD - Distribution - Tier 3 - 1QU CoRE ¦ 2QU LoRE | Non-Red Flag Warning - Destructive Fires | equipment / facility failure | insulator and brushing damage or failure | 2.4242e-06
HFTD - Distribution - Tier 3 - 1QU CoRE ¦ 2QU LoRE | Non-Red Flag Warning - Destructive Fires | equipment / facility failure | lightning arrestor damage or failure | 4.8664e-09
HFTD - Distribution - Tier 3 - 1QU CoRE ¦ 2QU LoRE | Non-Red Flag Warning - Destructive Fires | equipment / facility failure | other equipment / facility failure | 1.7391e-05
HFTD - Distribution - Tier 3 - 1QU CoRE ¦ 2QU LoRE | Non-Red Flag Warning - Destructive Fires | equipment / facility failure | pole damage or failure | 8.0574e-06
HFTD - Distribution - Tier 3 - 1QU CoRE ¦ 2QU LoRE | Non-Red Flag Warning - Destructive Fires | equipment / facility failure | sectionalizer damage or failure | 0
HFTD - Distribution - Tier 3 - 1QU CoRE ¦ 2QU LoRE | Non-Red Flag Warning - Destructive Fires | equipment / facility failure | switch damage or failure | 0
HFTD - Distribution - Tier 3 - 1QU CoRE ¦ 2QU LoRE | Non-Red Flag Warning - Destructive Fires | equipment / facility failure | transformer damage or failure | 8.7785e-06
HFTD - Distribution - Tier 3 - 1QU CoRE ¦ 2QU LoRE | Non-Red Flag Warning - Destructive Fires | equipment / facility failure | voltage regulator / booster damage or failure | 4.7721e-06
HFTD - Distribution - Tier 3 - 1QU CoRE ¦ 2QU LoRE | Non-Red Flag Warning - Destructive Fires | other | all other | 0.00015319
HFTD - Distribution - Tier 3 - 1QU CoRE ¦ 2QU LoRE | Non-Red Flag Warning - Destructive Fires | unknown | unknown | 5.008e-05
HFTD - Distribution - Tier 3 - 1QU CoRE ¦ 2QU LoRE | Non-Red Flag Warning - Destructive Fires | utility work / operation | utility work / operation | 1.2076e-05
HFTD - Distribution - Tier 3 - 1QU CoRE ¦ 2QU LoRE | Non-Red Flag Warning - Destructive Fires | vandalism / theft | vandalism / theft | 0
HFTD - Distribution - Tier 3 - 1QU CoRE ¦ 2QU LoRE | Non-Red Flag Warning - Destructive Fires | vegetation contact | branch (not overhanging, 4-12ft) | 3.5108e-06
HFTD - Distribution - Tier 3 - 1QU CoRE ¦ 2QU LoRE | Non-Red Flag Warning - Destructive Fires | vegetation contact | branch (not overhanging, > 12ft) | 9.0651e-06
HFTD - Distribution - Tier 3 - 1QU CoRE ¦ 2QU LoRE | Non-Red Flag Warning - Destructive Fires | vegetation contact | branch (not overhanging, distance unknown) | 3.0945e-05
HFTD - Distribution - Tier 3 - 1QU CoRE ¦ 2QU LoRE | Non-Red Flag Warning - Destructive Fires | vegetation contact | branch (not overhanging, within 4ft) | 1.3816e-06
HFTD - Distribution - Tier 3 - 1QU CoRE ¦ 2QU LoRE | Non-Red Flag Warning - Destructive Fires | vegetation contact | branch (overhanging) | 6.148e-05
HFTD - Distribution - Tier 3 - 1QU CoRE ¦ 2QU LoRE | Non-Red Flag Warning - Destructive Fires | vegetation contact | dead | 3.2923e-05
HFTD - Distribution - Tier 3 - 1QU CoRE ¦ 2QU LoRE | Non-Red Flag Warning - Destructive Fires | vegetation contact | fell into (moderate-severe defect) | 3.7656e-05
HFTD - Distribution - Tier 3 - 1QU CoRE ¦ 2QU LoRE | Non-Red Flag Warning - Destructive Fires | vegetation contact | fell into (no defect) | 0.00022181
HFTD - Distribution - Tier 3 - 1QU CoRE ¦ 2QU LoRE | Non-Red Flag Warning - Destructive Fires | vegetation contact | fell into (slight defect) | 4.6552e-05
HFTD - Distribution - Tier 3 - 1QU CoRE ¦ 2QU LoRE | Non-Red Flag Warning - Destructive Fires | vegetation contact | grow into | 4.0294e-06
HFTD - Distribution - Tier 3 - 1QU CoRE ¦ 2QU LoRE | Non-Red Flag Warning - Destructive Fires | vegetation contact | other/unknown | 0.00019107
HFTD - Distribution - Tier 3 - 1QU CoRE ¦ 2QU LoRE | Non-Red Flag Warning - Destructive Fires | wire-to-wire contact | wire-to-wire contact / contamination | 5.3031e-05
HFTD - Distribution - Tier 3 - 1QU CoRE ¦ 2QU LoRE | Non-Red Flag Warning - Large Fires | contact from object | animal contact | 0.00055147
HFTD - Distribution - Tier 3 - 1QU CoRE ¦ 2QU LoRE | Non-Red Flag Warning - Large Fires | contact from object | balloon contact | 2.6671e-05
HFTD - Distribution - Tier 3 - 1QU CoRE ¦ 2QU LoRE | Non-Red Flag Warning - Large Fires | contact from object | other contact from object | 0.00028843
HFTD - Distribution - Tier 3 - 1QU CoRE ¦ 2QU LoRE | Non-Red Flag Warning - Large Fires | contact from object | vehicle contact | 0.00070821
HFTD - Distribution - Tier 3 - 1QU CoRE ¦ 2QU LoRE | Non-Red Flag Warning - Large Fires | contamination | contamination | 6.6033e-05
HFTD - Distribution - Tier 3 - 1QU CoRE ¦ 2QU LoRE | Non-Red Flag Warning - Large Fires | equipment / facility failure | anchor / guy damage or failure | 7.7031e-06
HFTD - Distribution - Tier 3 - 1QU CoRE ¦ 2QU LoRE | Non-Red Flag Warning - Large Fires | equipment / facility failure | capacitor bank damage or failure | 6.8127e-05
HFTD - Distribution - Tier 3 - 1QU CoRE ¦ 2QU LoRE | Non-Red Flag Warning - Large Fires | equipment / facility failure | conductor damage or failure | 8.4658e-05
HFTD - Distribution - Tier 3 - 1QU CoRE ¦ 2QU LoRE | Non-Red Flag Warning - Large Fires | equipment / facility failure | connection device damage or failure | 3.0088e-05
HFTD - Distribution - Tier 3 - 1QU CoRE ¦ 2QU LoRE | Non-Red Flag Warning - Large Fires | equipment / facility failure | crossarm damage or failure | 2.986e-05
HFTD - Distribution - Tier 3 - 1QU CoRE ¦ 2QU LoRE | Non-Red Flag Warning - Large Fires | equipment / facility failure | fuse damage or failure | 4.6181e-05
HFTD - Distribution - Tier 3 - 1QU CoRE ¦ 2QU LoRE | Non-Red Flag Warning - Large Fires | equipment / facility failure | insulator and brushing damage or failure | 1.911e-05
HFTD - Distribution - Tier 3 - 1QU CoRE ¦ 2QU LoRE | Non-Red Flag Warning - Large Fires | equipment / facility failure | lightning arrestor damage or failure | 4.4943e-08
HFTD - Distribution - Tier 3 - 1QU CoRE ¦ 2QU LoRE | Non-Red Flag Warning - Large Fires | equipment / facility failure | other equipment / facility failure | 0.00014713
HFTD - Distribution - Tier 3 - 1QU CoRE ¦ 2QU LoRE | Non-Red Flag Warning - Large Fires | equipment / facility failure | pole damage or failure | 8.359e-05
HFTD - Distribution - Tier 3 - 1QU CoRE ¦ 2QU LoRE | Non-Red Flag Warning - Large Fires | equipment / facility failure | sectionalizer damage or failure | 0
HFTD - Distribution - Tier 3 - 1QU CoRE ¦ 2QU LoRE | Non-Red Flag Warning - Large Fires | equipment / facility failure | switch damage or failure | 0
HFTD - Distribution - Tier 3 - 1QU CoRE ¦ 2QU LoRE | Non-Red Flag Warning - Large Fires | equipment / facility failure | transformer damage or failure | 7.3092e-05
HFTD - Distribution - Tier 3 - 1QU CoRE ¦ 2QU LoRE | Non-Red Flag Warning - Large Fires | equipment / facility failure | voltage regulator / booster damage or failure | 3.7647e-05
HFTD - Distribution - Tier 3 - 1QU CoRE ¦ 2QU LoRE | Non-Red Flag Warning - Large Fires | other | all other | 0.00077475
HFTD - Distribution - Tier 3 - 1QU CoRE ¦ 2QU LoRE | Non-Red Flag Warning - Large Fires | unknown | unknown | 0.0003672
HFTD - Distribution - Tier 3 - 1QU CoRE ¦ 2QU LoRE | Non-Red Flag Warning - Large Fires | utility work / operation | utility work / operation | 8.7997e-05
HFTD - Distribution - Tier 3 - 1QU CoRE ¦ 2QU LoRE | Non-Red Flag Warning - Large Fires | vandalism / theft | vandalism / theft | 0
HFTD - Distribution - Tier 3 - 1QU CoRE ¦ 2QU LoRE | Non-Red Flag Warning - Large Fires | vegetation contact | branch (not overhanging, 4-12ft) | 2.3963e-05
HFTD - Distribution - Tier 3 - 1QU CoRE ¦ 2QU LoRE | Non-Red Flag Warning - Large Fires | vegetation contact | branch (not overhanging, > 12ft) | 6.4046e-05
HFTD - Distribution - Tier 3 - 1QU CoRE ¦ 2QU LoRE | Non-Red Flag Warning - Large Fires | vegetation contact | branch (not overhanging, distance unknown) | 0.00021863
HFTD - Distribution - Tier 3 - 1QU CoRE ¦ 2QU LoRE | Non-Red Flag Warning - Large Fires | vegetation contact | branch (not overhanging, within 4ft) | 9.0675e-06
HFTD - Distribution - Tier 3 - 1QU CoRE ¦ 2QU LoRE | Non-Red Flag Warning - Large Fires | vegetation contact | branch (overhanging) | 0.0004035
HFTD - Distribution - Tier 3 - 1QU CoRE ¦ 2QU LoRE | Non-Red Flag Warning - Large Fires | vegetation contact | dead | 0.0002326
HFTD - Distribution - Tier 3 - 1QU CoRE ¦ 2QU LoRE | Non-Red Flag Warning - Large Fires | vegetation contact | fell into (moderate-severe defect) | 0.00026604
HFTD - Distribution - Tier 3 - 1QU CoRE ¦ 2QU LoRE | Non-Red Flag Warning - Large Fires | vegetation contact | fell into (no defect) | 0.0015671
HFTD - Distribution - Tier 3 - 1QU CoRE ¦ 2QU LoRE | Non-Red Flag Warning - Large Fires | vegetation contact | fell into (slight defect) | 0.00032889
HFTD - Distribution - Tier 3 - 1QU CoRE ¦ 2QU LoRE | Non-Red Flag Warning - Large Fires | vegetation contact | grow into | 2.8468e-05
HFTD - Distribution - Tier 3 - 1QU CoRE ¦ 2QU LoRE | Non-Red Flag Warning - Large Fires | vegetation contact | other/unknown | 0.0013499
HFTD - Distribution - Tier 3 - 1QU CoRE ¦ 2QU LoRE | Non-Red Flag Warning - Large Fires | wire-to-wire contact | wire-to-wire contact / contamination | 0.00040857
HFTD - Distribution - Tier 3 - 1QU CoRE ¦ 2QU LoRE | Non-Red Flag Warning - Small Fires | contact from object | animal contact | 0.040201
HFTD - Distribution - Tier 3 - 1QU CoRE ¦ 2QU LoRE | Non-Red Flag Warning - Small Fires | contact from object | balloon contact | 0.0024685
HFTD - Distribution - Tier 3 - 1QU CoRE ¦ 2QU LoRE | Non-Red Flag Warning - Small Fires | contact from object | other contact from object | 0.01536
HFTD - Distribution - Tier 3 - 1QU CoRE ¦ 2QU LoRE | Non-Red Flag Warning - Small Fires | contact from object | vehicle contact | 0.049042
HFTD - Distribution - Tier 3 - 1QU CoRE ¦ 2QU LoRE | Non-Red Flag Warning - Small Fires | contamination | contamination | 0.003489
HFTD - Distribution - Tier 3 - 1QU CoRE ¦ 2QU LoRE | Non-Red Flag Warning - Small Fires | equipment / facility failure | anchor / guy damage or failure | 0.0023222
HFTD - Distribution - Tier 3 - 1QU CoRE ¦ 2QU LoRE | Non-Red Flag Warning - Small Fires | equipment / facility failure | capacitor bank damage or failure | 0.0095559
HFTD - Distribution - Tier 3 - 1QU CoRE ¦ 2QU LoRE | Non-Red Flag Warning - Small Fires | equipment / facility failure | conductor damage or failure | 0.015114
HFTD - Distribution - Tier 3 - 1QU CoRE ¦ 2QU LoRE | Non-Red Flag Warning - Small Fires | equipment / facility failure | connection device damage or failure | 0.0032275
HFTD - Distribution - Tier 3 - 1QU CoRE ¦ 2QU LoRE | Non-Red Flag Warning - Small Fires | equipment / facility failure | crossarm damage or failure | 0.006533
HFTD - Distribution - Tier 3 - 1QU CoRE ¦ 2QU LoRE | Non-Red Flag Warning - Small Fires | equipment / facility failure | fuse damage or failure | 0.0091309
HFTD - Distribution - Tier 3 - 1QU CoRE ¦ 2QU LoRE | Non-Red Flag Warning - Small Fires | equipment / facility failure | insulator and brushing damage or failure | 0.0043806
HFTD - Distribution - Tier 3 - 1QU CoRE ¦ 2QU LoRE | Non-Red Flag Warning - Small Fires | equipment / facility failure | lightning arrestor damage or failure | 1.0852e-05
HFTD - Distribution - Tier 3 - 1QU CoRE ¦ 2QU LoRE | Non-Red Flag Warning - Small Fires | equipment / facility failure | other equipment / facility failure | 0.028217
HFTD - Distribution - Tier 3 - 1QU CoRE ¦ 2QU LoRE | Non-Red Flag Warning - Small Fires | equipment / facility failure | pole damage or failure | 0.014478
HFTD - Distribution - Tier 3 - 1QU CoRE ¦ 2QU LoRE | Non-Red Flag Warning - Small Fires | equipment / facility failure | sectionalizer damage or failure | 0
HFTD - Distribution - Tier 3 - 1QU CoRE ¦ 2QU LoRE | Non-Red Flag Warning - Small Fires | equipment / facility failure | switch damage or failure | 0
HFTD - Distribution - Tier 3 - 1QU CoRE ¦ 2QU LoRE | Non-Red Flag Warning - Small Fires | equipment / facility failure | transformer damage or failure | 0.014503
HFTD - Distribution - Tier 3 - 1QU CoRE ¦ 2QU LoRE | Non-Red Flag Warning - Small Fires | equipment / facility failure | voltage regulator / booster damage or failure | 0.0075401
HFTD - Distribution - Tier 3 - 1QU CoRE ¦ 2QU LoRE | Non-Red Flag Warning - Small Fires | other | all other | 0.046387
HFTD - Distribution - Tier 3 - 1QU CoRE ¦ 2QU LoRE | Non-Red Flag Warning - Small Fires | unknown | unknown | 0.019377
HFTD - Distribution - Tier 3 - 1QU CoRE ¦ 2QU LoRE | Non-Red Flag Warning - Small Fires | utility work / operation | utility work / operation | 0.0031081
HFTD - Distribution - Tier 3 - 1QU CoRE ¦ 2QU LoRE | Non-Red Flag Warning - Small Fires | vandalism / theft | vandalism / theft | 0
HFTD - Distribution - Tier 3 - 1QU CoRE ¦ 2QU LoRE | Non-Red Flag Warning - Small Fires | vegetation contact | branch (not overhanging, 4-12ft) | 0.0027858
HFTD - Distribution - Tier 3 - 1QU CoRE ¦ 2QU LoRE | Non-Red Flag Warning - Small Fires | vegetation contact | branch (not overhanging, > 12ft) | 0.0069777
HFTD - Distribution - Tier 3 - 1QU CoRE ¦ 2QU LoRE | Non-Red Flag Warning - Small Fires | vegetation contact | branch (not overhanging, distance unknown) | 0.023819
HFTD - Distribution - Tier 3 - 1QU CoRE ¦ 2QU LoRE | Non-Red Flag Warning - Small Fires | vegetation contact | branch (not overhanging, within 4ft) | 0.0011322
HFTD - Distribution - Tier 3 - 1QU CoRE ¦ 2QU LoRE | Non-Red Flag Warning - Small Fires | vegetation contact | branch (overhanging) | 0.050381
HFTD - Distribution - Tier 3 - 1QU CoRE ¦ 2QU LoRE | Non-Red Flag Warning - Small Fires | vegetation contact | dead | 0.025342
HFTD - Distribution - Tier 3 - 1QU CoRE ¦ 2QU LoRE | Non-Red Flag Warning - Small Fires | vegetation contact | fell into (moderate-severe defect) | 0.028985
HFTD - Distribution - Tier 3 - 1QU CoRE ¦ 2QU LoRE | Non-Red Flag Warning - Small Fires | vegetation contact | fell into (no defect) | 0.17073
HFTD - Distribution - Tier 3 - 1QU CoRE ¦ 2QU LoRE | Non-Red Flag Warning - Small Fires | vegetation contact | fell into (slight defect) | 0.035833
HFTD - Distribution - Tier 3 - 1QU CoRE ¦ 2QU LoRE | Non-Red Flag Warning - Small Fires | vegetation contact | grow into | 0.0031015
HFTD - Distribution - Tier 3 - 1QU CoRE ¦ 2QU LoRE | Non-Red Flag Warning - Small Fires | vegetation contact | other/unknown | 0.14707
HFTD - Distribution - Tier 3 - 1QU CoRE ¦ 2QU LoRE | Non-Red Flag Warning - Small Fires | wire-to-wire contact | wire-to-wire contact / contamination | 0.021815
HFTD - Distribution - Tier 3 - 1QU CoRE ¦ 2QU LoRE | Seismic - Red Flag Warning - Catastrophic Fires | cc - seismic scenario | seismic scenario | 1.2827e-06
HFTD - Distribution - Tier 3 - 1QU CoRE ¦ 2QU LoRE | Red Flag Warning - Catastrophic Fires | contact from object | animal contact | 0
HFTD - Distribution - Tier 3 - 1QU CoRE ¦ 2QU LoRE | Red Flag Warning - Catastrophic Fires | contact from object | balloon contact | 0
HFTD - Distribution - Tier 3 - 1QU CoRE ¦ 2QU LoRE | Red Flag Warning - Catastrophic Fires | contact from object | other contact from object | 0
HFTD - Distribution - Tier 3 - 1QU CoRE ¦ 2QU LoRE | Red Flag Warning - Catastrophic Fires | contact from object | vehicle contact | 0
HFTD - Distribution - Tier 3 - 1QU CoRE ¦ 2QU LoRE | Red Flag Warning - Catastrophic Fires | contamination | contamination | 0
HFTD - Distribution - Tier 3 - 1QU CoRE ¦ 2QU LoRE | Red Flag Warning - Catastrophic Fires | equipment / facility failure | anchor / guy damage or failure | 0.00023229
HFTD - Distribution - Tier 3 - 1QU CoRE ¦ 2QU LoRE | Red Flag Warning - Catastrophic Fires | equipment / facility failure | capacitor bank damage or failure | 0.00034581
HFTD - Distribution - Tier 3 - 1QU CoRE ¦ 2QU LoRE | Red Flag Warning - Catastrophic Fires | equipment / facility failure | conductor damage or failure | 0.0012114
HFTD - Distribution - Tier 3 - 1QU CoRE ¦ 2QU LoRE | Red Flag Warning - Catastrophic Fires | equipment / facility failure | connection device damage or failure | 0.00023115
HFTD - Distribution - Tier 3 - 1QU CoRE ¦ 2QU LoRE | Red Flag Warning - Catastrophic Fires | equipment / facility failure | crossarm damage or failure | 0.00048456
HFTD - Distribution - Tier 3 - 1QU CoRE ¦ 2QU LoRE | Red Flag Warning - Catastrophic Fires | equipment / facility failure | fuse damage or failure | 0.0011342
HFTD - Distribution - Tier 3 - 1QU CoRE ¦ 2QU LoRE | Red Flag Warning - Catastrophic Fires | equipment / facility failure | insulator and brushing damage or failure | 0.00060065
HFTD - Distribution - Tier 3 - 1QU CoRE ¦ 2QU LoRE | Red Flag Warning - Catastrophic Fires | equipment / facility failure | lightning arrestor damage or failure | 7.4719e-07
HFTD - Distribution - Tier 3 - 1QU CoRE ¦ 2QU LoRE | Red Flag Warning - Catastrophic Fires | equipment / facility failure | other equipment / facility failure | 0.00074482
HFTD - Distribution - Tier 3 - 1QU CoRE ¦ 2QU LoRE | Red Flag Warning - Catastrophic Fires | equipment / facility failure | pole damage or failure | 0.00044215
HFTD - Distribution - Tier 3 - 1QU CoRE ¦ 2QU LoRE | Red Flag Warning - Catastrophic Fires | equipment / facility failure | sectionalizer damage or failure | 0
HFTD - Distribution - Tier 3 - 1QU CoRE ¦ 2QU LoRE | Red Flag Warning - Catastrophic Fires | equipment / facility failure | switch damage or failure | 0
HFTD - Distribution - Tier 3 - 1QU CoRE ¦ 2QU LoRE | Red Flag Warning - Catastrophic Fires | equipment / facility failure | transformer damage or failure | 0.00024563
HFTD - Distribution - Tier 3 - 1QU CoRE ¦ 2QU LoRE | Red Flag Warning - Catastrophic Fires | equipment / facility failure | voltage regulator / booster damage or failure | 5.4852e-05
HFTD - Distribution - Tier 3 - 1QU CoRE ¦ 2QU LoRE | Red Flag Warning - Catastrophic Fires | other | all other | 0
HFTD - Distribution - Tier 3 - 1QU CoRE ¦ 2QU LoRE | Red Flag Warning - Catastrophic Fires | unknown | unknown | 0
HFTD - Distribution - Tier 3 - 1QU CoRE ¦ 2QU LoRE | Red Flag Warning - Catastrophic Fires | utility work / operation | utility work / operation | 0
HFTD - Distribution - Tier 3 - 1QU CoRE ¦ 2QU LoRE | Red Flag Warning - Catastrophic Fires | vandalism / theft | vandalism / theft | 0
HFTD - Distribution - Tier 3 - 1QU CoRE ¦ 2QU LoRE | Red Flag Warning - Catastrophic Fires | vegetation contact | branch (not overhanging, 4-12ft) | 0.00024435
HFTD - Distribution - Tier 3 - 1QU CoRE ¦ 2QU LoRE | Red Flag Warning - Catastrophic Fires | vegetation contact | branch (not overhanging, > 12ft) | 0.00040841
HFTD - Distribution - Tier 3 - 1QU CoRE ¦ 2QU LoRE | Red Flag Warning - Catastrophic Fires | vegetation contact | branch (not overhanging, distance unknown) | 0.001974
HFTD - Distribution - Tier 3 - 1QU CoRE ¦ 2QU LoRE | Red Flag Warning - Catastrophic Fires | vegetation contact | branch (not overhanging, within 4ft) | 5.5044e-05
HFTD - Distribution - Tier 3 - 1QU CoRE ¦ 2QU LoRE | Red Flag Warning - Catastrophic Fires | vegetation contact | branch (overhanging) | 0.0032476
HFTD - Distribution - Tier 3 - 1QU CoRE ¦ 2QU LoRE | Red Flag Warning - Catastrophic Fires | vegetation contact | dead | 0.0014975
HFTD - Distribution - Tier 3 - 1QU CoRE ¦ 2QU LoRE | Red Flag Warning - Catastrophic Fires | vegetation contact | fell into (moderate-severe defect) | 0.00123
HFTD - Distribution - Tier 3 - 1QU CoRE ¦ 2QU LoRE | Red Flag Warning - Catastrophic Fires | vegetation contact | fell into (no defect) | 0.0050371
HFTD - Distribution - Tier 3 - 1QU CoRE ¦ 2QU LoRE | Red Flag Warning - Catastrophic Fires | vegetation contact | fell into (slight defect) | 0.0013258
HFTD - Distribution - Tier 3 - 1QU CoRE ¦ 2QU LoRE | Red Flag Warning - Catastrophic Fires | vegetation contact | grow into | 0.00013956
HFTD - Distribution - Tier 3 - 1QU CoRE ¦ 2QU LoRE | Red Flag Warning - Catastrophic Fires | vegetation contact | other/unknown | 0.0068069
HFTD - Distribution - Tier 3 - 1QU CoRE ¦ 2QU LoRE | Red Flag Warning - Catastrophic Fires | wire-to-wire contact | wire-to-wire contact / contamination | 0
HFTD - Distribution - Tier 3 - 1QU CoRE ¦ 2QU LoRE | Red Flag Warning - Destructive Fires | contact from object | animal contact | 0
HFTD - Distribution - Tier 3 - 1QU CoRE ¦ 2QU LoRE | Red Flag Warning - Destructive Fires | contact from object | balloon contact | 0
HFTD - Distribution - Tier 3 - 1QU CoRE ¦ 2QU LoRE | Red Flag Warning - Destructive Fires | contact from object | other contact from object | 0
HFTD - Distribution - Tier 3 - 1QU CoRE ¦ 2QU LoRE | Red Flag Warning - Destructive Fires | contact from object | vehicle contact | 0
HFTD - Distribution - Tier 3 - 1QU CoRE ¦ 2QU LoRE | Red Flag Warning - Destructive Fires | contamination | contamination | 0
HFTD - Distribution - Tier 3 - 1QU CoRE ¦ 2QU LoRE | Red Flag Warning - Destructive Fires | equipment / facility failure | anchor / guy damage or failure | 3.8364e-05
HFTD - Distribution - Tier 3 - 1QU CoRE ¦ 2QU LoRE | Red Flag Warning - Destructive Fires | equipment / facility failure | capacitor bank damage or failure | 5.4625e-05
HFTD - Distribution - Tier 3 - 1QU CoRE ¦ 2QU LoRE | Red Flag Warning - Destructive Fires | equipment / facility failure | conductor damage or failure | 0.00019565
HFTD - Distribution - Tier 3 - 1QU CoRE ¦ 2QU LoRE | Red Flag Warning - Destructive Fires | equipment / facility failure | connection device damage or failure | 5.1476e-05
HFTD - Distribution - Tier 3 - 1QU CoRE ¦ 2QU LoRE | Red Flag Warning - Destructive Fires | equipment / facility failure | crossarm damage or failure | 7.809e-05
HFTD - Distribution - Tier 3 - 1QU CoRE ¦ 2QU LoRE | Red Flag Warning - Destructive Fires | equipment / facility failure | fuse damage or failure | 0.00018356
HFTD - Distribution - Tier 3 - 1QU CoRE ¦ 2QU LoRE | Red Flag Warning - Destructive Fires | equipment / facility failure | insulator and brushing damage or failure | 9.735e-05
HFTD - Distribution - Tier 3 - 1QU CoRE ¦ 2QU LoRE | Red Flag Warning - Destructive Fires | equipment / facility failure | lightning arrestor damage or failure | 1.2355e-07
HFTD - Distribution - Tier 3 - 1QU CoRE ¦ 2QU LoRE | Red Flag Warning - Destructive Fires | equipment / facility failure | other equipment / facility failure | 0.00012483
HFTD - Distribution - Tier 3 - 1QU CoRE ¦ 2QU LoRE | Red Flag Warning - Destructive Fires | equipment / facility failure | pole damage or failure | 7.1486e-05
HFTD - Distribution - Tier 3 - 1QU CoRE ¦ 2QU LoRE | Red Flag Warning - Destructive Fires | equipment / facility failure | sectionalizer damage or failure | 0
HFTD - Distribution - Tier 3 - 1QU CoRE ¦ 2QU LoRE | Red Flag Warning - Destructive Fires | equipment / facility failure | switch damage or failure | 0
HFTD - Distribution - Tier 3 - 1QU CoRE ¦ 2QU LoRE | Red Flag Warning - Destructive Fires | equipment / facility failure | transformer damage or failure | 3.9961e-05
HFTD - Distribution - Tier 3 - 1QU CoRE ¦ 2QU LoRE | Red Flag Warning - Destructive Fires | equipment / facility failure | voltage regulator / booster damage or failure | 8.7901e-06
HFTD - Distribution - Tier 3 - 1QU CoRE ¦ 2QU LoRE | Red Flag Warning - Destructive Fires | other | all other | 0
HFTD - Distribution - Tier 3 - 1QU CoRE ¦ 2QU LoRE | Red Flag Warning - Destructive Fires | unknown | unknown | 0
HFTD - Distribution - Tier 3 - 1QU CoRE ¦ 2QU LoRE | Red Flag Warning - Destructive Fires | utility work / operation | utility work / operation | 0
HFTD - Distribution - Tier 3 - 1QU CoRE ¦ 2QU LoRE | Red Flag Warning - Destructive Fires | vandalism / theft | vandalism / theft | 0
HFTD - Distribution - Tier 3 - 1QU CoRE ¦ 2QU LoRE | Red Flag Warning - Destructive Fires | vegetation contact | branch (not overhanging, 4-12ft) | 2.8273e-05
HFTD - Distribution - Tier 3 - 1QU CoRE ¦ 2QU LoRE | Red Flag Warning - Destructive Fires | vegetation contact | branch (not overhanging, > 12ft) | 4.7304e-05
HFTD - Distribution - Tier 3 - 1QU CoRE ¦ 2QU LoRE | Red Flag Warning - Destructive Fires | vegetation contact | branch (not overhanging, distance unknown) | 0.00022864
HFTD - Distribution - Tier 3 - 1QU CoRE ¦ 2QU LoRE | Red Flag Warning - Destructive Fires | vegetation contact | branch (not overhanging, within 4ft) | 6.362e-06
HFTD - Distribution - Tier 3 - 1QU CoRE ¦ 2QU LoRE | Red Flag Warning - Destructive Fires | vegetation contact | branch (overhanging) | 0.00037536
HFTD - Distribution - Tier 3 - 1QU CoRE ¦ 2QU LoRE | Red Flag Warning - Destructive Fires | vegetation contact | dead | 0.00017345
HFTD - Distribution - Tier 3 - 1QU CoRE ¦ 2QU LoRE | Red Flag Warning - Destructive Fires | vegetation contact | fell into (moderate-severe defect) | 0.00014247
HFTD - Distribution - Tier 3 - 1QU CoRE ¦ 2QU LoRE | Red Flag Warning - Destructive Fires | vegetation contact | fell into (no defect) | 0.00058341
HFTD - Distribution - Tier 3 - 1QU CoRE ¦ 2QU LoRE | Red Flag Warning - Destructive Fires | vegetation contact | fell into (slight defect) | 0.00015356
HFTD - Distribution - Tier 3 - 1QU CoRE ¦ 2QU LoRE | Red Flag Warning - Destructive Fires | vegetation contact | grow into | 1.6164e-05
HFTD - Distribution - Tier 3 - 1QU CoRE ¦ 2QU LoRE | Red Flag Warning - Destructive Fires | vegetation contact | other/unknown | 0.0007884
HFTD - Distribution - Tier 3 - 1QU CoRE ¦ 2QU LoRE | Red Flag Warning - Destructive Fires | wire-to-wire contact | wire-to-wire contact / contamination | 0
HFTD - Distribution - Tier 3 - 1QU CoRE ¦ 2QU LoRE | Red Flag Warning - Large Fires | contact from object | animal contact | 0
HFTD - Distribution - Tier 3 - 1QU CoRE ¦ 2QU LoRE | Red Flag Warning - Large Fires | contact from object | balloon contact | 0
HFTD - Distribution - Tier 3 - 1QU CoRE ¦ 2QU LoRE | Red Flag Warning - Large Fires | contact from object | other contact from object | 0
HFTD - Distribution - Tier 3 - 1QU CoRE ¦ 2QU LoRE | Red Flag Warning - Large Fires | contact from object | vehicle contact | 0
HFTD - Distribution - Tier 3 - 1QU CoRE ¦ 2QU LoRE | Red Flag Warning - Large Fires | contamination | contamination | 0
HFTD - Distribution - Tier 3 - 1QU CoRE ¦ 2QU LoRE | Red Flag Warning - Large Fires | equipment / facility failure | anchor / guy damage or failure | 0.00015299
HFTD - Distribution - Tier 3 - 1QU CoRE ¦ 2QU LoRE | Red Flag Warning - Large Fires | equipment / facility failure | capacitor bank damage or failure | 0.00021591
HFTD - Distribution - Tier 3 - 1QU CoRE ¦ 2QU LoRE | Red Flag Warning - Large Fires | equipment / facility failure | conductor damage or failure | 0.0010629
HFTD - Distribution - Tier 3 - 1QU CoRE ¦ 2QU LoRE | Red Flag Warning - Large Fires | equipment / facility failure | connection device damage or failure | 0.00026404
HFTD - Distribution - Tier 3 - 1QU CoRE ¦ 2QU LoRE | Red Flag Warning - Large Fires | equipment / facility failure | crossarm damage or failure | 0.00033874
HFTD - Distribution - Tier 3 - 1QU CoRE ¦ 2QU LoRE | Red Flag Warning - Large Fires | equipment / facility failure | fuse damage or failure | 0.00082009
HFTD - Distribution - Tier 3 - 1QU CoRE ¦ 2QU LoRE | Red Flag Warning - Large Fires | equipment / facility failure | insulator and brushing damage or failure | 0.00042018
HFTD - Distribution - Tier 3 - 1QU CoRE ¦ 2QU LoRE | Red Flag Warning - Large Fires | equipment / facility failure | lightning arrestor damage or failure | 6.2474e-07
HFTD - Distribution - Tier 3 - 1QU CoRE ¦ 2QU LoRE | Red Flag Warning - Large Fires | equipment / facility failure | other equipment / facility failure | 0.00057823
HFTD - Distribution - Tier 3 - 1QU CoRE ¦ 2QU LoRE | Red Flag Warning - Large Fires | equipment / facility failure | pole damage or failure | 0.00040606
HFTD - Distribution - Tier 3 - 1QU CoRE ¦ 2QU LoRE | Red Flag Warning - Large Fires | equipment / facility failure | sectionalizer damage or failure | 0
HFTD - Distribution - Tier 3 - 1QU CoRE ¦ 2QU LoRE | Red Flag Warning - Large Fires | equipment / facility failure | switch damage or failure | 0
HFTD - Distribution - Tier 3 - 1QU CoRE ¦ 2QU LoRE | Red Flag Warning - Large Fires | equipment / facility failure | transformer damage or failure | 0.00018218
HFTD - Distribution - Tier 3 - 1QU CoRE ¦ 2QU LoRE | Red Flag Warning - Large Fires | equipment / facility failure | voltage regulator / booster damage or failure | 3.7968e-05
HFTD - Distribution - Tier 3 - 1QU CoRE ¦ 2QU LoRE | Red Flag Warning - Large Fires | other | all other | 0
HFTD - Distribution - Tier 3 - 1QU CoRE ¦ 2QU LoRE | Red Flag Warning - Large Fires | unknown | unknown | 0
HFTD - Distribution - Tier 3 - 1QU CoRE ¦ 2QU LoRE | Red Flag Warning - Large Fires | utility work / operation | utility work / operation | 0
HFTD - Distribution - Tier 3 - 1QU CoRE ¦ 2QU LoRE | Red Flag Warning - Large Fires | vandalism / theft | vandalism / theft | 0
HFTD - Distribution - Tier 3 - 1QU CoRE ¦ 2QU LoRE | Red Flag Warning - Large Fires | vegetation contact | branch (not overhanging, 4-12ft) | 0.00010566
HFTD - Distribution - Tier 3 - 1QU CoRE ¦ 2QU LoRE | Red Flag Warning - Large Fires | vegetation contact | branch (not overhanging, > 12ft) | 0.00018299
HFTD - Distribution - Tier 3 - 1QU CoRE ¦ 2QU LoRE | Red Flag Warning - Large Fires | vegetation contact | branch (not overhanging, distance unknown) | 0.00088444
HFTD - Distribution - Tier 3 - 1QU CoRE ¦ 2QU LoRE | Red Flag Warning - Large Fires | vegetation contact | branch (not overhanging, within 4ft) | 2.2862e-05
HFTD - Distribution - Tier 3 - 1QU CoRE ¦ 2QU LoRE | Red Flag Warning - Large Fires | vegetation contact | branch (overhanging) | 0.0013489
HFTD - Distribution - Tier 3 - 1QU CoRE ¦ 2QU LoRE | Red Flag Warning - Large Fires | vegetation contact | dead | 0.00067095
HFTD - Distribution - Tier 3 - 1QU CoRE ¦ 2QU LoRE | Red Flag Warning - Large Fires | vegetation contact | fell into (moderate-severe defect) | 0.00055111
HFTD - Distribution - Tier 3 - 1QU CoRE ¦ 2QU LoRE | Red Flag Warning - Large Fires | vegetation contact | fell into (no defect) | 0.0022568
HFTD - Distribution - Tier 3 - 1QU CoRE ¦ 2QU LoRE | Red Flag Warning - Large Fires | vegetation contact | fell into (slight defect) | 0.00059401
HFTD - Distribution - Tier 3 - 1QU CoRE ¦ 2QU LoRE | Red Flag Warning - Large Fires | vegetation contact | grow into | 6.2527e-05
HFTD - Distribution - Tier 3 - 1QU CoRE ¦ 2QU LoRE | Red Flag Warning - Large Fires | vegetation contact | other/unknown | 0.0030498
HFTD - Distribution - Tier 3 - 1QU CoRE ¦ 2QU LoRE | Red Flag Warning - Large Fires | wire-to-wire contact | wire-to-wire contact / contamination | 0
HFTD - Distribution - Tier 3 - 1QU CoRE ¦ 2QU LoRE | Red Flag Warning - Small Fires | contact from object | animal contact | 0.00076769
HFTD - Distribution - Tier 3 - 1QU CoRE ¦ 2QU LoRE | Red Flag Warning - Small Fires | contact from object | balloon contact | 8.2348e-05
HFTD - Distribution - Tier 3 - 1QU CoRE ¦ 2QU LoRE | Red Flag Warning - Small Fires | contact from object | other contact from object | 0.00052926
HFTD - Distribution - Tier 3 - 1QU CoRE ¦ 2QU LoRE | Red Flag Warning - Small Fires | contact from object | vehicle contact | 0.0020006
HFTD - Distribution - Tier 3 - 1QU CoRE ¦ 2QU LoRE | Red Flag Warning - Small Fires | contamination | contamination | 3.794e-05
HFTD - Distribution - Tier 3 - 1QU CoRE ¦ 2QU LoRE | Red Flag Warning - Small Fires | equipment / facility failure | anchor / guy damage or failure | 0.00072168
HFTD - Distribution - Tier 3 - 1QU CoRE ¦ 2QU LoRE | Red Flag Warning - Small Fires | equipment / facility failure | capacitor bank damage or failure | 0.00047386
HFTD - Distribution - Tier 3 - 1QU CoRE ¦ 2QU LoRE | Red Flag Warning - Small Fires | equipment / facility failure | conductor damage or failure | 0.0029691
HFTD - Distribution - Tier 3 - 1QU CoRE ¦ 2QU LoRE | Red Flag Warning - Small Fires | equipment / facility failure | connection device damage or failure | 0.00044318
HFTD - Distribution - Tier 3 - 1QU CoRE ¦ 2QU LoRE | Red Flag Warning - Small Fires | equipment / facility failure | crossarm damage or failure | 0.0011596
HFTD - Distribution - Tier 3 - 1QU CoRE ¦ 2QU LoRE | Red Flag Warning - Small Fires | equipment / facility failure | fuse damage or failure | 0.0025371
HFTD - Distribution - Tier 3 - 1QU CoRE ¦ 2QU LoRE | Red Flag Warning - Small Fires | equipment / facility failure | insulator and brushing damage or failure | 0.0015071
HFTD - Distribution - Tier 3 - 1QU CoRE ¦ 2QU LoRE | Red Flag Warning - Small Fires | equipment / facility failure | lightning arrestor damage or failure | 2.3605e-06
HFTD - Distribution - Tier 3 - 1QU CoRE ¦ 2QU LoRE | Red Flag Warning - Small Fires | equipment / facility failure | other equipment / facility failure | 0.0017352
HFTD - Distribution - Tier 3 - 1QU CoRE ¦ 2QU LoRE | Red Flag Warning - Small Fires | equipment / facility failure | pole damage or failure | 0.0011005
HFTD - Distribution - Tier 3 - 1QU CoRE ¦ 2QU LoRE | Red Flag Warning - Small Fires | equipment / facility failure | sectionalizer damage or failure | 0
HFTD - Distribution - Tier 3 - 1QU CoRE ¦ 2QU LoRE | Red Flag Warning - Small Fires | equipment / facility failure | switch damage or failure | 0
HFTD - Distribution - Tier 3 - 1QU CoRE ¦ 2QU LoRE | Red Flag Warning - Small Fires | equipment / facility failure | transformer damage or failure | 0.00056561
HFTD - Distribution - Tier 3 - 1QU CoRE ¦ 2QU LoRE | Red Flag Warning - Small Fires | equipment / facility failure | voltage regulator / booster damage or failure | 0.00011899
HFTD - Distribution - Tier 3 - 1QU CoRE ¦ 2QU LoRE | Red Flag Warning - Small Fires | other | all other | 0.0013836
HFTD - Distribution - Tier 3 - 1QU CoRE ¦ 2QU LoRE | Red Flag Warning - Small Fires | unknown | unknown | 0.00082256
HFTD - Distribution - Tier 3 - 1QU CoRE ¦ 2QU LoRE | Red Flag Warning - Small Fires | utility work / operation | utility work / operation | 8.3251e-05
HFTD - Distribution - Tier 3 - 1QU CoRE ¦ 2QU LoRE | Red Flag Warning - Small Fires | vandalism / theft | vandalism / theft | 0
HFTD - Distribution - Tier 3 - 1QU CoRE ¦ 2QU LoRE | Red Flag Warning - Small Fires | vegetation contact | branch (not overhanging, 4-12ft) | 0.0011077
HFTD - Distribution - Tier 3 - 1QU CoRE ¦ 2QU LoRE | Red Flag Warning - Small Fires | vegetation contact | branch (not overhanging, > 12ft) | 0.0017978
HFTD - Distribution - Tier 3 - 1QU CoRE ¦ 2QU LoRE | Red Flag Warning - Small Fires | vegetation contact | branch (not overhanging, distance unknown) | 0.0086894
HFTD - Distribution - Tier 3 - 1QU CoRE ¦ 2QU LoRE | Red Flag Warning - Small Fires | vegetation contact | branch (not overhanging, within 4ft) | 0.00025741
HFTD - Distribution - Tier 3 - 1QU CoRE ¦ 2QU LoRE | Red Flag Warning - Small Fires | vegetation contact | branch (overhanging) | 0.015187
HFTD - Distribution - Tier 3 - 1QU CoRE ¦ 2QU LoRE | Red Flag Warning - Small Fires | vegetation contact | dead | 0.006592
HFTD - Distribution - Tier 3 - 1QU CoRE ¦ 2QU LoRE | Red Flag Warning - Small Fires | vegetation contact | fell into (moderate-severe defect) | 0.0054145
HFTD - Distribution - Tier 3 - 1QU CoRE ¦ 2QU LoRE | Red Flag Warning - Small Fires | vegetation contact | fell into (no defect) | 0.022173
HFTD - Distribution - Tier 3 - 1QU CoRE ¦ 2QU LoRE | Red Flag Warning - Small Fires | vegetation contact | fell into (slight defect) | 0.005836
HFTD - Distribution - Tier 3 - 1QU CoRE ¦ 2QU LoRE | Red Flag Warning - Small Fires | vegetation contact | grow into | 0.00061432
HFTD - Distribution - Tier 3 - 1QU CoRE ¦ 2QU LoRE | Red Flag Warning - Small Fires | vegetation contact | other/unknown | 0.029964
HFTD - Distribution - Tier 3 - 1QU CoRE ¦ 2QU LoRE | Red Flag Warning - Small Fires | wire-to-wire contact | wire-to-wire contact / contamination | 0.00072772
HFTD - Distribution - Tier 3 - 1QU CoRE ¦ 3QU LoRE | Seismic - Non-Red Flag Warning - Catastrophic Fires | cc - seismic scenario | seismic scenario | 1.1873e-08
HFTD - Distribution - Tier 3 - 1QU CoRE ¦ 3QU LoRE | Non-Red Flag Warning - Catastrophic Fires | contact from object | animal contact | 1.312e-05
HFTD - Distribution - Tier 3 - 1QU CoRE ¦ 3QU LoRE | Non-Red Flag Warning - Catastrophic Fires | contact from object | balloon contact | 2.987e-09
HFTD - Distribution - Tier 3 - 1QU CoRE ¦ 3QU LoRE | Non-Red Flag Warning - Catastrophic Fires | contact from object | other contact from object | 2.6538e-05
HFTD - Distribution - Tier 3 - 1QU CoRE ¦ 3QU LoRE | Non-Red Flag Warning - Catastrophic Fires | contact from object | vehicle contact | 5.256e-05
HFTD - Distribution - Tier 3 - 1QU CoRE ¦ 3QU LoRE | Non-Red Flag Warning - Catastrophic Fires | contamination | contamination | 4.4612e-06
HFTD - Distribution - Tier 3 - 1QU CoRE ¦ 3QU LoRE | Non-Red Flag Warning - Catastrophic Fires | equipment / facility failure | anchor / guy damage or failure | 2.277e-07
HFTD - Distribution - Tier 3 - 1QU CoRE ¦ 3QU LoRE | Non-Red Flag Warning - Catastrophic Fires | equipment / facility failure | capacitor bank damage or failure | 0
HFTD - Distribution - Tier 3 - 1QU CoRE ¦ 3QU LoRE | Non-Red Flag Warning - Catastrophic Fires | equipment / facility failure | conductor damage or failure | 5.9516e-07
HFTD - Distribution - Tier 3 - 1QU CoRE ¦ 3QU LoRE | Non-Red Flag Warning - Catastrophic Fires | equipment / facility failure | connection device damage or failure | 5.4817e-08
HFTD - Distribution - Tier 3 - 1QU CoRE ¦ 3QU LoRE | Non-Red Flag Warning - Catastrophic Fires | equipment / facility failure | crossarm damage or failure | 2.6351e-07
HFTD - Distribution - Tier 3 - 1QU CoRE ¦ 3QU LoRE | Non-Red Flag Warning - Catastrophic Fires | equipment / facility failure | fuse damage or failure | 2.6143e-07
HFTD - Distribution - Tier 3 - 1QU CoRE ¦ 3QU LoRE | Non-Red Flag Warning - Catastrophic Fires | equipment / facility failure | insulator and brushing damage or failure | 2.1467e-07
HFTD - Distribution - Tier 3 - 1QU CoRE ¦ 3QU LoRE | Non-Red Flag Warning - Catastrophic Fires | equipment / facility failure | lightning arrestor damage or failure | 1.744e-08
HFTD - Distribution - Tier 3 - 1QU CoRE ¦ 3QU LoRE | Non-Red Flag Warning - Catastrophic Fires | equipment / facility failure | other equipment / facility failure | 1.5684e-06
HFTD - Distribution - Tier 3 - 1QU CoRE ¦ 3QU LoRE | Non-Red Flag Warning - Catastrophic Fires | equipment / facility failure | pole damage or failure | 5.7888e-07
HFTD - Distribution - Tier 3 - 1QU CoRE ¦ 3QU LoRE | Non-Red Flag Warning - Catastrophic Fires | equipment / facility failure | recloser damage or failure | 0
HFTD - Distribution - Tier 3 - 1QU CoRE ¦ 3QU LoRE | Non-Red Flag Warning - Catastrophic Fires | equipment / facility failure | sectionalizer damage or failure | 0
HFTD - Distribution - Tier 3 - 1QU CoRE ¦ 3QU LoRE | Non-Red Flag Warning - Catastrophic Fires | equipment / facility failure | switch damage or failure | 0
HFTD - Distribution - Tier 3 - 1QU CoRE ¦ 3QU LoRE | Non-Red Flag Warning - Catastrophic Fires | equipment / facility failure | transformer damage or failure | 9.2621e-07
HFTD - Distribution - Tier 3 - 1QU CoRE ¦ 3QU LoRE | Non-Red Flag Warning - Catastrophic Fires | equipment / facility failure | voltage regulator / booster damage or failure | 1.5947e-07
HFTD - Distribution - Tier 3 - 1QU CoRE ¦ 3QU LoRE | Non-Red Flag Warning - Catastrophic Fires | other | all other | 8.4061e-06
HFTD - Distribution - Tier 3 - 1QU CoRE ¦ 3QU LoRE | Non-Red Flag Warning - Catastrophic Fires | unknown | unknown | 1.0371e-05
HFTD - Distribution - Tier 3 - 1QU CoRE ¦ 3QU LoRE | Non-Red Flag Warning - Catastrophic Fires | utility work / operation | utility work / operation | 2.1094e-06
HFTD - Distribution - Tier 3 - 1QU CoRE ¦ 3QU LoRE | Non-Red Flag Warning - Catastrophic Fires | vandalism / theft | vandalism / theft | 6.0218e-10
HFTD - Distribution - Tier 3 - 1QU CoRE ¦ 3QU LoRE | Non-Red Flag Warning - Catastrophic Fires | vegetation contact | branch (not overhanging, 4-12ft) | 4.0586e-07
HFTD - Distribution - Tier 3 - 1QU CoRE ¦ 3QU LoRE | Non-Red Flag Warning - Catastrophic Fires | vegetation contact | branch (not overhanging, > 12ft) | 1.2196e-06
HFTD - Distribution - Tier 3 - 1QU CoRE ¦ 3QU LoRE | Non-Red Flag Warning - Catastrophic Fires | vegetation contact | branch (not overhanging, distance unknown) | 4.1631e-06
HFTD - Distribution - Tier 3 - 1QU CoRE ¦ 3QU LoRE | Non-Red Flag Warning - Catastrophic Fires | vegetation contact | branch (not overhanging, within 4ft) | 1.3111e-07
HFTD - Distribution - Tier 3 - 1QU CoRE ¦ 3QU LoRE | Non-Red Flag Warning - Catastrophic Fires | vegetation contact | branch (overhanging) | 5.8342e-06
HFTD - Distribution - Tier 3 - 1QU CoRE ¦ 3QU LoRE | Non-Red Flag Warning - Catastrophic Fires | vegetation contact | dead | 4.4292e-06
HFTD - Distribution - Tier 3 - 1QU CoRE ¦ 3QU LoRE | Non-Red Flag Warning - Catastrophic Fires | vegetation contact | fell into (moderate-severe defect) | 5.066e-06
HFTD - Distribution - Tier 3 - 1QU CoRE ¦ 3QU LoRE | Non-Red Flag Warning - Catastrophic Fires | vegetation contact | fell into (no defect) | 2.984e-05
HFTD - Distribution - Tier 3 - 1QU CoRE ¦ 3QU LoRE | Non-Red Flag Warning - Catastrophic Fires | vegetation contact | fell into (slight defect) | 6.2627e-06
HFTD - Distribution - Tier 3 - 1QU CoRE ¦ 3QU LoRE | Non-Red Flag Warning - Catastrophic Fires | vegetation contact | grow into | 5.4208e-07
HFTD - Distribution - Tier 3 - 1QU CoRE ¦ 3QU LoRE | Non-Red Flag Warning - Catastrophic Fires | vegetation contact | other/unknown | 2.5705e-05
HFTD - Distribution - Tier 3 - 1QU CoRE ¦ 3QU LoRE | Non-Red Flag Warning - Catastrophic Fires | wire-to-wire contact | wire-to-wire contact / contamination | 1.3023e-05
HFTD - Distribution - Tier 3 - 1QU CoRE ¦ 3QU LoRE | Non-Red Flag Warning - Destructive Fires | contact from object | animal contact | 7.7074e-06
HFTD - Distribution - Tier 3 - 1QU CoRE ¦ 3QU LoRE | Non-Red Flag Warning - Destructive Fires | contact from object | balloon contact | 1.728e-09
HFTD - Distribution - Tier 3 - 1QU CoRE ¦ 3QU LoRE | Non-Red Flag Warning - Destructive Fires | contact from object | other contact from object | 1.5428e-05
HFTD - Distribution - Tier 3 - 1QU CoRE ¦ 3QU LoRE | Non-Red Flag Warning - Destructive Fires | contact from object | vehicle contact | 3.0592e-05
HFTD - Distribution - Tier 3 - 1QU CoRE ¦ 3QU LoRE | Non-Red Flag Warning - Destructive Fires | contamination | contamination | 2.6276e-06
HFTD - Distribution - Tier 3 - 1QU CoRE ¦ 3QU LoRE | Non-Red Flag Warning - Destructive Fires | equipment / facility failure | anchor / guy damage or failure | 7.4353e-07
HFTD - Distribution - Tier 3 - 1QU CoRE ¦ 3QU LoRE | Non-Red Flag Warning - Destructive Fires | equipment / facility failure | capacitor bank damage or failure | 0
HFTD - Distribution - Tier 3 - 1QU CoRE ¦ 3QU LoRE | Non-Red Flag Warning - Destructive Fires | equipment / facility failure | conductor damage or failure | 1.9102e-06
HFTD - Distribution - Tier 3 - 1QU CoRE ¦ 3QU LoRE | Non-Red Flag Warning - Destructive Fires | equipment / facility failure | connection device damage or failure | 1.6946e-07
HFTD - Distribution - Tier 3 - 1QU CoRE ¦ 3QU LoRE | Non-Red Flag Warning - Destructive Fires | equipment / facility failure | crossarm damage or failure | 8.6102e-07
HFTD - Distribution - Tier 3 - 1QU CoRE ¦ 3QU LoRE | Non-Red Flag Warning - Destructive Fires | equipment / facility failure | fuse damage or failure | 8.4552e-07
HFTD - Distribution - Tier 3 - 1QU CoRE ¦ 3QU LoRE | Non-Red Flag Warning - Destructive Fires | equipment / facility failure | insulator and brushing damage or failure | 6.9977e-07
HFTD - Distribution - Tier 3 - 1QU CoRE ¦ 3QU LoRE | Non-Red Flag Warning - Destructive Fires | equipment / facility failure | lightning arrestor damage or failure | 5.738e-08
HFTD - Distribution - Tier 3 - 1QU CoRE ¦ 3QU LoRE | Non-Red Flag Warning - Destructive Fires | equipment / facility failure | other equipment / facility failure | 5.0781e-06
HFTD - Distribution - Tier 3 - 1QU CoRE ¦ 3QU LoRE | Non-Red Flag Warning - Destructive Fires | equipment / facility failure | pole damage or failure | 1.8804e-06
HFTD - Distribution - Tier 3 - 1QU CoRE ¦ 3QU LoRE | Non-Red Flag Warning - Destructive Fires | equipment / facility failure | recloser damage or failure | 0
HFTD - Distribution - Tier 3 - 1QU CoRE ¦ 3QU LoRE | Non-Red Flag Warning - Destructive Fires | equipment / facility failure | sectionalizer damage or failure | 0
HFTD - Distribution - Tier 3 - 1QU CoRE ¦ 3QU LoRE | Non-Red Flag Warning - Destructive Fires | equipment / facility failure | switch damage or failure | 0
HFTD - Distribution - Tier 3 - 1QU CoRE ¦ 3QU LoRE | Non-Red Flag Warning - Destructive Fires | equipment / facility failure | transformer damage or failure | 3.011e-06
HFTD - Distribution - Tier 3 - 1QU CoRE ¦ 3QU LoRE | Non-Red Flag Warning - Destructive Fires | equipment / facility failure | voltage regulator / booster damage or failure | 5.247e-07
HFTD - Distribution - Tier 3 - 1QU CoRE ¦ 3QU LoRE | Non-Red Flag Warning - Destructive Fires | other | all other | 4.7471e-06
HFTD - Distribution - Tier 3 - 1QU CoRE ¦ 3QU LoRE | Non-Red Flag Warning - Destructive Fires | unknown | unknown | 6.0222e-06
HFTD - Distribution - Tier 3 - 1QU CoRE ¦ 3QU LoRE | Non-Red Flag Warning - Destructive Fires | utility work / operation | utility work / operation | 1.1961e-06
HFTD - Distribution - Tier 3 - 1QU CoRE ¦ 3QU LoRE | Non-Red Flag Warning - Destructive Fires | vandalism / theft | vandalism / theft | 3.4836e-10
HFTD - Distribution - Tier 3 - 1QU CoRE ¦ 3QU LoRE | Non-Red Flag Warning - Destructive Fires | vegetation contact | branch (not overhanging, 4-12ft) | 9.4082e-07
HFTD - Distribution - Tier 3 - 1QU CoRE ¦ 3QU LoRE | Non-Red Flag Warning - Destructive Fires | vegetation contact | branch (not overhanging, > 12ft) | 2.827e-06
HFTD - Distribution - Tier 3 - 1QU CoRE ¦ 3QU LoRE | Non-Red Flag Warning - Destructive Fires | vegetation contact | branch (not overhanging, distance unknown) | 9.6505e-06
HFTD - Distribution - Tier 3 - 1QU CoRE ¦ 3QU LoRE | Non-Red Flag Warning - Destructive Fires | vegetation contact | branch (not overhanging, within 4ft) | 3.039e-07
HFTD - Distribution - Tier 3 - 1QU CoRE ¦ 3QU LoRE | Non-Red Flag Warning - Destructive Fires | vegetation contact | branch (overhanging) | 1.3524e-05
HFTD - Distribution - Tier 3 - 1QU CoRE ¦ 3QU LoRE | Non-Red Flag Warning - Destructive Fires | vegetation contact | dead | 1.0267e-05
HFTD - Distribution - Tier 3 - 1QU CoRE ¦ 3QU LoRE | Non-Red Flag Warning - Destructive Fires | vegetation contact | fell into (moderate-severe defect) | 1.1743e-05
HFTD - Distribution - Tier 3 - 1QU CoRE ¦ 3QU LoRE | Non-Red Flag Warning - Destructive Fires | vegetation contact | fell into (no defect) | 6.9173e-05
HFTD - Distribution - Tier 3 - 1QU CoRE ¦ 3QU LoRE | Non-Red Flag Warning - Destructive Fires | vegetation contact | fell into (slight defect) | 1.4518e-05
HFTD - Distribution - Tier 3 - 1QU CoRE ¦ 3QU LoRE | Non-Red Flag Warning - Destructive Fires | vegetation contact | grow into | 1.2566e-06
HFTD - Distribution - Tier 3 - 1QU CoRE ¦ 3QU LoRE | Non-Red Flag Warning - Destructive Fires | vegetation contact | other/unknown | 5.9586e-05
HFTD - Distribution - Tier 3 - 1QU CoRE ¦ 3QU LoRE | Non-Red Flag Warning - Destructive Fires | wire-to-wire contact | wire-to-wire contact / contamination | 7.4238e-06
HFTD - Distribution - Tier 3 - 1QU CoRE ¦ 3QU LoRE | Non-Red Flag Warning - Large Fires | contact from object | animal contact | 5.9046e-05
HFTD - Distribution - Tier 3 - 1QU CoRE ¦ 3QU LoRE | Non-Red Flag Warning - Large Fires | contact from object | balloon contact | 2.2219e-08
HFTD - Distribution - Tier 3 - 1QU CoRE ¦ 3QU LoRE | Non-Red Flag Warning - Large Fires | contact from object | other contact from object | 9.9554e-05
HFTD - Distribution - Tier 3 - 1QU CoRE ¦ 3QU LoRE | Non-Red Flag Warning - Large Fires | contact from object | vehicle contact | 0.000218
HFTD - Distribution - Tier 3 - 1QU CoRE ¦ 3QU LoRE | Non-Red Flag Warning - Large Fires | contamination | contamination | 1.8374e-05
HFTD - Distribution - Tier 3 - 1QU CoRE ¦ 3QU LoRE | Non-Red Flag Warning - Large Fires | equipment / facility failure | anchor / guy damage or failure | 1.2279e-05
HFTD - Distribution - Tier 3 - 1QU CoRE ¦ 3QU LoRE | Non-Red Flag Warning - Large Fires | equipment / facility failure | capacitor bank damage or failure | 0
HFTD - Distribution - Tier 3 - 1QU CoRE ¦ 3QU LoRE | Non-Red Flag Warning - Large Fires | equipment / facility failure | conductor damage or failure | 1.5388e-05
HFTD - Distribution - Tier 3 - 1QU CoRE ¦ 3QU LoRE | Non-Red Flag Warning - Large Fires | equipment / facility failure | connection device damage or failure | 7.871e-07
HFTD - Distribution - Tier 3 - 1QU CoRE ¦ 3QU LoRE | Non-Red Flag Warning - Large Fires | equipment / facility failure | crossarm damage or failure | 9.2812e-06
HFTD - Distribution - Tier 3 - 1QU CoRE ¦ 3QU LoRE | Non-Red Flag Warning - Large Fires | equipment / facility failure | fuse damage or failure | 6.4384e-06
HFTD - Distribution - Tier 3 - 1QU CoRE ¦ 3QU LoRE | Non-Red Flag Warning - Large Fires | equipment / facility failure | insulator and brushing damage or failure | 1.3218e-05
HFTD - Distribution - Tier 3 - 1QU CoRE ¦ 3QU LoRE | Non-Red Flag Warning - Large Fires | equipment / facility failure | lightning arrestor damage or failure | 3.5598e-07
HFTD - Distribution - Tier 3 - 1QU CoRE ¦ 3QU LoRE | Non-Red Flag Warning - Large Fires | equipment / facility failure | other equipment / facility failure | 4.1823e-05
HFTD - Distribution - Tier 3 - 1QU CoRE ¦ 3QU LoRE | Non-Red Flag Warning - Large Fires | equipment / facility failure | pole damage or failure | 1.8552e-05
HFTD - Distribution - Tier 3 - 1QU CoRE ¦ 3QU LoRE | Non-Red Flag Warning - Large Fires | equipment / facility failure | recloser damage or failure | 0
HFTD - Distribution - Tier 3 - 1QU CoRE ¦ 3QU LoRE | Non-Red Flag Warning - Large Fires | equipment / facility failure | sectionalizer damage or failure | 0
HFTD - Distribution - Tier 3 - 1QU CoRE ¦ 3QU LoRE | Non-Red Flag Warning - Large Fires | equipment / facility failure | switch damage or failure | 0
HFTD - Distribution - Tier 3 - 1QU CoRE ¦ 3QU LoRE | Non-Red Flag Warning - Large Fires | equipment / facility failure | transformer damage or failure | 2.576e-05
HFTD - Distribution - Tier 3 - 1QU CoRE ¦ 3QU LoRE | Non-Red Flag Warning - Large Fires | equipment / facility failure | voltage regulator / booster damage or failure | 3.2552e-06
HFTD - Distribution - Tier 3 - 1QU CoRE ¦ 3QU LoRE | Non-Red Flag Warning - Large Fires | other | all other | 1.9852e-05
HFTD - Distribution - Tier 3 - 1QU CoRE ¦ 3QU LoRE | Non-Red Flag Warning - Large Fires | unknown | unknown | 5.0462e-05
HFTD - Distribution - Tier 3 - 1QU CoRE ¦ 3QU LoRE | Non-Red Flag Warning - Large Fires | utility work / operation | utility work / operation | 5.2157e-06
HFTD - Distribution - Tier 3 - 1QU CoRE ¦ 3QU LoRE | Non-Red Flag Warning - Large Fires | vandalism / theft | vandalism / theft | 4.4792e-09
HFTD - Distribution - Tier 3 - 1QU CoRE ¦ 3QU LoRE | Non-Red Flag Warning - Large Fires | vegetation contact | branch (not overhanging, 4-12ft) | 1.0331e-05
HFTD - Distribution - Tier 3 - 1QU CoRE ¦ 3QU LoRE | Non-Red Flag Warning - Large Fires | vegetation contact | branch (not overhanging, > 12ft) | 3.093e-05
HFTD - Distribution - Tier 3 - 1QU CoRE ¦ 3QU LoRE | Non-Red Flag Warning - Large Fires | vegetation contact | branch (not overhanging, distance unknown) | 0.00010558
HFTD - Distribution - Tier 3 - 1QU CoRE ¦ 3QU LoRE | Non-Red Flag Warning - Large Fires | vegetation contact | branch (not overhanging, within 4ft) | 3.3558e-06
HFTD - Distribution - Tier 3 - 1QU CoRE ¦ 3QU LoRE | Non-Red Flag Warning - Large Fires | vegetation contact | branch (overhanging) | 0.00014933
HFTD - Distribution - Tier 3 - 1QU CoRE ¦ 3QU LoRE | Non-Red Flag Warning - Large Fires | vegetation contact | dead | 0.00011233
HFTD - Distribution - Tier 3 - 1QU CoRE ¦ 3QU LoRE | Non-Red Flag Warning - Large Fires | vegetation contact | fell into (moderate-severe defect) | 0.00012848
HFTD - Distribution - Tier 3 - 1QU CoRE ¦ 3QU LoRE | Non-Red Flag Warning - Large Fires | vegetation contact | fell into (no defect) | 0.0007568
HFTD - Distribution - Tier 3 - 1QU CoRE ¦ 3QU LoRE | Non-Red Flag Warning - Large Fires | vegetation contact | fell into (slight defect) | 0.00015883
HFTD - Distribution - Tier 3 - 1QU CoRE ¦ 3QU LoRE | Non-Red Flag Warning - Large Fires | vegetation contact | grow into | 1.3748e-05
HFTD - Distribution - Tier 3 - 1QU CoRE ¦ 3QU LoRE | Non-Red Flag Warning - Large Fires | vegetation contact | other/unknown | 0.00065192
HFTD - Distribution - Tier 3 - 1QU CoRE ¦ 3QU LoRE | Non-Red Flag Warning - Large Fires | wire-to-wire contact | wire-to-wire contact / contamination | 2.6972e-05
HFTD - Distribution - Tier 3 - 1QU CoRE ¦ 3QU LoRE | Non-Red Flag Warning - Small Fires | contact from object | animal contact | 0.0041451
HFTD - Distribution - Tier 3 - 1QU CoRE ¦ 3QU LoRE | Non-Red Flag Warning - Small Fires | contact from object | balloon contact | 1.0733e-06
HFTD - Distribution - Tier 3 - 1QU CoRE ¦ 3QU LoRE | Non-Red Flag Warning - Small Fires | contact from object | other contact from object | 0.0072251
HFTD - Distribution - Tier 3 - 1QU CoRE ¦ 3QU LoRE | Non-Red Flag Warning - Small Fires | contact from object | vehicle contact | 0.014986
HFTD - Distribution - Tier 3 - 1QU CoRE ¦ 3QU LoRE | Non-Red Flag Warning - Small Fires | contamination | contamination | 0.0013999
HFTD - Distribution - Tier 3 - 1QU CoRE ¦ 3QU LoRE | Non-Red Flag Warning - Small Fires | equipment / facility failure | anchor / guy damage or failure | 0.001695
HFTD - Distribution - Tier 3 - 1QU CoRE ¦ 3QU LoRE | Non-Red Flag Warning - Small Fires | equipment / facility failure | capacitor bank damage or failure | 0
HFTD - Distribution - Tier 3 - 1QU CoRE ¦ 3QU LoRE | Non-Red Flag Warning - Small Fires | equipment / facility failure | conductor damage or failure | 0.0032332
HFTD - Distribution - Tier 3 - 1QU CoRE ¦ 3QU LoRE | Non-Red Flag Warning - Small Fires | equipment / facility failure | connection device damage or failure | 0.00010173
HFTD - Distribution - Tier 3 - 1QU CoRE ¦ 3QU LoRE | Non-Red Flag Warning - Small Fires | equipment / facility failure | crossarm damage or failure | 0.0018137
HFTD - Distribution - Tier 3 - 1QU CoRE ¦ 3QU LoRE | Non-Red Flag Warning - Small Fires | equipment / facility failure | fuse damage or failure | 0.0016772
HFTD - Distribution - Tier 3 - 1QU CoRE ¦ 3QU LoRE | Non-Red Flag Warning - Small Fires | equipment / facility failure | insulator and brushing damage or failure | 0.0016038
HFTD - Distribution - Tier 3 - 1QU CoRE ¦ 3QU LoRE | Non-Red Flag Warning - Small Fires | equipment / facility failure | lightning arrestor damage or failure | 0.00012776
HFTD - Distribution - Tier 3 - 1QU CoRE ¦ 3QU LoRE | Non-Red Flag Warning - Small Fires | equipment / facility failure | other equipment / facility failure | 0.010052
HFTD - Distribution - Tier 3 - 1QU CoRE ¦ 3QU LoRE | Non-Red Flag Warning - Small Fires | equipment / facility failure | pole damage or failure | 0.0039065
HFTD - Distribution - Tier 3 - 1QU CoRE ¦ 3QU LoRE | Non-Red Flag Warning - Small Fires | equipment / facility failure | recloser damage or failure | 0
HFTD - Distribution - Tier 3 - 1QU CoRE ¦ 3QU LoRE | Non-Red Flag Warning - Small Fires | equipment / facility failure | sectionalizer damage or failure | 0
HFTD - Distribution - Tier 3 - 1QU CoRE ¦ 3QU LoRE | Non-Red Flag Warning - Small Fires | equipment / facility failure | switch damage or failure | 0
HFTD - Distribution - Tier 3 - 1QU CoRE ¦ 3QU LoRE | Non-Red Flag Warning - Small Fires | equipment / facility failure | transformer damage or failure | 0.0062463
HFTD - Distribution - Tier 3 - 1QU CoRE ¦ 3QU LoRE | Non-Red Flag Warning - Small Fires | equipment / facility failure | voltage regulator / booster damage or failure | 0.0011683
HFTD - Distribution - Tier 3 - 1QU CoRE ¦ 3QU LoRE | Non-Red Flag Warning - Small Fires | other | all other | 0.0012349
HFTD - Distribution - Tier 3 - 1QU CoRE ¦ 3QU LoRE | Non-Red Flag Warning - Small Fires | unknown | unknown | 0.0032873
HFTD - Distribution - Tier 3 - 1QU CoRE ¦ 3QU LoRE | Non-Red Flag Warning - Small Fires | utility work / operation | utility work / operation | 0.00040006
HFTD - Distribution - Tier 3 - 1QU CoRE ¦ 3QU LoRE | Non-Red Flag Warning - Small Fires | vandalism / theft | vandalism / theft | 2.1637e-07
HFTD - Distribution - Tier 3 - 1QU CoRE ¦ 3QU LoRE | Non-Red Flag Warning - Small Fires | vegetation contact | branch (not overhanging, 4-12ft) | 0.00083333
HFTD - Distribution - Tier 3 - 1QU CoRE ¦ 3QU LoRE | Non-Red Flag Warning - Small Fires | vegetation contact | branch (not overhanging, > 12ft) | 0.0025547
HFTD - Distribution - Tier 3 - 1QU CoRE ¦ 3QU LoRE | Non-Red Flag Warning - Small Fires | vegetation contact | branch (not overhanging, distance unknown) | 0.0087207
HFTD - Distribution - Tier 3 - 1QU CoRE ¦ 3QU LoRE | Non-Red Flag Warning - Small Fires | vegetation contact | branch (not overhanging, within 4ft) | 0.00026074
HFTD - Distribution - Tier 3 - 1QU CoRE ¦ 3QU LoRE | Non-Red Flag Warning - Small Fires | vegetation contact | branch (overhanging) | 0.011603
HFTD - Distribution - Tier 3 - 1QU CoRE ¦ 3QU LoRE | Non-Red Flag Warning - Small Fires | vegetation contact | dead | 0.0092781
HFTD - Distribution - Tier 3 - 1QU CoRE ¦ 3QU LoRE | Non-Red Flag Warning - Small Fires | vegetation contact | fell into (moderate-severe defect) | 0.010612
HFTD - Distribution - Tier 3 - 1QU CoRE ¦ 3QU LoRE | Non-Red Flag Warning - Small Fires | vegetation contact | fell into (no defect) | 0.062508
HFTD - Distribution - Tier 3 - 1QU CoRE ¦ 3QU LoRE | Non-Red Flag Warning - Small Fires | vegetation contact | fell into (slight defect) | 0.013119
HFTD - Distribution - Tier 3 - 1QU CoRE ¦ 3QU LoRE | Non-Red Flag Warning - Small Fires | vegetation contact | grow into | 0.0011355
HFTD - Distribution - Tier 3 - 1QU CoRE ¦ 3QU LoRE | Non-Red Flag Warning - Small Fires | vegetation contact | other/unknown | 0.053846
HFTD - Distribution - Tier 3 - 1QU CoRE ¦ 3QU LoRE | Non-Red Flag Warning - Small Fires | wire-to-wire contact | wire-to-wire contact / contamination | 0.0025274
HFTD - Distribution - Tier 3 - 1QU CoRE ¦ 3QU LoRE | Seismic - Red Flag Warning - Catastrophic Fires | cc - seismic scenario | seismic scenario | 5.1206e-07
HFTD - Distribution - Tier 3 - 1QU CoRE ¦ 3QU LoRE | Red Flag Warning - Catastrophic Fires | contact from object | animal contact | 0
HFTD - Distribution - Tier 3 - 1QU CoRE ¦ 3QU LoRE | Red Flag Warning - Catastrophic Fires | contact from object | balloon contact | 0
HFTD - Distribution - Tier 3 - 1QU CoRE ¦ 3QU LoRE | Red Flag Warning - Catastrophic Fires | contact from object | other contact from object | 0
HFTD - Distribution - Tier 3 - 1QU CoRE ¦ 3QU LoRE | Red Flag Warning - Catastrophic Fires | contact from object | vehicle contact | 0
HFTD - Distribution - Tier 3 - 1QU CoRE ¦ 3QU LoRE | Red Flag Warning - Catastrophic Fires | contamination | contamination | 0
HFTD - Distribution - Tier 3 - 1QU CoRE ¦ 3QU LoRE | Red Flag Warning - Catastrophic Fires | equipment / facility failure | anchor / guy damage or failure | 0.00016412
HFTD - Distribution - Tier 3 - 1QU CoRE ¦ 3QU LoRE | Red Flag Warning - Catastrophic Fires | equipment / facility failure | capacitor bank damage or failure | 0
HFTD - Distribution - Tier 3 - 1QU CoRE ¦ 3QU LoRE | Red Flag Warning - Catastrophic Fires | equipment / facility failure | conductor damage or failure | 0.00027117
HFTD - Distribution - Tier 3 - 1QU CoRE ¦ 3QU LoRE | Red Flag Warning - Catastrophic Fires | equipment / facility failure | connection device damage or failure | 1.7458e-05
HFTD - Distribution - Tier 3 - 1QU CoRE ¦ 3QU LoRE | Red Flag Warning - Catastrophic Fires | equipment / facility failure | crossarm damage or failure | 0.00010848
HFTD - Distribution - Tier 3 - 1QU CoRE ¦ 3QU LoRE | Red Flag Warning - Catastrophic Fires | equipment / facility failure | fuse damage or failure | 0.00016848
HFTD - Distribution - Tier 3 - 1QU CoRE ¦ 3QU LoRE | Red Flag Warning - Catastrophic Fires | equipment / facility failure | insulator and brushing damage or failure | 0.0001713
HFTD - Distribution - Tier 3 - 1QU CoRE ¦ 3QU LoRE | Red Flag Warning - Catastrophic Fires | equipment / facility failure | lightning arrestor damage or failure | 8.7976e-06
HFTD - Distribution - Tier 3 - 1QU CoRE ¦ 3QU LoRE | Red Flag Warning - Catastrophic Fires | equipment / facility failure | other equipment / facility failure | 0.00022369
HFTD - Distribution - Tier 3 - 1QU CoRE ¦ 3QU LoRE | Red Flag Warning - Catastrophic Fires | equipment / facility failure | pole damage or failure | 0.00010205
HFTD - Distribution - Tier 3 - 1QU CoRE ¦ 3QU LoRE | Red Flag Warning - Catastrophic Fires | equipment / facility failure | recloser damage or failure | 0
HFTD - Distribution - Tier 3 - 1QU CoRE ¦ 3QU LoRE | Red Flag Warning - Catastrophic Fires | equipment / facility failure | sectionalizer damage or failure | 0
HFTD - Distribution - Tier 3 - 1QU CoRE ¦ 3QU LoRE | Red Flag Warning - Catastrophic Fires | equipment / facility failure | switch damage or failure | 0
HFTD - Distribution - Tier 3 - 1QU CoRE ¦ 3QU LoRE | Red Flag Warning - Catastrophic Fires | equipment / facility failure | transformer damage or failure | 8.3777e-05
HFTD - Distribution - Tier 3 - 1QU CoRE ¦ 3QU LoRE | Red Flag Warning - Catastrophic Fires | equipment / facility failure | voltage regulator / booster damage or failure | 5.8367e-06
HFTD - Distribution - Tier 3 - 1QU CoRE ¦ 3QU LoRE | Red Flag Warning - Catastrophic Fires | other | all other | 0
HFTD - Distribution - Tier 3 - 1QU CoRE ¦ 3QU LoRE | Red Flag Warning - Catastrophic Fires | unknown | unknown | 0
HFTD - Distribution - Tier 3 - 1QU CoRE ¦ 3QU LoRE | Red Flag Warning - Catastrophic Fires | utility work / operation | utility work / operation | 0
HFTD - Distribution - Tier 3 - 1QU CoRE ¦ 3QU LoRE | Red Flag Warning - Catastrophic Fires | vandalism / theft | vandalism / theft | 0
HFTD - Distribution - Tier 3 - 1QU CoRE ¦ 3QU LoRE | Red Flag Warning - Catastrophic Fires | vegetation contact | branch (not overhanging, 4-12ft) | 6.4945e-05
HFTD - Distribution - Tier 3 - 1QU CoRE ¦ 3QU LoRE | Red Flag Warning - Catastrophic Fires | vegetation contact | branch (not overhanging, > 12ft) | 0.00012645
HFTD - Distribution - Tier 3 - 1QU CoRE ¦ 3QU LoRE | Red Flag Warning - Catastrophic Fires | vegetation contact | branch (not overhanging, distance unknown) | 0.00061118
HFTD - Distribution - Tier 3 - 1QU CoRE ¦ 3QU LoRE | Red Flag Warning - Catastrophic Fires | vegetation contact | branch (not overhanging, within 4ft) | 1.1996e-05
HFTD - Distribution - Tier 3 - 1QU CoRE ¦ 3QU LoRE | Red Flag Warning - Catastrophic Fires | vegetation contact | branch (overhanging) | 0.00070777
HFTD - Distribution - Tier 3 - 1QU CoRE ¦ 3QU LoRE | Red Flag Warning - Catastrophic Fires | vegetation contact | dead | 0.00046365
HFTD - Distribution - Tier 3 - 1QU CoRE ¦ 3QU LoRE | Red Flag Warning - Catastrophic Fires | vegetation contact | fell into (moderate-severe defect) | 0.00038084
HFTD - Distribution - Tier 3 - 1QU CoRE ¦ 3QU LoRE | Red Flag Warning - Catastrophic Fires | vegetation contact | fell into (no defect) | 0.0015596
HFTD - Distribution - Tier 3 - 1QU CoRE ¦ 3QU LoRE | Red Flag Warning - Catastrophic Fires | vegetation contact | fell into (slight defect) | 0.00041048
HFTD - Distribution - Tier 3 - 1QU CoRE ¦ 3QU LoRE | Red Flag Warning - Catastrophic Fires | vegetation contact | grow into | 4.3209e-05
HFTD - Distribution - Tier 3 - 1QU CoRE ¦ 3QU LoRE | Red Flag Warning - Catastrophic Fires | vegetation contact | other/unknown | 0.0021075
HFTD - Distribution - Tier 3 - 1QU CoRE ¦ 3QU LoRE | Red Flag Warning - Catastrophic Fires | wire-to-wire contact | wire-to-wire contact / contamination | 0
HFTD - Distribution - Tier 3 - 1QU CoRE ¦ 3QU LoRE | Red Flag Warning - Destructive Fires | contact from object | animal contact | 0
HFTD - Distribution - Tier 3 - 1QU CoRE ¦ 3QU LoRE | Red Flag Warning - Destructive Fires | contact from object | balloon contact | 0
HFTD - Distribution - Tier 3 - 1QU CoRE ¦ 3QU LoRE | Red Flag Warning - Destructive Fires | contact from object | other contact from object | 0
HFTD - Distribution - Tier 3 - 1QU CoRE ¦ 3QU LoRE | Red Flag Warning - Destructive Fires | contact from object | vehicle contact | 0
HFTD - Distribution - Tier 3 - 1QU CoRE ¦ 3QU LoRE | Red Flag Warning - Destructive Fires | contamination | contamination | 0
HFTD - Distribution - Tier 3 - 1QU CoRE ¦ 3QU LoRE | Red Flag Warning - Destructive Fires | equipment / facility failure | anchor / guy damage or failure | 2.6971e-05
HFTD - Distribution - Tier 3 - 1QU CoRE ¦ 3QU LoRE | Red Flag Warning - Destructive Fires | equipment / facility failure | capacitor bank damage or failure | 0
HFTD - Distribution - Tier 3 - 1QU CoRE ¦ 3QU LoRE | Red Flag Warning - Destructive Fires | equipment / facility failure | conductor damage or failure | 4.3802e-05
HFTD - Distribution - Tier 3 - 1QU CoRE ¦ 3QU LoRE | Red Flag Warning - Destructive Fires | equipment / facility failure | connection device damage or failure | 2.7161e-06
HFTD - Distribution - Tier 3 - 1QU CoRE ¦ 3QU LoRE | Red Flag Warning - Destructive Fires | equipment / facility failure | crossarm damage or failure | 1.784e-05
HFTD - Distribution - Tier 3 - 1QU CoRE ¦ 3QU LoRE | Red Flag Warning - Destructive Fires | equipment / facility failure | fuse damage or failure | 2.7423e-05
HFTD - Distribution - Tier 3 - 1QU CoRE ¦ 3QU LoRE | Red Flag Warning - Destructive Fires | equipment / facility failure | insulator and brushing damage or failure | 2.8101e-05
HFTD - Distribution - Tier 3 - 1QU CoRE ¦ 3QU LoRE | Red Flag Warning - Destructive Fires | equipment / facility failure | lightning arrestor damage or failure | 1.4568e-06
HFTD - Distribution - Tier 3 - 1QU CoRE ¦ 3QU LoRE | Red Flag Warning - Destructive Fires | equipment / facility failure | other equipment / facility failure | 3.645e-05
HFTD - Distribution - Tier 3 - 1QU CoRE ¦ 3QU LoRE | Red Flag Warning - Destructive Fires | equipment / facility failure | pole damage or failure | 1.6683e-05
HFTD - Distribution - Tier 3 - 1QU CoRE ¦ 3QU LoRE | Red Flag Warning - Destructive Fires | equipment / facility failure | recloser damage or failure | 0
HFTD - Distribution - Tier 3 - 1QU CoRE ¦ 3QU LoRE | Red Flag Warning - Destructive Fires | equipment / facility failure | sectionalizer damage or failure | 0
HFTD - Distribution - Tier 3 - 1QU CoRE ¦ 3QU LoRE | Red Flag Warning - Destructive Fires | equipment / facility failure | switch damage or failure | 0
HFTD - Distribution - Tier 3 - 1QU CoRE ¦ 3QU LoRE | Red Flag Warning - Destructive Fires | equipment / facility failure | transformer damage or failure | 1.3706e-05
HFTD - Distribution - Tier 3 - 1QU CoRE ¦ 3QU LoRE | Red Flag Warning - Destructive Fires | equipment / facility failure | voltage regulator / booster damage or failure | 9.6648e-07
HFTD - Distribution - Tier 3 - 1QU CoRE ¦ 3QU LoRE | Red Flag Warning - Destructive Fires | other | all other | 0
HFTD - Distribution - Tier 3 - 1QU CoRE ¦ 3QU LoRE | Red Flag Warning - Destructive Fires | unknown | unknown | 0
HFTD - Distribution - Tier 3 - 1QU CoRE ¦ 3QU LoRE | Red Flag Warning - Destructive Fires | utility work / operation | utility work / operation | 0
HFTD - Distribution - Tier 3 - 1QU CoRE ¦ 3QU LoRE | Red Flag Warning - Destructive Fires | vandalism / theft | vandalism / theft | 0
HFTD - Distribution - Tier 3 - 1QU CoRE ¦ 3QU LoRE | Red Flag Warning - Destructive Fires | vegetation contact | branch (not overhanging, 4-12ft) | 7.5765e-06
HFTD - Distribution - Tier 3 - 1QU CoRE ¦ 3QU LoRE | Red Flag Warning - Destructive Fires | vegetation contact | branch (not overhanging, > 12ft) | 1.4752e-05
HFTD - Distribution - Tier 3 - 1QU CoRE ¦ 3QU LoRE | Red Flag Warning - Destructive Fires | vegetation contact | branch (not overhanging, distance unknown) | 7.1302e-05
HFTD - Distribution - Tier 3 - 1QU CoRE ¦ 3QU LoRE | Red Flag Warning - Destructive Fires | vegetation contact | branch (not overhanging, within 4ft) | 1.3994e-06
HFTD - Distribution - Tier 3 - 1QU CoRE ¦ 3QU LoRE | Red Flag Warning - Destructive Fires | vegetation contact | branch (overhanging) | 8.2567e-05
HFTD - Distribution - Tier 3 - 1QU CoRE ¦ 3QU LoRE | Red Flag Warning - Destructive Fires | vegetation contact | dead | 5.4091e-05
HFTD - Distribution - Tier 3 - 1QU CoRE ¦ 3QU LoRE | Red Flag Warning - Destructive Fires | vegetation contact | fell into (moderate-severe defect) | 4.4429e-05
HFTD - Distribution - Tier 3 - 1QU CoRE ¦ 3QU LoRE | Red Flag Warning - Destructive Fires | vegetation contact | fell into (no defect) | 0.00018194
HFTD - Distribution - Tier 3 - 1QU CoRE ¦ 3QU LoRE | Red Flag Warning - Destructive Fires | vegetation contact | fell into (slight defect) | 4.7888e-05
HFTD - Distribution - Tier 3 - 1QU CoRE ¦ 3QU LoRE | Red Flag Warning - Destructive Fires | vegetation contact | grow into | 5.0408e-06
HFTD - Distribution - Tier 3 - 1QU CoRE ¦ 3QU LoRE | Red Flag Warning - Destructive Fires | vegetation contact | other/unknown | 0.00024587
HFTD - Distribution - Tier 3 - 1QU CoRE ¦ 3QU LoRE | Red Flag Warning - Destructive Fires | wire-to-wire contact | wire-to-wire contact / contamination | 0
HFTD - Distribution - Tier 3 - 1QU CoRE ¦ 3QU LoRE | Red Flag Warning - Large Fires | contact from object | animal contact | 0
HFTD - Distribution - Tier 3 - 1QU CoRE ¦ 3QU LoRE | Red Flag Warning - Large Fires | contact from object | balloon contact | 0
HFTD - Distribution - Tier 3 - 1QU CoRE ¦ 3QU LoRE | Red Flag Warning - Large Fires | contact from object | other contact from object | 0
HFTD - Distribution - Tier 3 - 1QU CoRE ¦ 3QU LoRE | Red Flag Warning - Large Fires | contact from object | vehicle contact | 0
HFTD - Distribution - Tier 3 - 1QU CoRE ¦ 3QU LoRE | Red Flag Warning - Large Fires | contamination | contamination | 0
HFTD - Distribution - Tier 3 - 1QU CoRE ¦ 3QU LoRE | Red Flag Warning - Large Fires | equipment / facility failure | anchor / guy damage or failure | 0.00024388
HFTD - Distribution - Tier 3 - 1QU CoRE ¦ 3QU LoRE | Red Flag Warning - Large Fires | equipment / facility failure | capacitor bank damage or failure | 0
HFTD - Distribution - Tier 3 - 1QU CoRE ¦ 3QU LoRE | Red Flag Warning - Large Fires | equipment / facility failure | conductor damage or failure | 0.0001932
HFTD - Distribution - Tier 3 - 1QU CoRE ¦ 3QU LoRE | Red Flag Warning - Large Fires | equipment / facility failure | connection device damage or failure | 6.9073e-06
HFTD - Distribution - Tier 3 - 1QU CoRE ¦ 3QU LoRE | Red Flag Warning - Large Fires | equipment / facility failure | crossarm damage or failure | 0.00010529
HFTD - Distribution - Tier 3 - 1QU CoRE ¦ 3QU LoRE | Red Flag Warning - Large Fires | equipment / facility failure | fuse damage or failure | 0.00011434
HFTD - Distribution - Tier 3 - 1QU CoRE ¦ 3QU LoRE | Red Flag Warning - Large Fires | equipment / facility failure | insulator and brushing damage or failure | 0.00029062
HFTD - Distribution - Tier 3 - 1QU CoRE ¦ 3QU LoRE | Red Flag Warning - Large Fires | equipment / facility failure | lightning arrestor damage or failure | 4.9484e-06
HFTD - Distribution - Tier 3 - 1QU CoRE ¦ 3QU LoRE | Red Flag Warning - Large Fires | equipment / facility failure | other equipment / facility failure | 0.00016437
HFTD - Distribution - Tier 3 - 1QU CoRE ¦ 3QU LoRE | Red Flag Warning - Large Fires | equipment / facility failure | pole damage or failure | 9.012e-05
HFTD - Distribution - Tier 3 - 1QU CoRE ¦ 3QU LoRE | Red Flag Warning - Large Fires | equipment / facility failure | recloser damage or failure | 0
HFTD - Distribution - Tier 3 - 1QU CoRE ¦ 3QU LoRE | Red Flag Warning - Large Fires | equipment / facility failure | sectionalizer damage or failure | 0
HFTD - Distribution - Tier 3 - 1QU CoRE ¦ 3QU LoRE | Red Flag Warning - Large Fires | equipment / facility failure | switch damage or failure | 0
HFTD - Distribution - Tier 3 - 1QU CoRE ¦ 3QU LoRE | Red Flag Warning - Large Fires | equipment / facility failure | transformer damage or failure | 6.4204e-05
HFTD - Distribution - Tier 3 - 1QU CoRE ¦ 3QU LoRE | Red Flag Warning - Large Fires | equipment / facility failure | voltage regulator / booster damage or failure | 3.283e-06
HFTD - Distribution - Tier 3 - 1QU CoRE ¦ 3QU LoRE | Red Flag Warning - Large Fires | other | all other | 0
HFTD - Distribution - Tier 3 - 1QU CoRE ¦ 3QU LoRE | Red Flag Warning - Large Fires | unknown | unknown | 0
HFTD - Distribution - Tier 3 - 1QU CoRE ¦ 3QU LoRE | Red Flag Warning - Large Fires | utility work / operation | utility work / operation | 0
HFTD - Distribution - Tier 3 - 1QU CoRE ¦ 3QU LoRE | Red Flag Warning - Large Fires | vandalism / theft | vandalism / theft | 0
HFTD - Distribution - Tier 3 - 1QU CoRE ¦ 3QU LoRE | Red Flag Warning - Large Fires | vegetation contact | branch (not overhanging, 4-12ft) | 4.5551e-05
HFTD - Distribution - Tier 3 - 1QU CoRE ¦ 3QU LoRE | Red Flag Warning - Large Fires | vegetation contact | branch (not overhanging, > 12ft) | 8.8371e-05
HFTD - Distribution - Tier 3 - 1QU CoRE ¦ 3QU LoRE | Red Flag Warning - Large Fires | vegetation contact | branch (not overhanging, distance unknown) | 0.00042713
HFTD - Distribution - Tier 3 - 1QU CoRE ¦ 3QU LoRE | Red Flag Warning - Large Fires | vegetation contact | branch (not overhanging, within 4ft) | 8.4609e-06
HFTD - Distribution - Tier 3 - 1QU CoRE ¦ 3QU LoRE | Red Flag Warning - Large Fires | vegetation contact | branch (overhanging) | 0.0004992
HFTD - Distribution - Tier 3 - 1QU CoRE ¦ 3QU LoRE | Red Flag Warning - Large Fires | vegetation contact | dead | 0.00032403
HFTD - Distribution - Tier 3 - 1QU CoRE ¦ 3QU LoRE | Red Flag Warning - Large Fires | vegetation contact | fell into (moderate-severe defect) | 0.00026615
HFTD - Distribution - Tier 3 - 1QU CoRE ¦ 3QU LoRE | Red Flag Warning - Large Fires | vegetation contact | fell into (no defect) | 0.0010899
HFTD - Distribution - Tier 3 - 1QU CoRE ¦ 3QU LoRE | Red Flag Warning - Large Fires | vegetation contact | fell into (slight defect) | 0.00028687
HFTD - Distribution - Tier 3 - 1QU CoRE ¦ 3QU LoRE | Red Flag Warning - Large Fires | vegetation contact | grow into | 3.0197e-05
HFTD - Distribution - Tier 3 - 1QU CoRE ¦ 3QU LoRE | Red Flag Warning - Large Fires | vegetation contact | other/unknown | 0.0014729
HFTD - Distribution - Tier 3 - 1QU CoRE ¦ 3QU LoRE | Red Flag Warning - Large Fires | wire-to-wire contact | wire-to-wire contact / contamination | 0
HFTD - Distribution - Tier 3 - 1QU CoRE ¦ 3QU LoRE | Red Flag Warning - Small Fires | contact from object | animal contact | 7.9157e-05
HFTD - Distribution - Tier 3 - 1QU CoRE ¦ 3QU LoRE | Red Flag Warning - Small Fires | contact from object | balloon contact | 3.5804e-08
HFTD - Distribution - Tier 3 - 1QU CoRE ¦ 3QU LoRE | Red Flag Warning - Small Fires | contact from object | other contact from object | 0.00024896
HFTD - Distribution - Tier 3 - 1QU CoRE ¦ 3QU LoRE | Red Flag Warning - Small Fires | contact from object | vehicle contact | 0.00061131
HFTD - Distribution - Tier 3 - 1QU CoRE ¦ 3QU LoRE | Red Flag Warning - Small Fires | contamination | contamination | 1.5223e-05
HFTD - Distribution - Tier 3 - 1QU CoRE ¦ 3QU LoRE | Red Flag Warning - Small Fires | equipment / facility failure | anchor / guy damage or failure | 0.00052676
HFTD - Distribution - Tier 3 - 1QU CoRE ¦ 3QU LoRE | Red Flag Warning - Small Fires | equipment / facility failure | capacitor bank damage or failure | 0
HFTD - Distribution - Tier 3 - 1QU CoRE ¦ 3QU LoRE | Red Flag Warning - Small Fires | equipment / facility failure | conductor damage or failure | 0.00063516
HFTD - Distribution - Tier 3 - 1QU CoRE ¦ 3QU LoRE | Red Flag Warning - Small Fires | equipment / facility failure | connection device damage or failure | 1.3969e-05
HFTD - Distribution - Tier 3 - 1QU CoRE ¦ 3QU LoRE | Red Flag Warning - Small Fires | equipment / facility failure | crossarm damage or failure | 0.00032194
HFTD - Distribution - Tier 3 - 1QU CoRE ¦ 3QU LoRE | Red Flag Warning - Small Fires | equipment / facility failure | fuse damage or failure | 0.00046604
HFTD - Distribution - Tier 3 - 1QU CoRE ¦ 3QU LoRE | Red Flag Warning - Small Fires | equipment / facility failure | insulator and brushing damage or failure | 0.00055178
HFTD - Distribution - Tier 3 - 1QU CoRE ¦ 3QU LoRE | Red Flag Warning - Small Fires | equipment / facility failure | lightning arrestor damage or failure | 2.7789e-05
HFTD - Distribution - Tier 3 - 1QU CoRE ¦ 3QU LoRE | Red Flag Warning - Small Fires | equipment / facility failure | other equipment / facility failure | 0.00061814
HFTD - Distribution - Tier 3 - 1QU CoRE ¦ 3QU LoRE | Red Flag Warning - Small Fires | equipment / facility failure | pole damage or failure | 0.00029693
HFTD - Distribution - Tier 3 - 1QU CoRE ¦ 3QU LoRE | Red Flag Warning - Small Fires | equipment / facility failure | recloser damage or failure | 0
HFTD - Distribution - Tier 3 - 1QU CoRE ¦ 3QU LoRE | Red Flag Warning - Small Fires | equipment / facility failure | sectionalizer damage or failure | 0
HFTD - Distribution - Tier 3 - 1QU CoRE ¦ 3QU LoRE | Red Flag Warning - Small Fires | equipment / facility failure | switch damage or failure | 0
HFTD - Distribution - Tier 3 - 1QU CoRE ¦ 3QU LoRE | Red Flag Warning - Small Fires | equipment / facility failure | transformer damage or failure | 0.0002436
HFTD - Distribution - Tier 3 - 1QU CoRE ¦ 3QU LoRE | Red Flag Warning - Small Fires | equipment / facility failure | voltage regulator / booster damage or failure | 1.8436e-05
HFTD - Distribution - Tier 3 - 1QU CoRE ¦ 3QU LoRE | Red Flag Warning - Small Fires | other | all other | 3.6835e-05
HFTD - Distribution - Tier 3 - 1QU CoRE ¦ 3QU LoRE | Red Flag Warning - Small Fires | unknown | unknown | 0.00013955
HFTD - Distribution - Tier 3 - 1QU CoRE ¦ 3QU LoRE | Red Flag Warning - Small Fires | utility work / operation | utility work / operation | 1.0715e-05
HFTD - Distribution - Tier 3 - 1QU CoRE ¦ 3QU LoRE | Red Flag Warning - Small Fires | vandalism / theft | vandalism / theft | 3.6342e-09
HFTD - Distribution - Tier 3 - 1QU CoRE ¦ 3QU LoRE | Red Flag Warning - Small Fires | vegetation contact | branch (not overhanging, 4-12ft) | 0.00033135
HFTD - Distribution - Tier 3 - 1QU CoRE ¦ 3QU LoRE | Red Flag Warning - Small Fires | vegetation contact | branch (not overhanging, > 12ft) | 0.00065821
HFTD - Distribution - Tier 3 - 1QU CoRE ¦ 3QU LoRE | Red Flag Warning - Small Fires | vegetation contact | branch (not overhanging, distance unknown) | 0.0031813
HFTD - Distribution - Tier 3 - 1QU CoRE ¦ 3QU LoRE | Red Flag Warning - Small Fires | vegetation contact | branch (not overhanging, within 4ft) | 5.9283e-05
HFTD - Distribution - Tier 3 - 1QU CoRE ¦ 3QU LoRE | Red Flag Warning - Small Fires | vegetation contact | branch (overhanging) | 0.0034977
HFTD - Distribution - Tier 3 - 1QU CoRE ¦ 3QU LoRE | Red Flag Warning - Small Fires | vegetation contact | dead | 0.0024134
HFTD - Distribution - Tier 3 - 1QU CoRE ¦ 3QU LoRE | Red Flag Warning - Small Fires | vegetation contact | fell into (moderate-severe defect) | 0.0019824
HFTD - Distribution - Tier 3 - 1QU CoRE ¦ 3QU LoRE | Red Flag Warning - Small Fires | vegetation contact | fell into (no defect) | 0.0081179
HFTD - Distribution - Tier 3 - 1QU CoRE ¦ 3QU LoRE | Red Flag Warning - Small Fires | vegetation contact | fell into (slight defect) | 0.0021367
HFTD - Distribution - Tier 3 - 1QU CoRE ¦ 3QU LoRE | Red Flag Warning - Small Fires | vegetation contact | grow into | 0.00022491
HFTD - Distribution - Tier 3 - 1QU CoRE ¦ 3QU LoRE | Red Flag Warning - Small Fires | vegetation contact | other/unknown | 0.01097
HFTD - Distribution - Tier 3 - 1QU CoRE ¦ 3QU LoRE | Red Flag Warning - Small Fires | wire-to-wire contact | wire-to-wire contact / contamination | 8.4312e-05
HFTD - Distribution - Tier 3 - 1QU CoRE ¦ 4QU LoRE | Seismic - Non-Red Flag Warning - Catastrophic Fires | cc - seismic scenario | seismic scenario | 3.5716e-08
HFTD - Distribution - Tier 3 - 1QU CoRE ¦ 4QU LoRE | Non-Red Flag Warning - Catastrophic Fires | contact from object | animal contact | 5.8461e-05
HFTD - Distribution - Tier 3 - 1QU CoRE ¦ 4QU LoRE | Non-Red Flag Warning - Catastrophic Fires | contact from object | balloon contact | 0
HFTD - Distribution - Tier 3 - 1QU CoRE ¦ 4QU LoRE | Non-Red Flag Warning - Catastrophic Fires | contact from object | other contact from object | 2.2124e-05
HFTD - Distribution - Tier 3 - 1QU CoRE ¦ 4QU LoRE | Non-Red Flag Warning - Catastrophic Fires | contact from object | vehicle contact | 5.1947e-05
HFTD - Distribution - Tier 3 - 1QU CoRE ¦ 4QU LoRE | Non-Red Flag Warning - Catastrophic Fires | contamination | contamination | 2.6634e-06
HFTD - Distribution - Tier 3 - 1QU CoRE ¦ 4QU LoRE | Non-Red Flag Warning - Catastrophic Fires | equipment / facility failure | anchor / guy damage or failure | 0
HFTD - Distribution - Tier 3 - 1QU CoRE ¦ 4QU LoRE | Non-Red Flag Warning - Catastrophic Fires | equipment / facility failure | capacitor bank damage or failure | 0
HFTD - Distribution - Tier 3 - 1QU CoRE ¦ 4QU LoRE | Non-Red Flag Warning - Catastrophic Fires | equipment / facility failure | conductor damage or failure | 2.3604e-06
HFTD - Distribution - Tier 3 - 1QU CoRE ¦ 4QU LoRE | Non-Red Flag Warning - Catastrophic Fires | equipment / facility failure | connection device damage or failure | 1.2689e-07
HFTD - Distribution - Tier 3 - 1QU CoRE ¦ 4QU LoRE | Non-Red Flag Warning - Catastrophic Fires | equipment / facility failure | crossarm damage or failure | 3.378e-07
HFTD - Distribution - Tier 3 - 1QU CoRE ¦ 4QU LoRE | Non-Red Flag Warning - Catastrophic Fires | equipment / facility failure | fuse damage or failure | 2.9805e-07
HFTD - Distribution - Tier 3 - 1QU CoRE ¦ 4QU LoRE | Non-Red Flag Warning - Catastrophic Fires | equipment / facility failure | insulator and brushing damage or failure | 0
HFTD - Distribution - Tier 3 - 1QU CoRE ¦ 4QU LoRE | Non-Red Flag Warning - Catastrophic Fires | equipment / facility failure | lightning arrestor damage or failure | 0
HFTD - Distribution - Tier 3 - 1QU CoRE ¦ 4QU LoRE | Non-Red Flag Warning - Catastrophic Fires | equipment / facility failure | other equipment / facility failure | 3.7311e-06
HFTD - Distribution - Tier 3 - 1QU CoRE ¦ 4QU LoRE | Non-Red Flag Warning - Catastrophic Fires | equipment / facility failure | pole damage or failure | 7.9855e-07
HFTD - Distribution - Tier 3 - 1QU CoRE ¦ 4QU LoRE | Non-Red Flag Warning - Catastrophic Fires | equipment / facility failure | transformer damage or failure | 1.0979e-06
HFTD - Distribution - Tier 3 - 1QU CoRE ¦ 4QU LoRE | Non-Red Flag Warning - Catastrophic Fires | equipment / facility failure | voltage regulator / booster damage or failure | 0
HFTD - Distribution - Tier 3 - 1QU CoRE ¦ 4QU LoRE | Non-Red Flag Warning - Catastrophic Fires | other | all other | 1.7172e-05
HFTD - Distribution - Tier 3 - 1QU CoRE ¦ 4QU LoRE | Non-Red Flag Warning - Catastrophic Fires | unknown | unknown | 5.0964e-05
HFTD - Distribution - Tier 3 - 1QU CoRE ¦ 4QU LoRE | Non-Red Flag Warning - Catastrophic Fires | utility work / operation | utility work / operation | 1.625e-06
HFTD - Distribution - Tier 3 - 1QU CoRE ¦ 4QU LoRE | Non-Red Flag Warning - Catastrophic Fires | vandalism / theft | vandalism / theft | 0
HFTD - Distribution - Tier 3 - 1QU CoRE ¦ 4QU LoRE | Non-Red Flag Warning - Catastrophic Fires | vegetation contact | branch (not overhanging, 4-12ft) | 4.9467e-07
HFTD - Distribution - Tier 3 - 1QU CoRE ¦ 4QU LoRE | Non-Red Flag Warning - Catastrophic Fires | vegetation contact | branch (not overhanging, > 12ft) | 1.3403e-06
HFTD - Distribution - Tier 3 - 1QU CoRE ¦ 4QU LoRE | Non-Red Flag Warning - Catastrophic Fires | vegetation contact | branch (not overhanging, distance unknown) | 4.5753e-06
HFTD - Distribution - Tier 3 - 1QU CoRE ¦ 4QU LoRE | Non-Red Flag Warning - Catastrophic Fires | vegetation contact | branch (not overhanging, within 4ft) | 1.8415e-07
HFTD - Distribution - Tier 3 - 1QU CoRE ¦ 4QU LoRE | Non-Red Flag Warning - Catastrophic Fires | vegetation contact | branch (overhanging) | 8.1949e-06
HFTD - Distribution - Tier 3 - 1QU CoRE ¦ 4QU LoRE | Non-Red Flag Warning - Catastrophic Fires | vegetation contact | dead | 4.8678e-06
HFTD - Distribution - Tier 3 - 1QU CoRE ¦ 4QU LoRE | Non-Red Flag Warning - Catastrophic Fires | vegetation contact | fell into (moderate-severe defect) | 5.5676e-06
HFTD - Distribution - Tier 3 - 1QU CoRE ¦ 4QU LoRE | Non-Red Flag Warning - Catastrophic Fires | vegetation contact | fell into (no defect) | 3.2795e-05
HFTD - Distribution - Tier 3 - 1QU CoRE ¦ 4QU LoRE | Non-Red Flag Warning - Catastrophic Fires | vegetation contact | fell into (slight defect) | 6.8828e-06
HFTD - Distribution - Tier 3 - 1QU CoRE ¦ 4QU LoRE | Non-Red Flag Warning - Catastrophic Fires | vegetation contact | grow into | 5.9575e-07
HFTD - Distribution - Tier 3 - 1QU CoRE ¦ 4QU LoRE | Non-Red Flag Warning - Catastrophic Fires | vegetation contact | other/unknown | 2.825e-05
HFTD - Distribution - Tier 3 - 1QU CoRE ¦ 4QU LoRE | Non-Red Flag Warning - Catastrophic Fires | wire-to-wire contact | wire-to-wire contact / contamination | 3.7404e-05
HFTD - Distribution - Tier 3 - 1QU CoRE ¦ 4QU LoRE | Non-Red Flag Warning - Destructive Fires | contact from object | animal contact | 3.484e-05
HFTD - Distribution - Tier 3 - 1QU CoRE ¦ 4QU LoRE | Non-Red Flag Warning - Destructive Fires | contact from object | balloon contact | 0
HFTD - Distribution - Tier 3 - 1QU CoRE ¦ 4QU LoRE | Non-Red Flag Warning - Destructive Fires | contact from object | other contact from object | 1.4276e-05
HFTD - Distribution - Tier 3 - 1QU CoRE ¦ 4QU LoRE | Non-Red Flag Warning - Destructive Fires | contact from object | vehicle contact | 3.0209e-05
HFTD - Distribution - Tier 3 - 1QU CoRE ¦ 4QU LoRE | Non-Red Flag Warning - Destructive Fires | contamination | contamination | 1.5919e-06
HFTD - Distribution - Tier 3 - 1QU CoRE ¦ 4QU LoRE | Non-Red Flag Warning - Destructive Fires | equipment / facility failure | anchor / guy damage or failure | 0
HFTD - Distribution - Tier 3 - 1QU CoRE ¦ 4QU LoRE | Non-Red Flag Warning - Destructive Fires | equipment / facility failure | capacitor bank damage or failure | 0
HFTD - Distribution - Tier 3 - 1QU CoRE ¦ 4QU LoRE | Non-Red Flag Warning - Destructive Fires | equipment / facility failure | conductor damage or failure | 7.6998e-06
HFTD - Distribution - Tier 3 - 1QU CoRE ¦ 4QU LoRE | Non-Red Flag Warning - Destructive Fires | equipment / facility failure | connection device damage or failure | 7.3825e-07
HFTD - Distribution - Tier 3 - 1QU CoRE ¦ 4QU LoRE | Non-Red Flag Warning - Destructive Fires | equipment / facility failure | crossarm damage or failure | 1.093e-06
HFTD - Distribution - Tier 3 - 1QU CoRE ¦ 4QU LoRE | Non-Red Flag Warning - Destructive Fires | equipment / facility failure | fuse damage or failure | 9.6141e-07
HFTD - Distribution - Tier 3 - 1QU CoRE ¦ 4QU LoRE | Non-Red Flag Warning - Destructive Fires | equipment / facility failure | insulator and brushing damage or failure | 0
HFTD - Distribution - Tier 3 - 1QU CoRE ¦ 4QU LoRE | Non-Red Flag Warning - Destructive Fires | equipment / facility failure | lightning arrestor damage or failure | 0
HFTD - Distribution - Tier 3 - 1QU CoRE ¦ 4QU LoRE | Non-Red Flag Warning - Destructive Fires | equipment / facility failure | other equipment / facility failure | 1.2639e-05
HFTD - Distribution - Tier 3 - 1QU CoRE ¦ 4QU LoRE | Non-Red Flag Warning - Destructive Fires | equipment / facility failure | pole damage or failure | 2.5972e-06
HFTD - Distribution - Tier 3 - 1QU CoRE ¦ 4QU LoRE | Non-Red Flag Warning - Destructive Fires | equipment / facility failure | transformer damage or failure | 3.7399e-06
HFTD - Distribution - Tier 3 - 1QU CoRE ¦ 4QU LoRE | Non-Red Flag Warning - Destructive Fires | equipment / facility failure | voltage regulator / booster damage or failure | 0
HFTD - Distribution - Tier 3 - 1QU CoRE ¦ 4QU LoRE | Non-Red Flag Warning - Destructive Fires | other | all other | 1.675e-05
HFTD - Distribution - Tier 3 - 1QU CoRE ¦ 4QU LoRE | Non-Red Flag Warning - Destructive Fires | unknown | unknown | 3.1942e-05
HFTD - Distribution - Tier 3 - 1QU CoRE ¦ 4QU LoRE | Non-Red Flag Warning - Destructive Fires | utility work / operation | utility work / operation | 1.7995e-06
HFTD - Distribution - Tier 3 - 1QU CoRE ¦ 4QU LoRE | Non-Red Flag Warning - Destructive Fires | vandalism / theft | vandalism / theft | 0
HFTD - Distribution - Tier 3 - 1QU CoRE ¦ 4QU LoRE | Non-Red Flag Warning - Destructive Fires | vegetation contact | branch (not overhanging, 4-12ft) | 1.1651e-06
HFTD - Distribution - Tier 3 - 1QU CoRE ¦ 4QU LoRE | Non-Red Flag Warning - Destructive Fires | vegetation contact | branch (not overhanging, > 12ft) | 3.1702e-06
HFTD - Distribution - Tier 3 - 1QU CoRE ¦ 4QU LoRE | Non-Red Flag Warning - Destructive Fires | vegetation contact | branch (not overhanging, distance unknown) | 1.0822e-05
HFTD - Distribution - Tier 3 - 1QU CoRE ¦ 4QU LoRE | Non-Red Flag Warning - Destructive Fires | vegetation contact | branch (not overhanging, within 4ft) | 4.3155e-07
HFTD - Distribution - Tier 3 - 1QU CoRE ¦ 4QU LoRE | Non-Red Flag Warning - Destructive Fires | vegetation contact | branch (overhanging) | 1.9204e-05
HFTD - Distribution - Tier 3 - 1QU CoRE ¦ 4QU LoRE | Non-Red Flag Warning - Destructive Fires | vegetation contact | dead | 1.1514e-05
HFTD - Distribution - Tier 3 - 1QU CoRE ¦ 4QU LoRE | Non-Red Flag Warning - Destructive Fires | vegetation contact | fell into (moderate-severe defect) | 1.3169e-05
HFTD - Distribution - Tier 3 - 1QU CoRE ¦ 4QU LoRE | Non-Red Flag Warning - Destructive Fires | vegetation contact | fell into (no defect) | 7.7569e-05
HFTD - Distribution - Tier 3 - 1QU CoRE ¦ 4QU LoRE | Non-Red Flag Warning - Destructive Fires | vegetation contact | fell into (slight defect) | 1.628e-05
HFTD - Distribution - Tier 3 - 1QU CoRE ¦ 4QU LoRE | Non-Red Flag Warning - Destructive Fires | vegetation contact | grow into | 1.4091e-06
HFTD - Distribution - Tier 3 - 1QU CoRE ¦ 4QU LoRE | Non-Red Flag Warning - Destructive Fires | vegetation contact | other/unknown | 6.6819e-05
HFTD - Distribution - Tier 3 - 1QU CoRE ¦ 4QU LoRE | Non-Red Flag Warning - Destructive Fires | wire-to-wire contact | wire-to-wire contact / contamination | 2.5515e-05
HFTD - Distribution - Tier 3 - 1QU CoRE ¦ 4QU LoRE | Non-Red Flag Warning - Large Fires | contact from object | animal contact | 0.00018318
HFTD - Distribution - Tier 3 - 1QU CoRE ¦ 4QU LoRE | Non-Red Flag Warning - Large Fires | contact from object | balloon contact | 0
HFTD - Distribution - Tier 3 - 1QU CoRE ¦ 4QU LoRE | Non-Red Flag Warning - Large Fires | contact from object | other contact from object | 7.4904e-05
HFTD - Distribution - Tier 3 - 1QU CoRE ¦ 4QU LoRE | Non-Red Flag Warning - Large Fires | contact from object | vehicle contact | 0.00017136
HFTD - Distribution - Tier 3 - 1QU CoRE ¦ 4QU LoRE | Non-Red Flag Warning - Large Fires | contamination | contamination | 8.833e-06
HFTD - Distribution - Tier 3 - 1QU CoRE ¦ 4QU LoRE | Non-Red Flag Warning - Large Fires | equipment / facility failure | anchor / guy damage or failure | 0
HFTD - Distribution - Tier 3 - 1QU CoRE ¦ 4QU LoRE | Non-Red Flag Warning - Large Fires | equipment / facility failure | capacitor bank damage or failure | 0
HFTD - Distribution - Tier 3 - 1QU CoRE ¦ 4QU LoRE | Non-Red Flag Warning - Large Fires | equipment / facility failure | conductor damage or failure | 5.5337e-05
HFTD - Distribution - Tier 3 - 1QU CoRE ¦ 4QU LoRE | Non-Red Flag Warning - Large Fires | equipment / facility failure | connection device damage or failure | 1.5145e-06
HFTD - Distribution - Tier 3 - 1QU CoRE ¦ 4QU LoRE | Non-Red Flag Warning - Large Fires | equipment / facility failure | crossarm damage or failure | 7.9514e-06
HFTD - Distribution - Tier 3 - 1QU CoRE ¦ 4QU LoRE | Non-Red Flag Warning - Large Fires | equipment / facility failure | fuse damage or failure | 7.9977e-06
HFTD - Distribution - Tier 3 - 1QU CoRE ¦ 4QU LoRE | Non-Red Flag Warning - Large Fires | equipment / facility failure | insulator and brushing damage or failure | 0
HFTD - Distribution - Tier 3 - 1QU CoRE ¦ 4QU LoRE | Non-Red Flag Warning - Large Fires | equipment / facility failure | lightning arrestor damage or failure | 0
HFTD - Distribution - Tier 3 - 1QU CoRE ¦ 4QU LoRE | Non-Red Flag Warning - Large Fires | equipment / facility failure | other equipment / facility failure | 9.2759e-05
HFTD - Distribution - Tier 3 - 1QU CoRE ¦ 4QU LoRE | Non-Red Flag Warning - Large Fires | equipment / facility failure | pole damage or failure | 1.8853e-05
HFTD - Distribution - Tier 3 - 1QU CoRE ¦ 4QU LoRE | Non-Red Flag Warning - Large Fires | equipment / facility failure | transformer damage or failure | 2.7212e-05
HFTD - Distribution - Tier 3 - 1QU CoRE ¦ 4QU LoRE | Non-Red Flag Warning - Large Fires | equipment / facility failure | voltage regulator / booster damage or failure | 0
HFTD - Distribution - Tier 3 - 1QU CoRE ¦ 4QU LoRE | Non-Red Flag Warning - Large Fires | other | all other | 6.3709e-05
HFTD - Distribution - Tier 3 - 1QU CoRE ¦ 4QU LoRE | Non-Red Flag Warning - Large Fires | unknown | unknown | 0.00023166
HFTD - Distribution - Tier 3 - 1QU CoRE ¦ 4QU LoRE | Non-Red Flag Warning - Large Fires | utility work / operation | utility work / operation | 5.5901e-06
HFTD - Distribution - Tier 3 - 1QU CoRE ¦ 4QU LoRE | Non-Red Flag Warning - Large Fires | vandalism / theft | vandalism / theft | 0
HFTD - Distribution - Tier 3 - 1QU CoRE ¦ 4QU LoRE | Non-Red Flag Warning - Large Fires | vegetation contact | branch (not overhanging, 4-12ft) | 8.1262e-06
HFTD - Distribution - Tier 3 - 1QU CoRE ¦ 4QU LoRE | Non-Red Flag Warning - Large Fires | vegetation contact | branch (not overhanging, > 12ft) | 2.2316e-05
HFTD - Distribution - Tier 3 - 1QU CoRE ¦ 4QU LoRE | Non-Red Flag Warning - Large Fires | vegetation contact | branch (not overhanging, distance unknown) | 7.618e-05
HFTD - Distribution - Tier 3 - 1QU CoRE ¦ 4QU LoRE | Non-Red Flag Warning - Large Fires | vegetation contact | branch (not overhanging, within 4ft) | 2.9754e-06
HFTD - Distribution - Tier 3 - 1QU CoRE ¦ 4QU LoRE | Non-Red Flag Warning - Large Fires | vegetation contact | branch (overhanging) | 0.0001324
HFTD - Distribution - Tier 3 - 1QU CoRE ¦ 4QU LoRE | Non-Red Flag Warning - Large Fires | vegetation contact | dead | 8.1049e-05
HFTD - Distribution - Tier 3 - 1QU CoRE ¦ 4QU LoRE | Non-Red Flag Warning - Large Fires | vegetation contact | fell into (moderate-severe defect) | 9.2701e-05
HFTD - Distribution - Tier 3 - 1QU CoRE ¦ 4QU LoRE | Non-Red Flag Warning - Large Fires | vegetation contact | fell into (no defect) | 0.00054604
HFTD - Distribution - Tier 3 - 1QU CoRE ¦ 4QU LoRE | Non-Red Flag Warning - Large Fires | vegetation contact | fell into (slight defect) | 0.0001146
HFTD - Distribution - Tier 3 - 1QU CoRE ¦ 4QU LoRE | Non-Red Flag Warning - Large Fires | vegetation contact | grow into | 9.9194e-06
HFTD - Distribution - Tier 3 - 1QU CoRE ¦ 4QU LoRE | Non-Red Flag Warning - Large Fires | vegetation contact | other/unknown | 0.00047037
HFTD - Distribution - Tier 3 - 1QU CoRE ¦ 4QU LoRE | Non-Red Flag Warning - Large Fires | wire-to-wire contact | wire-to-wire contact / contamination | 0.0001141
HFTD - Distribution - Tier 3 - 1QU CoRE ¦ 4QU LoRE | Non-Red Flag Warning - Small Fires | contact from object | animal contact | 0.016907
HFTD - Distribution - Tier 3 - 1QU CoRE ¦ 4QU LoRE | Non-Red Flag Warning - Small Fires | contact from object | balloon contact | 0
HFTD - Distribution - Tier 3 - 1QU CoRE ¦ 4QU LoRE | Non-Red Flag Warning - Small Fires | contact from object | other contact from object | 0.0053774
HFTD - Distribution - Tier 3 - 1QU CoRE ¦ 4QU LoRE | Non-Red Flag Warning - Small Fires | contact from object | vehicle contact | 0.015678
HFTD - Distribution - Tier 3 - 1QU CoRE ¦ 4QU LoRE | Non-Red Flag Warning - Small Fires | contamination | contamination | 0.00066207
HFTD - Distribution - Tier 3 - 1QU CoRE ¦ 4QU LoRE | Non-Red Flag Warning - Small Fires | equipment / facility failure | anchor / guy damage or failure | 0
HFTD - Distribution - Tier 3 - 1QU CoRE ¦ 4QU LoRE | Non-Red Flag Warning - Small Fires | equipment / facility failure | capacitor bank damage or failure | 0
HFTD - Distribution - Tier 3 - 1QU CoRE ¦ 4QU LoRE | Non-Red Flag Warning - Small Fires | equipment / facility failure | conductor damage or failure | 0.015037
HFTD - Distribution - Tier 3 - 1QU CoRE ¦ 4QU LoRE | Non-Red Flag Warning - Small Fires | equipment / facility failure | connection device damage or failure | 0.00041052
HFTD - Distribution - Tier 3 - 1QU CoRE ¦ 4QU LoRE | Non-Red Flag Warning - Small Fires | equipment / facility failure | crossarm damage or failure | 0.0022503
HFTD - Distribution - Tier 3 - 1QU CoRE ¦ 4QU LoRE | Non-Red Flag Warning - Small Fires | equipment / facility failure | fuse damage or failure | 0.0021319
HFTD - Distribution - Tier 3 - 1QU CoRE ¦ 4QU LoRE | Non-Red Flag Warning - Small Fires | equipment / facility failure | insulator and brushing damage or failure | 0
HFTD - Distribution - Tier 3 - 1QU CoRE ¦ 4QU LoRE | Non-Red Flag Warning - Small Fires | equipment / facility failure | lightning arrestor damage or failure | 0
HFTD - Distribution - Tier 3 - 1QU CoRE ¦ 4QU LoRE | Non-Red Flag Warning - Small Fires | equipment / facility failure | other equipment / facility failure | 0.020399
HFTD - Distribution - Tier 3 - 1QU CoRE ¦ 4QU LoRE | Non-Red Flag Warning - Small Fires | equipment / facility failure | pole damage or failure | 0.0052501
HFTD - Distribution - Tier 3 - 1QU CoRE ¦ 4QU LoRE | Non-Red Flag Warning - Small Fires | equipment / facility failure | transformer damage or failure | 0.0050105
HFTD - Distribution - Tier 3 - 1QU CoRE ¦ 4QU LoRE | Non-Red Flag Warning - Small Fires | equipment / facility failure | voltage regulator / booster damage or failure | 0
HFTD - Distribution - Tier 3 - 1QU CoRE ¦ 4QU LoRE | Non-Red Flag Warning - Small Fires | other | all other | 0.0056137
HFTD - Distribution - Tier 3 - 1QU CoRE ¦ 4QU LoRE | Non-Red Flag Warning - Small Fires | unknown | unknown | 0.015268
HFTD - Distribution - Tier 3 - 1QU CoRE ¦ 4QU LoRE | Non-Red Flag Warning - Small Fires | utility work / operation | utility work / operation | 0.00030638
HFTD - Distribution - Tier 3 - 1QU CoRE ¦ 4QU LoRE | Non-Red Flag Warning - Small Fires | vandalism / theft | vandalism / theft | 0
HFTD - Distribution - Tier 3 - 1QU CoRE ¦ 4QU LoRE | Non-Red Flag Warning - Small Fires | vegetation contact | branch (not overhanging, 4-12ft) | 0.00087635
HFTD - Distribution - Tier 3 - 1QU CoRE ¦ 4QU LoRE | Non-Red Flag Warning - Small Fires | vegetation contact | branch (not overhanging, > 12ft) | 0.0023234
HFTD - Distribution - Tier 3 - 1QU CoRE ¦ 4QU LoRE | Non-Red Flag Warning - Small Fires | vegetation contact | branch (not overhanging, distance unknown) | 0.0079313
HFTD - Distribution - Tier 3 - 1QU CoRE ¦ 4QU LoRE | Non-Red Flag Warning - Small Fires | vegetation contact | branch (not overhanging, within 4ft) | 0.00033475
HFTD - Distribution - Tier 3 - 1QU CoRE ¦ 4QU LoRE | Non-Red Flag Warning - Small Fires | vegetation contact | branch (overhanging) | 0.014897
HFTD - Distribution - Tier 3 - 1QU CoRE ¦ 4QU LoRE | Non-Red Flag Warning - Small Fires | vegetation contact | dead | 0.0084382
HFTD - Distribution - Tier 3 - 1QU CoRE ¦ 4QU LoRE | Non-Red Flag Warning - Small Fires | vegetation contact | fell into (moderate-severe defect) | 0.0096514
HFTD - Distribution - Tier 3 - 1QU CoRE ¦ 4QU LoRE | Non-Red Flag Warning - Small Fires | vegetation contact | fell into (no defect) | 0.05685
HFTD - Distribution - Tier 3 - 1QU CoRE ¦ 4QU LoRE | Non-Red Flag Warning - Small Fires | vegetation contact | fell into (slight defect) | 0.011931
HFTD - Distribution - Tier 3 - 1QU CoRE ¦ 4QU LoRE | Non-Red Flag Warning - Small Fires | vegetation contact | grow into | 0.0010327
HFTD - Distribution - Tier 3 - 1QU CoRE ¦ 4QU LoRE | Non-Red Flag Warning - Small Fires | vegetation contact | other/unknown | 0.048971
HFTD - Distribution - Tier 3 - 1QU CoRE ¦ 4QU LoRE | Non-Red Flag Warning - Small Fires | wire-to-wire contact | wire-to-wire contact / contamination | 0.010367
HFTD - Distribution - Tier 3 - 1QU CoRE ¦ 4QU LoRE | Seismic - Red Flag Warning - Catastrophic Fires | cc - seismic scenario | seismic scenario | 1.5404e-06
HFTD - Distribution - Tier 3 - 1QU CoRE ¦ 4QU LoRE | Red Flag Warning - Catastrophic Fires | contact from object | animal contact | 0
HFTD - Distribution - Tier 3 - 1QU CoRE ¦ 4QU LoRE | Red Flag Warning - Catastrophic Fires | contact from object | balloon contact | 0
HFTD - Distribution - Tier 3 - 1QU CoRE ¦ 4QU LoRE | Red Flag Warning - Catastrophic Fires | contact from object | other contact from object | 0
HFTD - Distribution - Tier 3 - 1QU CoRE ¦ 4QU LoRE | Red Flag Warning - Catastrophic Fires | contact from object | vehicle contact | 0
HFTD - Distribution - Tier 3 - 1QU CoRE ¦ 4QU LoRE | Red Flag Warning - Catastrophic Fires | contamination | contamination | 0
HFTD - Distribution - Tier 3 - 1QU CoRE ¦ 4QU LoRE | Red Flag Warning - Catastrophic Fires | equipment / facility failure | anchor / guy damage or failure | 0
HFTD - Distribution - Tier 3 - 1QU CoRE ¦ 4QU LoRE | Red Flag Warning - Catastrophic Fires | equipment / facility failure | capacitor bank damage or failure | 0
HFTD - Distribution - Tier 3 - 1QU CoRE ¦ 4QU LoRE | Red Flag Warning - Catastrophic Fires | equipment / facility failure | conductor damage or failure | 0.0010755
HFTD - Distribution - Tier 3 - 1QU CoRE ¦ 4QU LoRE | Red Flag Warning - Catastrophic Fires | equipment / facility failure | connection device damage or failure | 4.0411e-05
HFTD - Distribution - Tier 3 - 1QU CoRE ¦ 4QU LoRE | Red Flag Warning - Catastrophic Fires | equipment / facility failure | crossarm damage or failure | 0.00013907
HFTD - Distribution - Tier 3 - 1QU CoRE ¦ 4QU LoRE | Red Flag Warning - Catastrophic Fires | equipment / facility failure | fuse damage or failure | 0.00019208
HFTD - Distribution - Tier 3 - 1QU CoRE ¦ 4QU LoRE | Red Flag Warning - Catastrophic Fires | equipment / facility failure | insulator and brushing damage or failure | 0
HFTD - Distribution - Tier 3 - 1QU CoRE ¦ 4QU LoRE | Red Flag Warning - Catastrophic Fires | equipment / facility failure | lightning arrestor damage or failure | 0
HFTD - Distribution - Tier 3 - 1QU CoRE ¦ 4QU LoRE | Red Flag Warning - Catastrophic Fires | equipment / facility failure | other equipment / facility failure | 0.00053215
HFTD - Distribution - Tier 3 - 1QU CoRE ¦ 4QU LoRE | Red Flag Warning - Catastrophic Fires | equipment / facility failure | pole damage or failure | 0.00014078
HFTD - Distribution - Tier 3 - 1QU CoRE ¦ 4QU LoRE | Red Flag Warning - Catastrophic Fires | equipment / facility failure | transformer damage or failure | 9.931e-05
HFTD - Distribution - Tier 3 - 1QU CoRE ¦ 4QU LoRE | Red Flag Warning - Catastrophic Fires | equipment / facility failure | voltage regulator / booster damage or failure | 0
HFTD - Distribution - Tier 3 - 1QU CoRE ¦ 4QU LoRE | Red Flag Warning - Catastrophic Fires | other | all other | 0
HFTD - Distribution - Tier 3 - 1QU CoRE ¦ 4QU LoRE | Red Flag Warning - Catastrophic Fires | unknown | unknown | 0
HFTD - Distribution - Tier 3 - 1QU CoRE ¦ 4QU LoRE | Red Flag Warning - Catastrophic Fires | utility work / operation | utility work / operation | 0
HFTD - Distribution - Tier 3 - 1QU CoRE ¦ 4QU LoRE | Red Flag Warning - Catastrophic Fires | vandalism / theft | vandalism / theft | 0
HFTD - Distribution - Tier 3 - 1QU CoRE ¦ 4QU LoRE | Red Flag Warning - Catastrophic Fires | vegetation contact | branch (not overhanging, 4-12ft) | 7.9156e-05
HFTD - Distribution - Tier 3 - 1QU CoRE ¦ 4QU LoRE | Red Flag Warning - Catastrophic Fires | vegetation contact | branch (not overhanging, > 12ft) | 0.00013897
HFTD - Distribution - Tier 3 - 1QU CoRE ¦ 4QU LoRE | Red Flag Warning - Catastrophic Fires | vegetation contact | branch (not overhanging, distance unknown) | 0.0006717
HFTD - Distribution - Tier 3 - 1QU CoRE ¦ 4QU LoRE | Red Flag Warning - Catastrophic Fires | vegetation contact | branch (not overhanging, within 4ft) | 1.685e-05
HFTD - Distribution - Tier 3 - 1QU CoRE ¦ 4QU LoRE | Red Flag Warning - Catastrophic Fires | vegetation contact | branch (overhanging) | 0.00099415
HFTD - Distribution - Tier 3 - 1QU CoRE ¦ 4QU LoRE | Red Flag Warning - Catastrophic Fires | vegetation contact | dead | 0.00050956
HFTD - Distribution - Tier 3 - 1QU CoRE ¦ 4QU LoRE | Red Flag Warning - Catastrophic Fires | vegetation contact | fell into (moderate-severe defect) | 0.00041855
HFTD - Distribution - Tier 3 - 1QU CoRE ¦ 4QU LoRE | Red Flag Warning - Catastrophic Fires | vegetation contact | fell into (no defect) | 0.001714
HFTD - Distribution - Tier 3 - 1QU CoRE ¦ 4QU LoRE | Red Flag Warning - Catastrophic Fires | vegetation contact | fell into (slight defect) | 0.00045113
HFTD - Distribution - Tier 3 - 1QU CoRE ¦ 4QU LoRE | Red Flag Warning - Catastrophic Fires | vegetation contact | grow into | 4.7487e-05
HFTD - Distribution - Tier 3 - 1QU CoRE ¦ 4QU LoRE | Red Flag Warning - Catastrophic Fires | vegetation contact | other/unknown | 0.0023162
HFTD - Distribution - Tier 3 - 1QU CoRE ¦ 4QU LoRE | Red Flag Warning - Catastrophic Fires | wire-to-wire contact | wire-to-wire contact / contamination | 0
HFTD - Distribution - Tier 3 - 1QU CoRE ¦ 4QU LoRE | Red Flag Warning - Destructive Fires | contact from object | animal contact | 0
HFTD - Distribution - Tier 3 - 1QU CoRE ¦ 4QU LoRE | Red Flag Warning - Destructive Fires | contact from object | balloon contact | 0
HFTD - Distribution - Tier 3 - 1QU CoRE ¦ 4QU LoRE | Red Flag Warning - Destructive Fires | contact from object | other contact from object | 0
HFTD - Distribution - Tier 3 - 1QU CoRE ¦ 4QU LoRE | Red Flag Warning - Destructive Fires | contact from object | vehicle contact | 0
HFTD - Distribution - Tier 3 - 1QU CoRE ¦ 4QU LoRE | Red Flag Warning - Destructive Fires | contamination | contamination | 0
HFTD - Distribution - Tier 3 - 1QU CoRE ¦ 4QU LoRE | Red Flag Warning - Destructive Fires | equipment / facility failure | anchor / guy damage or failure | 0
HFTD - Distribution - Tier 3 - 1QU CoRE ¦ 4QU LoRE | Red Flag Warning - Destructive Fires | equipment / facility failure | capacitor bank damage or failure | 0
HFTD - Distribution - Tier 3 - 1QU CoRE ¦ 4QU LoRE | Red Flag Warning - Destructive Fires | equipment / facility failure | conductor damage or failure | 0.00017656
HFTD - Distribution - Tier 3 - 1QU CoRE ¦ 4QU LoRE | Red Flag Warning - Destructive Fires | equipment / facility failure | connection device damage or failure | 1.1833e-05
HFTD - Distribution - Tier 3 - 1QU CoRE ¦ 4QU LoRE | Red Flag Warning - Destructive Fires | equipment / facility failure | crossarm damage or failure | 2.2647e-05
HFTD - Distribution - Tier 3 - 1QU CoRE ¦ 4QU LoRE | Red Flag Warning - Destructive Fires | equipment / facility failure | fuse damage or failure | 3.1182e-05
HFTD - Distribution - Tier 3 - 1QU CoRE ¦ 4QU LoRE | Red Flag Warning - Destructive Fires | equipment / facility failure | insulator and brushing damage or failure | 0
HFTD - Distribution - Tier 3 - 1QU CoRE ¦ 4QU LoRE | Red Flag Warning - Destructive Fires | equipment / facility failure | lightning arrestor damage or failure | 0
HFTD - Distribution - Tier 3 - 1QU CoRE ¦ 4QU LoRE | Red Flag Warning - Destructive Fires | equipment / facility failure | other equipment / facility failure | 9.072e-05
HFTD - Distribution - Tier 3 - 1QU CoRE ¦ 4QU LoRE | Red Flag Warning - Destructive Fires | equipment / facility failure | pole damage or failure | 2.3042e-05
HFTD - Distribution - Tier 3 - 1QU CoRE ¦ 4QU LoRE | Red Flag Warning - Destructive Fires | equipment / facility failure | transformer damage or failure | 1.7025e-05
HFTD - Distribution - Tier 3 - 1QU CoRE ¦ 4QU LoRE | Red Flag Warning - Destructive Fires | equipment / facility failure | voltage regulator / booster damage or failure | 0
HFTD - Distribution - Tier 3 - 1QU CoRE ¦ 4QU LoRE | Red Flag Warning - Destructive Fires | other | all other | 0
HFTD - Distribution - Tier 3 - 1QU CoRE ¦ 4QU LoRE | Red Flag Warning - Destructive Fires | unknown | unknown | 0
HFTD - Distribution - Tier 3 - 1QU CoRE ¦ 4QU LoRE | Red Flag Warning - Destructive Fires | utility work / operation | utility work / operation | 0
HFTD - Distribution - Tier 3 - 1QU CoRE ¦ 4QU LoRE | Red Flag Warning - Destructive Fires | vandalism / theft | vandalism / theft | 0
HFTD - Distribution - Tier 3 - 1QU CoRE ¦ 4QU LoRE | Red Flag Warning - Destructive Fires | vegetation contact | branch (not overhanging, 4-12ft) | 9.3831e-06
HFTD - Distribution - Tier 3 - 1QU CoRE ¦ 4QU LoRE | Red Flag Warning - Destructive Fires | vegetation contact | branch (not overhanging, > 12ft) | 1.6543e-05
HFTD - Distribution - Tier 3 - 1QU CoRE ¦ 4QU LoRE | Red Flag Warning - Destructive Fires | vegetation contact | branch (not overhanging, distance unknown) | 7.9957e-05
HFTD - Distribution - Tier 3 - 1QU CoRE ¦ 4QU LoRE | Red Flag Warning - Destructive Fires | vegetation contact | branch (not overhanging, within 4ft) | 1.9872e-06
HFTD - Distribution - Tier 3 - 1QU CoRE ¦ 4QU LoRE | Red Flag Warning - Destructive Fires | vegetation contact | branch (overhanging) | 0.00011725
HFTD - Distribution - Tier 3 - 1QU CoRE ¦ 4QU LoRE | Red Flag Warning - Destructive Fires | vegetation contact | dead | 6.0657e-05
HFTD - Distribution - Tier 3 - 1QU CoRE ¦ 4QU LoRE | Red Flag Warning - Destructive Fires | vegetation contact | fell into (moderate-severe defect) | 4.9822e-05
HFTD - Distribution - Tier 3 - 1QU CoRE ¦ 4QU LoRE | Red Flag Warning - Destructive Fires | vegetation contact | fell into (no defect) | 0.00020403
HFTD - Distribution - Tier 3 - 1QU CoRE ¦ 4QU LoRE | Red Flag Warning - Destructive Fires | vegetation contact | fell into (slight defect) | 5.3701e-05
HFTD - Distribution - Tier 3 - 1QU CoRE ¦ 4QU LoRE | Red Flag Warning - Destructive Fires | vegetation contact | grow into | 5.6527e-06
HFTD - Distribution - Tier 3 - 1QU CoRE ¦ 4QU LoRE | Red Flag Warning - Destructive Fires | vegetation contact | other/unknown | 0.00027571
HFTD - Distribution - Tier 3 - 1QU CoRE ¦ 4QU LoRE | Red Flag Warning - Destructive Fires | wire-to-wire contact | wire-to-wire contact / contamination | 0
HFTD - Distribution - Tier 3 - 1QU CoRE ¦ 4QU LoRE | Red Flag Warning - Large Fires | contact from object | animal contact | 0
HFTD - Distribution - Tier 3 - 1QU CoRE ¦ 4QU LoRE | Red Flag Warning - Large Fires | contact from object | balloon contact | 0
HFTD - Distribution - Tier 3 - 1QU CoRE ¦ 4QU LoRE | Red Flag Warning - Large Fires | contact from object | other contact from object | 0
HFTD - Distribution - Tier 3 - 1QU CoRE ¦ 4QU LoRE | Red Flag Warning - Large Fires | contact from object | vehicle contact | 0
HFTD - Distribution - Tier 3 - 1QU CoRE ¦ 4QU LoRE | Red Flag Warning - Large Fires | contamination | contamination | 0
HFTD - Distribution - Tier 3 - 1QU CoRE ¦ 4QU LoRE | Red Flag Warning - Large Fires | equipment / facility failure | anchor / guy damage or failure | 0
HFTD - Distribution - Tier 3 - 1QU CoRE ¦ 4QU LoRE | Red Flag Warning - Large Fires | equipment / facility failure | capacitor bank damage or failure | 0
HFTD - Distribution - Tier 3 - 1QU CoRE ¦ 4QU LoRE | Red Flag Warning - Large Fires | equipment / facility failure | conductor damage or failure | 0.00069476
HFTD - Distribution - Tier 3 - 1QU CoRE ¦ 4QU LoRE | Red Flag Warning - Large Fires | equipment / facility failure | connection device damage or failure | 1.329e-05
HFTD - Distribution - Tier 3 - 1QU CoRE ¦ 4QU LoRE | Red Flag Warning - Large Fires | equipment / facility failure | crossarm damage or failure | 9.0204e-05
HFTD - Distribution - Tier 3 - 1QU CoRE ¦ 4QU LoRE | Red Flag Warning - Large Fires | equipment / facility failure | fuse damage or failure | 0.00014202
HFTD - Distribution - Tier 3 - 1QU CoRE ¦ 4QU LoRE | Red Flag Warning - Large Fires | equipment / facility failure | insulator and brushing damage or failure | 0
HFTD - Distribution - Tier 3 - 1QU CoRE ¦ 4QU LoRE | Red Flag Warning - Large Fires | equipment / facility failure | lightning arrestor damage or failure | 0
HFTD - Distribution - Tier 3 - 1QU CoRE ¦ 4QU LoRE | Red Flag Warning - Large Fires | equipment / facility failure | other equipment / facility failure | 0.00036455
HFTD - Distribution - Tier 3 - 1QU CoRE ¦ 4QU LoRE | Red Flag Warning - Large Fires | equipment / facility failure | pole damage or failure | 9.1582e-05
HFTD - Distribution - Tier 3 - 1QU CoRE ¦ 4QU LoRE | Red Flag Warning - Large Fires | equipment / facility failure | transformer damage or failure | 6.7824e-05
HFTD - Distribution - Tier 3 - 1QU CoRE ¦ 4QU LoRE | Red Flag Warning - Large Fires | equipment / facility failure | voltage regulator / booster damage or failure | 0
HFTD - Distribution - Tier 3 - 1QU CoRE ¦ 4QU LoRE | Red Flag Warning - Large Fires | other | all other | 0
HFTD - Distribution - Tier 3 - 1QU CoRE ¦ 4QU LoRE | Red Flag Warning - Large Fires | unknown | unknown | 0
HFTD - Distribution - Tier 3 - 1QU CoRE ¦ 4QU LoRE | Red Flag Warning - Large Fires | utility work / operation | utility work / operation | 0
HFTD - Distribution - Tier 3 - 1QU CoRE ¦ 4QU LoRE | Red Flag Warning - Large Fires | vandalism / theft | vandalism / theft | 0
HFTD - Distribution - Tier 3 - 1QU CoRE ¦ 4QU LoRE | Red Flag Warning - Large Fires | vegetation contact | branch (not overhanging, 4-12ft) | 3.5831e-05
HFTD - Distribution - Tier 3 - 1QU CoRE ¦ 4QU LoRE | Red Flag Warning - Large Fires | vegetation contact | branch (not overhanging, > 12ft) | 6.3761e-05
HFTD - Distribution - Tier 3 - 1QU CoRE ¦ 4QU LoRE | Red Flag Warning - Large Fires | vegetation contact | branch (not overhanging, distance unknown) | 0.00030818
HFTD - Distribution - Tier 3 - 1QU CoRE ¦ 4QU LoRE | Red Flag Warning - Large Fires | vegetation contact | branch (not overhanging, within 4ft) | 7.5018e-06
HFTD - Distribution - Tier 3 - 1QU CoRE ¦ 4QU LoRE | Red Flag Warning - Large Fires | vegetation contact | branch (overhanging) | 0.00044261
HFTD - Distribution - Tier 3 - 1QU CoRE ¦ 4QU LoRE | Red Flag Warning - Large Fires | vegetation contact | dead | 0.00023379
HFTD - Distribution - Tier 3 - 1QU CoRE ¦ 4QU LoRE | Red Flag Warning - Large Fires | vegetation contact | fell into (moderate-severe defect) | 0.00019203
HFTD - Distribution - Tier 3 - 1QU CoRE ¦ 4QU LoRE | Red Flag Warning - Large Fires | vegetation contact | fell into (no defect) | 0.00078638
HFTD - Distribution - Tier 3 - 1QU CoRE ¦ 4QU LoRE | Red Flag Warning - Large Fires | vegetation contact | fell into (slight defect) | 0.00020698
HFTD - Distribution - Tier 3 - 1QU CoRE ¦ 4QU LoRE | Red Flag Warning - Large Fires | vegetation contact | grow into | 2.1787e-05
HFTD - Distribution - Tier 3 - 1QU CoRE ¦ 4QU LoRE | Red Flag Warning - Large Fires | vegetation contact | other/unknown | 0.0010627
HFTD - Distribution - Tier 3 - 1QU CoRE ¦ 4QU LoRE | Red Flag Warning - Large Fires | wire-to-wire contact | wire-to-wire contact / contamination | 0
HFTD - Distribution - Tier 3 - 1QU CoRE ¦ 4QU LoRE | Red Flag Warning - Small Fires | contact from object | animal contact | 0.00032287
HFTD - Distribution - Tier 3 - 1QU CoRE ¦ 4QU LoRE | Red Flag Warning - Small Fires | contact from object | balloon contact | 0
HFTD - Distribution - Tier 3 - 1QU CoRE ¦ 4QU LoRE | Red Flag Warning - Small Fires | contact from object | other contact from object | 0.00018529
HFTD - Distribution - Tier 3 - 1QU CoRE ¦ 4QU LoRE | Red Flag Warning - Small Fires | contact from object | vehicle contact | 0.00063955
HFTD - Distribution - Tier 3 - 1QU CoRE ¦ 4QU LoRE | Red Flag Warning - Small Fires | contamination | contamination | 7.1994e-06
HFTD - Distribution - Tier 3 - 1QU CoRE ¦ 4QU LoRE | Red Flag Warning - Small Fires | equipment / facility failure | anchor / guy damage or failure | 0
HFTD - Distribution - Tier 3 - 1QU CoRE ¦ 4QU LoRE | Red Flag Warning - Small Fires | equipment / facility failure | capacitor bank damage or failure | 0
HFTD - Distribution - Tier 3 - 1QU CoRE ¦ 4QU LoRE | Red Flag Warning - Small Fires | equipment / facility failure | conductor damage or failure | 0.0029541
HFTD - Distribution - Tier 3 - 1QU CoRE ¦ 4QU LoRE | Red Flag Warning - Small Fires | equipment / facility failure | connection device damage or failure | 5.6369e-05
HFTD - Distribution - Tier 3 - 1QU CoRE ¦ 4QU LoRE | Red Flag Warning - Small Fires | equipment / facility failure | crossarm damage or failure | 0.00039945
HFTD - Distribution - Tier 3 - 1QU CoRE ¦ 4QU LoRE | Red Flag Warning - Small Fires | equipment / facility failure | fuse damage or failure | 0.00059237
HFTD - Distribution - Tier 3 - 1QU CoRE ¦ 4QU LoRE | Red Flag Warning - Small Fires | equipment / facility failure | insulator and brushing damage or failure | 0
HFTD - Distribution - Tier 3 - 1QU CoRE ¦ 4QU LoRE | Red Flag Warning - Small Fires | equipment / facility failure | lightning arrestor damage or failure | 0
HFTD - Distribution - Tier 3 - 1QU CoRE ¦ 4QU LoRE | Red Flag Warning - Small Fires | equipment / facility failure | other equipment / facility failure | 0.0012544
HFTD - Distribution - Tier 3 - 1QU CoRE ¦ 4QU LoRE | Red Flag Warning - Small Fires | equipment / facility failure | pole damage or failure | 0.00039906
HFTD - Distribution - Tier 3 - 1QU CoRE ¦ 4QU LoRE | Red Flag Warning - Small Fires | equipment / facility failure | transformer damage or failure | 0.00019541
HFTD - Distribution - Tier 3 - 1QU CoRE ¦ 4QU LoRE | Red Flag Warning - Small Fires | equipment / facility failure | voltage regulator / booster damage or failure | 0
HFTD - Distribution - Tier 3 - 1QU CoRE ¦ 4QU LoRE | Red Flag Warning - Small Fires | other | all other | 0.00016744
HFTD - Distribution - Tier 3 - 1QU CoRE ¦ 4QU LoRE | Red Flag Warning - Small Fires | unknown | unknown | 0.00064813
HFTD - Distribution - Tier 3 - 1QU CoRE ¦ 4QU LoRE | Red Flag Warning - Small Fires | utility work / operation | utility work / operation | 8.2064e-06
HFTD - Distribution - Tier 3 - 1QU CoRE ¦ 4QU LoRE | Red Flag Warning - Small Fires | vandalism / theft | vandalism / theft | 0
HFTD - Distribution - Tier 3 - 1QU CoRE ¦ 4QU LoRE | Red Flag Warning - Small Fires | vegetation contact | branch (not overhanging, 4-12ft) | 0.00034846
HFTD - Distribution - Tier 3 - 1QU CoRE ¦ 4QU LoRE | Red Flag Warning - Small Fires | vegetation contact | branch (not overhanging, > 12ft) | 0.00059862
HFTD - Distribution - Tier 3 - 1QU CoRE ¦ 4QU LoRE | Red Flag Warning - Small Fires | vegetation contact | branch (not overhanging, distance unknown) | 0.0028933
HFTD - Distribution - Tier 3 - 1QU CoRE ¦ 4QU LoRE | Red Flag Warning - Small Fires | vegetation contact | branch (not overhanging, within 4ft) | 7.6111e-05
HFTD - Distribution - Tier 3 - 1QU CoRE ¦ 4QU LoRE | Red Flag Warning - Small Fires | vegetation contact | branch (overhanging) | 0.0044906
HFTD - Distribution - Tier 3 - 1QU CoRE ¦ 4QU LoRE | Red Flag Warning - Small Fires | vegetation contact | dead | 0.002195
HFTD - Distribution - Tier 3 - 1QU CoRE ¦ 4QU LoRE | Red Flag Warning - Small Fires | vegetation contact | fell into (moderate-severe defect) | 0.0018029
HFTD - Distribution - Tier 3 - 1QU CoRE ¦ 4QU LoRE | Red Flag Warning - Small Fires | vegetation contact | fell into (no defect) | 0.007383
HFTD - Distribution - Tier 3 - 1QU CoRE ¦ 4QU LoRE | Red Flag Warning - Small Fires | vegetation contact | fell into (slight defect) | 0.0019432
HFTD - Distribution - Tier 3 - 1QU CoRE ¦ 4QU LoRE | Red Flag Warning - Small Fires | vegetation contact | grow into | 0.00020455
HFTD - Distribution - Tier 3 - 1QU CoRE ¦ 4QU LoRE | Red Flag Warning - Small Fires | vegetation contact | other/unknown | 0.0099771
HFTD - Distribution - Tier 3 - 1QU CoRE ¦ 4QU LoRE | Red Flag Warning - Small Fires | wire-to-wire contact | wire-to-wire contact / contamination | 0.00034585
HFTD - Distribution - Tier 3 - 1QU CoRE ¦ 5QU LoRE | Seismic - Non-Red Flag Warning - Catastrophic Fires | cc - seismic scenario | seismic scenario | 4.8593e-08
HFTD - Distribution - Tier 3 - 1QU CoRE ¦ 5QU LoRE | Non-Red Flag Warning - Catastrophic Fires | contact from object | animal contact | 2.7597e-05
HFTD - Distribution - Tier 3 - 1QU CoRE ¦ 5QU LoRE | Non-Red Flag Warning - Catastrophic Fires | contact from object | balloon contact | 1.0468e-08
HFTD - Distribution - Tier 3 - 1QU CoRE ¦ 5QU LoRE | Non-Red Flag Warning - Catastrophic Fires | contact from object | other contact from object | 4.5708e-06
HFTD - Distribution - Tier 3 - 1QU CoRE ¦ 5QU LoRE | Non-Red Flag Warning - Catastrophic Fires | contact from object | vehicle contact | 2.2015e-06
HFTD - Distribution - Tier 3 - 1QU CoRE ¦ 5QU LoRE | Non-Red Flag Warning - Catastrophic Fires | contamination | contamination | 1.476e-06
HFTD - Distribution - Tier 3 - 1QU CoRE ¦ 5QU LoRE | Non-Red Flag Warning - Catastrophic Fires | equipment / facility failure | anchor / guy damage or failure | 0
HFTD - Distribution - Tier 3 - 1QU CoRE ¦ 5QU LoRE | Non-Red Flag Warning - Catastrophic Fires | equipment / facility failure | capacitor bank damage or failure | 0
HFTD - Distribution - Tier 3 - 1QU CoRE ¦ 5QU LoRE | Non-Red Flag Warning - Catastrophic Fires | equipment / facility failure | conductor damage or failure | 2.2142e-07
HFTD - Distribution - Tier 3 - 1QU CoRE ¦ 5QU LoRE | Non-Red Flag Warning - Catastrophic Fires | equipment / facility failure | connection device damage or failure | 2.8203e-07
HFTD - Distribution - Tier 3 - 1QU CoRE ¦ 5QU LoRE | Non-Red Flag Warning - Catastrophic Fires | equipment / facility failure | crossarm damage or failure | 1.1883e-07
HFTD - Distribution - Tier 3 - 1QU CoRE ¦ 5QU LoRE | Non-Red Flag Warning - Catastrophic Fires | equipment / facility failure | fuse damage or failure | 0
HFTD - Distribution - Tier 3 - 1QU CoRE ¦ 5QU LoRE | Non-Red Flag Warning - Catastrophic Fires | equipment / facility failure | insulator and brushing damage or failure | 0
HFTD - Distribution - Tier 3 - 1QU CoRE ¦ 5QU LoRE | Non-Red Flag Warning - Catastrophic Fires | equipment / facility failure | lightning arrestor damage or failure | 0
HFTD - Distribution - Tier 3 - 1QU CoRE ¦ 5QU LoRE | Non-Red Flag Warning - Catastrophic Fires | equipment / facility failure | other equipment / facility failure | 2.3098e-06
HFTD - Distribution - Tier 3 - 1QU CoRE ¦ 5QU LoRE | Non-Red Flag Warning - Catastrophic Fires | equipment / facility failure | pole damage or failure | 5.1658e-07
HFTD - Distribution - Tier 3 - 1QU CoRE ¦ 5QU LoRE | Non-Red Flag Warning - Catastrophic Fires | equipment / facility failure | recloser damage or failure | 0
HFTD - Distribution - Tier 3 - 1QU CoRE ¦ 5QU LoRE | Non-Red Flag Warning - Catastrophic Fires | equipment / facility failure | sectionalizer damage or failure | 0
HFTD - Distribution - Tier 3 - 1QU CoRE ¦ 5QU LoRE | Non-Red Flag Warning - Catastrophic Fires | equipment / facility failure | switch damage or failure | 0
HFTD - Distribution - Tier 3 - 1QU CoRE ¦ 5QU LoRE | Non-Red Flag Warning - Catastrophic Fires | equipment / facility failure | transformer damage or failure | 6.3235e-07
HFTD - Distribution - Tier 3 - 1QU CoRE ¦ 5QU LoRE | Non-Red Flag Warning - Catastrophic Fires | equipment / facility failure | voltage regulator / booster damage or failure | 0
HFTD - Distribution - Tier 3 - 1QU CoRE ¦ 5QU LoRE | Non-Red Flag Warning - Catastrophic Fires | other | all other | 4.3641e-05
HFTD - Distribution - Tier 3 - 1QU CoRE ¦ 5QU LoRE | Non-Red Flag Warning - Catastrophic Fires | unknown | unknown | 2.7741e-05
HFTD - Distribution - Tier 3 - 1QU CoRE ¦ 5QU LoRE | Non-Red Flag Warning - Catastrophic Fires | utility work / operation | utility work / operation | 2.9443e-06
HFTD - Distribution - Tier 3 - 1QU CoRE ¦ 5QU LoRE | Non-Red Flag Warning - Catastrophic Fires | vandalism / theft | vandalism / theft | 2.1103e-09
HFTD - Distribution - Tier 3 - 1QU CoRE ¦ 5QU LoRE | Non-Red Flag Warning - Catastrophic Fires | vegetation contact | branch (not overhanging, 4-12ft) | 5.3141e-07
HFTD - Distribution - Tier 3 - 1QU CoRE ¦ 5QU LoRE | Non-Red Flag Warning - Catastrophic Fires | vegetation contact | branch (not overhanging, > 12ft) | 1.3697e-06
HFTD - Distribution - Tier 3 - 1QU CoRE ¦ 5QU LoRE | Non-Red Flag Warning - Catastrophic Fires | vegetation contact | branch (not overhanging, distance unknown) | 4.6758e-06
HFTD - Distribution - Tier 3 - 1QU CoRE ¦ 5QU LoRE | Non-Red Flag Warning - Catastrophic Fires | vegetation contact | branch (not overhanging, within 4ft) | 2.0952e-07
HFTD - Distribution - Tier 3 - 1QU CoRE ¦ 5QU LoRE | Non-Red Flag Warning - Catastrophic Fires | vegetation contact | branch (overhanging) | 9.3236e-06
HFTD - Distribution - Tier 3 - 1QU CoRE ¦ 5QU LoRE | Non-Red Flag Warning - Catastrophic Fires | vegetation contact | dead | 4.9746e-06
HFTD - Distribution - Tier 3 - 1QU CoRE ¦ 5QU LoRE | Non-Red Flag Warning - Catastrophic Fires | vegetation contact | fell into (moderate-severe defect) | 5.6899e-06
HFTD - Distribution - Tier 3 - 1QU CoRE ¦ 5QU LoRE | Non-Red Flag Warning - Catastrophic Fires | vegetation contact | fell into (no defect) | 3.3515e-05
HFTD - Distribution - Tier 3 - 1QU CoRE ¦ 5QU LoRE | Non-Red Flag Warning - Catastrophic Fires | vegetation contact | fell into (slight defect) | 7.034e-06
HFTD - Distribution - Tier 3 - 1QU CoRE ¦ 5QU LoRE | Non-Red Flag Warning - Catastrophic Fires | vegetation contact | grow into | 6.0883e-07
HFTD - Distribution - Tier 3 - 1QU CoRE ¦ 5QU LoRE | Non-Red Flag Warning - Catastrophic Fires | vegetation contact | other/unknown | 2.887e-05
HFTD - Distribution - Tier 3 - 1QU CoRE ¦ 5QU LoRE | Non-Red Flag Warning - Catastrophic Fires | wire-to-wire contact | wire-to-wire contact / contamination | 2.6665e-05
HFTD - Distribution - Tier 3 - 1QU CoRE ¦ 5QU LoRE | Non-Red Flag Warning - Destructive Fires | contact from object | animal contact | 1.6212e-05
HFTD - Distribution - Tier 3 - 1QU CoRE ¦ 5QU LoRE | Non-Red Flag Warning - Destructive Fires | contact from object | balloon contact | 8.5579e-09
HFTD - Distribution - Tier 3 - 1QU CoRE ¦ 5QU LoRE | Non-Red Flag Warning - Destructive Fires | contact from object | other contact from object | 2.6557e-06
HFTD - Distribution - Tier 3 - 1QU CoRE ¦ 5QU LoRE | Non-Red Flag Warning - Destructive Fires | contact from object | vehicle contact | 1.2738e-06
HFTD - Distribution - Tier 3 - 1QU CoRE ¦ 5QU LoRE | Non-Red Flag Warning - Destructive Fires | contamination | contamination | 8.5423e-07
HFTD - Distribution - Tier 3 - 1QU CoRE ¦ 5QU LoRE | Non-Red Flag Warning - Destructive Fires | equipment / facility failure | anchor / guy damage or failure | 0
HFTD - Distribution - Tier 3 - 1QU CoRE ¦ 5QU LoRE | Non-Red Flag Warning - Destructive Fires | equipment / facility failure | capacitor bank damage or failure | 0
HFTD - Distribution - Tier 3 - 1QU CoRE ¦ 5QU LoRE | Non-Red Flag Warning - Destructive Fires | equipment / facility failure | conductor damage or failure | 7.5194e-07
HFTD - Distribution - Tier 3 - 1QU CoRE ¦ 5QU LoRE | Non-Red Flag Warning - Destructive Fires | equipment / facility failure | connection device damage or failure | 9.2559e-07
HFTD - Distribution - Tier 3 - 1QU CoRE ¦ 5QU LoRE | Non-Red Flag Warning - Destructive Fires | equipment / facility failure | crossarm damage or failure | 3.8712e-07
HFTD - Distribution - Tier 3 - 1QU CoRE ¦ 5QU LoRE | Non-Red Flag Warning - Destructive Fires | equipment / facility failure | fuse damage or failure | 0
HFTD - Distribution - Tier 3 - 1QU CoRE ¦ 5QU LoRE | Non-Red Flag Warning - Destructive Fires | equipment / facility failure | insulator and brushing damage or failure | 0
HFTD - Distribution - Tier 3 - 1QU CoRE ¦ 5QU LoRE | Non-Red Flag Warning - Destructive Fires | equipment / facility failure | lightning arrestor damage or failure | 0
HFTD - Distribution - Tier 3 - 1QU CoRE ¦ 5QU LoRE | Non-Red Flag Warning - Destructive Fires | equipment / facility failure | other equipment / facility failure | 7.3978e-06
HFTD - Distribution - Tier 3 - 1QU CoRE ¦ 5QU LoRE | Non-Red Flag Warning - Destructive Fires | equipment / facility failure | pole damage or failure | 1.6782e-06
HFTD - Distribution - Tier 3 - 1QU CoRE ¦ 5QU LoRE | Non-Red Flag Warning - Destructive Fires | equipment / facility failure | recloser damage or failure | 0
HFTD - Distribution - Tier 3 - 1QU CoRE ¦ 5QU LoRE | Non-Red Flag Warning - Destructive Fires | equipment / facility failure | sectionalizer damage or failure | 0
HFTD - Distribution - Tier 3 - 1QU CoRE ¦ 5QU LoRE | Non-Red Flag Warning - Destructive Fires | equipment / facility failure | switch damage or failure | 0
HFTD - Distribution - Tier 3 - 1QU CoRE ¦ 5QU LoRE | Non-Red Flag Warning - Destructive Fires | equipment / facility failure | transformer damage or failure | 2.0425e-06
HFTD - Distribution - Tier 3 - 1QU CoRE ¦ 5QU LoRE | Non-Red Flag Warning - Destructive Fires | equipment / facility failure | voltage regulator / booster damage or failure | 0
HFTD - Distribution - Tier 3 - 1QU CoRE ¦ 5QU LoRE | Non-Red Flag Warning - Destructive Fires | other | all other | 2.5141e-05
HFTD - Distribution - Tier 3 - 1QU CoRE ¦ 5QU LoRE | Non-Red Flag Warning - Destructive Fires | unknown | unknown | 1.6532e-05
HFTD - Distribution - Tier 3 - 1QU CoRE ¦ 5QU LoRE | Non-Red Flag Warning - Destructive Fires | utility work / operation | utility work / operation | 1.7179e-06
HFTD - Distribution - Tier 3 - 1QU CoRE ¦ 5QU LoRE | Non-Red Flag Warning - Destructive Fires | vandalism / theft | vandalism / theft | 1.7252e-09
HFTD - Distribution - Tier 3 - 1QU CoRE ¦ 5QU LoRE | Non-Red Flag Warning - Destructive Fires | vegetation contact | branch (not overhanging, 4-12ft) | 1.2304e-06
HFTD - Distribution - Tier 3 - 1QU CoRE ¦ 5QU LoRE | Non-Red Flag Warning - Destructive Fires | vegetation contact | branch (not overhanging, > 12ft) | 3.1634e-06
HFTD - Distribution - Tier 3 - 1QU CoRE ¦ 5QU LoRE | Non-Red Flag Warning - Destructive Fires | vegetation contact | branch (not overhanging, distance unknown) | 1.0799e-05
HFTD - Distribution - Tier 3 - 1QU CoRE ¦ 5QU LoRE | Non-Red Flag Warning - Destructive Fires | vegetation contact | branch (not overhanging, within 4ft) | 4.8648e-07
HFTD - Distribution - Tier 3 - 1QU CoRE ¦ 5QU LoRE | Non-Red Flag Warning - Destructive Fires | vegetation contact | branch (overhanging) | 2.1649e-05
HFTD - Distribution - Tier 3 - 1QU CoRE ¦ 5QU LoRE | Non-Red Flag Warning - Destructive Fires | vegetation contact | dead | 1.1489e-05
HFTD - Distribution - Tier 3 - 1QU CoRE ¦ 5QU LoRE | Non-Red Flag Warning - Destructive Fires | vegetation contact | fell into (moderate-severe defect) | 1.3141e-05
HFTD - Distribution - Tier 3 - 1QU CoRE ¦ 5QU LoRE | Non-Red Flag Warning - Destructive Fires | vegetation contact | fell into (no defect) | 7.7403e-05
HFTD - Distribution - Tier 3 - 1QU CoRE ¦ 5QU LoRE | Non-Red Flag Warning - Destructive Fires | vegetation contact | fell into (slight defect) | 1.6245e-05
HFTD - Distribution - Tier 3 - 1QU CoRE ¦ 5QU LoRE | Non-Red Flag Warning - Destructive Fires | vegetation contact | grow into | 1.4061e-06
HFTD - Distribution - Tier 3 - 1QU CoRE ¦ 5QU LoRE | Non-Red Flag Warning - Destructive Fires | vegetation contact | other/unknown | 6.6676e-05
HFTD - Distribution - Tier 3 - 1QU CoRE ¦ 5QU LoRE | Non-Red Flag Warning - Destructive Fires | wire-to-wire contact | wire-to-wire contact / contamination | 1.591e-05
HFTD - Distribution - Tier 3 - 1QU CoRE ¦ 5QU LoRE | Non-Red Flag Warning - Large Fires | contact from object | animal contact | 7.2793e-05
HFTD - Distribution - Tier 3 - 1QU CoRE ¦ 5QU LoRE | Non-Red Flag Warning - Large Fires | contact from object | balloon contact | 7.949e-08
HFTD - Distribution - Tier 3 - 1QU CoRE ¦ 5QU LoRE | Non-Red Flag Warning - Large Fires | contact from object | other contact from object | 2.2302e-05
HFTD - Distribution - Tier 3 - 1QU CoRE ¦ 5QU LoRE | Non-Red Flag Warning - Large Fires | contact from object | vehicle contact | 3.1724e-06
HFTD - Distribution - Tier 3 - 1QU CoRE ¦ 5QU LoRE | Non-Red Flag Warning - Large Fires | contamination | contamination | 4.4271e-06
HFTD - Distribution - Tier 3 - 1QU CoRE ¦ 5QU LoRE | Non-Red Flag Warning - Large Fires | equipment / facility failure | anchor / guy damage or failure | 0
HFTD - Distribution - Tier 3 - 1QU CoRE ¦ 5QU LoRE | Non-Red Flag Warning - Large Fires | equipment / facility failure | capacitor bank damage or failure | 0
HFTD - Distribution - Tier 3 - 1QU CoRE ¦ 5QU LoRE | Non-Red Flag Warning - Large Fires | equipment / facility failure | conductor damage or failure | 4.3677e-06
HFTD - Distribution - Tier 3 - 1QU CoRE ¦ 5QU LoRE | Non-Red Flag Warning - Large Fires | equipment / facility failure | connection device damage or failure | 4.4865e-06
HFTD - Distribution - Tier 3 - 1QU CoRE ¦ 5QU LoRE | Non-Red Flag Warning - Large Fires | equipment / facility failure | crossarm damage or failure | 2.2088e-06
HFTD - Distribution - Tier 3 - 1QU CoRE ¦ 5QU LoRE | Non-Red Flag Warning - Large Fires | equipment / facility failure | fuse damage or failure | 0
HFTD - Distribution - Tier 3 - 1QU CoRE ¦ 5QU LoRE | Non-Red Flag Warning - Large Fires | equipment / facility failure | insulator and brushing damage or failure | 0
HFTD - Distribution - Tier 3 - 1QU CoRE ¦ 5QU LoRE | Non-Red Flag Warning - Large Fires | equipment / facility failure | lightning arrestor damage or failure | 0
HFTD - Distribution - Tier 3 - 1QU CoRE ¦ 5QU LoRE | Non-Red Flag Warning - Large Fires | equipment / facility failure | other equipment / facility failure | 5.1406e-05
HFTD - Distribution - Tier 3 - 1QU CoRE ¦ 5QU LoRE | Non-Red Flag Warning - Large Fires | equipment / facility failure | pole damage or failure | 1.0942e-05
HFTD - Distribution - Tier 3 - 1QU CoRE ¦ 5QU LoRE | Non-Red Flag Warning - Large Fires | equipment / facility failure | recloser damage or failure | 0
HFTD - Distribution - Tier 3 - 1QU CoRE ¦ 5QU LoRE | Non-Red Flag Warning - Large Fires | equipment / facility failure | sectionalizer damage or failure | 0
HFTD - Distribution - Tier 3 - 1QU CoRE ¦ 5QU LoRE | Non-Red Flag Warning - Large Fires | equipment / facility failure | switch damage or failure | 0
HFTD - Distribution - Tier 3 - 1QU CoRE ¦ 5QU LoRE | Non-Red Flag Warning - Large Fires | equipment / facility failure | transformer damage or failure | 1.7651e-05
HFTD - Distribution - Tier 3 - 1QU CoRE ¦ 5QU LoRE | Non-Red Flag Warning - Large Fires | equipment / facility failure | voltage regulator / booster damage or failure | 0
HFTD - Distribution - Tier 3 - 1QU CoRE ¦ 5QU LoRE | Non-Red Flag Warning - Large Fires | other | all other | 9.4813e-05
HFTD - Distribution - Tier 3 - 1QU CoRE ¦ 5QU LoRE | Non-Red Flag Warning - Large Fires | unknown | unknown | 6.3417e-05
HFTD - Distribution - Tier 3 - 1QU CoRE ¦ 5QU LoRE | Non-Red Flag Warning - Large Fires | utility work / operation | utility work / operation | 8.4786e-06
HFTD - Distribution - Tier 3 - 1QU CoRE ¦ 5QU LoRE | Non-Red Flag Warning - Large Fires | vandalism / theft | vandalism / theft | 1.6025e-08
HFTD - Distribution - Tier 3 - 1QU CoRE ¦ 5QU LoRE | Non-Red Flag Warning - Large Fires | vegetation contact | branch (not overhanging, 4-12ft) | 7.4165e-06
HFTD - Distribution - Tier 3 - 1QU CoRE ¦ 5QU LoRE | Non-Red Flag Warning - Large Fires | vegetation contact | branch (not overhanging, > 12ft) | 1.8915e-05
HFTD - Distribution - Tier 3 - 1QU CoRE ¦ 5QU LoRE | Non-Red Flag Warning - Large Fires | vegetation contact | branch (not overhanging, distance unknown) | 6.457e-05
HFTD - Distribution - Tier 3 - 1QU CoRE ¦ 5QU LoRE | Non-Red Flag Warning - Large Fires | vegetation contact | branch (not overhanging, within 4ft) | 2.9576e-06
HFTD - Distribution - Tier 3 - 1QU CoRE ¦ 5QU LoRE | Non-Red Flag Warning - Large Fires | vegetation contact | branch (overhanging) | 0.00013161
HFTD - Distribution - Tier 3 - 1QU CoRE ¦ 5QU LoRE | Non-Red Flag Warning - Large Fires | vegetation contact | dead | 6.8697e-05
HFTD - Distribution - Tier 3 - 1QU CoRE ¦ 5QU LoRE | Non-Red Flag Warning - Large Fires | vegetation contact | fell into (moderate-severe defect) | 7.8574e-05
HFTD - Distribution - Tier 3 - 1QU CoRE ¦ 5QU LoRE | Non-Red Flag Warning - Large Fires | vegetation contact | fell into (no defect) | 0.00046282
HFTD - Distribution - Tier 3 - 1QU CoRE ¦ 5QU LoRE | Non-Red Flag Warning - Large Fires | vegetation contact | fell into (slight defect) | 9.7135e-05
HFTD - Distribution - Tier 3 - 1QU CoRE ¦ 5QU LoRE | Non-Red Flag Warning - Large Fires | vegetation contact | grow into | 8.4077e-06
HFTD - Distribution - Tier 3 - 1QU CoRE ¦ 5QU LoRE | Non-Red Flag Warning - Large Fires | vegetation contact | other/unknown | 0.00039868
HFTD - Distribution - Tier 3 - 1QU CoRE ¦ 5QU LoRE | Non-Red Flag Warning - Large Fires | wire-to-wire contact | wire-to-wire contact / contamination | 6.3346e-05
HFTD - Distribution - Tier 3 - 1QU CoRE ¦ 5QU LoRE | Non-Red Flag Warning - Small Fires | contact from object | animal contact | 0.0074535
HFTD - Distribution - Tier 3 - 1QU CoRE ¦ 5QU LoRE | Non-Red Flag Warning - Small Fires | contact from object | balloon contact | 7.251e-06
HFTD - Distribution - Tier 3 - 1QU CoRE ¦ 5QU LoRE | Non-Red Flag Warning - Small Fires | contact from object | other contact from object | 0.00093839
HFTD - Distribution - Tier 3 - 1QU CoRE ¦ 5QU LoRE | Non-Red Flag Warning - Small Fires | contact from object | vehicle contact | 0.00034986
HFTD - Distribution - Tier 3 - 1QU CoRE ¦ 5QU LoRE | Non-Red Flag Warning - Small Fires | contamination | contamination | 0.00031814
HFTD - Distribution - Tier 3 - 1QU CoRE ¦ 5QU LoRE | Non-Red Flag Warning - Small Fires | equipment / facility failure | anchor / guy damage or failure | 0
HFTD - Distribution - Tier 3 - 1QU CoRE ¦ 5QU LoRE | Non-Red Flag Warning - Small Fires | equipment / facility failure | capacitor bank damage or failure | 0
HFTD - Distribution - Tier 3 - 1QU CoRE ¦ 5QU LoRE | Non-Red Flag Warning - Small Fires | equipment / facility failure | conductor damage or failure | 0.0019939
HFTD - Distribution - Tier 3 - 1QU CoRE ¦ 5QU LoRE | Non-Red Flag Warning - Small Fires | equipment / facility failure | connection device damage or failure | 0.002214
HFTD - Distribution - Tier 3 - 1QU CoRE ¦ 5QU LoRE | Non-Red Flag Warning - Small Fires | equipment / facility failure | crossarm damage or failure | 0.00073505
HFTD - Distribution - Tier 3 - 1QU CoRE ¦ 5QU LoRE | Non-Red Flag Warning - Small Fires | equipment / facility failure | fuse damage or failure | 0
HFTD - Distribution - Tier 3 - 1QU CoRE ¦ 5QU LoRE | Non-Red Flag Warning - Small Fires | equipment / facility failure | insulator and brushing damage or failure | 0
HFTD - Distribution - Tier 3 - 1QU CoRE ¦ 5QU LoRE | Non-Red Flag Warning - Small Fires | equipment / facility failure | lightning arrestor damage or failure | 0
HFTD - Distribution - Tier 3 - 1QU CoRE ¦ 5QU LoRE | Non-Red Flag Warning - Small Fires | equipment / facility failure | other equipment / facility failure | 0.010522
HFTD - Distribution - Tier 3 - 1QU CoRE ¦ 5QU LoRE | Non-Red Flag Warning - Small Fires | equipment / facility failure | pole damage or failure | 0.0029849
HFTD - Distribution - Tier 3 - 1QU CoRE ¦ 5QU LoRE | Non-Red Flag Warning - Small Fires | equipment / facility failure | recloser damage or failure | 0
HFTD - Distribution - Tier 3 - 1QU CoRE ¦ 5QU LoRE | Non-Red Flag Warning - Small Fires | equipment / facility failure | sectionalizer damage or failure | 0
HFTD - Distribution - Tier 3 - 1QU CoRE ¦ 5QU LoRE | Non-Red Flag Warning - Small Fires | equipment / facility failure | switch damage or failure | 0
HFTD - Distribution - Tier 3 - 1QU CoRE ¦ 5QU LoRE | Non-Red Flag Warning - Small Fires | equipment / facility failure | transformer damage or failure | 0.0035401
HFTD - Distribution - Tier 3 - 1QU CoRE ¦ 5QU LoRE | Non-Red Flag Warning - Small Fires | equipment / facility failure | voltage regulator / booster damage or failure | 0
HFTD - Distribution - Tier 3 - 1QU CoRE ¦ 5QU LoRE | Non-Red Flag Warning - Small Fires | other | all other | 0.0073962
HFTD - Distribution - Tier 3 - 1QU CoRE ¦ 5QU LoRE | Non-Red Flag Warning - Small Fires | unknown | unknown | 0.0068848
HFTD - Distribution - Tier 3 - 1QU CoRE ¦ 5QU LoRE | Non-Red Flag Warning - Small Fires | utility work / operation | utility work / operation | 0.00075025
HFTD - Distribution - Tier 3 - 1QU CoRE ¦ 5QU LoRE | Non-Red Flag Warning - Small Fires | vandalism / theft | vandalism / theft | 1.4618e-06
HFTD - Distribution - Tier 3 - 1QU CoRE ¦ 5QU LoRE | Non-Red Flag Warning - Small Fires | vegetation contact | branch (not overhanging, 4-12ft) | 0.00097282
HFTD - Distribution - Tier 3 - 1QU CoRE ¦ 5QU LoRE | Non-Red Flag Warning - Small Fires | vegetation contact | branch (not overhanging, > 12ft) | 0.0023858
HFTD - Distribution - Tier 3 - 1QU CoRE ¦ 5QU LoRE | Non-Red Flag Warning - Small Fires | vegetation contact | branch (not overhanging, distance unknown) | 0.0081443
HFTD - Distribution - Tier 3 - 1QU CoRE ¦ 5QU LoRE | Non-Red Flag Warning - Small Fires | vegetation contact | branch (not overhanging, within 4ft) | 0.00040384
HFTD - Distribution - Tier 3 - 1QU CoRE ¦ 5QU LoRE | Non-Red Flag Warning - Small Fires | vegetation contact | branch (overhanging) | 0.017971
HFTD - Distribution - Tier 3 - 1QU CoRE ¦ 5QU LoRE | Non-Red Flag Warning - Small Fires | vegetation contact | dead | 0.0086648
HFTD - Distribution - Tier 3 - 1QU CoRE ¦ 5QU LoRE | Non-Red Flag Warning - Small Fires | vegetation contact | fell into (moderate-severe defect) | 0.0099106
HFTD - Distribution - Tier 3 - 1QU CoRE ¦ 5QU LoRE | Non-Red Flag Warning - Small Fires | vegetation contact | fell into (no defect) | 0.058376
HFTD - Distribution - Tier 3 - 1QU CoRE ¦ 5QU LoRE | Non-Red Flag Warning - Small Fires | vegetation contact | fell into (slight defect) | 0.012252
HFTD - Distribution - Tier 3 - 1QU CoRE ¦ 5QU LoRE | Non-Red Flag Warning - Small Fires | vegetation contact | grow into | 0.0010605
HFTD - Distribution - Tier 3 - 1QU CoRE ¦ 5QU LoRE | Non-Red Flag Warning - Small Fires | vegetation contact | other/unknown | 0.050286
HFTD - Distribution - Tier 3 - 1QU CoRE ¦ 5QU LoRE | Non-Red Flag Warning - Small Fires | wire-to-wire contact | wire-to-wire contact / contamination | 0.0081798
HFTD - Distribution - Tier 3 - 1QU CoRE ¦ 5QU LoRE | Seismic - Red Flag Warning - Catastrophic Fires | cc - seismic scenario | seismic scenario | 2.0958e-06
HFTD - Distribution - Tier 3 - 1QU CoRE ¦ 5QU LoRE | Red Flag Warning - Catastrophic Fires | contact from object | animal contact | 0
HFTD - Distribution - Tier 3 - 1QU CoRE ¦ 5QU LoRE | Red Flag Warning - Catastrophic Fires | contact from object | balloon contact | 0
HFTD - Distribution - Tier 3 - 1QU CoRE ¦ 5QU LoRE | Red Flag Warning - Catastrophic Fires | contact from object | other contact from object | 0
HFTD - Distribution - Tier 3 - 1QU CoRE ¦ 5QU LoRE | Red Flag Warning - Catastrophic Fires | contact from object | vehicle contact | 0
HFTD - Distribution - Tier 3 - 1QU CoRE ¦ 5QU LoRE | Red Flag Warning - Catastrophic Fires | contamination | contamination | 0
HFTD - Distribution - Tier 3 - 1QU CoRE ¦ 5QU LoRE | Red Flag Warning - Catastrophic Fires | equipment / facility failure | anchor / guy damage or failure | 0
HFTD - Distribution - Tier 3 - 1QU CoRE ¦ 5QU LoRE | Red Flag Warning - Catastrophic Fires | equipment / facility failure | capacitor bank damage or failure | 0
HFTD - Distribution - Tier 3 - 1QU CoRE ¦ 5QU LoRE | Red Flag Warning - Catastrophic Fires | equipment / facility failure | conductor damage or failure | 0.00010089
HFTD - Distribution - Tier 3 - 1QU CoRE ¦ 5QU LoRE | Red Flag Warning - Catastrophic Fires | equipment / facility failure | connection device damage or failure | 8.982e-05
HFTD - Distribution - Tier 3 - 1QU CoRE ¦ 5QU LoRE | Red Flag Warning - Catastrophic Fires | equipment / facility failure | crossarm damage or failure | 4.892e-05
HFTD - Distribution - Tier 3 - 1QU CoRE ¦ 5QU LoRE | Red Flag Warning - Catastrophic Fires | equipment / facility failure | fuse damage or failure | 0
HFTD - Distribution - Tier 3 - 1QU CoRE ¦ 5QU LoRE | Red Flag Warning - Catastrophic Fires | equipment / facility failure | insulator and brushing damage or failure | 0
HFTD - Distribution - Tier 3 - 1QU CoRE ¦ 5QU LoRE | Red Flag Warning - Catastrophic Fires | equipment / facility failure | lightning arrestor damage or failure | 0
HFTD - Distribution - Tier 3 - 1QU CoRE ¦ 5QU LoRE | Red Flag Warning - Catastrophic Fires | equipment / facility failure | other equipment / facility failure | 0.00032944
HFTD - Distribution - Tier 3 - 1QU CoRE ¦ 5QU LoRE | Red Flag Warning - Catastrophic Fires | equipment / facility failure | pole damage or failure | 9.1068e-05
HFTD - Distribution - Tier 3 - 1QU CoRE ¦ 5QU LoRE | Red Flag Warning - Catastrophic Fires | equipment / facility failure | recloser damage or failure | 0
HFTD - Distribution - Tier 3 - 1QU CoRE ¦ 5QU LoRE | Red Flag Warning - Catastrophic Fires | equipment / facility failure | sectionalizer damage or failure | 0
HFTD - Distribution - Tier 3 - 1QU CoRE ¦ 5QU LoRE | Red Flag Warning - Catastrophic Fires | equipment / facility failure | switch damage or failure | 0
HFTD - Distribution - Tier 3 - 1QU CoRE ¦ 5QU LoRE | Red Flag Warning - Catastrophic Fires | equipment / facility failure | transformer damage or failure | 5.7197e-05
HFTD - Distribution - Tier 3 - 1QU CoRE ¦ 5QU LoRE | Red Flag Warning - Catastrophic Fires | equipment / facility failure | voltage regulator / booster damage or failure | 0
HFTD - Distribution - Tier 3 - 1QU CoRE ¦ 5QU LoRE | Red Flag Warning - Catastrophic Fires | other | all other | 0
HFTD - Distribution - Tier 3 - 1QU CoRE ¦ 5QU LoRE | Red Flag Warning - Catastrophic Fires | unknown | unknown | 0
HFTD - Distribution - Tier 3 - 1QU CoRE ¦ 5QU LoRE | Red Flag Warning - Catastrophic Fires | utility work / operation | utility work / operation | 0
HFTD - Distribution - Tier 3 - 1QU CoRE ¦ 5QU LoRE | Red Flag Warning - Catastrophic Fires | vandalism / theft | vandalism / theft | 0
HFTD - Distribution - Tier 3 - 1QU CoRE ¦ 5QU LoRE | Red Flag Warning - Catastrophic Fires | vegetation contact | branch (not overhanging, 4-12ft) | 8.5034e-05
HFTD - Distribution - Tier 3 - 1QU CoRE ¦ 5QU LoRE | Red Flag Warning - Catastrophic Fires | vegetation contact | branch (not overhanging, > 12ft) | 0.00014202
HFTD - Distribution - Tier 3 - 1QU CoRE ¦ 5QU LoRE | Red Flag Warning - Catastrophic Fires | vegetation contact | branch (not overhanging, distance unknown) | 0.00068645
HFTD - Distribution - Tier 3 - 1QU CoRE ¦ 5QU LoRE | Red Flag Warning - Catastrophic Fires | vegetation contact | branch (not overhanging, within 4ft) | 1.9171e-05
HFTD - Distribution - Tier 3 - 1QU CoRE ¦ 5QU LoRE | Red Flag Warning - Catastrophic Fires | vegetation contact | branch (overhanging) | 0.0011311
HFTD - Distribution - Tier 3 - 1QU CoRE ¦ 5QU LoRE | Red Flag Warning - Catastrophic Fires | vegetation contact | dead | 0.00052075
HFTD - Distribution - Tier 3 - 1QU CoRE ¦ 5QU LoRE | Red Flag Warning - Catastrophic Fires | vegetation contact | fell into (moderate-severe defect) | 0.00042774
HFTD - Distribution - Tier 3 - 1QU CoRE ¦ 5QU LoRE | Red Flag Warning - Catastrophic Fires | vegetation contact | fell into (no defect) | 0.0017516
HFTD - Distribution - Tier 3 - 1QU CoRE ¦ 5QU LoRE | Red Flag Warning - Catastrophic Fires | vegetation contact | fell into (slight defect) | 0.00046103
HFTD - Distribution - Tier 3 - 1QU CoRE ¦ 5QU LoRE | Red Flag Warning - Catastrophic Fires | vegetation contact | grow into | 4.853e-05
HFTD - Distribution - Tier 3 - 1QU CoRE ¦ 5QU LoRE | Red Flag Warning - Catastrophic Fires | vegetation contact | other/unknown | 0.0023671
HFTD - Distribution - Tier 3 - 1QU CoRE ¦ 5QU LoRE | Red Flag Warning - Catastrophic Fires | wire-to-wire contact | wire-to-wire contact / contamination | 0
HFTD - Distribution - Tier 3 - 1QU CoRE ¦ 5QU LoRE | Red Flag Warning - Destructive Fires | contact from object | animal contact | 0
HFTD - Distribution - Tier 3 - 1QU CoRE ¦ 5QU LoRE | Red Flag Warning - Destructive Fires | contact from object | balloon contact | 0
HFTD - Distribution - Tier 3 - 1QU CoRE ¦ 5QU LoRE | Red Flag Warning - Destructive Fires | contact from object | other contact from object | 0
HFTD - Distribution - Tier 3 - 1QU CoRE ¦ 5QU LoRE | Red Flag Warning - Destructive Fires | contact from object | vehicle contact | 0
HFTD - Distribution - Tier 3 - 1QU CoRE ¦ 5QU LoRE | Red Flag Warning - Destructive Fires | contamination | contamination | 0
HFTD - Distribution - Tier 3 - 1QU CoRE ¦ 5QU LoRE | Red Flag Warning - Destructive Fires | equipment / facility failure | anchor / guy damage or failure | 0
HFTD - Distribution - Tier 3 - 1QU CoRE ¦ 5QU LoRE | Red Flag Warning - Destructive Fires | equipment / facility failure | capacitor bank damage or failure | 0
HFTD - Distribution - Tier 3 - 1QU CoRE ¦ 5QU LoRE | Red Flag Warning - Destructive Fires | equipment / facility failure | conductor damage or failure | 1.7242e-05
HFTD - Distribution - Tier 3 - 1QU CoRE ¦ 5QU LoRE | Red Flag Warning - Destructive Fires | equipment / facility failure | connection device damage or failure | 1.4835e-05
HFTD - Distribution - Tier 3 - 1QU CoRE ¦ 5QU LoRE | Red Flag Warning - Destructive Fires | equipment / facility failure | crossarm damage or failure | 8.0208e-06
HFTD - Distribution - Tier 3 - 1QU CoRE ¦ 5QU LoRE | Red Flag Warning - Destructive Fires | equipment / facility failure | fuse damage or failure | 0
HFTD - Distribution - Tier 3 - 1QU CoRE ¦ 5QU LoRE | Red Flag Warning - Destructive Fires | equipment / facility failure | insulator and brushing damage or failure | 0
HFTD - Distribution - Tier 3 - 1QU CoRE ¦ 5QU LoRE | Red Flag Warning - Destructive Fires | equipment / facility failure | lightning arrestor damage or failure | 0
HFTD - Distribution - Tier 3 - 1QU CoRE ¦ 5QU LoRE | Red Flag Warning - Destructive Fires | equipment / facility failure | other equipment / facility failure | 5.3101e-05
HFTD - Distribution - Tier 3 - 1QU CoRE ¦ 5QU LoRE | Red Flag Warning - Destructive Fires | equipment / facility failure | pole damage or failure | 1.4889e-05
HFTD - Distribution - Tier 3 - 1QU CoRE ¦ 5QU LoRE | Red Flag Warning - Destructive Fires | equipment / facility failure | recloser damage or failure | 0
HFTD - Distribution - Tier 3 - 1QU CoRE ¦ 5QU LoRE | Red Flag Warning - Destructive Fires | equipment / facility failure | sectionalizer damage or failure | 0
HFTD - Distribution - Tier 3 - 1QU CoRE ¦ 5QU LoRE | Red Flag Warning - Destructive Fires | equipment / facility failure | switch damage or failure | 0
HFTD - Distribution - Tier 3 - 1QU CoRE ¦ 5QU LoRE | Red Flag Warning - Destructive Fires | equipment / facility failure | transformer damage or failure | 9.2975e-06
HFTD - Distribution - Tier 3 - 1QU CoRE ¦ 5QU LoRE | Red Flag Warning - Destructive Fires | equipment / facility failure | voltage regulator / booster damage or failure | 0
HFTD - Distribution - Tier 3 - 1QU CoRE ¦ 5QU LoRE | Red Flag Warning - Destructive Fires | other | all other | 0
HFTD - Distribution - Tier 3 - 1QU CoRE ¦ 5QU LoRE | Red Flag Warning - Destructive Fires | unknown | unknown | 0
HFTD - Distribution - Tier 3 - 1QU CoRE ¦ 5QU LoRE | Red Flag Warning - Destructive Fires | utility work / operation | utility work / operation | 0
HFTD - Distribution - Tier 3 - 1QU CoRE ¦ 5QU LoRE | Red Flag Warning - Destructive Fires | vandalism / theft | vandalism / theft | 0
HFTD - Distribution - Tier 3 - 1QU CoRE ¦ 5QU LoRE | Red Flag Warning - Destructive Fires | vegetation contact | branch (not overhanging, 4-12ft) | 9.9089e-06
HFTD - Distribution - Tier 3 - 1QU CoRE ¦ 5QU LoRE | Red Flag Warning - Destructive Fires | vegetation contact | branch (not overhanging, > 12ft) | 1.6507e-05
HFTD - Distribution - Tier 3 - 1QU CoRE ¦ 5QU LoRE | Red Flag Warning - Destructive Fires | vegetation contact | branch (not overhanging, distance unknown) | 7.9785e-05
HFTD - Distribution - Tier 3 - 1QU CoRE ¦ 5QU LoRE | Red Flag Warning - Destructive Fires | vegetation contact | branch (not overhanging, within 4ft) | 2.2402e-06
HFTD - Distribution - Tier 3 - 1QU CoRE ¦ 5QU LoRE | Red Flag Warning - Destructive Fires | vegetation contact | branch (overhanging) | 0.00013217
HFTD - Distribution - Tier 3 - 1QU CoRE ¦ 5QU LoRE | Red Flag Warning - Destructive Fires | vegetation contact | dead | 6.0527e-05
HFTD - Distribution - Tier 3 - 1QU CoRE ¦ 5QU LoRE | Red Flag Warning - Destructive Fires | vegetation contact | fell into (moderate-severe defect) | 4.9715e-05
HFTD - Distribution - Tier 3 - 1QU CoRE ¦ 5QU LoRE | Red Flag Warning - Destructive Fires | vegetation contact | fell into (no defect) | 0.00020359
HFTD - Distribution - Tier 3 - 1QU CoRE ¦ 5QU LoRE | Red Flag Warning - Destructive Fires | vegetation contact | fell into (slight defect) | 5.3585e-05
HFTD - Distribution - Tier 3 - 1QU CoRE ¦ 5QU LoRE | Red Flag Warning - Destructive Fires | vegetation contact | grow into | 5.6406e-06
HFTD - Distribution - Tier 3 - 1QU CoRE ¦ 5QU LoRE | Red Flag Warning - Destructive Fires | vegetation contact | other/unknown | 0.00027512
HFTD - Distribution - Tier 3 - 1QU CoRE ¦ 5QU LoRE | Red Flag Warning - Destructive Fires | wire-to-wire contact | wire-to-wire contact / contamination | 0
HFTD - Distribution - Tier 3 - 1QU CoRE ¦ 5QU LoRE | Red Flag Warning - Large Fires | contact from object | animal contact | 0
HFTD - Distribution - Tier 3 - 1QU CoRE ¦ 5QU LoRE | Red Flag Warning - Large Fires | contact from object | balloon contact | 0
HFTD - Distribution - Tier 3 - 1QU CoRE ¦ 5QU LoRE | Red Flag Warning - Large Fires | contact from object | other contact from object | 0
HFTD - Distribution - Tier 3 - 1QU CoRE ¦ 5QU LoRE | Red Flag Warning - Large Fires | contact from object | vehicle contact | 0
HFTD - Distribution - Tier 3 - 1QU CoRE ¦ 5QU LoRE | Red Flag Warning - Large Fires | contamination | contamination | 0
HFTD - Distribution - Tier 3 - 1QU CoRE ¦ 5QU LoRE | Red Flag Warning - Large Fires | equipment / facility failure | anchor / guy damage or failure | 0
HFTD - Distribution - Tier 3 - 1QU CoRE ¦ 5QU LoRE | Red Flag Warning - Large Fires | equipment / facility failure | capacitor bank damage or failure | 0
HFTD - Distribution - Tier 3 - 1QU CoRE ¦ 5QU LoRE | Red Flag Warning - Large Fires | equipment / facility failure | conductor damage or failure | 5.4837e-05
HFTD - Distribution - Tier 3 - 1QU CoRE ¦ 5QU LoRE | Red Flag Warning - Large Fires | equipment / facility failure | connection device damage or failure | 3.9372e-05
HFTD - Distribution - Tier 3 - 1QU CoRE ¦ 5QU LoRE | Red Flag Warning - Large Fires | equipment / facility failure | crossarm damage or failure | 2.5057e-05
HFTD - Distribution - Tier 3 - 1QU CoRE ¦ 5QU LoRE | Red Flag Warning - Large Fires | equipment / facility failure | fuse damage or failure | 0
HFTD - Distribution - Tier 3 - 1QU CoRE ¦ 5QU LoRE | Red Flag Warning - Large Fires | equipment / facility failure | insulator and brushing damage or failure | 0
HFTD - Distribution - Tier 3 - 1QU CoRE ¦ 5QU LoRE | Red Flag Warning - Large Fires | equipment / facility failure | lightning arrestor damage or failure | 0
HFTD - Distribution - Tier 3 - 1QU CoRE ¦ 5QU LoRE | Red Flag Warning - Large Fires | equipment / facility failure | other equipment / facility failure | 0.00020203
HFTD - Distribution - Tier 3 - 1QU CoRE ¦ 5QU LoRE | Red Flag Warning - Large Fires | equipment / facility failure | pole damage or failure | 5.3152e-05
HFTD - Distribution - Tier 3 - 1QU CoRE ¦ 5QU LoRE | Red Flag Warning - Large Fires | equipment / facility failure | recloser damage or failure | 0
HFTD - Distribution - Tier 3 - 1QU CoRE ¦ 5QU LoRE | Red Flag Warning - Large Fires | equipment / facility failure | sectionalizer damage or failure | 0
HFTD - Distribution - Tier 3 - 1QU CoRE ¦ 5QU LoRE | Red Flag Warning - Large Fires | equipment / facility failure | switch damage or failure | 0
HFTD - Distribution - Tier 3 - 1QU CoRE ¦ 5QU LoRE | Red Flag Warning - Large Fires | equipment / facility failure | transformer damage or failure | 4.3994e-05
HFTD - Distribution - Tier 3 - 1QU CoRE ¦ 5QU LoRE | Red Flag Warning - Large Fires | equipment / facility failure | voltage regulator / booster damage or failure | 0
HFTD - Distribution - Tier 3 - 1QU CoRE ¦ 5QU LoRE | Red Flag Warning - Large Fires | other | all other | 0
HFTD - Distribution - Tier 3 - 1QU CoRE ¦ 5QU LoRE | Red Flag Warning - Large Fires | unknown | unknown | 0
HFTD - Distribution - Tier 3 - 1QU CoRE ¦ 5QU LoRE | Red Flag Warning - Large Fires | utility work / operation | utility work / operation | 0
HFTD - Distribution - Tier 3 - 1QU CoRE ¦ 5QU LoRE | Red Flag Warning - Large Fires | vandalism / theft | vandalism / theft | 0
HFTD - Distribution - Tier 3 - 1QU CoRE ¦ 5QU LoRE | Red Flag Warning - Large Fires | vegetation contact | branch (not overhanging, 4-12ft) | 3.2702e-05
HFTD - Distribution - Tier 3 - 1QU CoRE ¦ 5QU LoRE | Red Flag Warning - Large Fires | vegetation contact | branch (not overhanging, > 12ft) | 5.4044e-05
HFTD - Distribution - Tier 3 - 1QU CoRE ¦ 5QU LoRE | Red Flag Warning - Large Fires | vegetation contact | branch (not overhanging, distance unknown) | 0.00026121
HFTD - Distribution - Tier 3 - 1QU CoRE ¦ 5QU LoRE | Red Flag Warning - Large Fires | vegetation contact | branch (not overhanging, within 4ft) | 7.4571e-06
HFTD - Distribution - Tier 3 - 1QU CoRE ¦ 5QU LoRE | Red Flag Warning - Large Fires | vegetation contact | branch (overhanging) | 0.00043997
HFTD - Distribution - Tier 3 - 1QU CoRE ¦ 5QU LoRE | Red Flag Warning - Large Fires | vegetation contact | dead | 0.00019816
HFTD - Distribution - Tier 3 - 1QU CoRE ¦ 5QU LoRE | Red Flag Warning - Large Fires | vegetation contact | fell into (moderate-severe defect) | 0.00016276
HFTD - Distribution - Tier 3 - 1QU CoRE ¦ 5QU LoRE | Red Flag Warning - Large Fires | vegetation contact | fell into (no defect) | 0.00066654
HFTD - Distribution - Tier 3 - 1QU CoRE ¦ 5QU LoRE | Red Flag Warning - Large Fires | vegetation contact | fell into (slight defect) | 0.00017543
HFTD - Distribution - Tier 3 - 1QU CoRE ¦ 5QU LoRE | Red Flag Warning - Large Fires | vegetation contact | grow into | 1.8467e-05
HFTD - Distribution - Tier 3 - 1QU CoRE ¦ 5QU LoRE | Red Flag Warning - Large Fires | vegetation contact | other/unknown | 0.00090073
HFTD - Distribution - Tier 3 - 1QU CoRE ¦ 5QU LoRE | Red Flag Warning - Large Fires | wire-to-wire contact | wire-to-wire contact / contamination | 0
HFTD - Distribution - Tier 3 - 1QU CoRE ¦ 5QU LoRE | Red Flag Warning - Small Fires | contact from object | animal contact | 0.00014234
HFTD - Distribution - Tier 3 - 1QU CoRE ¦ 5QU LoRE | Red Flag Warning - Small Fires | contact from object | balloon contact | 2.4189e-07
HFTD - Distribution - Tier 3 - 1QU CoRE ¦ 5QU LoRE | Red Flag Warning - Small Fires | contact from object | other contact from object | 3.2335e-05
HFTD - Distribution - Tier 3 - 1QU CoRE ¦ 5QU LoRE | Red Flag Warning - Small Fires | contact from object | vehicle contact | 1.4272e-05
HFTD - Distribution - Tier 3 - 1QU CoRE ¦ 5QU LoRE | Red Flag Warning - Small Fires | contamination | contamination | 3.4595e-06
HFTD - Distribution - Tier 3 - 1QU CoRE ¦ 5QU LoRE | Red Flag Warning - Small Fires | equipment / facility failure | anchor / guy damage or failure | 0
HFTD - Distribution - Tier 3 - 1QU CoRE ¦ 5QU LoRE | Red Flag Warning - Small Fires | equipment / facility failure | capacitor bank damage or failure | 0
HFTD - Distribution - Tier 3 - 1QU CoRE ¦ 5QU LoRE | Red Flag Warning - Small Fires | equipment / facility failure | conductor damage or failure | 0.0003917
HFTD - Distribution - Tier 3 - 1QU CoRE ¦ 5QU LoRE | Red Flag Warning - Small Fires | equipment / facility failure | connection device damage or failure | 0.00030401
HFTD - Distribution - Tier 3 - 1QU CoRE ¦ 5QU LoRE | Red Flag Warning - Small Fires | equipment / facility failure | crossarm damage or failure | 0.00013048
HFTD - Distribution - Tier 3 - 1QU CoRE ¦ 5QU LoRE | Red Flag Warning - Small Fires | equipment / facility failure | fuse damage or failure | 0
HFTD - Distribution - Tier 3 - 1QU CoRE ¦ 5QU LoRE | Red Flag Warning - Small Fires | equipment / facility failure | insulator and brushing damage or failure | 0
HFTD - Distribution - Tier 3 - 1QU CoRE ¦ 5QU LoRE | Red Flag Warning - Small Fires | equipment / facility failure | lightning arrestor damage or failure | 0
HFTD - Distribution - Tier 3 - 1QU CoRE ¦ 5QU LoRE | Red Flag Warning - Small Fires | equipment / facility failure | other equipment / facility failure | 0.00064702
HFTD - Distribution - Tier 3 - 1QU CoRE ¦ 5QU LoRE | Red Flag Warning - Small Fires | equipment / facility failure | pole damage or failure | 0.00022688
HFTD - Distribution - Tier 3 - 1QU CoRE ¦ 5QU LoRE | Red Flag Warning - Small Fires | equipment / facility failure | recloser damage or failure | 0
HFTD - Distribution - Tier 3 - 1QU CoRE ¦ 5QU LoRE | Red Flag Warning - Small Fires | equipment / facility failure | sectionalizer damage or failure | 0
HFTD - Distribution - Tier 3 - 1QU CoRE ¦ 5QU LoRE | Red Flag Warning - Small Fires | equipment / facility failure | switch damage or failure | 0
HFTD - Distribution - Tier 3 - 1QU CoRE ¦ 5QU LoRE | Red Flag Warning - Small Fires | equipment / facility failure | transformer damage or failure | 0.00013806
HFTD - Distribution - Tier 3 - 1QU CoRE ¦ 5QU LoRE | Red Flag Warning - Small Fires | equipment / facility failure | voltage regulator / booster damage or failure | 0
HFTD - Distribution - Tier 3 - 1QU CoRE ¦ 5QU LoRE | Red Flag Warning - Small Fires | other | all other | 0.00022061
HFTD - Distribution - Tier 3 - 1QU CoRE ¦ 5QU LoRE | Red Flag Warning - Small Fires | unknown | unknown | 0.00029226
HFTD - Distribution - Tier 3 - 1QU CoRE ¦ 5QU LoRE | Red Flag Warning - Small Fires | utility work / operation | utility work / operation | 2.0095e-05
HFTD - Distribution - Tier 3 - 1QU CoRE ¦ 5QU LoRE | Red Flag Warning - Small Fires | vandalism / theft | vandalism / theft | 2.4553e-08
HFTD - Distribution - Tier 3 - 1QU CoRE ¦ 5QU LoRE | Red Flag Warning - Small Fires | vegetation contact | branch (not overhanging, 4-12ft) | 0.00038681
HFTD - Distribution - Tier 3 - 1QU CoRE ¦ 5QU LoRE | Red Flag Warning - Small Fires | vegetation contact | branch (not overhanging, > 12ft) | 0.0006147
HFTD - Distribution - Tier 3 - 1QU CoRE ¦ 5QU LoRE | Red Flag Warning - Small Fires | vegetation contact | branch (not overhanging, distance unknown) | 0.002971
HFTD - Distribution - Tier 3 - 1QU CoRE ¦ 5QU LoRE | Red Flag Warning - Small Fires | vegetation contact | branch (not overhanging, within 4ft) | 9.1819e-05
HFTD - Distribution - Tier 3 - 1QU CoRE ¦ 5QU LoRE | Red Flag Warning - Small Fires | vegetation contact | branch (overhanging) | 0.0054173
HFTD - Distribution - Tier 3 - 1QU CoRE ¦ 5QU LoRE | Red Flag Warning - Small Fires | vegetation contact | dead | 0.0022539
HFTD - Distribution - Tier 3 - 1QU CoRE ¦ 5QU LoRE | Red Flag Warning - Small Fires | vegetation contact | fell into (moderate-severe defect) | 0.0018513
HFTD - Distribution - Tier 3 - 1QU CoRE ¦ 5QU LoRE | Red Flag Warning - Small Fires | vegetation contact | fell into (no defect) | 0.0075813
HFTD - Distribution - Tier 3 - 1QU CoRE ¦ 5QU LoRE | Red Flag Warning - Small Fires | vegetation contact | fell into (slight defect) | 0.0019954
HFTD - Distribution - Tier 3 - 1QU CoRE ¦ 5QU LoRE | Red Flag Warning - Small Fires | vegetation contact | grow into | 0.00021004
HFTD - Distribution - Tier 3 - 1QU CoRE ¦ 5QU LoRE | Red Flag Warning - Small Fires | vegetation contact | other/unknown | 0.010245
HFTD - Distribution - Tier 3 - 1QU CoRE ¦ 5QU LoRE | Red Flag Warning - Small Fires | wire-to-wire contact | wire-to-wire contact / contamination | 0.00027287
HFTD - Distribution - Tier 3 - 2QU CoRE ¦ 1QU LoRE | Seismic - Non-Red Flag Warning - Catastrophic Fires | cc - seismic scenario | seismic scenario | 4.8474e-08
HFTD - Distribution - Tier 3 - 2QU CoRE ¦ 1QU LoRE | Non-Red Flag Warning - Catastrophic Fires | contact from object | animal contact | 0.0001798
HFTD - Distribution - Tier 3 - 2QU CoRE ¦ 1QU LoRE | Non-Red Flag Warning - Catastrophic Fires | contact from object | balloon contact | 9.2543e-06
HFTD - Distribution - Tier 3 - 2QU CoRE ¦ 1QU LoRE | Non-Red Flag Warning - Catastrophic Fires | contact from object | other contact from object | 7.827e-05
HFTD - Distribution - Tier 3 - 2QU CoRE ¦ 1QU LoRE | Non-Red Flag Warning - Catastrophic Fires | contact from object | vehicle contact | 0.00014718
HFTD - Distribution - Tier 3 - 2QU CoRE ¦ 1QU LoRE | Non-Red Flag Warning - Catastrophic Fires | contamination | contamination | 7.2313e-06
HFTD - Distribution - Tier 3 - 2QU CoRE ¦ 1QU LoRE | Non-Red Flag Warning - Catastrophic Fires | equipment / facility failure | anchor / guy damage or failure | 3.7142e-08
HFTD - Distribution - Tier 3 - 2QU CoRE ¦ 1QU LoRE | Non-Red Flag Warning - Catastrophic Fires | equipment / facility failure | capacitor bank damage or failure | 4.7672e-07
HFTD - Distribution - Tier 3 - 2QU CoRE ¦ 1QU LoRE | Non-Red Flag Warning - Catastrophic Fires | equipment / facility failure | conductor damage or failure | 5.36e-06
HFTD - Distribution - Tier 3 - 2QU CoRE ¦ 1QU LoRE | Non-Red Flag Warning - Catastrophic Fires | equipment / facility failure | connection device damage or failure | 5.5657e-07
HFTD - Distribution - Tier 3 - 2QU CoRE ¦ 1QU LoRE | Non-Red Flag Warning - Catastrophic Fires | equipment / facility failure | crossarm damage or failure | 9.6922e-07
HFTD - Distribution - Tier 3 - 2QU CoRE ¦ 1QU LoRE | Non-Red Flag Warning - Catastrophic Fires | equipment / facility failure | fuse damage or failure | 9.8033e-07
HFTD - Distribution - Tier 3 - 2QU CoRE ¦ 1QU LoRE | Non-Red Flag Warning - Catastrophic Fires | equipment / facility failure | insulator and brushing damage or failure | 7.0535e-07
HFTD - Distribution - Tier 3 - 2QU CoRE ¦ 1QU LoRE | Non-Red Flag Warning - Catastrophic Fires | equipment / facility failure | lightning arrestor damage or failure | 5.4186e-09
HFTD - Distribution - Tier 3 - 2QU CoRE ¦ 1QU LoRE | Non-Red Flag Warning - Catastrophic Fires | equipment / facility failure | other equipment / facility failure | 4.3676e-06
HFTD - Distribution - Tier 3 - 2QU CoRE ¦ 1QU LoRE | Non-Red Flag Warning - Catastrophic Fires | equipment / facility failure | pole damage or failure | 1.647e-06
HFTD - Distribution - Tier 3 - 2QU CoRE ¦ 1QU LoRE | Non-Red Flag Warning - Catastrophic Fires | equipment / facility failure | recloser damage or failure | 0
HFTD - Distribution - Tier 3 - 2QU CoRE ¦ 1QU LoRE | Non-Red Flag Warning - Catastrophic Fires | equipment / facility failure | sectionalizer damage or failure | 0
HFTD - Distribution - Tier 3 - 2QU CoRE ¦ 1QU LoRE | Non-Red Flag Warning - Catastrophic Fires | equipment / facility failure | switch damage or failure | 0
HFTD - Distribution - Tier 3 - 2QU CoRE ¦ 1QU LoRE | Non-Red Flag Warning - Catastrophic Fires | equipment / facility failure | transformer damage or failure | 3.087e-06
HFTD - Distribution - Tier 3 - 2QU CoRE ¦ 1QU LoRE | Non-Red Flag Warning - Catastrophic Fires | equipment / facility failure | voltage regulator / booster damage or failure | 5.4804e-07
HFTD - Distribution - Tier 3 - 2QU CoRE ¦ 1QU LoRE | Non-Red Flag Warning - Catastrophic Fires | other | all other | 7.3212e-05
HFTD - Distribution - Tier 3 - 2QU CoRE ¦ 1QU LoRE | Non-Red Flag Warning - Catastrophic Fires | unknown | unknown | 9.138e-05
HFTD - Distribution - Tier 3 - 2QU CoRE ¦ 1QU LoRE | Non-Red Flag Warning - Catastrophic Fires | utility work / operation | utility work / operation | 2.5773e-05
HFTD - Distribution - Tier 3 - 2QU CoRE ¦ 1QU LoRE | Non-Red Flag Warning - Catastrophic Fires | vandalism / theft | vandalism / theft | 2.0306e-10
HFTD - Distribution - Tier 3 - 2QU CoRE ¦ 1QU LoRE | Non-Red Flag Warning - Catastrophic Fires | vegetation contact | branch (not overhanging, 4-12ft) | 1.5723e-06
HFTD - Distribution - Tier 3 - 2QU CoRE ¦ 1QU LoRE | Non-Red Flag Warning - Catastrophic Fires | vegetation contact | branch (not overhanging, > 12ft) | 3.9291e-06
HFTD - Distribution - Tier 3 - 2QU CoRE ¦ 1QU LoRE | Non-Red Flag Warning - Catastrophic Fires | vegetation contact | branch (not overhanging, distance unknown) | 1.3413e-05
HFTD - Distribution - Tier 3 - 2QU CoRE ¦ 1QU LoRE | Non-Red Flag Warning - Catastrophic Fires | vegetation contact | branch (not overhanging, within 4ft) | 6.4051e-07
HFTD - Distribution - Tier 3 - 2QU CoRE ¦ 1QU LoRE | Non-Red Flag Warning - Catastrophic Fires | vegetation contact | branch (overhanging) | 2.8503e-05
HFTD - Distribution - Tier 3 - 2QU CoRE ¦ 1QU LoRE | Non-Red Flag Warning - Catastrophic Fires | vegetation contact | dead | 1.427e-05
HFTD - Distribution - Tier 3 - 2QU CoRE ¦ 1QU LoRE | Non-Red Flag Warning - Catastrophic Fires | vegetation contact | fell into (moderate-severe defect) | 1.6322e-05
HFTD - Distribution - Tier 3 - 2QU CoRE ¦ 1QU LoRE | Non-Red Flag Warning - Catastrophic Fires | vegetation contact | fell into (no defect) | 9.6139e-05
HFTD - Distribution - Tier 3 - 2QU CoRE ¦ 1QU LoRE | Non-Red Flag Warning - Catastrophic Fires | vegetation contact | fell into (slight defect) | 2.0177e-05
HFTD - Distribution - Tier 3 - 2QU CoRE ¦ 1QU LoRE | Non-Red Flag Warning - Catastrophic Fires | vegetation contact | grow into | 1.7465e-06
HFTD - Distribution - Tier 3 - 2QU CoRE ¦ 1QU LoRE | Non-Red Flag Warning - Catastrophic Fires | vegetation contact | other/unknown | 8.2816e-05
HFTD - Distribution - Tier 3 - 2QU CoRE ¦ 1QU LoRE | Non-Red Flag Warning - Catastrophic Fires | wire-to-wire contact | wire-to-wire contact / contamination | 9.774e-05
HFTD - Distribution - Tier 3 - 2QU CoRE ¦ 1QU LoRE | Non-Red Flag Warning - Destructive Fires | contact from object | animal contact | 0.00011306
HFTD - Distribution - Tier 3 - 2QU CoRE ¦ 1QU LoRE | Non-Red Flag Warning - Destructive Fires | contact from object | balloon contact | 5.7314e-06
HFTD - Distribution - Tier 3 - 2QU CoRE ¦ 1QU LoRE | Non-Red Flag Warning - Destructive Fires | contact from object | other contact from object | 5.381e-05
HFTD - Distribution - Tier 3 - 2QU CoRE ¦ 1QU LoRE | Non-Red Flag Warning - Destructive Fires | contact from object | vehicle contact | 8.8695e-05
HFTD - Distribution - Tier 3 - 2QU CoRE ¦ 1QU LoRE | Non-Red Flag Warning - Destructive Fires | contamination | contamination | 4.3546e-06
HFTD - Distribution - Tier 3 - 2QU CoRE ¦ 1QU LoRE | Non-Red Flag Warning - Destructive Fires | equipment / facility failure | anchor / guy damage or failure | 1.2483e-07
HFTD - Distribution - Tier 3 - 2QU CoRE ¦ 1QU LoRE | Non-Red Flag Warning - Destructive Fires | equipment / facility failure | capacitor bank damage or failure | 1.5652e-06
HFTD - Distribution - Tier 3 - 2QU CoRE ¦ 1QU LoRE | Non-Red Flag Warning - Destructive Fires | equipment / facility failure | conductor damage or failure | 2.3337e-05
HFTD - Distribution - Tier 3 - 2QU CoRE ¦ 1QU LoRE | Non-Red Flag Warning - Destructive Fires | equipment / facility failure | connection device damage or failure | 2.143e-06
HFTD - Distribution - Tier 3 - 2QU CoRE ¦ 1QU LoRE | Non-Red Flag Warning - Destructive Fires | equipment / facility failure | crossarm damage or failure | 3.2204e-06
HFTD - Distribution - Tier 3 - 2QU CoRE ¦ 1QU LoRE | Non-Red Flag Warning - Destructive Fires | equipment / facility failure | fuse damage or failure | 3.2526e-06
HFTD - Distribution - Tier 3 - 2QU CoRE ¦ 1QU LoRE | Non-Red Flag Warning - Destructive Fires | equipment / facility failure | insulator and brushing damage or failure | 2.3776e-06
HFTD - Distribution - Tier 3 - 2QU CoRE ¦ 1QU LoRE | Non-Red Flag Warning - Destructive Fires | equipment / facility failure | lightning arrestor damage or failure | 1.8502e-08
HFTD - Distribution - Tier 3 - 2QU CoRE ¦ 1QU LoRE | Non-Red Flag Warning - Destructive Fires | equipment / facility failure | other equipment / facility failure | 1.4924e-05
HFTD - Distribution - Tier 3 - 2QU CoRE ¦ 1QU LoRE | Non-Red Flag Warning - Destructive Fires | equipment / facility failure | pole damage or failure | 5.443e-06
HFTD - Distribution - Tier 3 - 2QU CoRE ¦ 1QU LoRE | Non-Red Flag Warning - Destructive Fires | equipment / facility failure | recloser damage or failure | 0
HFTD - Distribution - Tier 3 - 2QU CoRE ¦ 1QU LoRE | Non-Red Flag Warning - Destructive Fires | equipment / facility failure | sectionalizer damage or failure | 0
HFTD - Distribution - Tier 3 - 2QU CoRE ¦ 1QU LoRE | Non-Red Flag Warning - Destructive Fires | equipment / facility failure | switch damage or failure | 0
HFTD - Distribution - Tier 3 - 2QU CoRE ¦ 1QU LoRE | Non-Red Flag Warning - Destructive Fires | equipment / facility failure | transformer damage or failure | 1.0304e-05
HFTD - Distribution - Tier 3 - 2QU CoRE ¦ 1QU LoRE | Non-Red Flag Warning - Destructive Fires | equipment / facility failure | voltage regulator / booster damage or failure | 1.8078e-06
HFTD - Distribution - Tier 3 - 2QU CoRE ¦ 1QU LoRE | Non-Red Flag Warning - Destructive Fires | other | all other | 4.3777e-05
HFTD - Distribution - Tier 3 - 2QU CoRE ¦ 1QU LoRE | Non-Red Flag Warning - Destructive Fires | unknown | unknown | 6.6399e-05
HFTD - Distribution - Tier 3 - 2QU CoRE ¦ 1QU LoRE | Non-Red Flag Warning - Destructive Fires | utility work / operation | utility work / operation | 1.6448e-05
HFTD - Distribution - Tier 3 - 2QU CoRE ¦ 1QU LoRE | Non-Red Flag Warning - Destructive Fires | vandalism / theft | vandalism / theft | 1.2064e-10
HFTD - Distribution - Tier 3 - 2QU CoRE ¦ 1QU LoRE | Non-Red Flag Warning - Destructive Fires | vegetation contact | branch (not overhanging, 4-12ft) | 3.7759e-06
HFTD - Distribution - Tier 3 - 2QU CoRE ¦ 1QU LoRE | Non-Red Flag Warning - Destructive Fires | vegetation contact | branch (not overhanging, > 12ft) | 9.4287e-06
HFTD - Distribution - Tier 3 - 2QU CoRE ¦ 1QU LoRE | Non-Red Flag Warning - Destructive Fires | vegetation contact | branch (not overhanging, distance unknown) | 3.2186e-05
HFTD - Distribution - Tier 3 - 2QU CoRE ¦ 1QU LoRE | Non-Red Flag Warning - Destructive Fires | vegetation contact | branch (not overhanging, within 4ft) | 1.5394e-06
HFTD - Distribution - Tier 3 - 2QU CoRE ¦ 1QU LoRE | Non-Red Flag Warning - Destructive Fires | vegetation contact | branch (overhanging) | 6.8502e-05
HFTD - Distribution - Tier 3 - 2QU CoRE ¦ 1QU LoRE | Non-Red Flag Warning - Destructive Fires | vegetation contact | dead | 3.4243e-05
HFTD - Distribution - Tier 3 - 2QU CoRE ¦ 1QU LoRE | Non-Red Flag Warning - Destructive Fires | vegetation contact | fell into (moderate-severe defect) | 3.9167e-05
HFTD - Distribution - Tier 3 - 2QU CoRE ¦ 1QU LoRE | Non-Red Flag Warning - Destructive Fires | vegetation contact | fell into (no defect) | 0.0002307
HFTD - Distribution - Tier 3 - 2QU CoRE ¦ 1QU LoRE | Non-Red Flag Warning - Destructive Fires | vegetation contact | fell into (slight defect) | 4.8419e-05
HFTD - Distribution - Tier 3 - 2QU CoRE ¦ 1QU LoRE | Non-Red Flag Warning - Destructive Fires | vegetation contact | grow into | 4.191e-06
HFTD - Distribution - Tier 3 - 2QU CoRE ¦ 1QU LoRE | Non-Red Flag Warning - Destructive Fires | vegetation contact | other/unknown | 0.00019873
HFTD - Distribution - Tier 3 - 2QU CoRE ¦ 1QU LoRE | Non-Red Flag Warning - Destructive Fires | wire-to-wire contact | wire-to-wire contact / contamination | 7.0176e-05
HFTD - Distribution - Tier 3 - 2QU CoRE ¦ 1QU LoRE | Non-Red Flag Warning - Large Fires | contact from object | animal contact | 0.00042926
HFTD - Distribution - Tier 3 - 2QU CoRE ¦ 1QU LoRE | Non-Red Flag Warning - Large Fires | contact from object | balloon contact | 3.6149e-05
HFTD - Distribution - Tier 3 - 2QU CoRE ¦ 1QU LoRE | Non-Red Flag Warning - Large Fires | contact from object | other contact from object | 0.0003266
HFTD - Distribution - Tier 3 - 2QU CoRE ¦ 1QU LoRE | Non-Red Flag Warning - Large Fires | contact from object | vehicle contact | 0.00058357
HFTD - Distribution - Tier 3 - 2QU CoRE ¦ 1QU LoRE | Non-Red Flag Warning - Large Fires | contamination | contamination | 2.7927e-05
HFTD - Distribution - Tier 3 - 2QU CoRE ¦ 1QU LoRE | Non-Red Flag Warning - Large Fires | equipment / facility failure | anchor / guy damage or failure | 1.1343e-06
HFTD - Distribution - Tier 3 - 2QU CoRE ¦ 1QU LoRE | Non-Red Flag Warning - Large Fires | equipment / facility failure | capacitor bank damage or failure | 1.4814e-05
HFTD - Distribution - Tier 3 - 2QU CoRE ¦ 1QU LoRE | Non-Red Flag Warning - Large Fires | equipment / facility failure | conductor damage or failure | 0.00017278
HFTD - Distribution - Tier 3 - 2QU CoRE ¦ 1QU LoRE | Non-Red Flag Warning - Large Fires | equipment / facility failure | connection device damage or failure | 1.9827e-05
HFTD - Distribution - Tier 3 - 2QU CoRE ¦ 1QU LoRE | Non-Red Flag Warning - Large Fires | equipment / facility failure | crossarm damage or failure | 3.2282e-05
HFTD - Distribution - Tier 3 - 2QU CoRE ¦ 1QU LoRE | Non-Red Flag Warning - Large Fires | equipment / facility failure | fuse damage or failure | 2.6609e-05
HFTD - Distribution - Tier 3 - 2QU CoRE ¦ 1QU LoRE | Non-Red Flag Warning - Large Fires | equipment / facility failure | insulator and brushing damage or failure | 2.0922e-05
HFTD - Distribution - Tier 3 - 2QU CoRE ¦ 1QU LoRE | Non-Red Flag Warning - Large Fires | equipment / facility failure | lightning arrestor damage or failure | 8.1561e-08
HFTD - Distribution - Tier 3 - 2QU CoRE ¦ 1QU LoRE | Non-Red Flag Warning - Large Fires | equipment / facility failure | other equipment / facility failure | 0.00012588
HFTD - Distribution - Tier 3 - 2QU CoRE ¦ 1QU LoRE | Non-Red Flag Warning - Large Fires | equipment / facility failure | pole damage or failure | 3.5599e-05
HFTD - Distribution - Tier 3 - 2QU CoRE ¦ 1QU LoRE | Non-Red Flag Warning - Large Fires | equipment / facility failure | recloser damage or failure | 0
HFTD - Distribution - Tier 3 - 2QU CoRE ¦ 1QU LoRE | Non-Red Flag Warning - Large Fires | equipment / facility failure | sectionalizer damage or failure | 0
HFTD - Distribution - Tier 3 - 2QU CoRE ¦ 1QU LoRE | Non-Red Flag Warning - Large Fires | equipment / facility failure | switch damage or failure | 0
HFTD - Distribution - Tier 3 - 2QU CoRE ¦ 1QU LoRE | Non-Red Flag Warning - Large Fires | equipment / facility failure | transformer damage or failure | 7.3736e-05
HFTD - Distribution - Tier 3 - 2QU CoRE ¦ 1QU LoRE | Non-Red Flag Warning - Large Fires | equipment / facility failure | voltage regulator / booster damage or failure | 1.612e-05
HFTD - Distribution - Tier 3 - 2QU CoRE ¦ 1QU LoRE | Non-Red Flag Warning - Large Fires | other | all other | 0.00013462
HFTD - Distribution - Tier 3 - 2QU CoRE ¦ 1QU LoRE | Non-Red Flag Warning - Large Fires | unknown | unknown | 0.00030676
HFTD - Distribution - Tier 3 - 2QU CoRE ¦ 1QU LoRE | Non-Red Flag Warning - Large Fires | utility work / operation | utility work / operation | 9.2707e-05
HFTD - Distribution - Tier 3 - 2QU CoRE ¦ 1QU LoRE | Non-Red Flag Warning - Large Fires | vandalism / theft | vandalism / theft | 6.3268e-10
HFTD - Distribution - Tier 3 - 2QU CoRE ¦ 1QU LoRE | Non-Red Flag Warning - Large Fires | vegetation contact | branch (not overhanging, 4-12ft) | 3.8618e-05
HFTD - Distribution - Tier 3 - 2QU CoRE ¦ 1QU LoRE | Non-Red Flag Warning - Large Fires | vegetation contact | branch (not overhanging, > 12ft) | 9.3566e-05
HFTD - Distribution - Tier 3 - 2QU CoRE ¦ 1QU LoRE | Non-Red Flag Warning - Large Fires | vegetation contact | branch (not overhanging, distance unknown) | 0.0003194
HFTD - Distribution - Tier 3 - 2QU CoRE ¦ 1QU LoRE | Non-Red Flag Warning - Large Fires | vegetation contact | branch (not overhanging, within 4ft) | 1.6222e-05
HFTD - Distribution - Tier 3 - 2QU CoRE ¦ 1QU LoRE | Non-Red Flag Warning - Large Fires | vegetation contact | branch (overhanging) | 0.00072186
HFTD - Distribution - Tier 3 - 2QU CoRE ¦ 1QU LoRE | Non-Red Flag Warning - Large Fires | vegetation contact | dead | 0.00033982
HFTD - Distribution - Tier 3 - 2QU CoRE ¦ 1QU LoRE | Non-Red Flag Warning - Large Fires | vegetation contact | fell into (moderate-severe defect) | 0.00038867
HFTD - Distribution - Tier 3 - 2QU CoRE ¦ 1QU LoRE | Non-Red Flag Warning - Large Fires | vegetation contact | fell into (no defect) | 0.0022894
HFTD - Distribution - Tier 3 - 2QU CoRE ¦ 1QU LoRE | Non-Red Flag Warning - Large Fires | vegetation contact | fell into (slight defect) | 0.00048049
HFTD - Distribution - Tier 3 - 2QU CoRE ¦ 1QU LoRE | Non-Red Flag Warning - Large Fires | vegetation contact | grow into | 4.1589e-05
HFTD - Distribution - Tier 3 - 2QU CoRE ¦ 1QU LoRE | Non-Red Flag Warning - Large Fires | vegetation contact | other/unknown | 0.0019721
HFTD - Distribution - Tier 3 - 2QU CoRE ¦ 1QU LoRE | Non-Red Flag Warning - Large Fires | wire-to-wire contact | wire-to-wire contact / contamination | 0.00029062
HFTD - Distribution - Tier 3 - 2QU CoRE ¦ 1QU LoRE | Non-Red Flag Warning - Small Fires | contact from object | animal contact | 0.072425
HFTD - Distribution - Tier 3 - 2QU CoRE ¦ 1QU LoRE | Non-Red Flag Warning - Small Fires | contact from object | balloon contact | 0.0055682
HFTD - Distribution - Tier 3 - 2QU CoRE ¦ 1QU LoRE | Non-Red Flag Warning - Small Fires | contact from object | other contact from object | 0.037168
HFTD - Distribution - Tier 3 - 2QU CoRE ¦ 1QU LoRE | Non-Red Flag Warning - Small Fires | contact from object | vehicle contact | 0.079552
HFTD - Distribution - Tier 3 - 2QU CoRE ¦ 1QU LoRE | Non-Red Flag Warning - Small Fires | contamination | contamination | 0.0037396
HFTD - Distribution - Tier 3 - 2QU CoRE ¦ 1QU LoRE | Non-Red Flag Warning - Small Fires | equipment / facility failure | anchor / guy damage or failure | 0.00049304
HFTD - Distribution - Tier 3 - 2QU CoRE ¦ 1QU LoRE | Non-Red Flag Warning - Small Fires | equipment / facility failure | capacitor bank damage or failure | 0.0054381
HFTD - Distribution - Tier 3 - 2QU CoRE ¦ 1QU LoRE | Non-Red Flag Warning - Small Fires | equipment / facility failure | conductor damage or failure | 0.060876
HFTD - Distribution - Tier 3 - 2QU CoRE ¦ 1QU LoRE | Non-Red Flag Warning - Small Fires | equipment / facility failure | connection device damage or failure | 0.0075417
HFTD - Distribution - Tier 3 - 2QU CoRE ¦ 1QU LoRE | Non-Red Flag Warning - Small Fires | equipment / facility failure | crossarm damage or failure | 0.011919
HFTD - Distribution - Tier 3 - 2QU CoRE ¦ 1QU LoRE | Non-Red Flag Warning - Small Fires | equipment / facility failure | fuse damage or failure | 0.010881
HFTD - Distribution - Tier 3 - 2QU CoRE ¦ 1QU LoRE | Non-Red Flag Warning - Small Fires | equipment / facility failure | insulator and brushing damage or failure | 0.0089345
HFTD - Distribution - Tier 3 - 2QU CoRE ¦ 1QU LoRE | Non-Red Flag Warning - Small Fires | equipment / facility failure | lightning arrestor damage or failure | 7.1088e-05
HFTD - Distribution - Tier 3 - 2QU CoRE ¦ 1QU LoRE | Non-Red Flag Warning - Small Fires | equipment / facility failure | other equipment / facility failure | 0.052495
HFTD - Distribution - Tier 3 - 2QU CoRE ¦ 1QU LoRE | Non-Red Flag Warning - Small Fires | equipment / facility failure | pole damage or failure | 0.017924
HFTD - Distribution - Tier 3 - 2QU CoRE ¦ 1QU LoRE | Non-Red Flag Warning - Small Fires | equipment / facility failure | recloser damage or failure | 0
HFTD - Distribution - Tier 3 - 2QU CoRE ¦ 1QU LoRE | Non-Red Flag Warning - Small Fires | equipment / facility failure | sectionalizer damage or failure | 0
HFTD - Distribution - Tier 3 - 2QU CoRE ¦ 1QU LoRE | Non-Red Flag Warning - Small Fires | equipment / facility failure | switch damage or failure | 0
HFTD - Distribution - Tier 3 - 2QU CoRE ¦ 1QU LoRE | Non-Red Flag Warning - Small Fires | equipment / facility failure | transformer damage or failure | 0.033817
HFTD - Distribution - Tier 3 - 2QU CoRE ¦ 1QU LoRE | Non-Red Flag Warning - Small Fires | equipment / facility failure | voltage regulator / booster damage or failure | 0.0059493
HFTD - Distribution - Tier 3 - 2QU CoRE ¦ 1QU LoRE | Non-Red Flag Warning - Small Fires | other | all other | 0.025684
HFTD - Distribution - Tier 3 - 2QU CoRE ¦ 1QU LoRE | Non-Red Flag Warning - Small Fires | unknown | unknown | 0.036845
HFTD - Distribution - Tier 3 - 2QU CoRE ¦ 1QU LoRE | Non-Red Flag Warning - Small Fires | utility work / operation | utility work / operation | 0.008847
HFTD - Distribution - Tier 3 - 2QU CoRE ¦ 1QU LoRE | Non-Red Flag Warning - Small Fires | vandalism / theft | vandalism / theft | 1.6969e-07
HFTD - Distribution - Tier 3 - 2QU CoRE ¦ 1QU LoRE | Non-Red Flag Warning - Small Fires | vegetation contact | branch (not overhanging, 4-12ft) | 0.0065696
HFTD - Distribution - Tier 3 - 2QU CoRE ¦ 1QU LoRE | Non-Red Flag Warning - Small Fires | vegetation contact | branch (not overhanging, > 12ft) | 0.016158
HFTD - Distribution - Tier 3 - 2QU CoRE ¦ 1QU LoRE | Non-Red Flag Warning - Small Fires | vegetation contact | branch (not overhanging, distance unknown) | 0.055158
HFTD - Distribution - Tier 3 - 2QU CoRE ¦ 1QU LoRE | Non-Red Flag Warning - Small Fires | vegetation contact | branch (not overhanging, within 4ft) | 0.0027195
HFTD - Distribution - Tier 3 - 2QU CoRE ¦ 1QU LoRE | Non-Red Flag Warning - Small Fires | vegetation contact | branch (overhanging) | 0.12102
HFTD - Distribution - Tier 3 - 2QU CoRE ¦ 1QU LoRE | Non-Red Flag Warning - Small Fires | vegetation contact | dead | 0.058683
HFTD - Distribution - Tier 3 - 2QU CoRE ¦ 1QU LoRE | Non-Red Flag Warning - Small Fires | vegetation contact | fell into (moderate-severe defect) | 0.06712
HFTD - Distribution - Tier 3 - 2QU CoRE ¦ 1QU LoRE | Non-Red Flag Warning - Small Fires | vegetation contact | fell into (no defect) | 0.39536
HFTD - Distribution - Tier 3 - 2QU CoRE ¦ 1QU LoRE | Non-Red Flag Warning - Small Fires | vegetation contact | fell into (slight defect) | 0.082976
HFTD - Distribution - Tier 3 - 2QU CoRE ¦ 1QU LoRE | Non-Red Flag Warning - Small Fires | vegetation contact | grow into | 0.0071821
HFTD - Distribution - Tier 3 - 2QU CoRE ¦ 1QU LoRE | Non-Red Flag Warning - Small Fires | vegetation contact | other/unknown | 0.34057
HFTD - Distribution - Tier 3 - 2QU CoRE ¦ 1QU LoRE | Non-Red Flag Warning - Small Fires | wire-to-wire contact | wire-to-wire contact / contamination | 0.046468
HFTD - Distribution - Tier 3 - 2QU CoRE ¦ 1QU LoRE | Seismic - Red Flag Warning - Catastrophic Fires | cc - seismic scenario | seismic scenario | 2.0906e-06
HFTD - Distribution - Tier 3 - 2QU CoRE ¦ 1QU LoRE | Red Flag Warning - Catastrophic Fires | contact from object | animal contact | 0
HFTD - Distribution - Tier 3 - 2QU CoRE ¦ 1QU LoRE | Red Flag Warning - Catastrophic Fires | contact from object | balloon contact | 0
HFTD - Distribution - Tier 3 - 2QU CoRE ¦ 1QU LoRE | Red Flag Warning - Catastrophic Fires | contact from object | other contact from object | 0
HFTD - Distribution - Tier 3 - 2QU CoRE ¦ 1QU LoRE | Red Flag Warning - Catastrophic Fires | contact from object | vehicle contact | 0
HFTD - Distribution - Tier 3 - 2QU CoRE ¦ 1QU LoRE | Red Flag Warning - Catastrophic Fires | contamination | contamination | 0
HFTD - Distribution - Tier 3 - 2QU CoRE ¦ 1QU LoRE | Red Flag Warning - Catastrophic Fires | equipment / facility failure | anchor / guy damage or failure | 2.6771e-05
HFTD - Distribution - Tier 3 - 2QU CoRE ¦ 1QU LoRE | Red Flag Warning - Catastrophic Fires | equipment / facility failure | capacitor bank damage or failure | 5.4827e-05
HFTD - Distribution - Tier 3 - 2QU CoRE ¦ 1QU LoRE | Red Flag Warning - Catastrophic Fires | equipment / facility failure | conductor damage or failure | 0.0024422
HFTD - Distribution - Tier 3 - 2QU CoRE ¦ 1QU LoRE | Red Flag Warning - Catastrophic Fires | equipment / facility failure | connection device damage or failure | 0.00017725
HFTD - Distribution - Tier 3 - 2QU CoRE ¦ 1QU LoRE | Red Flag Warning - Catastrophic Fires | equipment / facility failure | crossarm damage or failure | 0.00039902
HFTD - Distribution - Tier 3 - 2QU CoRE ¦ 1QU LoRE | Red Flag Warning - Catastrophic Fires | equipment / facility failure | fuse damage or failure | 0.00063178
HFTD - Distribution - Tier 3 - 2QU CoRE ¦ 1QU LoRE | Red Flag Warning - Catastrophic Fires | equipment / facility failure | insulator and brushing damage or failure | 0.00056283
HFTD - Distribution - Tier 3 - 2QU CoRE ¦ 1QU LoRE | Red Flag Warning - Catastrophic Fires | equipment / facility failure | lightning arrestor damage or failure | 2.7335e-06
HFTD - Distribution - Tier 3 - 2QU CoRE ¦ 1QU LoRE | Red Flag Warning - Catastrophic Fires | equipment / facility failure | other equipment / facility failure | 0.00062294
HFTD - Distribution - Tier 3 - 2QU CoRE ¦ 1QU LoRE | Red Flag Warning - Catastrophic Fires | equipment / facility failure | pole damage or failure | 0.00029034
HFTD - Distribution - Tier 3 - 2QU CoRE ¦ 1QU LoRE | Red Flag Warning - Catastrophic Fires | equipment / facility failure | recloser damage or failure | 0
HFTD - Distribution - Tier 3 - 2QU CoRE ¦ 1QU LoRE | Red Flag Warning - Catastrophic Fires | equipment / facility failure | sectionalizer damage or failure | 0
HFTD - Distribution - Tier 3 - 2QU CoRE ¦ 1QU LoRE | Red Flag Warning - Catastrophic Fires | equipment / facility failure | switch damage or failure | 0
HFTD - Distribution - Tier 3 - 2QU CoRE ¦ 1QU LoRE | Red Flag Warning - Catastrophic Fires | equipment / facility failure | transformer damage or failure | 0.00027922
HFTD - Distribution - Tier 3 - 2QU CoRE ¦ 1QU LoRE | Red Flag Warning - Catastrophic Fires | equipment / facility failure | voltage regulator / booster damage or failure | 2.0058e-05
HFTD - Distribution - Tier 3 - 2QU CoRE ¦ 1QU LoRE | Red Flag Warning - Catastrophic Fires | other | all other | 0
HFTD - Distribution - Tier 3 - 2QU CoRE ¦ 1QU LoRE | Red Flag Warning - Catastrophic Fires | unknown | unknown | 0
HFTD - Distribution - Tier 3 - 2QU CoRE ¦ 1QU LoRE | Red Flag Warning - Catastrophic Fires | utility work / operation | utility work / operation | 0
HFTD - Distribution - Tier 3 - 2QU CoRE ¦ 1QU LoRE | Red Flag Warning - Catastrophic Fires | vandalism / theft | vandalism / theft | 0
HFTD - Distribution - Tier 3 - 2QU CoRE ¦ 1QU LoRE | Red Flag Warning - Catastrophic Fires | vegetation contact | branch (not overhanging, 4-12ft) | 0.0002516
HFTD - Distribution - Tier 3 - 2QU CoRE ¦ 1QU LoRE | Red Flag Warning - Catastrophic Fires | vegetation contact | branch (not overhanging, > 12ft) | 0.0004074
HFTD - Distribution - Tier 3 - 2QU CoRE ¦ 1QU LoRE | Red Flag Warning - Catastrophic Fires | vegetation contact | branch (not overhanging, distance unknown) | 0.0019691
HFTD - Distribution - Tier 3 - 2QU CoRE ¦ 1QU LoRE | Red Flag Warning - Catastrophic Fires | vegetation contact | branch (not overhanging, within 4ft) | 5.8607e-05
HFTD - Distribution - Tier 3 - 2QU CoRE ¦ 1QU LoRE | Red Flag Warning - Catastrophic Fires | vegetation contact | branch (overhanging) | 0.0034578
HFTD - Distribution - Tier 3 - 2QU CoRE ¦ 1QU LoRE | Red Flag Warning - Catastrophic Fires | vegetation contact | dead | 0.0014938
HFTD - Distribution - Tier 3 - 2QU CoRE ¦ 1QU LoRE | Red Flag Warning - Catastrophic Fires | vegetation contact | fell into (moderate-severe defect) | 0.001227
HFTD - Distribution - Tier 3 - 2QU CoRE ¦ 1QU LoRE | Red Flag Warning - Catastrophic Fires | vegetation contact | fell into (no defect) | 0.0050246
HFTD - Distribution - Tier 3 - 2QU CoRE ¦ 1QU LoRE | Red Flag Warning - Catastrophic Fires | vegetation contact | fell into (slight defect) | 0.0013225
HFTD - Distribution - Tier 3 - 2QU CoRE ¦ 1QU LoRE | Red Flag Warning - Catastrophic Fires | vegetation contact | grow into | 0.00013921
HFTD - Distribution - Tier 3 - 2QU CoRE ¦ 1QU LoRE | Red Flag Warning - Catastrophic Fires | vegetation contact | other/unknown | 0.00679
HFTD - Distribution - Tier 3 - 2QU CoRE ¦ 1QU LoRE | Red Flag Warning - Catastrophic Fires | wire-to-wire contact | wire-to-wire contact / contamination | 0
HFTD - Distribution - Tier 3 - 2QU CoRE ¦ 1QU LoRE | Red Flag Warning - Destructive Fires | contact from object | animal contact | 0
HFTD - Distribution - Tier 3 - 2QU CoRE ¦ 1QU LoRE | Red Flag Warning - Destructive Fires | contact from object | balloon contact | 0
HFTD - Distribution - Tier 3 - 2QU CoRE ¦ 1QU LoRE | Red Flag Warning - Destructive Fires | contact from object | other contact from object | 0
HFTD - Distribution - Tier 3 - 2QU CoRE ¦ 1QU LoRE | Red Flag Warning - Destructive Fires | contact from object | vehicle contact | 0
HFTD - Distribution - Tier 3 - 2QU CoRE ¦ 1QU LoRE | Red Flag Warning - Destructive Fires | contamination | contamination | 0
HFTD - Distribution - Tier 3 - 2QU CoRE ¦ 1QU LoRE | Red Flag Warning - Destructive Fires | equipment / facility failure | anchor / guy damage or failure | 4.5281e-06
HFTD - Distribution - Tier 3 - 2QU CoRE ¦ 1QU LoRE | Red Flag Warning - Destructive Fires | equipment / facility failure | capacitor bank damage or failure | 9.0597e-06
HFTD - Distribution - Tier 3 - 2QU CoRE ¦ 1QU LoRE | Red Flag Warning - Destructive Fires | equipment / facility failure | conductor damage or failure | 0.00053513
HFTD - Distribution - Tier 3 - 2QU CoRE ¦ 1QU LoRE | Red Flag Warning - Destructive Fires | equipment / facility failure | connection device damage or failure | 3.4348e-05
HFTD - Distribution - Tier 3 - 2QU CoRE ¦ 1QU LoRE | Red Flag Warning - Destructive Fires | equipment / facility failure | crossarm damage or failure | 6.6725e-05
HFTD - Distribution - Tier 3 - 2QU CoRE ¦ 1QU LoRE | Red Flag Warning - Destructive Fires | equipment / facility failure | fuse damage or failure | 0.00010549
HFTD - Distribution - Tier 3 - 2QU CoRE ¦ 1QU LoRE | Red Flag Warning - Destructive Fires | equipment / facility failure | insulator and brushing damage or failure | 9.548e-05
HFTD - Distribution - Tier 3 - 2QU CoRE ¦ 1QU LoRE | Red Flag Warning - Destructive Fires | equipment / facility failure | lightning arrestor damage or failure | 4.6972e-07
HFTD - Distribution - Tier 3 - 2QU CoRE ¦ 1QU LoRE | Red Flag Warning - Destructive Fires | equipment / facility failure | other equipment / facility failure | 0.00010712
HFTD - Distribution - Tier 3 - 2QU CoRE ¦ 1QU LoRE | Red Flag Warning - Destructive Fires | equipment / facility failure | pole damage or failure | 4.829e-05
HFTD - Distribution - Tier 3 - 2QU CoRE ¦ 1QU LoRE | Red Flag Warning - Destructive Fires | equipment / facility failure | recloser damage or failure | 0
HFTD - Distribution - Tier 3 - 2QU CoRE ¦ 1QU LoRE | Red Flag Warning - Destructive Fires | equipment / facility failure | sectionalizer damage or failure | 0
HFTD - Distribution - Tier 3 - 2QU CoRE ¦ 1QU LoRE | Red Flag Warning - Destructive Fires | equipment / facility failure | switch damage or failure | 0
HFTD - Distribution - Tier 3 - 2QU CoRE ¦ 1QU LoRE | Red Flag Warning - Destructive Fires | equipment / facility failure | transformer damage or failure | 4.6906e-05
HFTD - Distribution - Tier 3 - 2QU CoRE ¦ 1QU LoRE | Red Flag Warning - Destructive Fires | equipment / facility failure | voltage regulator / booster damage or failure | 3.33e-06
HFTD - Distribution - Tier 3 - 2QU CoRE ¦ 1QU LoRE | Red Flag Warning - Destructive Fires | other | all other | 0
HFTD - Distribution - Tier 3 - 2QU CoRE ¦ 1QU LoRE | Red Flag Warning - Destructive Fires | unknown | unknown | 0
HFTD - Distribution - Tier 3 - 2QU CoRE ¦ 1QU LoRE | Red Flag Warning - Destructive Fires | utility work / operation | utility work / operation | 0
HFTD - Distribution - Tier 3 - 2QU CoRE ¦ 1QU LoRE | Red Flag Warning - Destructive Fires | vandalism / theft | vandalism / theft | 0
HFTD - Distribution - Tier 3 - 2QU CoRE ¦ 1QU LoRE | Red Flag Warning - Destructive Fires | vegetation contact | branch (not overhanging, 4-12ft) | 3.0408e-05
HFTD - Distribution - Tier 3 - 2QU CoRE ¦ 1QU LoRE | Red Flag Warning - Destructive Fires | vegetation contact | branch (not overhanging, > 12ft) | 4.9201e-05
HFTD - Distribution - Tier 3 - 2QU CoRE ¦ 1QU LoRE | Red Flag Warning - Destructive Fires | vegetation contact | branch (not overhanging, distance unknown) | 0.0002378
HFTD - Distribution - Tier 3 - 2QU CoRE ¦ 1QU LoRE | Red Flag Warning - Destructive Fires | vegetation contact | branch (not overhanging, within 4ft) | 7.0886e-06
HFTD - Distribution - Tier 3 - 2QU CoRE ¦ 1QU LoRE | Red Flag Warning - Destructive Fires | vegetation contact | branch (overhanging) | 0.00041823
HFTD - Distribution - Tier 3 - 2QU CoRE ¦ 1QU LoRE | Red Flag Warning - Destructive Fires | vegetation contact | dead | 0.0001804
HFTD - Distribution - Tier 3 - 2QU CoRE ¦ 1QU LoRE | Red Flag Warning - Destructive Fires | vegetation contact | fell into (moderate-severe defect) | 0.00014818
HFTD - Distribution - Tier 3 - 2QU CoRE ¦ 1QU LoRE | Red Flag Warning - Destructive Fires | vegetation contact | fell into (no defect) | 0.00060681
HFTD - Distribution - Tier 3 - 2QU CoRE ¦ 1QU LoRE | Red Flag Warning - Destructive Fires | vegetation contact | fell into (slight defect) | 0.00015971
HFTD - Distribution - Tier 3 - 2QU CoRE ¦ 1QU LoRE | Red Flag Warning - Destructive Fires | vegetation contact | grow into | 1.6812e-05
HFTD - Distribution - Tier 3 - 2QU CoRE ¦ 1QU LoRE | Red Flag Warning - Destructive Fires | vegetation contact | other/unknown | 0.00082002
HFTD - Distribution - Tier 3 - 2QU CoRE ¦ 1QU LoRE | Red Flag Warning - Destructive Fires | wire-to-wire contact | wire-to-wire contact / contamination | 0
HFTD - Distribution - Tier 3 - 2QU CoRE ¦ 1QU LoRE | Red Flag Warning - Large Fires | contact from object | animal contact | 0
HFTD - Distribution - Tier 3 - 2QU CoRE ¦ 1QU LoRE | Red Flag Warning - Large Fires | contact from object | balloon contact | 0
HFTD - Distribution - Tier 3 - 2QU CoRE ¦ 1QU LoRE | Red Flag Warning - Large Fires | contact from object | other contact from object | 0
HFTD - Distribution - Tier 3 - 2QU CoRE ¦ 1QU LoRE | Red Flag Warning - Large Fires | contact from object | vehicle contact | 0
HFTD - Distribution - Tier 3 - 2QU CoRE ¦ 1QU LoRE | Red Flag Warning - Large Fires | contamination | contamination | 0
HFTD - Distribution - Tier 3 - 2QU CoRE ¦ 1QU LoRE | Red Flag Warning - Large Fires | equipment / facility failure | anchor / guy damage or failure | 2.2528e-05
HFTD - Distribution - Tier 3 - 2QU CoRE ¦ 1QU LoRE | Red Flag Warning - Large Fires | equipment / facility failure | capacitor bank damage or failure | 4.6949e-05
HFTD - Distribution - Tier 3 - 2QU CoRE ¦ 1QU LoRE | Red Flag Warning - Large Fires | equipment / facility failure | conductor damage or failure | 0.0021693
HFTD - Distribution - Tier 3 - 2QU CoRE ¦ 1QU LoRE | Red Flag Warning - Large Fires | equipment / facility failure | connection device damage or failure | 0.000174
HFTD - Distribution - Tier 3 - 2QU CoRE ¦ 1QU LoRE | Red Flag Warning - Large Fires | equipment / facility failure | crossarm damage or failure | 0.00036622
HFTD - Distribution - Tier 3 - 2QU CoRE ¦ 1QU LoRE | Red Flag Warning - Large Fires | equipment / facility failure | fuse damage or failure | 0.00047252
HFTD - Distribution - Tier 3 - 2QU CoRE ¦ 1QU LoRE | Red Flag Warning - Large Fires | equipment / facility failure | insulator and brushing damage or failure | 0.00046003
HFTD - Distribution - Tier 3 - 2QU CoRE ¦ 1QU LoRE | Red Flag Warning - Large Fires | equipment / facility failure | lightning arrestor damage or failure | 1.1337e-06
HFTD - Distribution - Tier 3 - 2QU CoRE ¦ 1QU LoRE | Red Flag Warning - Large Fires | equipment / facility failure | other equipment / facility failure | 0.00049471
HFTD - Distribution - Tier 3 - 2QU CoRE ¦ 1QU LoRE | Red Flag Warning - Large Fires | equipment / facility failure | pole damage or failure | 0.00017293
HFTD - Distribution - Tier 3 - 2QU CoRE ¦ 1QU LoRE | Red Flag Warning - Large Fires | equipment / facility failure | recloser damage or failure | 0
HFTD - Distribution - Tier 3 - 2QU CoRE ¦ 1QU LoRE | Red Flag Warning - Large Fires | equipment / facility failure | sectionalizer damage or failure | 0
HFTD - Distribution - Tier 3 - 2QU CoRE ¦ 1QU LoRE | Red Flag Warning - Large Fires | equipment / facility failure | switch damage or failure | 0
HFTD - Distribution - Tier 3 - 2QU CoRE ¦ 1QU LoRE | Red Flag Warning - Large Fires | equipment / facility failure | transformer damage or failure | 0.00018378
HFTD - Distribution - Tier 3 - 2QU CoRE ¦ 1QU LoRE | Red Flag Warning - Large Fires | equipment / facility failure | voltage regulator / booster damage or failure | 1.6257e-05
HFTD - Distribution - Tier 3 - 2QU CoRE ¦ 1QU LoRE | Red Flag Warning - Large Fires | other | all other | 0
HFTD - Distribution - Tier 3 - 2QU CoRE ¦ 1QU LoRE | Red Flag Warning - Large Fires | unknown | unknown | 0
HFTD - Distribution - Tier 3 - 2QU CoRE ¦ 1QU LoRE | Red Flag Warning - Large Fires | utility work / operation | utility work / operation | 0
HFTD - Distribution - Tier 3 - 2QU CoRE ¦ 1QU LoRE | Red Flag Warning - Large Fires | vandalism / theft | vandalism / theft | 0
HFTD - Distribution - Tier 3 - 2QU CoRE ¦ 1QU LoRE | Red Flag Warning - Large Fires | vegetation contact | branch (not overhanging, 4-12ft) | 0.00017028
HFTD - Distribution - Tier 3 - 2QU CoRE ¦ 1QU LoRE | Red Flag Warning - Large Fires | vegetation contact | branch (not overhanging, > 12ft) | 0.00026733
HFTD - Distribution - Tier 3 - 2QU CoRE ¦ 1QU LoRE | Red Flag Warning - Large Fires | vegetation contact | branch (not overhanging, distance unknown) | 0.0012921
HFTD - Distribution - Tier 3 - 2QU CoRE ¦ 1QU LoRE | Red Flag Warning - Large Fires | vegetation contact | branch (not overhanging, within 4ft) | 4.09e-05
HFTD - Distribution - Tier 3 - 2QU CoRE ¦ 1QU LoRE | Red Flag Warning - Large Fires | vegetation contact | branch (overhanging) | 0.0024131
HFTD - Distribution - Tier 3 - 2QU CoRE ¦ 1QU LoRE | Red Flag Warning - Large Fires | vegetation contact | dead | 0.00098021
HFTD - Distribution - Tier 3 - 2QU CoRE ¦ 1QU LoRE | Red Flag Warning - Large Fires | vegetation contact | fell into (moderate-severe defect) | 0.00080513
HFTD - Distribution - Tier 3 - 2QU CoRE ¦ 1QU LoRE | Red Flag Warning - Large Fires | vegetation contact | fell into (no defect) | 0.0032971
HFTD - Distribution - Tier 3 - 2QU CoRE ¦ 1QU LoRE | Red Flag Warning - Large Fires | vegetation contact | fell into (slight defect) | 0.0008678
HFTD - Distribution - Tier 3 - 2QU CoRE ¦ 1QU LoRE | Red Flag Warning - Large Fires | vegetation contact | grow into | 9.1347e-05
HFTD - Distribution - Tier 3 - 2QU CoRE ¦ 1QU LoRE | Red Flag Warning - Large Fires | vegetation contact | other/unknown | 0.0044555
HFTD - Distribution - Tier 3 - 2QU CoRE ¦ 1QU LoRE | Red Flag Warning - Large Fires | wire-to-wire contact | wire-to-wire contact / contamination | 0
HFTD - Distribution - Tier 3 - 2QU CoRE ¦ 1QU LoRE | Red Flag Warning - Small Fires | contact from object | animal contact | 0.0013831
HFTD - Distribution - Tier 3 - 2QU CoRE ¦ 1QU LoRE | Red Flag Warning - Small Fires | contact from object | balloon contact | 0.00018575
HFTD - Distribution - Tier 3 - 2QU CoRE ¦ 1QU LoRE | Red Flag Warning - Small Fires | contact from object | other contact from object | 0.0012807
HFTD - Distribution - Tier 3 - 2QU CoRE ¦ 1QU LoRE | Red Flag Warning - Small Fires | contact from object | vehicle contact | 0.0032452
HFTD - Distribution - Tier 3 - 2QU CoRE ¦ 1QU LoRE | Red Flag Warning - Small Fires | contamination | contamination | 4.0664e-05
HFTD - Distribution - Tier 3 - 2QU CoRE ¦ 1QU LoRE | Red Flag Warning - Small Fires | equipment / facility failure | anchor / guy damage or failure | 0.00015322
HFTD - Distribution - Tier 3 - 2QU CoRE ¦ 1QU LoRE | Red Flag Warning - Small Fires | equipment / facility failure | capacitor bank damage or failure | 0.00026967
HFTD - Distribution - Tier 3 - 2QU CoRE ¦ 1QU LoRE | Red Flag Warning - Small Fires | equipment / facility failure | conductor damage or failure | 0.011959
HFTD - Distribution - Tier 3 - 2QU CoRE ¦ 1QU LoRE | Red Flag Warning - Small Fires | equipment / facility failure | connection device damage or failure | 0.0010356
HFTD - Distribution - Tier 3 - 2QU CoRE ¦ 1QU LoRE | Red Flag Warning - Small Fires | equipment / facility failure | crossarm damage or failure | 0.0021158
HFTD - Distribution - Tier 3 - 2QU CoRE ¦ 1QU LoRE | Red Flag Warning - Small Fires | equipment / facility failure | fuse damage or failure | 0.0030234
HFTD - Distribution - Tier 3 - 2QU CoRE ¦ 1QU LoRE | Red Flag Warning - Small Fires | equipment / facility failure | insulator and brushing damage or failure | 0.0030739
HFTD - Distribution - Tier 3 - 2QU CoRE ¦ 1QU LoRE | Red Flag Warning - Small Fires | equipment / facility failure | lightning arrestor damage or failure | 1.5462e-05
HFTD - Distribution - Tier 3 - 2QU CoRE ¦ 1QU LoRE | Red Flag Warning - Small Fires | equipment / facility failure | other equipment / facility failure | 0.0032282
HFTD - Distribution - Tier 3 - 2QU CoRE ¦ 1QU LoRE | Red Flag Warning - Small Fires | equipment / facility failure | pole damage or failure | 0.0013624
HFTD - Distribution - Tier 3 - 2QU CoRE ¦ 1QU LoRE | Red Flag Warning - Small Fires | equipment / facility failure | recloser damage or failure | 0
HFTD - Distribution - Tier 3 - 2QU CoRE ¦ 1QU LoRE | Red Flag Warning - Small Fires | equipment / facility failure | sectionalizer damage or failure | 0
HFTD - Distribution - Tier 3 - 2QU CoRE ¦ 1QU LoRE | Red Flag Warning - Small Fires | equipment / facility failure | switch damage or failure | 0
HFTD - Distribution - Tier 3 - 2QU CoRE ¦ 1QU LoRE | Red Flag Warning - Small Fires | equipment / facility failure | transformer damage or failure | 0.0013188
HFTD - Distribution - Tier 3 - 2QU CoRE ¦ 1QU LoRE | Red Flag Warning - Small Fires | equipment / facility failure | voltage regulator / booster damage or failure | 9.3884e-05
HFTD - Distribution - Tier 3 - 2QU CoRE ¦ 1QU LoRE | Red Flag Warning - Small Fires | other | all other | 0.0007661
HFTD - Distribution - Tier 3 - 2QU CoRE ¦ 1QU LoRE | Red Flag Warning - Small Fires | unknown | unknown | 0.0015641
HFTD - Distribution - Tier 3 - 2QU CoRE ¦ 1QU LoRE | Red Flag Warning - Small Fires | utility work / operation | utility work / operation | 0.00023696
HFTD - Distribution - Tier 3 - 2QU CoRE ¦ 1QU LoRE | Red Flag Warning - Small Fires | vandalism / theft | vandalism / theft | 2.8501e-09
HFTD - Distribution - Tier 3 - 2QU CoRE ¦ 1QU LoRE | Red Flag Warning - Small Fires | vegetation contact | branch (not overhanging, 4-12ft) | 0.0026122
HFTD - Distribution - Tier 3 - 2QU CoRE ¦ 1QU LoRE | Red Flag Warning - Small Fires | vegetation contact | branch (not overhanging, > 12ft) | 0.0041631
HFTD - Distribution - Tier 3 - 2QU CoRE ¦ 1QU LoRE | Red Flag Warning - Small Fires | vegetation contact | branch (not overhanging, distance unknown) | 0.020122
HFTD - Distribution - Tier 3 - 2QU CoRE ¦ 1QU LoRE | Red Flag Warning - Small Fires | vegetation contact | branch (not overhanging, within 4ft) | 0.00061832
HFTD - Distribution - Tier 3 - 2QU CoRE ¦ 1QU LoRE | Red Flag Warning - Small Fires | vegetation contact | branch (overhanging) | 0.036481
HFTD - Distribution - Tier 3 - 2QU CoRE ¦ 1QU LoRE | Red Flag Warning - Small Fires | vegetation contact | dead | 0.015265
HFTD - Distribution - Tier 3 - 2QU CoRE ¦ 1QU LoRE | Red Flag Warning - Small Fires | vegetation contact | fell into (moderate-severe defect) | 0.012538
HFTD - Distribution - Tier 3 - 2QU CoRE ¦ 1QU LoRE | Red Flag Warning - Small Fires | vegetation contact | fell into (no defect) | 0.051345
HFTD - Distribution - Tier 3 - 2QU CoRE ¦ 1QU LoRE | Red Flag Warning - Small Fires | vegetation contact | fell into (slight defect) | 0.013514
HFTD - Distribution - Tier 3 - 2QU CoRE ¦ 1QU LoRE | Red Flag Warning - Small Fires | vegetation contact | grow into | 0.0014225
HFTD - Distribution - Tier 3 - 2QU CoRE ¦ 1QU LoRE | Red Flag Warning - Small Fires | vegetation contact | other/unknown | 0.069385
HFTD - Distribution - Tier 3 - 2QU CoRE ¦ 1QU LoRE | Red Flag Warning - Small Fires | wire-to-wire contact | wire-to-wire contact / contamination | 0.0015501
HFTD - Distribution - Tier 3 - 2QU CoRE ¦ 2QU LoRE | Seismic - Non-Red Flag Warning - Catastrophic Fires | cc - seismic scenario | seismic scenario | 2.1714e-08
HFTD - Distribution - Tier 3 - 2QU CoRE ¦ 2QU LoRE | Non-Red Flag Warning - Catastrophic Fires | contact from object | animal contact | 0.00010138
HFTD - Distribution - Tier 3 - 2QU CoRE ¦ 2QU LoRE | Non-Red Flag Warning - Catastrophic Fires | contact from object | balloon contact | 1.1009e-05
HFTD - Distribution - Tier 3 - 2QU CoRE ¦ 2QU LoRE | Non-Red Flag Warning - Catastrophic Fires | contact from object | other contact from object | 6.8767e-05
HFTD - Distribution - Tier 3 - 2QU CoRE ¦ 2QU LoRE | Non-Red Flag Warning - Catastrophic Fires | contact from object | vehicle contact | 0.00015525
HFTD - Distribution - Tier 3 - 2QU CoRE ¦ 2QU LoRE | Non-Red Flag Warning - Catastrophic Fires | contamination | contamination | 8.6792e-06
HFTD - Distribution - Tier 3 - 2QU CoRE ¦ 2QU LoRE | Non-Red Flag Warning - Catastrophic Fires | equipment / facility failure | anchor / guy damage or failure | 8.1182e-08
HFTD - Distribution - Tier 3 - 2QU CoRE ¦ 2QU LoRE | Non-Red Flag Warning - Catastrophic Fires | equipment / facility failure | capacitor bank damage or failure | 8.2721e-07
HFTD - Distribution - Tier 3 - 2QU CoRE ¦ 2QU LoRE | Non-Red Flag Warning - Catastrophic Fires | equipment / facility failure | conductor damage or failure | 1.6003e-06
HFTD - Distribution - Tier 3 - 2QU CoRE ¦ 2QU LoRE | Non-Red Flag Warning - Catastrophic Fires | equipment / facility failure | connection device damage or failure | 2.5837e-07
HFTD - Distribution - Tier 3 - 2QU CoRE ¦ 2QU LoRE | Non-Red Flag Warning - Catastrophic Fires | equipment / facility failure | crossarm damage or failure | 7.0595e-07
HFTD - Distribution - Tier 3 - 2QU CoRE ¦ 2QU LoRE | Non-Red Flag Warning - Catastrophic Fires | equipment / facility failure | fuse damage or failure | 1.0514e-06
HFTD - Distribution - Tier 3 - 2QU CoRE ¦ 2QU LoRE | Non-Red Flag Warning - Catastrophic Fires | equipment / facility failure | insulator and brushing damage or failure | 6.1211e-07
HFTD - Distribution - Tier 3 - 2QU CoRE ¦ 2QU LoRE | Non-Red Flag Warning - Catastrophic Fires | equipment / facility failure | lightning arrestor damage or failure | 1.3588e-07
HFTD - Distribution - Tier 3 - 2QU CoRE ¦ 2QU LoRE | Non-Red Flag Warning - Catastrophic Fires | equipment / facility failure | other equipment / facility failure | 4.9177e-06
HFTD - Distribution - Tier 3 - 2QU CoRE ¦ 2QU LoRE | Non-Red Flag Warning - Catastrophic Fires | equipment / facility failure | pole damage or failure | 2.2912e-06
HFTD - Distribution - Tier 3 - 2QU CoRE ¦ 2QU LoRE | Non-Red Flag Warning - Catastrophic Fires | equipment / facility failure | recloser damage or failure | 0
HFTD - Distribution - Tier 3 - 2QU CoRE ¦ 2QU LoRE | Non-Red Flag Warning - Catastrophic Fires | equipment / facility failure | sectionalizer damage or failure | 0
HFTD - Distribution - Tier 3 - 2QU CoRE ¦ 2QU LoRE | Non-Red Flag Warning - Catastrophic Fires | equipment / facility failure | switch damage or failure | 0
HFTD - Distribution - Tier 3 - 2QU CoRE ¦ 2QU LoRE | Non-Red Flag Warning - Catastrophic Fires | equipment / facility failure | transformer damage or failure | 2.9246e-06
HFTD - Distribution - Tier 3 - 2QU CoRE ¦ 2QU LoRE | Non-Red Flag Warning - Catastrophic Fires | equipment / facility failure | voltage regulator / booster damage or failure | 8.4298e-07
HFTD - Distribution - Tier 3 - 2QU CoRE ¦ 2QU LoRE | Non-Red Flag Warning - Catastrophic Fires | other | all other | 2.5018e-05
HFTD - Distribution - Tier 3 - 2QU CoRE ¦ 2QU LoRE | Non-Red Flag Warning - Catastrophic Fires | unknown | unknown | 3.9244e-05
HFTD - Distribution - Tier 3 - 2QU CoRE ¦ 2QU LoRE | Non-Red Flag Warning - Catastrophic Fires | utility work / operation | utility work / operation | 8.7829e-06
HFTD - Distribution - Tier 3 - 2QU CoRE ¦ 2QU LoRE | Non-Red Flag Warning - Catastrophic Fires | vandalism / theft | vandalism / theft | 1.4843e-08
HFTD - Distribution - Tier 3 - 2QU CoRE ¦ 2QU LoRE | Non-Red Flag Warning - Catastrophic Fires | vegetation contact | branch (not overhanging, 4-12ft) | 1.5037e-06
HFTD - Distribution - Tier 3 - 2QU CoRE ¦ 2QU LoRE | Non-Red Flag Warning - Catastrophic Fires | vegetation contact | branch (not overhanging, > 12ft) | 3.8049e-06
HFTD - Distribution - Tier 3 - 2QU CoRE ¦ 2QU LoRE | Non-Red Flag Warning - Catastrophic Fires | vegetation contact | branch (not overhanging, distance unknown) | 1.2989e-05
HFTD - Distribution - Tier 3 - 2QU CoRE ¦ 2QU LoRE | Non-Red Flag Warning - Catastrophic Fires | vegetation contact | branch (not overhanging, within 4ft) | 6.047e-07
HFTD - Distribution - Tier 3 - 2QU CoRE ¦ 2QU LoRE | Non-Red Flag Warning - Catastrophic Fires | vegetation contact | branch (overhanging) | 2.6909e-05
HFTD - Distribution - Tier 3 - 2QU CoRE ¦ 2QU LoRE | Non-Red Flag Warning - Catastrophic Fires | vegetation contact | dead | 1.3819e-05
HFTD - Distribution - Tier 3 - 2QU CoRE ¦ 2QU LoRE | Non-Red Flag Warning - Catastrophic Fires | vegetation contact | fell into (moderate-severe defect) | 1.5806e-05
HFTD - Distribution - Tier 3 - 2QU CoRE ¦ 2QU LoRE | Non-Red Flag Warning - Catastrophic Fires | vegetation contact | fell into (no defect) | 9.31e-05
HFTD - Distribution - Tier 3 - 2QU CoRE ¦ 2QU LoRE | Non-Red Flag Warning - Catastrophic Fires | vegetation contact | fell into (slight defect) | 1.9539e-05
HFTD - Distribution - Tier 3 - 2QU CoRE ¦ 2QU LoRE | Non-Red Flag Warning - Catastrophic Fires | vegetation contact | grow into | 1.6913e-06
HFTD - Distribution - Tier 3 - 2QU CoRE ¦ 2QU LoRE | Non-Red Flag Warning - Catastrophic Fires | vegetation contact | other/unknown | 8.0198e-05
HFTD - Distribution - Tier 3 - 2QU CoRE ¦ 2QU LoRE | Non-Red Flag Warning - Catastrophic Fires | wire-to-wire contact | wire-to-wire contact / contamination | 4.0912e-05
HFTD - Distribution - Tier 3 - 2QU CoRE ¦ 2QU LoRE | Non-Red Flag Warning - Destructive Fires | contact from object | animal contact | 6.1916e-05
HFTD - Distribution - Tier 3 - 2QU CoRE ¦ 2QU LoRE | Non-Red Flag Warning - Destructive Fires | contact from object | balloon contact | 6.481e-06
HFTD - Distribution - Tier 3 - 2QU CoRE ¦ 2QU LoRE | Non-Red Flag Warning - Destructive Fires | contact from object | other contact from object | 4.1749e-05
HFTD - Distribution - Tier 3 - 2QU CoRE ¦ 2QU LoRE | Non-Red Flag Warning - Destructive Fires | contact from object | vehicle contact | 9.214e-05
HFTD - Distribution - Tier 3 - 2QU CoRE ¦ 2QU LoRE | Non-Red Flag Warning - Destructive Fires | contamination | contamination | 5.1763e-06
HFTD - Distribution - Tier 3 - 2QU CoRE ¦ 2QU LoRE | Non-Red Flag Warning - Destructive Fires | equipment / facility failure | anchor / guy damage or failure | 2.8537e-07
HFTD - Distribution - Tier 3 - 2QU CoRE ¦ 2QU LoRE | Non-Red Flag Warning - Destructive Fires | equipment / facility failure | capacitor bank damage or failure | 2.649e-06
HFTD - Distribution - Tier 3 - 2QU CoRE ¦ 2QU LoRE | Non-Red Flag Warning - Destructive Fires | equipment / facility failure | conductor damage or failure | 5.8752e-06
HFTD - Distribution - Tier 3 - 2QU CoRE ¦ 2QU LoRE | Non-Red Flag Warning - Destructive Fires | equipment / facility failure | connection device damage or failure | 1.0995e-06
HFTD - Distribution - Tier 3 - 2QU CoRE ¦ 2QU LoRE | Non-Red Flag Warning - Destructive Fires | equipment / facility failure | crossarm damage or failure | 2.3651e-06
HFTD - Distribution - Tier 3 - 2QU CoRE ¦ 2QU LoRE | Non-Red Flag Warning - Destructive Fires | equipment / facility failure | fuse damage or failure | 3.5263e-06
HFTD - Distribution - Tier 3 - 2QU CoRE ¦ 2QU LoRE | Non-Red Flag Warning - Destructive Fires | equipment / facility failure | insulator and brushing damage or failure | 2.0116e-06
HFTD - Distribution - Tier 3 - 2QU CoRE ¦ 2QU LoRE | Non-Red Flag Warning - Destructive Fires | equipment / facility failure | lightning arrestor damage or failure | 4.6036e-07
HFTD - Distribution - Tier 3 - 2QU CoRE ¦ 2QU LoRE | Non-Red Flag Warning - Destructive Fires | equipment / facility failure | other equipment / facility failure | 1.6317e-05
HFTD - Distribution - Tier 3 - 2QU CoRE ¦ 2QU LoRE | Non-Red Flag Warning - Destructive Fires | equipment / facility failure | pole damage or failure | 7.7299e-06
HFTD - Distribution - Tier 3 - 2QU CoRE ¦ 2QU LoRE | Non-Red Flag Warning - Destructive Fires | equipment / facility failure | recloser damage or failure | 0
HFTD - Distribution - Tier 3 - 2QU CoRE ¦ 2QU LoRE | Non-Red Flag Warning - Destructive Fires | equipment / facility failure | sectionalizer damage or failure | 0
HFTD - Distribution - Tier 3 - 2QU CoRE ¦ 2QU LoRE | Non-Red Flag Warning - Destructive Fires | equipment / facility failure | switch damage or failure | 0
HFTD - Distribution - Tier 3 - 2QU CoRE ¦ 2QU LoRE | Non-Red Flag Warning - Destructive Fires | equipment / facility failure | transformer damage or failure | 9.6583e-06
HFTD - Distribution - Tier 3 - 2QU CoRE ¦ 2QU LoRE | Non-Red Flag Warning - Destructive Fires | equipment / facility failure | voltage regulator / booster damage or failure | 2.7505e-06
HFTD - Distribution - Tier 3 - 2QU CoRE ¦ 2QU LoRE | Non-Red Flag Warning - Destructive Fires | other | all other | 1.5516e-05
HFTD - Distribution - Tier 3 - 2QU CoRE ¦ 2QU LoRE | Non-Red Flag Warning - Destructive Fires | unknown | unknown | 2.7195e-05
HFTD - Distribution - Tier 3 - 2QU CoRE ¦ 2QU LoRE | Non-Red Flag Warning - Destructive Fires | utility work / operation | utility work / operation | 5.5818e-06
HFTD - Distribution - Tier 3 - 2QU CoRE ¦ 2QU LoRE | Non-Red Flag Warning - Destructive Fires | vandalism / theft | vandalism / theft | 1.3276e-08
HFTD - Distribution - Tier 3 - 2QU CoRE ¦ 2QU LoRE | Non-Red Flag Warning - Destructive Fires | vegetation contact | branch (not overhanging, 4-12ft) | 3.554e-06
HFTD - Distribution - Tier 3 - 2QU CoRE ¦ 2QU LoRE | Non-Red Flag Warning - Destructive Fires | vegetation contact | branch (not overhanging, > 12ft) | 8.9989e-06
HFTD - Distribution - Tier 3 - 2QU CoRE ¦ 2QU LoRE | Non-Red Flag Warning - Destructive Fires | vegetation contact | branch (not overhanging, distance unknown) | 3.0719e-05
HFTD - Distribution - Tier 3 - 2QU CoRE ¦ 2QU LoRE | Non-Red Flag Warning - Destructive Fires | vegetation contact | branch (not overhanging, within 4ft) | 1.4282e-06
HFTD - Distribution - Tier 3 - 2QU CoRE ¦ 2QU LoRE | Non-Red Flag Warning - Destructive Fires | vegetation contact | branch (overhanging) | 6.3553e-05
HFTD - Distribution - Tier 3 - 2QU CoRE ¦ 2QU LoRE | Non-Red Flag Warning - Destructive Fires | vegetation contact | dead | 3.2682e-05
HFTD - Distribution - Tier 3 - 2QU CoRE ¦ 2QU LoRE | Non-Red Flag Warning - Destructive Fires | vegetation contact | fell into (moderate-severe defect) | 3.7381e-05
HFTD - Distribution - Tier 3 - 2QU CoRE ¦ 2QU LoRE | Non-Red Flag Warning - Destructive Fires | vegetation contact | fell into (no defect) | 0.00022019
HFTD - Distribution - Tier 3 - 2QU CoRE ¦ 2QU LoRE | Non-Red Flag Warning - Destructive Fires | vegetation contact | fell into (slight defect) | 4.6212e-05
HFTD - Distribution - Tier 3 - 2QU CoRE ¦ 2QU LoRE | Non-Red Flag Warning - Destructive Fires | vegetation contact | grow into | 3.9999e-06
HFTD - Distribution - Tier 3 - 2QU CoRE ¦ 2QU LoRE | Non-Red Flag Warning - Destructive Fires | vegetation contact | other/unknown | 0.00018967
HFTD - Distribution - Tier 3 - 2QU CoRE ¦ 2QU LoRE | Non-Red Flag Warning - Destructive Fires | wire-to-wire contact | wire-to-wire contact / contamination | 3.1269e-05
HFTD - Distribution - Tier 3 - 2QU CoRE ¦ 2QU LoRE | Non-Red Flag Warning - Large Fires | contact from object | animal contact | 0.00043918
HFTD - Distribution - Tier 3 - 2QU CoRE ¦ 2QU LoRE | Non-Red Flag Warning - Large Fires | contact from object | balloon contact | 4.787e-05
HFTD - Distribution - Tier 3 - 2QU CoRE ¦ 2QU LoRE | Non-Red Flag Warning - Large Fires | contact from object | other contact from object | 0.00027631
HFTD - Distribution - Tier 3 - 2QU CoRE ¦ 2QU LoRE | Non-Red Flag Warning - Large Fires | contact from object | vehicle contact | 0.00061971
HFTD - Distribution - Tier 3 - 2QU CoRE ¦ 2QU LoRE | Non-Red Flag Warning - Large Fires | contamination | contamination | 3.8227e-05
HFTD - Distribution - Tier 3 - 2QU CoRE ¦ 2QU LoRE | Non-Red Flag Warning - Large Fires | equipment / facility failure | anchor / guy damage or failure | 2.2785e-06
HFTD - Distribution - Tier 3 - 2QU CoRE ¦ 2QU LoRE | Non-Red Flag Warning - Large Fires | equipment / facility failure | capacitor bank damage or failure | 3.7383e-05
HFTD - Distribution - Tier 3 - 2QU CoRE ¦ 2QU LoRE | Non-Red Flag Warning - Large Fires | equipment / facility failure | conductor damage or failure | 4.9775e-05
HFTD - Distribution - Tier 3 - 2QU CoRE ¦ 2QU LoRE | Non-Red Flag Warning - Large Fires | equipment / facility failure | connection device damage or failure | 7.7943e-06
HFTD - Distribution - Tier 3 - 2QU CoRE ¦ 2QU LoRE | Non-Red Flag Warning - Large Fires | equipment / facility failure | crossarm damage or failure | 2.3146e-05
HFTD - Distribution - Tier 3 - 2QU CoRE ¦ 2QU LoRE | Non-Red Flag Warning - Large Fires | equipment / facility failure | fuse damage or failure | 3.9548e-05
HFTD - Distribution - Tier 3 - 2QU CoRE ¦ 2QU LoRE | Non-Red Flag Warning - Large Fires | equipment / facility failure | insulator and brushing damage or failure | 1.8109e-05
HFTD - Distribution - Tier 3 - 2QU CoRE ¦ 2QU LoRE | Non-Red Flag Warning - Large Fires | equipment / facility failure | lightning arrestor damage or failure | 5.9464e-06
HFTD - Distribution - Tier 3 - 2QU CoRE ¦ 2QU LoRE | Non-Red Flag Warning - Large Fires | equipment / facility failure | other equipment / facility failure | 0.00015242
HFTD - Distribution - Tier 3 - 2QU CoRE ¦ 2QU LoRE | Non-Red Flag Warning - Large Fires | equipment / facility failure | pole damage or failure | 7.3912e-05
HFTD - Distribution - Tier 3 - 2QU CoRE ¦ 2QU LoRE | Non-Red Flag Warning - Large Fires | equipment / facility failure | recloser damage or failure | 0
HFTD - Distribution - Tier 3 - 2QU CoRE ¦ 2QU LoRE | Non-Red Flag Warning - Large Fires | equipment / facility failure | sectionalizer damage or failure | 0
HFTD - Distribution - Tier 3 - 2QU CoRE ¦ 2QU LoRE | Non-Red Flag Warning - Large Fires | equipment / facility failure | switch damage or failure | 0
HFTD - Distribution - Tier 3 - 2QU CoRE ¦ 2QU LoRE | Non-Red Flag Warning - Large Fires | equipment / facility failure | transformer damage or failure | 9.397e-05
HFTD - Distribution - Tier 3 - 2QU CoRE ¦ 2QU LoRE | Non-Red Flag Warning - Large Fires | equipment / facility failure | voltage regulator / booster damage or failure | 2.6824e-05
HFTD - Distribution - Tier 3 - 2QU CoRE ¦ 2QU LoRE | Non-Red Flag Warning - Large Fires | other | all other | 0.00010613
HFTD - Distribution - Tier 3 - 2QU CoRE ¦ 2QU LoRE | Non-Red Flag Warning - Large Fires | unknown | unknown | 0.00017502
HFTD - Distribution - Tier 3 - 2QU CoRE ¦ 2QU LoRE | Non-Red Flag Warning - Large Fires | utility work / operation | utility work / operation | 3.4616e-05
HFTD - Distribution - Tier 3 - 2QU CoRE ¦ 2QU LoRE | Non-Red Flag Warning - Large Fires | vandalism / theft | vandalism / theft | 1.0325e-07
HFTD - Distribution - Tier 3 - 2QU CoRE ¦ 2QU LoRE | Non-Red Flag Warning - Large Fires | vegetation contact | branch (not overhanging, 4-12ft) | 3.0333e-05
HFTD - Distribution - Tier 3 - 2QU CoRE ¦ 2QU LoRE | Non-Red Flag Warning - Large Fires | vegetation contact | branch (not overhanging, > 12ft) | 7.7594e-05
HFTD - Distribution - Tier 3 - 2QU CoRE ¦ 2QU LoRE | Non-Red Flag Warning - Large Fires | vegetation contact | branch (not overhanging, distance unknown) | 0.00026488
HFTD - Distribution - Tier 3 - 2QU CoRE ¦ 2QU LoRE | Non-Red Flag Warning - Large Fires | vegetation contact | branch (not overhanging, within 4ft) | 1.2058e-05
HFTD - Distribution - Tier 3 - 2QU CoRE ¦ 2QU LoRE | Non-Red Flag Warning - Large Fires | vegetation contact | branch (overhanging) | 0.00053657
HFTD - Distribution - Tier 3 - 2QU CoRE ¦ 2QU LoRE | Non-Red Flag Warning - Large Fires | vegetation contact | dead | 0.00028181
HFTD - Distribution - Tier 3 - 2QU CoRE ¦ 2QU LoRE | Non-Red Flag Warning - Large Fires | vegetation contact | fell into (moderate-severe defect) | 0.00032233
HFTD - Distribution - Tier 3 - 2QU CoRE ¦ 2QU LoRE | Non-Red Flag Warning - Large Fires | vegetation contact | fell into (no defect) | 0.0018986
HFTD - Distribution - Tier 3 - 2QU CoRE ¦ 2QU LoRE | Non-Red Flag Warning - Large Fires | vegetation contact | fell into (slight defect) | 0.00039847
HFTD - Distribution - Tier 3 - 2QU CoRE ¦ 2QU LoRE | Non-Red Flag Warning - Large Fires | vegetation contact | grow into | 3.449e-05
HFTD - Distribution - Tier 3 - 2QU CoRE ¦ 2QU LoRE | Non-Red Flag Warning - Large Fires | vegetation contact | other/unknown | 0.0016355
HFTD - Distribution - Tier 3 - 2QU CoRE ¦ 2QU LoRE | Non-Red Flag Warning - Large Fires | wire-to-wire contact | wire-to-wire contact / contamination | 0.0001771
HFTD - Distribution - Tier 3 - 2QU CoRE ¦ 2QU LoRE | Non-Red Flag Warning - Small Fires | contact from object | animal contact | 0.04412
HFTD - Distribution - Tier 3 - 2QU CoRE ¦ 2QU LoRE | Non-Red Flag Warning - Small Fires | contact from object | balloon contact | 0.0053748
HFTD - Distribution - Tier 3 - 2QU CoRE ¦ 2QU LoRE | Non-Red Flag Warning - Small Fires | contact from object | other contact from object | 0.037481
HFTD - Distribution - Tier 3 - 2QU CoRE ¦ 2QU LoRE | Non-Red Flag Warning - Small Fires | contact from object | vehicle contact | 0.082681
HFTD - Distribution - Tier 3 - 2QU CoRE ¦ 2QU LoRE | Non-Red Flag Warning - Small Fires | contamination | contamination | 0.0048096
HFTD - Distribution - Tier 3 - 2QU CoRE ¦ 2QU LoRE | Non-Red Flag Warning - Small Fires | equipment / facility failure | anchor / guy damage or failure | 0.0014989
HFTD - Distribution - Tier 3 - 2QU CoRE ¦ 2QU LoRE | Non-Red Flag Warning - Small Fires | equipment / facility failure | capacitor bank damage or failure | 0.0060299
HFTD - Distribution - Tier 3 - 2QU CoRE ¦ 2QU LoRE | Non-Red Flag Warning - Small Fires | equipment / facility failure | conductor damage or failure | 0.018605
HFTD - Distribution - Tier 3 - 2QU CoRE ¦ 2QU LoRE | Non-Red Flag Warning - Small Fires | equipment / facility failure | connection device damage or failure | 0.0014322
HFTD - Distribution - Tier 3 - 2QU CoRE ¦ 2QU LoRE | Non-Red Flag Warning - Small Fires | equipment / facility failure | crossarm damage or failure | 0.0091202
HFTD - Distribution - Tier 3 - 2QU CoRE ¦ 2QU LoRE | Non-Red Flag Warning - Small Fires | equipment / facility failure | fuse damage or failure | 0.014691
HFTD - Distribution - Tier 3 - 2QU CoRE ¦ 2QU LoRE | Non-Red Flag Warning - Small Fires | equipment / facility failure | insulator and brushing damage or failure | 0.0069687
HFTD - Distribution - Tier 3 - 2QU CoRE ¦ 2QU LoRE | Non-Red Flag Warning - Small Fires | equipment / facility failure | lightning arrestor damage or failure | 0.0020963
HFTD - Distribution - Tier 3 - 2QU CoRE ¦ 2QU LoRE | Non-Red Flag Warning - Small Fires | equipment / facility failure | other equipment / facility failure | 0.060776
HFTD - Distribution - Tier 3 - 2QU CoRE ¦ 2QU LoRE | Non-Red Flag Warning - Small Fires | equipment / facility failure | pole damage or failure | 0.031591
HFTD - Distribution - Tier 3 - 2QU CoRE ¦ 2QU LoRE | Non-Red Flag Warning - Small Fires | equipment / facility failure | recloser damage or failure | 0
HFTD - Distribution - Tier 3 - 2QU CoRE ¦ 2QU LoRE | Non-Red Flag Warning - Small Fires | equipment / facility failure | sectionalizer damage or failure | 0
HFTD - Distribution - Tier 3 - 2QU CoRE ¦ 2QU LoRE | Non-Red Flag Warning - Small Fires | equipment / facility failure | switch damage or failure | 0
HFTD - Distribution - Tier 3 - 2QU CoRE ¦ 2QU LoRE | Non-Red Flag Warning - Small Fires | equipment / facility failure | transformer damage or failure | 0.035613
HFTD - Distribution - Tier 3 - 2QU CoRE ¦ 2QU LoRE | Non-Red Flag Warning - Small Fires | equipment / facility failure | voltage regulator / booster damage or failure | 0.0096553
HFTD - Distribution - Tier 3 - 2QU CoRE ¦ 2QU LoRE | Non-Red Flag Warning - Small Fires | other | all other | 0.0097506
HFTD - Distribution - Tier 3 - 2QU CoRE ¦ 2QU LoRE | Non-Red Flag Warning - Small Fires | unknown | unknown | 0.017173
HFTD - Distribution - Tier 3 - 2QU CoRE ¦ 2QU LoRE | Non-Red Flag Warning - Small Fires | utility work / operation | utility work / operation | 0.0039897
HFTD - Distribution - Tier 3 - 2QU CoRE ¦ 2QU LoRE | Non-Red Flag Warning - Small Fires | vandalism / theft | vandalism / theft | 3.1617e-06
HFTD - Distribution - Tier 3 - 2QU CoRE ¦ 2QU LoRE | Non-Red Flag Warning - Small Fires | vegetation contact | branch (not overhanging, 4-12ft) | 0.0060896
HFTD - Distribution - Tier 3 - 2QU CoRE ¦ 2QU LoRE | Non-Red Flag Warning - Small Fires | vegetation contact | branch (not overhanging, > 12ft) | 0.015481
HFTD - Distribution - Tier 3 - 2QU CoRE ¦ 2QU LoRE | Non-Red Flag Warning - Small Fires | vegetation contact | branch (not overhanging, distance unknown) | 0.052847
HFTD - Distribution - Tier 3 - 2QU CoRE ¦ 2QU LoRE | Non-Red Flag Warning - Small Fires | vegetation contact | branch (not overhanging, within 4ft) | 0.0024368
HFTD - Distribution - Tier 3 - 2QU CoRE ¦ 2QU LoRE | Non-Red Flag Warning - Small Fires | vegetation contact | branch (overhanging) | 0.10844
HFTD - Distribution - Tier 3 - 2QU CoRE ¦ 2QU LoRE | Non-Red Flag Warning - Small Fires | vegetation contact | dead | 0.056225
HFTD - Distribution - Tier 3 - 2QU CoRE ¦ 2QU LoRE | Non-Red Flag Warning - Small Fires | vegetation contact | fell into (moderate-severe defect) | 0.064309
HFTD - Distribution - Tier 3 - 2QU CoRE ¦ 2QU LoRE | Non-Red Flag Warning - Small Fires | vegetation contact | fell into (no defect) | 0.3788
HFTD - Distribution - Tier 3 - 2QU CoRE ¦ 2QU LoRE | Non-Red Flag Warning - Small Fires | vegetation contact | fell into (slight defect) | 0.079501
HFTD - Distribution - Tier 3 - 2QU CoRE ¦ 2QU LoRE | Non-Red Flag Warning - Small Fires | vegetation contact | grow into | 0.0068813
HFTD - Distribution - Tier 3 - 2QU CoRE ¦ 2QU LoRE | Non-Red Flag Warning - Small Fires | vegetation contact | other/unknown | 0.3263
HFTD - Distribution - Tier 3 - 2QU CoRE ¦ 2QU LoRE | Non-Red Flag Warning - Small Fires | wire-to-wire contact | wire-to-wire contact / contamination | 0.010071
HFTD - Distribution - Tier 3 - 2QU CoRE ¦ 2QU LoRE | Seismic - Red Flag Warning - Catastrophic Fires | cc - seismic scenario | seismic scenario | 9.3652e-07
HFTD - Distribution - Tier 3 - 2QU CoRE ¦ 2QU LoRE | Red Flag Warning - Catastrophic Fires | contact from object | animal contact | 0
HFTD - Distribution - Tier 3 - 2QU CoRE ¦ 2QU LoRE | Red Flag Warning - Catastrophic Fires | contact from object | balloon contact | 0
HFTD - Distribution - Tier 3 - 2QU CoRE ¦ 2QU LoRE | Red Flag Warning - Catastrophic Fires | contact from object | other contact from object | 0
HFTD - Distribution - Tier 3 - 2QU CoRE ¦ 2QU LoRE | Red Flag Warning - Catastrophic Fires | contact from object | vehicle contact | 0
HFTD - Distribution - Tier 3 - 2QU CoRE ¦ 2QU LoRE | Red Flag Warning - Catastrophic Fires | contamination | contamination | 0
HFTD - Distribution - Tier 3 - 2QU CoRE ¦ 2QU LoRE | Red Flag Warning - Catastrophic Fires | equipment / facility failure | anchor / guy damage or failure | 5.8514e-05
HFTD - Distribution - Tier 3 - 2QU CoRE ¦ 2QU LoRE | Red Flag Warning - Catastrophic Fires | equipment / facility failure | capacitor bank damage or failure | 9.5138e-05
HFTD - Distribution - Tier 3 - 2QU CoRE ¦ 2QU LoRE | Red Flag Warning - Catastrophic Fires | equipment / facility failure | conductor damage or failure | 0.00072913
HFTD - Distribution - Tier 3 - 2QU CoRE ¦ 2QU LoRE | Red Flag Warning - Catastrophic Fires | equipment / facility failure | connection device damage or failure | 8.2283e-05
HFTD - Distribution - Tier 3 - 2QU CoRE ¦ 2QU LoRE | Red Flag Warning - Catastrophic Fires | equipment / facility failure | crossarm damage or failure | 0.00029063
HFTD - Distribution - Tier 3 - 2QU CoRE ¦ 2QU LoRE | Red Flag Warning - Catastrophic Fires | equipment / facility failure | fuse damage or failure | 0.00067759
HFTD - Distribution - Tier 3 - 2QU CoRE ¦ 2QU LoRE | Red Flag Warning - Catastrophic Fires | equipment / facility failure | insulator and brushing damage or failure | 0.00048843
HFTD - Distribution - Tier 3 - 2QU CoRE ¦ 2QU LoRE | Red Flag Warning - Catastrophic Fires | equipment / facility failure | lightning arrestor damage or failure | 6.8546e-05
HFTD - Distribution - Tier 3 - 2QU CoRE ¦ 2QU LoRE | Red Flag Warning - Catastrophic Fires | equipment / facility failure | other equipment / facility failure | 0.00070139
HFTD - Distribution - Tier 3 - 2QU CoRE ¦ 2QU LoRE | Red Flag Warning - Catastrophic Fires | equipment / facility failure | pole damage or failure | 0.00040391
HFTD - Distribution - Tier 3 - 2QU CoRE ¦ 2QU LoRE | Red Flag Warning - Catastrophic Fires | equipment / facility failure | recloser damage or failure | 0
HFTD - Distribution - Tier 3 - 2QU CoRE ¦ 2QU LoRE | Red Flag Warning - Catastrophic Fires | equipment / facility failure | sectionalizer damage or failure | 0
HFTD - Distribution - Tier 3 - 2QU CoRE ¦ 2QU LoRE | Red Flag Warning - Catastrophic Fires | equipment / facility failure | switch damage or failure | 0
HFTD - Distribution - Tier 3 - 2QU CoRE ¦ 2QU LoRE | Red Flag Warning - Catastrophic Fires | equipment / facility failure | transformer damage or failure | 0.00026453
HFTD - Distribution - Tier 3 - 2QU CoRE ¦ 2QU LoRE | Red Flag Warning - Catastrophic Fires | equipment / facility failure | voltage regulator / booster damage or failure | 3.0853e-05
HFTD - Distribution - Tier 3 - 2QU CoRE ¦ 2QU LoRE | Red Flag Warning - Catastrophic Fires | other | all other | 0
HFTD - Distribution - Tier 3 - 2QU CoRE ¦ 2QU LoRE | Red Flag Warning - Catastrophic Fires | unknown | unknown | 0
HFTD - Distribution - Tier 3 - 2QU CoRE ¦ 2QU LoRE | Red Flag Warning - Catastrophic Fires | utility work / operation | utility work / operation | 0
HFTD - Distribution - Tier 3 - 2QU CoRE ¦ 2QU LoRE | Red Flag Warning - Catastrophic Fires | vandalism / theft | vandalism / theft | 0
HFTD - Distribution - Tier 3 - 2QU CoRE ¦ 2QU LoRE | Red Flag Warning - Catastrophic Fires | vegetation contact | branch (not overhanging, 4-12ft) | 0.00024062
HFTD - Distribution - Tier 3 - 2QU CoRE ¦ 2QU LoRE | Red Flag Warning - Catastrophic Fires | vegetation contact | branch (not overhanging, > 12ft) | 0.00039452
HFTD - Distribution - Tier 3 - 2QU CoRE ¦ 2QU LoRE | Red Flag Warning - Catastrophic Fires | vegetation contact | branch (not overhanging, distance unknown) | 0.0019068
HFTD - Distribution - Tier 3 - 2QU CoRE ¦ 2QU LoRE | Red Flag Warning - Catastrophic Fires | vegetation contact | branch (not overhanging, within 4ft) | 5.5329e-05
HFTD - Distribution - Tier 3 - 2QU CoRE ¦ 2QU LoRE | Red Flag Warning - Catastrophic Fires | vegetation contact | branch (overhanging) | 0.0032644
HFTD - Distribution - Tier 3 - 2QU CoRE ¦ 2QU LoRE | Red Flag Warning - Catastrophic Fires | vegetation contact | dead | 0.0014466
HFTD - Distribution - Tier 3 - 2QU CoRE ¦ 2QU LoRE | Red Flag Warning - Catastrophic Fires | vegetation contact | fell into (moderate-severe defect) | 0.0011882
HFTD - Distribution - Tier 3 - 2QU CoRE ¦ 2QU LoRE | Red Flag Warning - Catastrophic Fires | vegetation contact | fell into (no defect) | 0.0048657
HFTD - Distribution - Tier 3 - 2QU CoRE ¦ 2QU LoRE | Red Flag Warning - Catastrophic Fires | vegetation contact | fell into (slight defect) | 0.0012807
HFTD - Distribution - Tier 3 - 2QU CoRE ¦ 2QU LoRE | Red Flag Warning - Catastrophic Fires | vegetation contact | grow into | 0.00013481
HFTD - Distribution - Tier 3 - 2QU CoRE ¦ 2QU LoRE | Red Flag Warning - Catastrophic Fires | vegetation contact | other/unknown | 0.0065753
HFTD - Distribution - Tier 3 - 2QU CoRE ¦ 2QU LoRE | Red Flag Warning - Catastrophic Fires | wire-to-wire contact | wire-to-wire contact / contamination | 0
HFTD - Distribution - Tier 3 - 2QU CoRE ¦ 2QU LoRE | Red Flag Warning - Destructive Fires | contact from object | animal contact | 0
HFTD - Distribution - Tier 3 - 2QU CoRE ¦ 2QU LoRE | Red Flag Warning - Destructive Fires | contact from object | balloon contact | 0
HFTD - Distribution - Tier 3 - 2QU CoRE ¦ 2QU LoRE | Red Flag Warning - Destructive Fires | contact from object | other contact from object | 0
HFTD - Distribution - Tier 3 - 2QU CoRE ¦ 2QU LoRE | Red Flag Warning - Destructive Fires | contact from object | vehicle contact | 0
HFTD - Distribution - Tier 3 - 2QU CoRE ¦ 2QU LoRE | Red Flag Warning - Destructive Fires | contamination | contamination | 0
HFTD - Distribution - Tier 3 - 2QU CoRE ¦ 2QU LoRE | Red Flag Warning - Destructive Fires | equipment / facility failure | anchor / guy damage or failure | 1.0352e-05
HFTD - Distribution - Tier 3 - 2QU CoRE ¦ 2QU LoRE | Red Flag Warning - Destructive Fires | equipment / facility failure | capacitor bank damage or failure | 1.5333e-05
HFTD - Distribution - Tier 3 - 2QU CoRE ¦ 2QU LoRE | Red Flag Warning - Destructive Fires | equipment / facility failure | conductor damage or failure | 0.00013472
HFTD - Distribution - Tier 3 - 2QU CoRE ¦ 2QU LoRE | Red Flag Warning - Destructive Fires | equipment / facility failure | connection device damage or failure | 1.7623e-05
HFTD - Distribution - Tier 3 - 2QU CoRE ¦ 2QU LoRE | Red Flag Warning - Destructive Fires | equipment / facility failure | crossarm damage or failure | 4.9003e-05
HFTD - Distribution - Tier 3 - 2QU CoRE ¦ 2QU LoRE | Red Flag Warning - Destructive Fires | equipment / facility failure | fuse damage or failure | 0.00011437
HFTD - Distribution - Tier 3 - 2QU CoRE ¦ 2QU LoRE | Red Flag Warning - Destructive Fires | equipment / facility failure | insulator and brushing damage or failure | 8.0783e-05
HFTD - Distribution - Tier 3 - 2QU CoRE ¦ 2QU LoRE | Red Flag Warning - Destructive Fires | equipment / facility failure | lightning arrestor damage or failure | 1.1688e-05
HFTD - Distribution - Tier 3 - 2QU CoRE ¦ 2QU LoRE | Red Flag Warning - Destructive Fires | equipment / facility failure | other equipment / facility failure | 0.00011712
HFTD - Distribution - Tier 3 - 2QU CoRE ¦ 2QU LoRE | Red Flag Warning - Destructive Fires | equipment / facility failure | pole damage or failure | 6.858e-05
HFTD - Distribution - Tier 3 - 2QU CoRE ¦ 2QU LoRE | Red Flag Warning - Destructive Fires | equipment / facility failure | recloser damage or failure | 0
HFTD - Distribution - Tier 3 - 2QU CoRE ¦ 2QU LoRE | Red Flag Warning - Destructive Fires | equipment / facility failure | sectionalizer damage or failure | 0
HFTD - Distribution - Tier 3 - 2QU CoRE ¦ 2QU LoRE | Red Flag Warning - Destructive Fires | equipment / facility failure | switch damage or failure | 0
HFTD - Distribution - Tier 3 - 2QU CoRE ¦ 2QU LoRE | Red Flag Warning - Destructive Fires | equipment / facility failure | transformer damage or failure | 4.3966e-05
HFTD - Distribution - Tier 3 - 2QU CoRE ¦ 2QU LoRE | Red Flag Warning - Destructive Fires | equipment / facility failure | voltage regulator / booster damage or failure | 5.0663e-06
HFTD - Distribution - Tier 3 - 2QU CoRE ¦ 2QU LoRE | Red Flag Warning - Destructive Fires | other | all other | 0
HFTD - Distribution - Tier 3 - 2QU CoRE ¦ 2QU LoRE | Red Flag Warning - Destructive Fires | unknown | unknown | 0
HFTD - Distribution - Tier 3 - 2QU CoRE ¦ 2QU LoRE | Red Flag Warning - Destructive Fires | utility work / operation | utility work / operation | 0
HFTD - Distribution - Tier 3 - 2QU CoRE ¦ 2QU LoRE | Red Flag Warning - Destructive Fires | vandalism / theft | vandalism / theft | 0
HFTD - Distribution - Tier 3 - 2QU CoRE ¦ 2QU LoRE | Red Flag Warning - Destructive Fires | vegetation contact | branch (not overhanging, 4-12ft) | 2.8621e-05
HFTD - Distribution - Tier 3 - 2QU CoRE ¦ 2QU LoRE | Red Flag Warning - Destructive Fires | vegetation contact | branch (not overhanging, > 12ft) | 4.6958e-05
HFTD - Distribution - Tier 3 - 2QU CoRE ¦ 2QU LoRE | Red Flag Warning - Destructive Fires | vegetation contact | branch (not overhanging, distance unknown) | 0.00022696
HFTD - Distribution - Tier 3 - 2QU CoRE ¦ 2QU LoRE | Red Flag Warning - Destructive Fires | vegetation contact | branch (not overhanging, within 4ft) | 6.5765e-06
HFTD - Distribution - Tier 3 - 2QU CoRE ¦ 2QU LoRE | Red Flag Warning - Destructive Fires | vegetation contact | branch (overhanging) | 0.00038801
HFTD - Distribution - Tier 3 - 2QU CoRE ¦ 2QU LoRE | Red Flag Warning - Destructive Fires | vegetation contact | dead | 0.00017218
HFTD - Distribution - Tier 3 - 2QU CoRE ¦ 2QU LoRE | Red Flag Warning - Destructive Fires | vegetation contact | fell into (moderate-severe defect) | 0.00014143
HFTD - Distribution - Tier 3 - 2QU CoRE ¦ 2QU LoRE | Red Flag Warning - Destructive Fires | vegetation contact | fell into (no defect) | 0.00057915
HFTD - Distribution - Tier 3 - 2QU CoRE ¦ 2QU LoRE | Red Flag Warning - Destructive Fires | vegetation contact | fell into (slight defect) | 0.00015243
HFTD - Distribution - Tier 3 - 2QU CoRE ¦ 2QU LoRE | Red Flag Warning - Destructive Fires | vegetation contact | grow into | 1.6046e-05
HFTD - Distribution - Tier 3 - 2QU CoRE ¦ 2QU LoRE | Red Flag Warning - Destructive Fires | vegetation contact | other/unknown | 0.00078264
HFTD - Distribution - Tier 3 - 2QU CoRE ¦ 2QU LoRE | Red Flag Warning - Destructive Fires | wire-to-wire contact | wire-to-wire contact / contamination | 0
HFTD - Distribution - Tier 3 - 2QU CoRE ¦ 2QU LoRE | Red Flag Warning - Large Fires | contact from object | animal contact | 0
HFTD - Distribution - Tier 3 - 2QU CoRE ¦ 2QU LoRE | Red Flag Warning - Large Fires | contact from object | balloon contact | 0
HFTD - Distribution - Tier 3 - 2QU CoRE ¦ 2QU LoRE | Red Flag Warning - Large Fires | contact from object | other contact from object | 0
HFTD - Distribution - Tier 3 - 2QU CoRE ¦ 2QU LoRE | Red Flag Warning - Large Fires | contact from object | vehicle contact | 0
HFTD - Distribution - Tier 3 - 2QU CoRE ¦ 2QU LoRE | Red Flag Warning - Large Fires | contamination | contamination | 0
HFTD - Distribution - Tier 3 - 2QU CoRE ¦ 2QU LoRE | Red Flag Warning - Large Fires | equipment / facility failure | anchor / guy damage or failure | 4.5254e-05
HFTD - Distribution - Tier 3 - 2QU CoRE ¦ 2QU LoRE | Red Flag Warning - Large Fires | equipment / facility failure | capacitor bank damage or failure | 0.00011847
HFTD - Distribution - Tier 3 - 2QU CoRE ¦ 2QU LoRE | Red Flag Warning - Large Fires | equipment / facility failure | conductor damage or failure | 0.00062493
HFTD - Distribution - Tier 3 - 2QU CoRE ¦ 2QU LoRE | Red Flag Warning - Large Fires | equipment / facility failure | connection device damage or failure | 6.84e-05
HFTD - Distribution - Tier 3 - 2QU CoRE ¦ 2QU LoRE | Red Flag Warning - Large Fires | equipment / facility failure | crossarm damage or failure | 0.00026257
HFTD - Distribution - Tier 3 - 2QU CoRE ¦ 2QU LoRE | Red Flag Warning - Large Fires | equipment / facility failure | fuse damage or failure | 0.0007023
HFTD - Distribution - Tier 3 - 2QU CoRE ¦ 2QU LoRE | Red Flag Warning - Large Fires | equipment / facility failure | insulator and brushing damage or failure | 0.00039818
HFTD - Distribution - Tier 3 - 2QU CoRE ¦ 2QU LoRE | Red Flag Warning - Large Fires | equipment / facility failure | lightning arrestor damage or failure | 8.2658e-05
HFTD - Distribution - Tier 3 - 2QU CoRE ¦ 2QU LoRE | Red Flag Warning - Large Fires | equipment / facility failure | other equipment / facility failure | 0.00059905
HFTD - Distribution - Tier 3 - 2QU CoRE ¦ 2QU LoRE | Red Flag Warning - Large Fires | equipment / facility failure | pole damage or failure | 0.00035904
HFTD - Distribution - Tier 3 - 2QU CoRE ¦ 2QU LoRE | Red Flag Warning - Large Fires | equipment / facility failure | recloser damage or failure | 0
HFTD - Distribution - Tier 3 - 2QU CoRE ¦ 2QU LoRE | Red Flag Warning - Large Fires | equipment / facility failure | sectionalizer damage or failure | 0
HFTD - Distribution - Tier 3 - 2QU CoRE ¦ 2QU LoRE | Red Flag Warning - Large Fires | equipment / facility failure | switch damage or failure | 0
HFTD - Distribution - Tier 3 - 2QU CoRE ¦ 2QU LoRE | Red Flag Warning - Large Fires | equipment / facility failure | transformer damage or failure | 0.00023421
HFTD - Distribution - Tier 3 - 2QU CoRE ¦ 2QU LoRE | Red Flag Warning - Large Fires | equipment / facility failure | voltage regulator / booster damage or failure | 2.7053e-05
HFTD - Distribution - Tier 3 - 2QU CoRE ¦ 2QU LoRE | Red Flag Warning - Large Fires | other | all other | 0
HFTD - Distribution - Tier 3 - 2QU CoRE ¦ 2QU LoRE | Red Flag Warning - Large Fires | unknown | unknown | 0
HFTD - Distribution - Tier 3 - 2QU CoRE ¦ 2QU LoRE | Red Flag Warning - Large Fires | utility work / operation | utility work / operation | 0
HFTD - Distribution - Tier 3 - 2QU CoRE ¦ 2QU LoRE | Red Flag Warning - Large Fires | vandalism / theft | vandalism / theft | 0
HFTD - Distribution - Tier 3 - 2QU CoRE ¦ 2QU LoRE | Red Flag Warning - Large Fires | vegetation contact | branch (not overhanging, 4-12ft) | 0.00013375
HFTD - Distribution - Tier 3 - 2QU CoRE ¦ 2QU LoRE | Red Flag Warning - Large Fires | vegetation contact | branch (not overhanging, > 12ft) | 0.0002217
HFTD - Distribution - Tier 3 - 2QU CoRE ¦ 2QU LoRE | Red Flag Warning - Large Fires | vegetation contact | branch (not overhanging, distance unknown) | 0.0010715
HFTD - Distribution - Tier 3 - 2QU CoRE ¦ 2QU LoRE | Red Flag Warning - Large Fires | vegetation contact | branch (not overhanging, within 4ft) | 3.0401e-05
HFTD - Distribution - Tier 3 - 2QU CoRE ¦ 2QU LoRE | Red Flag Warning - Large Fires | vegetation contact | branch (overhanging) | 0.0017937
HFTD - Distribution - Tier 3 - 2QU CoRE ¦ 2QU LoRE | Red Flag Warning - Large Fires | vegetation contact | dead | 0.00081289
HFTD - Distribution - Tier 3 - 2QU CoRE ¦ 2QU LoRE | Red Flag Warning - Large Fires | vegetation contact | fell into (moderate-severe defect) | 0.00066769
HFTD - Distribution - Tier 3 - 2QU CoRE ¦ 2QU LoRE | Red Flag Warning - Large Fires | vegetation contact | fell into (no defect) | 0.0027343
HFTD - Distribution - Tier 3 - 2QU CoRE ¦ 2QU LoRE | Red Flag Warning - Large Fires | vegetation contact | fell into (slight defect) | 0.00071967
HFTD - Distribution - Tier 3 - 2QU CoRE ¦ 2QU LoRE | Red Flag Warning - Large Fires | vegetation contact | grow into | 7.5755e-05
HFTD - Distribution - Tier 3 - 2QU CoRE ¦ 2QU LoRE | Red Flag Warning - Large Fires | vegetation contact | other/unknown | 0.003695
HFTD - Distribution - Tier 3 - 2QU CoRE ¦ 2QU LoRE | Red Flag Warning - Large Fires | wire-to-wire contact | wire-to-wire contact / contamination | 0
HFTD - Distribution - Tier 3 - 2QU CoRE ¦ 2QU LoRE | Red Flag Warning - Small Fires | contact from object | animal contact | 0.00084255
HFTD - Distribution - Tier 3 - 2QU CoRE ¦ 2QU LoRE | Red Flag Warning - Small Fires | contact from object | balloon contact | 0.0001793
HFTD - Distribution - Tier 3 - 2QU CoRE ¦ 2QU LoRE | Red Flag Warning - Small Fires | contact from object | other contact from object | 0.0012915
HFTD - Distribution - Tier 3 - 2QU CoRE ¦ 2QU LoRE | Red Flag Warning - Small Fires | contact from object | vehicle contact | 0.0033728
HFTD - Distribution - Tier 3 - 2QU CoRE ¦ 2QU LoRE | Red Flag Warning - Small Fires | contamination | contamination | 5.23e-05
HFTD - Distribution - Tier 3 - 2QU CoRE ¦ 2QU LoRE | Red Flag Warning - Small Fires | equipment / facility failure | anchor / guy damage or failure | 0.0004658
HFTD - Distribution - Tier 3 - 2QU CoRE ¦ 2QU LoRE | Red Flag Warning - Small Fires | equipment / facility failure | capacitor bank damage or failure | 0.00029901
HFTD - Distribution - Tier 3 - 2QU CoRE ¦ 2QU LoRE | Red Flag Warning - Small Fires | equipment / facility failure | conductor damage or failure | 0.003655
HFTD - Distribution - Tier 3 - 2QU CoRE ¦ 2QU LoRE | Red Flag Warning - Small Fires | equipment / facility failure | connection device damage or failure | 0.00019666
HFTD - Distribution - Tier 3 - 2QU CoRE ¦ 2QU LoRE | Red Flag Warning - Small Fires | equipment / facility failure | crossarm damage or failure | 0.0016189
HFTD - Distribution - Tier 3 - 2QU CoRE ¦ 2QU LoRE | Red Flag Warning - Small Fires | equipment / facility failure | fuse damage or failure | 0.0040822
HFTD - Distribution - Tier 3 - 2QU CoRE ¦ 2QU LoRE | Red Flag Warning - Small Fires | equipment / facility failure | insulator and brushing damage or failure | 0.0023975
HFTD - Distribution - Tier 3 - 2QU CoRE ¦ 2QU LoRE | Red Flag Warning - Small Fires | equipment / facility failure | lightning arrestor damage or failure | 0.00045595
HFTD - Distribution - Tier 3 - 2QU CoRE ¦ 2QU LoRE | Red Flag Warning - Small Fires | equipment / facility failure | other equipment / facility failure | 0.0037374
HFTD - Distribution - Tier 3 - 2QU CoRE ¦ 2QU LoRE | Red Flag Warning - Small Fires | equipment / facility failure | pole damage or failure | 0.0024012
HFTD - Distribution - Tier 3 - 2QU CoRE ¦ 2QU LoRE | Red Flag Warning - Small Fires | equipment / facility failure | recloser damage or failure | 0
HFTD - Distribution - Tier 3 - 2QU CoRE ¦ 2QU LoRE | Red Flag Warning - Small Fires | equipment / facility failure | sectionalizer damage or failure | 0
HFTD - Distribution - Tier 3 - 2QU CoRE ¦ 2QU LoRE | Red Flag Warning - Small Fires | equipment / facility failure | switch damage or failure | 0
HFTD - Distribution - Tier 3 - 2QU CoRE ¦ 2QU LoRE | Red Flag Warning - Small Fires | equipment / facility failure | transformer damage or failure | 0.0013889
HFTD - Distribution - Tier 3 - 2QU CoRE ¦ 2QU LoRE | Red Flag Warning - Small Fires | equipment / facility failure | voltage regulator / booster damage or failure | 0.00015237
HFTD - Distribution - Tier 3 - 2QU CoRE ¦ 2QU LoRE | Red Flag Warning - Small Fires | other | all other | 0.00029084
HFTD - Distribution - Tier 3 - 2QU CoRE ¦ 2QU LoRE | Red Flag Warning - Small Fires | unknown | unknown | 0.00072901
HFTD - Distribution - Tier 3 - 2QU CoRE ¦ 2QU LoRE | Red Flag Warning - Small Fires | utility work / operation | utility work / operation | 0.00010686
HFTD - Distribution - Tier 3 - 2QU CoRE ¦ 2QU LoRE | Red Flag Warning - Small Fires | vandalism / theft | vandalism / theft | 5.3105e-08
HFTD - Distribution - Tier 3 - 2QU CoRE ¦ 2QU LoRE | Red Flag Warning - Small Fires | vegetation contact | branch (not overhanging, 4-12ft) | 0.0024214
HFTD - Distribution - Tier 3 - 2QU CoRE ¦ 2QU LoRE | Red Flag Warning - Small Fires | vegetation contact | branch (not overhanging, > 12ft) | 0.0039887
HFTD - Distribution - Tier 3 - 2QU CoRE ¦ 2QU LoRE | Red Flag Warning - Small Fires | vegetation contact | branch (not overhanging, distance unknown) | 0.019279
HFTD - Distribution - Tier 3 - 2QU CoRE ¦ 2QU LoRE | Red Flag Warning - Small Fires | vegetation contact | branch (not overhanging, within 4ft) | 0.00055404
HFTD - Distribution - Tier 3 - 2QU CoRE ¦ 2QU LoRE | Red Flag Warning - Small Fires | vegetation contact | branch (overhanging) | 0.032688
HFTD - Distribution - Tier 3 - 2QU CoRE ¦ 2QU LoRE | Red Flag Warning - Small Fires | vegetation contact | dead | 0.014625
HFTD - Distribution - Tier 3 - 2QU CoRE ¦ 2QU LoRE | Red Flag Warning - Small Fires | vegetation contact | fell into (moderate-severe defect) | 0.012013
HFTD - Distribution - Tier 3 - 2QU CoRE ¦ 2QU LoRE | Red Flag Warning - Small Fires | vegetation contact | fell into (no defect) | 0.049194
HFTD - Distribution - Tier 3 - 2QU CoRE ¦ 2QU LoRE | Red Flag Warning - Small Fires | vegetation contact | fell into (slight defect) | 0.012948
HFTD - Distribution - Tier 3 - 2QU CoRE ¦ 2QU LoRE | Red Flag Warning - Small Fires | vegetation contact | grow into | 0.001363
HFTD - Distribution - Tier 3 - 2QU CoRE ¦ 2QU LoRE | Red Flag Warning - Small Fires | vegetation contact | other/unknown | 0.066479
HFTD - Distribution - Tier 3 - 2QU CoRE ¦ 2QU LoRE | Red Flag Warning - Small Fires | wire-to-wire contact | wire-to-wire contact / contamination | 0.00033596
HFTD - Distribution - Tier 3 - 2QU CoRE ¦ 3QU LoRE | Seismic - Non-Red Flag Warning - Catastrophic Fires | cc - seismic scenario | seismic scenario | 1.0721e-07
HFTD - Distribution - Tier 3 - 2QU CoRE ¦ 3QU LoRE | Non-Red Flag Warning - Catastrophic Fires | contact from object | animal contact | 0.00012419
HFTD - Distribution - Tier 3 - 2QU CoRE ¦ 3QU LoRE | Non-Red Flag Warning - Catastrophic Fires | contact from object | balloon contact | 3.2321e-06
HFTD - Distribution - Tier 3 - 2QU CoRE ¦ 3QU LoRE | Non-Red Flag Warning - Catastrophic Fires | contact from object | other contact from object | 2.9988e-05
HFTD - Distribution - Tier 3 - 2QU CoRE ¦ 3QU LoRE | Non-Red Flag Warning - Catastrophic Fires | contact from object | vehicle contact | 0.00012974
HFTD - Distribution - Tier 3 - 2QU CoRE ¦ 3QU LoRE | Non-Red Flag Warning - Catastrophic Fires | contamination | contamination | 5.5616e-06
HFTD - Distribution - Tier 3 - 2QU CoRE ¦ 3QU LoRE | Non-Red Flag Warning - Catastrophic Fires | equipment / facility failure | anchor / guy damage or failure | 1.3171e-07
HFTD - Distribution - Tier 3 - 2QU CoRE ¦ 3QU LoRE | Non-Red Flag Warning - Catastrophic Fires | equipment / facility failure | capacitor bank damage or failure | 0
HFTD - Distribution - Tier 3 - 2QU CoRE ¦ 3QU LoRE | Non-Red Flag Warning - Catastrophic Fires | equipment / facility failure | conductor damage or failure | 2.3731e-06
HFTD - Distribution - Tier 3 - 2QU CoRE ¦ 3QU LoRE | Non-Red Flag Warning - Catastrophic Fires | equipment / facility failure | connection device damage or failure | 1.0504e-06
HFTD - Distribution - Tier 3 - 2QU CoRE ¦ 3QU LoRE | Non-Red Flag Warning - Catastrophic Fires | equipment / facility failure | crossarm damage or failure | 6.6514e-07
HFTD - Distribution - Tier 3 - 2QU CoRE ¦ 3QU LoRE | Non-Red Flag Warning - Catastrophic Fires | equipment / facility failure | fuse damage or failure | 2.2162e-07
HFTD - Distribution - Tier 3 - 2QU CoRE ¦ 3QU LoRE | Non-Red Flag Warning - Catastrophic Fires | equipment / facility failure | insulator and brushing damage or failure | 2.7675e-07
HFTD - Distribution - Tier 3 - 2QU CoRE ¦ 3QU LoRE | Non-Red Flag Warning - Catastrophic Fires | equipment / facility failure | lightning arrestor damage or failure | 1.41e-07
HFTD - Distribution - Tier 3 - 2QU CoRE ¦ 3QU LoRE | Non-Red Flag Warning - Catastrophic Fires | equipment / facility failure | other equipment / facility failure | 2.6821e-06
HFTD - Distribution - Tier 3 - 2QU CoRE ¦ 3QU LoRE | Non-Red Flag Warning - Catastrophic Fires | equipment / facility failure | pole damage or failure | 1.4348e-06
HFTD - Distribution - Tier 3 - 2QU CoRE ¦ 3QU LoRE | Non-Red Flag Warning - Catastrophic Fires | equipment / facility failure | recloser damage or failure | 0
HFTD - Distribution - Tier 3 - 2QU CoRE ¦ 3QU LoRE | Non-Red Flag Warning - Catastrophic Fires | equipment / facility failure | sectionalizer damage or failure | 0
HFTD - Distribution - Tier 3 - 2QU CoRE ¦ 3QU LoRE | Non-Red Flag Warning - Catastrophic Fires | equipment / facility failure | switch damage or failure | 0
HFTD - Distribution - Tier 3 - 2QU CoRE ¦ 3QU LoRE | Non-Red Flag Warning - Catastrophic Fires | equipment / facility failure | transformer damage or failure | 1.2112e-06
HFTD - Distribution - Tier 3 - 2QU CoRE ¦ 3QU LoRE | Non-Red Flag Warning - Catastrophic Fires | equipment / facility failure | voltage regulator / booster damage or failure | 1.0429e-08
HFTD - Distribution - Tier 3 - 2QU CoRE ¦ 3QU LoRE | Non-Red Flag Warning - Catastrophic Fires | other | all other | 7.2327e-05
HFTD - Distribution - Tier 3 - 2QU CoRE ¦ 3QU LoRE | Non-Red Flag Warning - Catastrophic Fires | unknown | unknown | 0.00011724
HFTD - Distribution - Tier 3 - 2QU CoRE ¦ 3QU LoRE | Non-Red Flag Warning - Catastrophic Fires | utility work / operation | utility work / operation | 2.616e-05
HFTD - Distribution - Tier 3 - 2QU CoRE ¦ 3QU LoRE | Non-Red Flag Warning - Catastrophic Fires | vandalism / theft | vandalism / theft | 4.9776e-08
HFTD - Distribution - Tier 3 - 2QU CoRE ¦ 3QU LoRE | Non-Red Flag Warning - Catastrophic Fires | vegetation contact | branch (not overhanging, 4-12ft) | 9.3654e-07
HFTD - Distribution - Tier 3 - 2QU CoRE ¦ 3QU LoRE | Non-Red Flag Warning - Catastrophic Fires | vegetation contact | branch (not overhanging, > 12ft) | 2.7667e-06
HFTD - Distribution - Tier 3 - 2QU CoRE ¦ 3QU LoRE | Non-Red Flag Warning - Catastrophic Fires | vegetation contact | branch (not overhanging, distance unknown) | 9.4446e-06
HFTD - Distribution - Tier 3 - 2QU CoRE ¦ 3QU LoRE | Non-Red Flag Warning - Catastrophic Fires | vegetation contact | branch (not overhanging, within 4ft) | 3.1044e-07
HFTD - Distribution - Tier 3 - 2QU CoRE ¦ 3QU LoRE | Non-Red Flag Warning - Catastrophic Fires | vegetation contact | branch (overhanging) | 1.3815e-05
HFTD - Distribution - Tier 3 - 2QU CoRE ¦ 3QU LoRE | Non-Red Flag Warning - Catastrophic Fires | vegetation contact | dead | 1.0048e-05
HFTD - Distribution - Tier 3 - 2QU CoRE ¦ 3QU LoRE | Non-Red Flag Warning - Catastrophic Fires | vegetation contact | fell into (moderate-severe defect) | 1.1493e-05
HFTD - Distribution - Tier 3 - 2QU CoRE ¦ 3QU LoRE | Non-Red Flag Warning - Catastrophic Fires | vegetation contact | fell into (no defect) | 6.7696e-05
HFTD - Distribution - Tier 3 - 2QU CoRE ¦ 3QU LoRE | Non-Red Flag Warning - Catastrophic Fires | vegetation contact | fell into (slight defect) | 1.4208e-05
HFTD - Distribution - Tier 3 - 2QU CoRE ¦ 3QU LoRE | Non-Red Flag Warning - Catastrophic Fires | vegetation contact | grow into | 1.2298e-06
HFTD - Distribution - Tier 3 - 2QU CoRE ¦ 3QU LoRE | Non-Red Flag Warning - Catastrophic Fires | vegetation contact | other/unknown | 5.8315e-05
HFTD - Distribution - Tier 3 - 2QU CoRE ¦ 3QU LoRE | Non-Red Flag Warning - Catastrophic Fires | wire-to-wire contact | wire-to-wire contact / contamination | 0.00026283
HFTD - Distribution - Tier 3 - 2QU CoRE ¦ 3QU LoRE | Non-Red Flag Warning - Destructive Fires | contact from object | animal contact | 9.6154e-05
HFTD - Distribution - Tier 3 - 2QU CoRE ¦ 3QU LoRE | Non-Red Flag Warning - Destructive Fires | contact from object | balloon contact | 1.9331e-06
HFTD - Distribution - Tier 3 - 2QU CoRE ¦ 3QU LoRE | Non-Red Flag Warning - Destructive Fires | contact from object | other contact from object | 1.7961e-05
HFTD - Distribution - Tier 3 - 2QU CoRE ¦ 3QU LoRE | Non-Red Flag Warning - Destructive Fires | contact from object | vehicle contact | 7.914e-05
HFTD - Distribution - Tier 3 - 2QU CoRE ¦ 3QU LoRE | Non-Red Flag Warning - Destructive Fires | contamination | contamination | 3.396e-06
HFTD - Distribution - Tier 3 - 2QU CoRE ¦ 3QU LoRE | Non-Red Flag Warning - Destructive Fires | equipment / facility failure | anchor / guy damage or failure | 4.4766e-07
HFTD - Distribution - Tier 3 - 2QU CoRE ¦ 3QU LoRE | Non-Red Flag Warning - Destructive Fires | equipment / facility failure | capacitor bank damage or failure | 0
HFTD - Distribution - Tier 3 - 2QU CoRE ¦ 3QU LoRE | Non-Red Flag Warning - Destructive Fires | equipment / facility failure | conductor damage or failure | 8.1626e-06
HFTD - Distribution - Tier 3 - 2QU CoRE ¦ 3QU LoRE | Non-Red Flag Warning - Destructive Fires | equipment / facility failure | connection device damage or failure | 4.8813e-06
HFTD - Distribution - Tier 3 - 2QU CoRE ¦ 3QU LoRE | Non-Red Flag Warning - Destructive Fires | equipment / facility failure | crossarm damage or failure | 2.2765e-06
HFTD - Distribution - Tier 3 - 2QU CoRE ¦ 3QU LoRE | Non-Red Flag Warning - Destructive Fires | equipment / facility failure | fuse damage or failure | 7.4605e-07
HFTD - Distribution - Tier 3 - 2QU CoRE ¦ 3QU LoRE | Non-Red Flag Warning - Destructive Fires | equipment / facility failure | insulator and brushing damage or failure | 9.4357e-07
HFTD - Distribution - Tier 3 - 2QU CoRE ¦ 3QU LoRE | Non-Red Flag Warning - Destructive Fires | equipment / facility failure | lightning arrestor damage or failure | 4.8645e-07
HFTD - Distribution - Tier 3 - 2QU CoRE ¦ 3QU LoRE | Non-Red Flag Warning - Destructive Fires | equipment / facility failure | other equipment / facility failure | 9.3093e-06
HFTD - Distribution - Tier 3 - 2QU CoRE ¦ 3QU LoRE | Non-Red Flag Warning - Destructive Fires | equipment / facility failure | pole damage or failure | 4.9511e-06
HFTD - Distribution - Tier 3 - 2QU CoRE ¦ 3QU LoRE | Non-Red Flag Warning - Destructive Fires | equipment / facility failure | recloser damage or failure | 0
HFTD - Distribution - Tier 3 - 2QU CoRE ¦ 3QU LoRE | Non-Red Flag Warning - Destructive Fires | equipment / facility failure | sectionalizer damage or failure | 0
HFTD - Distribution - Tier 3 - 2QU CoRE ¦ 3QU LoRE | Non-Red Flag Warning - Destructive Fires | equipment / facility failure | switch damage or failure | 0
HFTD - Distribution - Tier 3 - 2QU CoRE ¦ 3QU LoRE | Non-Red Flag Warning - Destructive Fires | equipment / facility failure | transformer damage or failure | 4.0909e-06
HFTD - Distribution - Tier 3 - 2QU CoRE ¦ 3QU LoRE | Non-Red Flag Warning - Destructive Fires | equipment / facility failure | voltage regulator / booster damage or failure | 3.6277e-08
HFTD - Distribution - Tier 3 - 2QU CoRE ¦ 3QU LoRE | Non-Red Flag Warning - Destructive Fires | other | all other | 4.5309e-05
HFTD - Distribution - Tier 3 - 2QU CoRE ¦ 3QU LoRE | Non-Red Flag Warning - Destructive Fires | unknown | unknown | 8.3734e-05
HFTD - Distribution - Tier 3 - 2QU CoRE ¦ 3QU LoRE | Non-Red Flag Warning - Destructive Fires | utility work / operation | utility work / operation | 2.3391e-05
HFTD - Distribution - Tier 3 - 2QU CoRE ¦ 3QU LoRE | Non-Red Flag Warning - Destructive Fires | vandalism / theft | vandalism / theft | 2.9695e-08
HFTD - Distribution - Tier 3 - 2QU CoRE ¦ 3QU LoRE | Non-Red Flag Warning - Destructive Fires | vegetation contact | branch (not overhanging, 4-12ft) | 2.2798e-06
HFTD - Distribution - Tier 3 - 2QU CoRE ¦ 3QU LoRE | Non-Red Flag Warning - Destructive Fires | vegetation contact | branch (not overhanging, > 12ft) | 6.743e-06
HFTD - Distribution - Tier 3 - 2QU CoRE ¦ 3QU LoRE | Non-Red Flag Warning - Destructive Fires | vegetation contact | branch (not overhanging, distance unknown) | 2.3018e-05
HFTD - Distribution - Tier 3 - 2QU CoRE ¦ 3QU LoRE | Non-Red Flag Warning - Destructive Fires | vegetation contact | branch (not overhanging, within 4ft) | 7.5435e-07
HFTD - Distribution - Tier 3 - 2QU CoRE ¦ 3QU LoRE | Non-Red Flag Warning - Destructive Fires | vegetation contact | branch (overhanging) | 3.3569e-05
HFTD - Distribution - Tier 3 - 2QU CoRE ¦ 3QU LoRE | Non-Red Flag Warning - Destructive Fires | vegetation contact | dead | 2.4489e-05
HFTD - Distribution - Tier 3 - 2QU CoRE ¦ 3QU LoRE | Non-Red Flag Warning - Destructive Fires | vegetation contact | fell into (moderate-severe defect) | 2.801e-05
HFTD - Distribution - Tier 3 - 2QU CoRE ¦ 3QU LoRE | Non-Red Flag Warning - Destructive Fires | vegetation contact | fell into (no defect) | 0.00016499
HFTD - Distribution - Tier 3 - 2QU CoRE ¦ 3QU LoRE | Non-Red Flag Warning - Destructive Fires | vegetation contact | fell into (slight defect) | 3.4627e-05
HFTD - Distribution - Tier 3 - 2QU CoRE ¦ 3QU LoRE | Non-Red Flag Warning - Destructive Fires | vegetation contact | grow into | 2.9972e-06
HFTD - Distribution - Tier 3 - 2QU CoRE ¦ 3QU LoRE | Non-Red Flag Warning - Destructive Fires | vegetation contact | other/unknown | 0.00014212
HFTD - Distribution - Tier 3 - 2QU CoRE ¦ 3QU LoRE | Non-Red Flag Warning - Destructive Fires | wire-to-wire contact | wire-to-wire contact / contamination | 0.00018803
HFTD - Distribution - Tier 3 - 2QU CoRE ¦ 3QU LoRE | Non-Red Flag Warning - Large Fires | contact from object | animal contact | 0.00059973
HFTD - Distribution - Tier 3 - 2QU CoRE ¦ 3QU LoRE | Non-Red Flag Warning - Large Fires | contact from object | balloon contact | 2.2273e-05
HFTD - Distribution - Tier 3 - 2QU CoRE ¦ 3QU LoRE | Non-Red Flag Warning - Large Fires | contact from object | other contact from object | 0.00011826
HFTD - Distribution - Tier 3 - 2QU CoRE ¦ 3QU LoRE | Non-Red Flag Warning - Large Fires | contact from object | vehicle contact | 0.001047
HFTD - Distribution - Tier 3 - 2QU CoRE ¦ 3QU LoRE | Non-Red Flag Warning - Large Fires | contamination | contamination | 3.026e-05
HFTD - Distribution - Tier 3 - 2QU CoRE ¦ 3QU LoRE | Non-Red Flag Warning - Large Fires | equipment / facility failure | anchor / guy damage or failure | 9.6282e-06
HFTD - Distribution - Tier 3 - 2QU CoRE ¦ 3QU LoRE | Non-Red Flag Warning - Large Fires | equipment / facility failure | capacitor bank damage or failure | 0
HFTD - Distribution - Tier 3 - 2QU CoRE ¦ 3QU LoRE | Non-Red Flag Warning - Large Fires | equipment / facility failure | conductor damage or failure | 7.6887e-05
HFTD - Distribution - Tier 3 - 2QU CoRE ¦ 3QU LoRE | Non-Red Flag Warning - Large Fires | equipment / facility failure | connection device damage or failure | 2.523e-05
HFTD - Distribution - Tier 3 - 2QU CoRE ¦ 3QU LoRE | Non-Red Flag Warning - Large Fires | equipment / facility failure | crossarm damage or failure | 2.9788e-05
HFTD - Distribution - Tier 3 - 2QU CoRE ¦ 3QU LoRE | Non-Red Flag Warning - Large Fires | equipment / facility failure | fuse damage or failure | 6.8371e-06
HFTD - Distribution - Tier 3 - 2QU CoRE ¦ 3QU LoRE | Non-Red Flag Warning - Large Fires | equipment / facility failure | insulator and brushing damage or failure | 1.5058e-05
HFTD - Distribution - Tier 3 - 2QU CoRE ¦ 3QU LoRE | Non-Red Flag Warning - Large Fires | equipment / facility failure | lightning arrestor damage or failure | 4.4698e-06
HFTD - Distribution - Tier 3 - 2QU CoRE ¦ 3QU LoRE | Non-Red Flag Warning - Large Fires | equipment / facility failure | other equipment / facility failure | 9.6407e-05
HFTD - Distribution - Tier 3 - 2QU CoRE ¦ 3QU LoRE | Non-Red Flag Warning - Large Fires | equipment / facility failure | pole damage or failure | 4.732e-05
HFTD - Distribution - Tier 3 - 2QU CoRE ¦ 3QU LoRE | Non-Red Flag Warning - Large Fires | equipment / facility failure | recloser damage or failure | 0
HFTD - Distribution - Tier 3 - 2QU CoRE ¦ 3QU LoRE | Non-Red Flag Warning - Large Fires | equipment / facility failure | sectionalizer damage or failure | 0
HFTD - Distribution - Tier 3 - 2QU CoRE ¦ 3QU LoRE | Non-Red Flag Warning - Large Fires | equipment / facility failure | switch damage or failure | 0
HFTD - Distribution - Tier 3 - 2QU CoRE ¦ 3QU LoRE | Non-Red Flag Warning - Large Fires | equipment / facility failure | transformer damage or failure | 6.7843e-05
HFTD - Distribution - Tier 3 - 2QU CoRE ¦ 3QU LoRE | Non-Red Flag Warning - Large Fires | equipment / facility failure | voltage regulator / booster damage or failure | 5.8227e-07
HFTD - Distribution - Tier 3 - 2QU CoRE ¦ 3QU LoRE | Non-Red Flag Warning - Large Fires | other | all other | 0.00028305
HFTD - Distribution - Tier 3 - 2QU CoRE ¦ 3QU LoRE | Non-Red Flag Warning - Large Fires | unknown | unknown | 0.00061174
HFTD - Distribution - Tier 3 - 2QU CoRE ¦ 3QU LoRE | Non-Red Flag Warning - Large Fires | utility work / operation | utility work / operation | 0.00014047
HFTD - Distribution - Tier 3 - 2QU CoRE ¦ 3QU LoRE | Non-Red Flag Warning - Large Fires | vandalism / theft | vandalism / theft | 2.7598e-07
HFTD - Distribution - Tier 3 - 2QU CoRE ¦ 3QU LoRE | Non-Red Flag Warning - Large Fires | vegetation contact | branch (not overhanging, 4-12ft) | 2.3578e-05
HFTD - Distribution - Tier 3 - 2QU CoRE ¦ 3QU LoRE | Non-Red Flag Warning - Large Fires | vegetation contact | branch (not overhanging, > 12ft) | 7.2867e-05
HFTD - Distribution - Tier 3 - 2QU CoRE ¦ 3QU LoRE | Non-Red Flag Warning - Large Fires | vegetation contact | branch (not overhanging, distance unknown) | 0.00024874
HFTD - Distribution - Tier 3 - 2QU CoRE ¦ 3QU LoRE | Non-Red Flag Warning - Large Fires | vegetation contact | branch (not overhanging, within 4ft) | 7.2798e-06
HFTD - Distribution - Tier 3 - 2QU CoRE ¦ 3QU LoRE | Non-Red Flag Warning - Large Fires | vegetation contact | branch (overhanging) | 0.00032395
HFTD - Distribution - Tier 3 - 2QU CoRE ¦ 3QU LoRE | Non-Red Flag Warning - Large Fires | vegetation contact | dead | 0.00026464
HFTD - Distribution - Tier 3 - 2QU CoRE ¦ 3QU LoRE | Non-Red Flag Warning - Large Fires | vegetation contact | fell into (moderate-severe defect) | 0.00030269
HFTD - Distribution - Tier 3 - 2QU CoRE ¦ 3QU LoRE | Non-Red Flag Warning - Large Fires | vegetation contact | fell into (no defect) | 0.0017829
HFTD - Distribution - Tier 3 - 2QU CoRE ¦ 3QU LoRE | Non-Red Flag Warning - Large Fires | vegetation contact | fell into (slight defect) | 0.00037419
HFTD - Distribution - Tier 3 - 2QU CoRE ¦ 3QU LoRE | Non-Red Flag Warning - Large Fires | vegetation contact | grow into | 3.2388e-05
HFTD - Distribution - Tier 3 - 2QU CoRE ¦ 3QU LoRE | Non-Red Flag Warning - Large Fires | vegetation contact | other/unknown | 0.0015358
HFTD - Distribution - Tier 3 - 2QU CoRE ¦ 3QU LoRE | Non-Red Flag Warning - Large Fires | wire-to-wire contact | wire-to-wire contact / contamination | 0.00097413
HFTD - Distribution - Tier 3 - 2QU CoRE ¦ 3QU LoRE | Non-Red Flag Warning - Small Fires | contact from object | animal contact | 0.04747
HFTD - Distribution - Tier 3 - 2QU CoRE ¦ 3QU LoRE | Non-Red Flag Warning - Small Fires | contact from object | balloon contact | 0.0019781
HFTD - Distribution - Tier 3 - 2QU CoRE ¦ 3QU LoRE | Non-Red Flag Warning - Small Fires | contact from object | other contact from object | 0.015653
HFTD - Distribution - Tier 3 - 2QU CoRE ¦ 3QU LoRE | Non-Red Flag Warning - Small Fires | contact from object | vehicle contact | 0.067966
HFTD - Distribution - Tier 3 - 2QU CoRE ¦ 3QU LoRE | Non-Red Flag Warning - Small Fires | contamination | contamination | 0.0030137
HFTD - Distribution - Tier 3 - 2QU CoRE ¦ 3QU LoRE | Non-Red Flag Warning - Small Fires | equipment / facility failure | anchor / guy damage or failure | 0.0017054
HFTD - Distribution - Tier 3 - 2QU CoRE ¦ 3QU LoRE | Non-Red Flag Warning - Small Fires | equipment / facility failure | capacitor bank damage or failure | 0
HFTD - Distribution - Tier 3 - 2QU CoRE ¦ 3QU LoRE | Non-Red Flag Warning - Small Fires | equipment / facility failure | conductor damage or failure | 0.026904
HFTD - Distribution - Tier 3 - 2QU CoRE ¦ 3QU LoRE | Non-Red Flag Warning - Small Fires | equipment / facility failure | connection device damage or failure | 0.0083356
HFTD - Distribution - Tier 3 - 2QU CoRE ¦ 3QU LoRE | Non-Red Flag Warning - Small Fires | equipment / facility failure | crossarm damage or failure | 0.0087849
HFTD - Distribution - Tier 3 - 2QU CoRE ¦ 3QU LoRE | Non-Red Flag Warning - Small Fires | equipment / facility failure | fuse damage or failure | 0.002904
HFTD - Distribution - Tier 3 - 2QU CoRE ¦ 3QU LoRE | Non-Red Flag Warning - Small Fires | equipment / facility failure | insulator and brushing damage or failure | 0.004013
HFTD - Distribution - Tier 3 - 2QU CoRE ¦ 3QU LoRE | Non-Red Flag Warning - Small Fires | equipment / facility failure | lightning arrestor damage or failure | 0.0012873
HFTD - Distribution - Tier 3 - 2QU CoRE ¦ 3QU LoRE | Non-Red Flag Warning - Small Fires | equipment / facility failure | other equipment / facility failure | 0.037428
HFTD - Distribution - Tier 3 - 2QU CoRE ¦ 3QU LoRE | Non-Red Flag Warning - Small Fires | equipment / facility failure | pole damage or failure | 0.01962
HFTD - Distribution - Tier 3 - 2QU CoRE ¦ 3QU LoRE | Non-Red Flag Warning - Small Fires | equipment / facility failure | recloser damage or failure | 0
HFTD - Distribution - Tier 3 - 2QU CoRE ¦ 3QU LoRE | Non-Red Flag Warning - Small Fires | equipment / facility failure | sectionalizer damage or failure | 0
HFTD - Distribution - Tier 3 - 2QU CoRE ¦ 3QU LoRE | Non-Red Flag Warning - Small Fires | equipment / facility failure | switch damage or failure | 0
HFTD - Distribution - Tier 3 - 2QU CoRE ¦ 3QU LoRE | Non-Red Flag Warning - Small Fires | equipment / facility failure | transformer damage or failure | 0.016119
HFTD - Distribution - Tier 3 - 2QU CoRE ¦ 3QU LoRE | Non-Red Flag Warning - Small Fires | equipment / facility failure | voltage regulator / booster damage or failure | 0.00015813
HFTD - Distribution - Tier 3 - 2QU CoRE ¦ 3QU LoRE | Non-Red Flag Warning - Small Fires | other | all other | 0.022772
HFTD - Distribution - Tier 3 - 2QU CoRE ¦ 3QU LoRE | Non-Red Flag Warning - Small Fires | unknown | unknown | 0.044555
HFTD - Distribution - Tier 3 - 2QU CoRE ¦ 3QU LoRE | Non-Red Flag Warning - Small Fires | utility work / operation | utility work / operation | 0.0092056
HFTD - Distribution - Tier 3 - 2QU CoRE ¦ 3QU LoRE | Non-Red Flag Warning - Small Fires | vandalism / theft | vandalism / theft | 1.8921e-05
HFTD - Distribution - Tier 3 - 2QU CoRE ¦ 3QU LoRE | Non-Red Flag Warning - Small Fires | vegetation contact | branch (not overhanging, 4-12ft) | 0.0039076
HFTD - Distribution - Tier 3 - 2QU CoRE ¦ 3QU LoRE | Non-Red Flag Warning - Small Fires | vegetation contact | branch (not overhanging, > 12ft) | 0.011002
HFTD - Distribution - Tier 3 - 2QU CoRE ¦ 3QU LoRE | Non-Red Flag Warning - Small Fires | vegetation contact | branch (not overhanging, distance unknown) | 0.037558
HFTD - Distribution - Tier 3 - 2QU CoRE ¦ 3QU LoRE | Non-Red Flag Warning - Small Fires | vegetation contact | branch (not overhanging, within 4ft) | 0.0013855
HFTD - Distribution - Tier 3 - 2QU CoRE ¦ 3QU LoRE | Non-Red Flag Warning - Small Fires | vegetation contact | branch (overhanging) | 0.061654
HFTD - Distribution - Tier 3 - 2QU CoRE ¦ 3QU LoRE | Non-Red Flag Warning - Small Fires | vegetation contact | dead | 0.039959
HFTD - Distribution - Tier 3 - 2QU CoRE ¦ 3QU LoRE | Non-Red Flag Warning - Small Fires | vegetation contact | fell into (moderate-severe defect) | 0.045704
HFTD - Distribution - Tier 3 - 2QU CoRE ¦ 3QU LoRE | Non-Red Flag Warning - Small Fires | vegetation contact | fell into (no defect) | 0.26921
HFTD - Distribution - Tier 3 - 2QU CoRE ¦ 3QU LoRE | Non-Red Flag Warning - Small Fires | vegetation contact | fell into (slight defect) | 0.056501
HFTD - Distribution - Tier 3 - 2QU CoRE ¦ 3QU LoRE | Non-Red Flag Warning - Small Fires | vegetation contact | grow into | 0.0048905
HFTD - Distribution - Tier 3 - 2QU CoRE ¦ 3QU LoRE | Non-Red Flag Warning - Small Fires | vegetation contact | other/unknown | 0.2319
HFTD - Distribution - Tier 3 - 2QU CoRE ¦ 3QU LoRE | Non-Red Flag Warning - Small Fires | wire-to-wire contact | wire-to-wire contact / contamination | 0.078029
HFTD - Distribution - Tier 3 - 2QU CoRE ¦ 3QU LoRE | Seismic - Red Flag Warning - Catastrophic Fires | cc - seismic scenario | seismic scenario | 4.624e-06
HFTD - Distribution - Tier 3 - 2QU CoRE ¦ 3QU LoRE | Red Flag Warning - Catastrophic Fires | contact from object | animal contact | 0
HFTD - Distribution - Tier 3 - 2QU CoRE ¦ 3QU LoRE | Red Flag Warning - Catastrophic Fires | contact from object | balloon contact | 0
HFTD - Distribution - Tier 3 - 2QU CoRE ¦ 3QU LoRE | Red Flag Warning - Catastrophic Fires | contact from object | other contact from object | 0
HFTD - Distribution - Tier 3 - 2QU CoRE ¦ 3QU LoRE | Red Flag Warning - Catastrophic Fires | contact from object | vehicle contact | 0
HFTD - Distribution - Tier 3 - 2QU CoRE ¦ 3QU LoRE | Red Flag Warning - Catastrophic Fires | contamination | contamination | 0
HFTD - Distribution - Tier 3 - 2QU CoRE ¦ 3QU LoRE | Red Flag Warning - Catastrophic Fires | equipment / facility failure | anchor / guy damage or failure | 9.4934e-05
HFTD - Distribution - Tier 3 - 2QU CoRE ¦ 3QU LoRE | Red Flag Warning - Catastrophic Fires | equipment / facility failure | capacitor bank damage or failure | 0
HFTD - Distribution - Tier 3 - 2QU CoRE ¦ 3QU LoRE | Red Flag Warning - Catastrophic Fires | equipment / facility failure | conductor damage or failure | 0.0010813
HFTD - Distribution - Tier 3 - 2QU CoRE ¦ 3QU LoRE | Red Flag Warning - Catastrophic Fires | equipment / facility failure | connection device damage or failure | 0.00033453
HFTD - Distribution - Tier 3 - 2QU CoRE ¦ 3QU LoRE | Red Flag Warning - Catastrophic Fires | equipment / facility failure | crossarm damage or failure | 0.00027383
HFTD - Distribution - Tier 3 - 2QU CoRE ¦ 3QU LoRE | Red Flag Warning - Catastrophic Fires | equipment / facility failure | fuse damage or failure | 0.00014282
HFTD - Distribution - Tier 3 - 2QU CoRE ¦ 3QU LoRE | Red Flag Warning - Catastrophic Fires | equipment / facility failure | insulator and brushing damage or failure | 0.00022083
HFTD - Distribution - Tier 3 - 2QU CoRE ¦ 3QU LoRE | Red Flag Warning - Catastrophic Fires | equipment / facility failure | lightning arrestor damage or failure | 7.113e-05
HFTD - Distribution - Tier 3 - 2QU CoRE ¦ 3QU LoRE | Red Flag Warning - Catastrophic Fires | equipment / facility failure | other equipment / facility failure | 0.00038253
HFTD - Distribution - Tier 3 - 2QU CoRE ¦ 3QU LoRE | Red Flag Warning - Catastrophic Fires | equipment / facility failure | pole damage or failure | 0.00025294
HFTD - Distribution - Tier 3 - 2QU CoRE ¦ 3QU LoRE | Red Flag Warning - Catastrophic Fires | equipment / facility failure | recloser damage or failure | 0
HFTD - Distribution - Tier 3 - 2QU CoRE ¦ 3QU LoRE | Red Flag Warning - Catastrophic Fires | equipment / facility failure | sectionalizer damage or failure | 0
HFTD - Distribution - Tier 3 - 2QU CoRE ¦ 3QU LoRE | Red Flag Warning - Catastrophic Fires | equipment / facility failure | switch damage or failure | 0
HFTD - Distribution - Tier 3 - 2QU CoRE ¦ 3QU LoRE | Red Flag Warning - Catastrophic Fires | equipment / facility failure | transformer damage or failure | 0.00010955
HFTD - Distribution - Tier 3 - 2QU CoRE ¦ 3QU LoRE | Red Flag Warning - Catastrophic Fires | equipment / facility failure | voltage regulator / booster damage or failure | 3.817e-07
HFTD - Distribution - Tier 3 - 2QU CoRE ¦ 3QU LoRE | Red Flag Warning - Catastrophic Fires | other | all other | 0
HFTD - Distribution - Tier 3 - 2QU CoRE ¦ 3QU LoRE | Red Flag Warning - Catastrophic Fires | unknown | unknown | 0
HFTD - Distribution - Tier 3 - 2QU CoRE ¦ 3QU LoRE | Red Flag Warning - Catastrophic Fires | utility work / operation | utility work / operation | 0
HFTD - Distribution - Tier 3 - 2QU CoRE ¦ 3QU LoRE | Red Flag Warning - Catastrophic Fires | vandalism / theft | vandalism / theft | 0
HFTD - Distribution - Tier 3 - 2QU CoRE ¦ 3QU LoRE | Red Flag Warning - Catastrophic Fires | vegetation contact | branch (not overhanging, 4-12ft) | 0.00014986
HFTD - Distribution - Tier 3 - 2QU CoRE ¦ 3QU LoRE | Red Flag Warning - Catastrophic Fires | vegetation contact | branch (not overhanging, > 12ft) | 0.00028687
HFTD - Distribution - Tier 3 - 2QU CoRE ¦ 3QU LoRE | Red Flag Warning - Catastrophic Fires | vegetation contact | branch (not overhanging, distance unknown) | 0.0013865
HFTD - Distribution - Tier 3 - 2QU CoRE ¦ 3QU LoRE | Red Flag Warning - Catastrophic Fires | vegetation contact | branch (not overhanging, within 4ft) | 2.8405e-05
HFTD - Distribution - Tier 3 - 2QU CoRE ¦ 3QU LoRE | Red Flag Warning - Catastrophic Fires | vegetation contact | branch (overhanging) | 0.0016759
HFTD - Distribution - Tier 3 - 2QU CoRE ¦ 3QU LoRE | Red Flag Warning - Catastrophic Fires | vegetation contact | dead | 0.0010519
HFTD - Distribution - Tier 3 - 2QU CoRE ¦ 3QU LoRE | Red Flag Warning - Catastrophic Fires | vegetation contact | fell into (moderate-severe defect) | 0.00086398
HFTD - Distribution - Tier 3 - 2QU CoRE ¦ 3QU LoRE | Red Flag Warning - Catastrophic Fires | vegetation contact | fell into (no defect) | 0.0035381
HFTD - Distribution - Tier 3 - 2QU CoRE ¦ 3QU LoRE | Red Flag Warning - Catastrophic Fires | vegetation contact | fell into (slight defect) | 0.00093123
HFTD - Distribution - Tier 3 - 2QU CoRE ¦ 3QU LoRE | Red Flag Warning - Catastrophic Fires | vegetation contact | grow into | 9.8024e-05
HFTD - Distribution - Tier 3 - 2QU CoRE ¦ 3QU LoRE | Red Flag Warning - Catastrophic Fires | vegetation contact | other/unknown | 0.0047812
HFTD - Distribution - Tier 3 - 2QU CoRE ¦ 3QU LoRE | Red Flag Warning - Catastrophic Fires | wire-to-wire contact | wire-to-wire contact / contamination | 0
HFTD - Distribution - Tier 3 - 2QU CoRE ¦ 3QU LoRE | Red Flag Warning - Destructive Fires | contact from object | animal contact | 0
HFTD - Distribution - Tier 3 - 2QU CoRE ¦ 3QU LoRE | Red Flag Warning - Destructive Fires | contact from object | balloon contact | 0
HFTD - Distribution - Tier 3 - 2QU CoRE ¦ 3QU LoRE | Red Flag Warning - Destructive Fires | contact from object | other contact from object | 0
HFTD - Distribution - Tier 3 - 2QU CoRE ¦ 3QU LoRE | Red Flag Warning - Destructive Fires | contact from object | vehicle contact | 0
HFTD - Distribution - Tier 3 - 2QU CoRE ¦ 3QU LoRE | Red Flag Warning - Destructive Fires | contamination | contamination | 0
HFTD - Distribution - Tier 3 - 2QU CoRE ¦ 3QU LoRE | Red Flag Warning - Destructive Fires | equipment / facility failure | anchor / guy damage or failure | 1.6239e-05
HFTD - Distribution - Tier 3 - 2QU CoRE ¦ 3QU LoRE | Red Flag Warning - Destructive Fires | equipment / facility failure | capacitor bank damage or failure | 0
HFTD - Distribution - Tier 3 - 2QU CoRE ¦ 3QU LoRE | Red Flag Warning - Destructive Fires | equipment / facility failure | conductor damage or failure | 0.00018717
HFTD - Distribution - Tier 3 - 2QU CoRE ¦ 3QU LoRE | Red Flag Warning - Destructive Fires | equipment / facility failure | connection device damage or failure | 7.8236e-05
HFTD - Distribution - Tier 3 - 2QU CoRE ¦ 3QU LoRE | Red Flag Warning - Destructive Fires | equipment / facility failure | crossarm damage or failure | 4.7167e-05
HFTD - Distribution - Tier 3 - 2QU CoRE ¦ 3QU LoRE | Red Flag Warning - Destructive Fires | equipment / facility failure | fuse damage or failure | 2.4197e-05
HFTD - Distribution - Tier 3 - 2QU CoRE ¦ 3QU LoRE | Red Flag Warning - Destructive Fires | equipment / facility failure | insulator and brushing damage or failure | 3.7892e-05
HFTD - Distribution - Tier 3 - 2QU CoRE ¦ 3QU LoRE | Red Flag Warning - Destructive Fires | equipment / facility failure | lightning arrestor damage or failure | 1.235e-05
HFTD - Distribution - Tier 3 - 2QU CoRE ¦ 3QU LoRE | Red Flag Warning - Destructive Fires | equipment / facility failure | other equipment / facility failure | 6.6821e-05
HFTD - Distribution - Tier 3 - 2QU CoRE ¦ 3QU LoRE | Red Flag Warning - Destructive Fires | equipment / facility failure | pole damage or failure | 4.3926e-05
HFTD - Distribution - Tier 3 - 2QU CoRE ¦ 3QU LoRE | Red Flag Warning - Destructive Fires | equipment / facility failure | recloser damage or failure | 0
HFTD - Distribution - Tier 3 - 2QU CoRE ¦ 3QU LoRE | Red Flag Warning - Destructive Fires | equipment / facility failure | sectionalizer damage or failure | 0
HFTD - Distribution - Tier 3 - 2QU CoRE ¦ 3QU LoRE | Red Flag Warning - Destructive Fires | equipment / facility failure | switch damage or failure | 0
HFTD - Distribution - Tier 3 - 2QU CoRE ¦ 3QU LoRE | Red Flag Warning - Destructive Fires | equipment / facility failure | transformer damage or failure | 1.8622e-05
HFTD - Distribution - Tier 3 - 2QU CoRE ¦ 3QU LoRE | Red Flag Warning - Destructive Fires | equipment / facility failure | voltage regulator / booster damage or failure | 6.6822e-08
HFTD - Distribution - Tier 3 - 2QU CoRE ¦ 3QU LoRE | Red Flag Warning - Destructive Fires | other | all other | 0
HFTD - Distribution - Tier 3 - 2QU CoRE ¦ 3QU LoRE | Red Flag Warning - Destructive Fires | unknown | unknown | 0
HFTD - Distribution - Tier 3 - 2QU CoRE ¦ 3QU LoRE | Red Flag Warning - Destructive Fires | utility work / operation | utility work / operation | 0
HFTD - Distribution - Tier 3 - 2QU CoRE ¦ 3QU LoRE | Red Flag Warning - Destructive Fires | vandalism / theft | vandalism / theft | 0
HFTD - Distribution - Tier 3 - 2QU CoRE ¦ 3QU LoRE | Red Flag Warning - Destructive Fires | vegetation contact | branch (not overhanging, 4-12ft) | 1.8359e-05
HFTD - Distribution - Tier 3 - 2QU CoRE ¦ 3QU LoRE | Red Flag Warning - Destructive Fires | vegetation contact | branch (not overhanging, > 12ft) | 3.5186e-05
HFTD - Distribution - Tier 3 - 2QU CoRE ¦ 3QU LoRE | Red Flag Warning - Destructive Fires | vegetation contact | branch (not overhanging, distance unknown) | 0.00017007
HFTD - Distribution - Tier 3 - 2QU CoRE ¦ 3QU LoRE | Red Flag Warning - Destructive Fires | vegetation contact | branch (not overhanging, within 4ft) | 3.4737e-06
HFTD - Distribution - Tier 3 - 2QU CoRE ¦ 3QU LoRE | Red Flag Warning - Destructive Fires | vegetation contact | branch (overhanging) | 0.00020495
HFTD - Distribution - Tier 3 - 2QU CoRE ¦ 3QU LoRE | Red Flag Warning - Destructive Fires | vegetation contact | dead | 0.00012902
HFTD - Distribution - Tier 3 - 2QU CoRE ¦ 3QU LoRE | Red Flag Warning - Destructive Fires | vegetation contact | fell into (moderate-severe defect) | 0.00010597
HFTD - Distribution - Tier 3 - 2QU CoRE ¦ 3QU LoRE | Red Flag Warning - Destructive Fires | vegetation contact | fell into (no defect) | 0.00043396
HFTD - Distribution - Tier 3 - 2QU CoRE ¦ 3QU LoRE | Red Flag Warning - Destructive Fires | vegetation contact | fell into (slight defect) | 0.00011422
HFTD - Distribution - Tier 3 - 2QU CoRE ¦ 3QU LoRE | Red Flag Warning - Destructive Fires | vegetation contact | grow into | 1.2023e-05
HFTD - Distribution - Tier 3 - 2QU CoRE ¦ 3QU LoRE | Red Flag Warning - Destructive Fires | vegetation contact | other/unknown | 0.00058644
HFTD - Distribution - Tier 3 - 2QU CoRE ¦ 3QU LoRE | Red Flag Warning - Destructive Fires | wire-to-wire contact | wire-to-wire contact / contamination | 0
HFTD - Distribution - Tier 3 - 2QU CoRE ¦ 3QU LoRE | Red Flag Warning - Large Fires | contact from object | animal contact | 0
HFTD - Distribution - Tier 3 - 2QU CoRE ¦ 3QU LoRE | Red Flag Warning - Large Fires | contact from object | balloon contact | 0
HFTD - Distribution - Tier 3 - 2QU CoRE ¦ 3QU LoRE | Red Flag Warning - Large Fires | contact from object | other contact from object | 0
HFTD - Distribution - Tier 3 - 2QU CoRE ¦ 3QU LoRE | Red Flag Warning - Large Fires | contact from object | vehicle contact | 0
HFTD - Distribution - Tier 3 - 2QU CoRE ¦ 3QU LoRE | Red Flag Warning - Large Fires | contamination | contamination | 0
HFTD - Distribution - Tier 3 - 2QU CoRE ¦ 3QU LoRE | Red Flag Warning - Large Fires | equipment / facility failure | anchor / guy damage or failure | 0.00019123
HFTD - Distribution - Tier 3 - 2QU CoRE ¦ 3QU LoRE | Red Flag Warning - Large Fires | equipment / facility failure | capacitor bank damage or failure | 0
HFTD - Distribution - Tier 3 - 2QU CoRE ¦ 3QU LoRE | Red Flag Warning - Large Fires | equipment / facility failure | conductor damage or failure | 0.00096532
HFTD - Distribution - Tier 3 - 2QU CoRE ¦ 3QU LoRE | Red Flag Warning - Large Fires | equipment / facility failure | connection device damage or failure | 0.00022141
HFTD - Distribution - Tier 3 - 2QU CoRE ¦ 3QU LoRE | Red Flag Warning - Large Fires | equipment / facility failure | crossarm damage or failure | 0.00033792
HFTD - Distribution - Tier 3 - 2QU CoRE ¦ 3QU LoRE | Red Flag Warning - Large Fires | equipment / facility failure | fuse damage or failure | 0.00012141
HFTD - Distribution - Tier 3 - 2QU CoRE ¦ 3QU LoRE | Red Flag Warning - Large Fires | equipment / facility failure | insulator and brushing damage or failure | 0.00033109
HFTD - Distribution - Tier 3 - 2QU CoRE ¦ 3QU LoRE | Red Flag Warning - Large Fires | equipment / facility failure | lightning arrestor damage or failure | 6.2134e-05
HFTD - Distribution - Tier 3 - 2QU CoRE ¦ 3QU LoRE | Red Flag Warning - Large Fires | equipment / facility failure | other equipment / facility failure | 0.00037889
HFTD - Distribution - Tier 3 - 2QU CoRE ¦ 3QU LoRE | Red Flag Warning - Large Fires | equipment / facility failure | pole damage or failure | 0.00022987
HFTD - Distribution - Tier 3 - 2QU CoRE ¦ 3QU LoRE | Red Flag Warning - Large Fires | equipment / facility failure | recloser damage or failure | 0
HFTD - Distribution - Tier 3 - 2QU CoRE ¦ 3QU LoRE | Red Flag Warning - Large Fires | equipment / facility failure | sectionalizer damage or failure | 0
HFTD - Distribution - Tier 3 - 2QU CoRE ¦ 3QU LoRE | Red Flag Warning - Large Fires | equipment / facility failure | switch damage or failure | 0
HFTD - Distribution - Tier 3 - 2QU CoRE ¦ 3QU LoRE | Red Flag Warning - Large Fires | equipment / facility failure | transformer damage or failure | 0.00016909
HFTD - Distribution - Tier 3 - 2QU CoRE ¦ 3QU LoRE | Red Flag Warning - Large Fires | equipment / facility failure | voltage regulator / booster damage or failure | 5.8724e-07
HFTD - Distribution - Tier 3 - 2QU CoRE ¦ 3QU LoRE | Red Flag Warning - Large Fires | other | all other | 0
HFTD - Distribution - Tier 3 - 2QU CoRE ¦ 3QU LoRE | Red Flag Warning - Large Fires | unknown | unknown | 0
HFTD - Distribution - Tier 3 - 2QU CoRE ¦ 3QU LoRE | Red Flag Warning - Large Fires | utility work / operation | utility work / operation | 0
HFTD - Distribution - Tier 3 - 2QU CoRE ¦ 3QU LoRE | Red Flag Warning - Large Fires | vandalism / theft | vandalism / theft | 0
HFTD - Distribution - Tier 3 - 2QU CoRE ¦ 3QU LoRE | Red Flag Warning - Large Fires | vegetation contact | branch (not overhanging, 4-12ft) | 0.00010396
HFTD - Distribution - Tier 3 - 2QU CoRE ¦ 3QU LoRE | Red Flag Warning - Large Fires | vegetation contact | branch (not overhanging, > 12ft) | 0.00020819
HFTD - Distribution - Tier 3 - 2QU CoRE ¦ 3QU LoRE | Red Flag Warning - Large Fires | vegetation contact | branch (not overhanging, distance unknown) | 0.0010062
HFTD - Distribution - Tier 3 - 2QU CoRE ¦ 3QU LoRE | Red Flag Warning - Large Fires | vegetation contact | branch (not overhanging, within 4ft) | 1.8355e-05
HFTD - Distribution - Tier 3 - 2QU CoRE ¦ 3QU LoRE | Red Flag Warning - Large Fires | vegetation contact | branch (overhanging) | 0.0010829
HFTD - Distribution - Tier 3 - 2QU CoRE ¦ 3QU LoRE | Red Flag Warning - Large Fires | vegetation contact | dead | 0.00076336
HFTD - Distribution - Tier 3 - 2QU CoRE ¦ 3QU LoRE | Red Flag Warning - Large Fires | vegetation contact | fell into (moderate-severe defect) | 0.00062701
HFTD - Distribution - Tier 3 - 2QU CoRE ¦ 3QU LoRE | Red Flag Warning - Large Fires | vegetation contact | fell into (no defect) | 0.0025677
HFTD - Distribution - Tier 3 - 2QU CoRE ¦ 3QU LoRE | Red Flag Warning - Large Fires | vegetation contact | fell into (slight defect) | 0.00067582
HFTD - Distribution - Tier 3 - 2QU CoRE ¦ 3QU LoRE | Red Flag Warning - Large Fires | vegetation contact | grow into | 7.1139e-05
HFTD - Distribution - Tier 3 - 2QU CoRE ¦ 3QU LoRE | Red Flag Warning - Large Fires | vegetation contact | other/unknown | 0.0034698
HFTD - Distribution - Tier 3 - 2QU CoRE ¦ 3QU LoRE | Red Flag Warning - Large Fires | wire-to-wire contact | wire-to-wire contact / contamination | 0
HFTD - Distribution - Tier 3 - 2QU CoRE ¦ 3QU LoRE | Red Flag Warning - Small Fires | contact from object | animal contact | 0.00090651
HFTD - Distribution - Tier 3 - 2QU CoRE ¦ 3QU LoRE | Red Flag Warning - Small Fires | contact from object | balloon contact | 6.5988e-05
HFTD - Distribution - Tier 3 - 2QU CoRE ¦ 3QU LoRE | Red Flag Warning - Small Fires | contact from object | other contact from object | 0.00053938
HFTD - Distribution - Tier 3 - 2QU CoRE ¦ 3QU LoRE | Red Flag Warning - Small Fires | contact from object | vehicle contact | 0.0027725
HFTD - Distribution - Tier 3 - 2QU CoRE ¦ 3QU LoRE | Red Flag Warning - Small Fires | contamination | contamination | 3.2771e-05
HFTD - Distribution - Tier 3 - 2QU CoRE ¦ 3QU LoRE | Red Flag Warning - Small Fires | equipment / facility failure | anchor / guy damage or failure | 0.00052999
HFTD - Distribution - Tier 3 - 2QU CoRE ¦ 3QU LoRE | Red Flag Warning - Small Fires | equipment / facility failure | capacitor bank damage or failure | 0
HFTD - Distribution - Tier 3 - 2QU CoRE ¦ 3QU LoRE | Red Flag Warning - Small Fires | equipment / facility failure | conductor damage or failure | 0.0052853
HFTD - Distribution - Tier 3 - 2QU CoRE ¦ 3QU LoRE | Red Flag Warning - Small Fires | equipment / facility failure | connection device damage or failure | 0.0011446
HFTD - Distribution - Tier 3 - 2QU CoRE ¦ 3QU LoRE | Red Flag Warning - Small Fires | equipment / facility failure | crossarm damage or failure | 0.0015594
HFTD - Distribution - Tier 3 - 2QU CoRE ¦ 3QU LoRE | Red Flag Warning - Small Fires | equipment / facility failure | fuse damage or failure | 0.00080692
HFTD - Distribution - Tier 3 - 2QU CoRE ¦ 3QU LoRE | Red Flag Warning - Small Fires | equipment / facility failure | insulator and brushing damage or failure | 0.0013807
HFTD - Distribution - Tier 3 - 2QU CoRE ¦ 3QU LoRE | Red Flag Warning - Small Fires | equipment / facility failure | lightning arrestor damage or failure | 0.00028
HFTD - Distribution - Tier 3 - 2QU CoRE ¦ 3QU LoRE | Red Flag Warning - Small Fires | equipment / facility failure | other equipment / facility failure | 0.0023016
HFTD - Distribution - Tier 3 - 2QU CoRE ¦ 3QU LoRE | Red Flag Warning - Small Fires | equipment / facility failure | pole damage or failure | 0.0014913
HFTD - Distribution - Tier 3 - 2QU CoRE ¦ 3QU LoRE | Red Flag Warning - Small Fires | equipment / facility failure | recloser damage or failure | 0
HFTD - Distribution - Tier 3 - 2QU CoRE ¦ 3QU LoRE | Red Flag Warning - Small Fires | equipment / facility failure | sectionalizer damage or failure | 0
HFTD - Distribution - Tier 3 - 2QU CoRE ¦ 3QU LoRE | Red Flag Warning - Small Fires | equipment / facility failure | switch damage or failure | 0
HFTD - Distribution - Tier 3 - 2QU CoRE ¦ 3QU LoRE | Red Flag Warning - Small Fires | equipment / facility failure | transformer damage or failure | 0.00062863
HFTD - Distribution - Tier 3 - 2QU CoRE ¦ 3QU LoRE | Red Flag Warning - Small Fires | equipment / facility failure | voltage regulator / booster damage or failure | 2.4954e-06
HFTD - Distribution - Tier 3 - 2QU CoRE ¦ 3QU LoRE | Red Flag Warning - Small Fires | other | all other | 0.00067924
HFTD - Distribution - Tier 3 - 2QU CoRE ¦ 3QU LoRE | Red Flag Warning - Small Fires | unknown | unknown | 0.0018914
HFTD - Distribution - Tier 3 - 2QU CoRE ¦ 3QU LoRE | Red Flag Warning - Small Fires | utility work / operation | utility work / operation | 0.00024657
HFTD - Distribution - Tier 3 - 2QU CoRE ¦ 3QU LoRE | Red Flag Warning - Small Fires | vandalism / theft | vandalism / theft | 3.178e-07
HFTD - Distribution - Tier 3 - 2QU CoRE ¦ 3QU LoRE | Red Flag Warning - Small Fires | vegetation contact | branch (not overhanging, 4-12ft) | 0.0015537
HFTD - Distribution - Tier 3 - 2QU CoRE ¦ 3QU LoRE | Red Flag Warning - Small Fires | vegetation contact | branch (not overhanging, > 12ft) | 0.0028348
HFTD - Distribution - Tier 3 - 2QU CoRE ¦ 3QU LoRE | Red Flag Warning - Small Fires | vegetation contact | branch (not overhanging, distance unknown) | 0.013701
HFTD - Distribution - Tier 3 - 2QU CoRE ¦ 3QU LoRE | Red Flag Warning - Small Fires | vegetation contact | branch (not overhanging, within 4ft) | 0.00031501
HFTD - Distribution - Tier 3 - 2QU CoRE ¦ 3QU LoRE | Red Flag Warning - Small Fires | vegetation contact | branch (overhanging) | 0.018586
HFTD - Distribution - Tier 3 - 2QU CoRE ¦ 3QU LoRE | Red Flag Warning - Small Fires | vegetation contact | dead | 0.010394
HFTD - Distribution - Tier 3 - 2QU CoRE ¦ 3QU LoRE | Red Flag Warning - Small Fires | vegetation contact | fell into (moderate-severe defect) | 0.0085376
HFTD - Distribution - Tier 3 - 2QU CoRE ¦ 3QU LoRE | Red Flag Warning - Small Fires | vegetation contact | fell into (no defect) | 0.034962
HFTD - Distribution - Tier 3 - 2QU CoRE ¦ 3QU LoRE | Red Flag Warning - Small Fires | vegetation contact | fell into (slight defect) | 0.0092022
HFTD - Distribution - Tier 3 - 2QU CoRE ¦ 3QU LoRE | Red Flag Warning - Small Fires | vegetation contact | grow into | 0.00096865
HFTD - Distribution - Tier 3 - 2QU CoRE ¦ 3QU LoRE | Red Flag Warning - Small Fires | vegetation contact | other/unknown | 0.047246
HFTD - Distribution - Tier 3 - 2QU CoRE ¦ 3QU LoRE | Red Flag Warning - Small Fires | wire-to-wire contact | wire-to-wire contact / contamination | 0.002603
HFTD - Distribution - Tier 3 - 2QU CoRE ¦ 4QU LoRE | Seismic - Non-Red Flag Warning - Catastrophic Fires | cc - seismic scenario | seismic scenario | 2.7662e-08
HFTD - Distribution - Tier 3 - 2QU CoRE ¦ 4QU LoRE | Non-Red Flag Warning - Catastrophic Fires | contact from object | animal contact | 2.529e-05
HFTD - Distribution - Tier 3 - 2QU CoRE ¦ 4QU LoRE | Non-Red Flag Warning - Catastrophic Fires | contact from object | balloon contact | 0
HFTD - Distribution - Tier 3 - 2QU CoRE ¦ 4QU LoRE | Non-Red Flag Warning - Catastrophic Fires | contact from object | other contact from object | 1.2175e-05
HFTD - Distribution - Tier 3 - 2QU CoRE ¦ 4QU LoRE | Non-Red Flag Warning - Catastrophic Fires | contact from object | vehicle contact | 9.4609e-06
HFTD - Distribution - Tier 3 - 2QU CoRE ¦ 4QU LoRE | Non-Red Flag Warning - Catastrophic Fires | contamination | contamination | 1.2963e-06
HFTD - Distribution - Tier 3 - 2QU CoRE ¦ 4QU LoRE | Non-Red Flag Warning - Catastrophic Fires | equipment / facility failure | anchor / guy damage or failure | 9.7782e-09
HFTD - Distribution - Tier 3 - 2QU CoRE ¦ 4QU LoRE | Non-Red Flag Warning - Catastrophic Fires | equipment / facility failure | capacitor bank damage or failure | 0
HFTD - Distribution - Tier 3 - 2QU CoRE ¦ 4QU LoRE | Non-Red Flag Warning - Catastrophic Fires | equipment / facility failure | conductor damage or failure | 1.0074e-06
HFTD - Distribution - Tier 3 - 2QU CoRE ¦ 4QU LoRE | Non-Red Flag Warning - Catastrophic Fires | equipment / facility failure | connection device damage or failure | 6.049e-07
HFTD - Distribution - Tier 3 - 2QU CoRE ¦ 4QU LoRE | Non-Red Flag Warning - Catastrophic Fires | equipment / facility failure | crossarm damage or failure | 5.6585e-07
HFTD - Distribution - Tier 3 - 2QU CoRE ¦ 4QU LoRE | Non-Red Flag Warning - Catastrophic Fires | equipment / facility failure | fuse damage or failure | 7.9102e-08
HFTD - Distribution - Tier 3 - 2QU CoRE ¦ 4QU LoRE | Non-Red Flag Warning - Catastrophic Fires | equipment / facility failure | insulator and brushing damage or failure | 6.9188e-08
HFTD - Distribution - Tier 3 - 2QU CoRE ¦ 4QU LoRE | Non-Red Flag Warning - Catastrophic Fires | equipment / facility failure | lightning arrestor damage or failure | 1.6578e-09
HFTD - Distribution - Tier 3 - 2QU CoRE ¦ 4QU LoRE | Non-Red Flag Warning - Catastrophic Fires | equipment / facility failure | other equipment / facility failure | 1.2972e-06
HFTD - Distribution - Tier 3 - 2QU CoRE ¦ 4QU LoRE | Non-Red Flag Warning - Catastrophic Fires | equipment / facility failure | pole damage or failure | 5.3337e-07
HFTD - Distribution - Tier 3 - 2QU CoRE ¦ 4QU LoRE | Non-Red Flag Warning - Catastrophic Fires | equipment / facility failure | switch damage or failure | 0
HFTD - Distribution - Tier 3 - 2QU CoRE ¦ 4QU LoRE | Non-Red Flag Warning - Catastrophic Fires | equipment / facility failure | transformer damage or failure | 6.357e-07
HFTD - Distribution - Tier 3 - 2QU CoRE ¦ 4QU LoRE | Non-Red Flag Warning - Catastrophic Fires | equipment / facility failure | voltage regulator / booster damage or failure | 1.8436e-08
HFTD - Distribution - Tier 3 - 2QU CoRE ¦ 4QU LoRE | Non-Red Flag Warning - Catastrophic Fires | other | all other | 1.5116e-05
HFTD - Distribution - Tier 3 - 2QU CoRE ¦ 4QU LoRE | Non-Red Flag Warning - Catastrophic Fires | unknown | unknown | 2.5599e-05
HFTD - Distribution - Tier 3 - 2QU CoRE ¦ 4QU LoRE | Non-Red Flag Warning - Catastrophic Fires | utility work / operation | utility work / operation | 3.8793e-07
HFTD - Distribution - Tier 3 - 2QU CoRE ¦ 4QU LoRE | Non-Red Flag Warning - Catastrophic Fires | vandalism / theft | vandalism / theft | 0
HFTD - Distribution - Tier 3 - 2QU CoRE ¦ 4QU LoRE | Non-Red Flag Warning - Catastrophic Fires | vegetation contact | branch (not overhanging, 4-12ft) | 2.1472e-07
HFTD - Distribution - Tier 3 - 2QU CoRE ¦ 4QU LoRE | Non-Red Flag Warning - Catastrophic Fires | vegetation contact | branch (not overhanging, > 12ft) | 5.3452e-07
HFTD - Distribution - Tier 3 - 2QU CoRE ¦ 4QU LoRE | Non-Red Flag Warning - Catastrophic Fires | vegetation contact | branch (not overhanging, distance unknown) | 1.8247e-06
HFTD - Distribution - Tier 3 - 2QU CoRE ¦ 4QU LoRE | Non-Red Flag Warning - Catastrophic Fires | vegetation contact | branch (not overhanging, within 4ft) | 8.7811e-08
HFTD - Distribution - Tier 3 - 2QU CoRE ¦ 4QU LoRE | Non-Red Flag Warning - Catastrophic Fires | vegetation contact | branch (overhanging) | 3.9076e-06
HFTD - Distribution - Tier 3 - 2QU CoRE ¦ 4QU LoRE | Non-Red Flag Warning - Catastrophic Fires | vegetation contact | dead | 1.9413e-06
HFTD - Distribution - Tier 3 - 2QU CoRE ¦ 4QU LoRE | Non-Red Flag Warning - Catastrophic Fires | vegetation contact | fell into (moderate-severe defect) | 2.2204e-06
HFTD - Distribution - Tier 3 - 2QU CoRE ¦ 4QU LoRE | Non-Red Flag Warning - Catastrophic Fires | vegetation contact | fell into (no defect) | 1.3079e-05
HFTD - Distribution - Tier 3 - 2QU CoRE ¦ 4QU LoRE | Non-Red Flag Warning - Catastrophic Fires | vegetation contact | fell into (slight defect) | 2.7449e-06
HFTD - Distribution - Tier 3 - 2QU CoRE ¦ 4QU LoRE | Non-Red Flag Warning - Catastrophic Fires | vegetation contact | grow into | 2.3759e-07
HFTD - Distribution - Tier 3 - 2QU CoRE ¦ 4QU LoRE | Non-Red Flag Warning - Catastrophic Fires | vegetation contact | other/unknown | 1.1266e-05
HFTD - Distribution - Tier 3 - 2QU CoRE ¦ 4QU LoRE | Non-Red Flag Warning - Catastrophic Fires | wire-to-wire contact | wire-to-wire contact / contamination | 1.8691e-05
HFTD - Distribution - Tier 3 - 2QU CoRE ¦ 4QU LoRE | Non-Red Flag Warning - Destructive Fires | contact from object | animal contact | 1.5435e-05
HFTD - Distribution - Tier 3 - 2QU CoRE ¦ 4QU LoRE | Non-Red Flag Warning - Destructive Fires | contact from object | balloon contact | 0
HFTD - Distribution - Tier 3 - 2QU CoRE ¦ 4QU LoRE | Non-Red Flag Warning - Destructive Fires | contact from object | other contact from object | 7.6858e-06
HFTD - Distribution - Tier 3 - 2QU CoRE ¦ 4QU LoRE | Non-Red Flag Warning - Destructive Fires | contact from object | vehicle contact | 5.718e-06
HFTD - Distribution - Tier 3 - 2QU CoRE ¦ 4QU LoRE | Non-Red Flag Warning - Destructive Fires | contamination | contamination | 7.9433e-07
HFTD - Distribution - Tier 3 - 2QU CoRE ¦ 4QU LoRE | Non-Red Flag Warning - Destructive Fires | equipment / facility failure | anchor / guy damage or failure | 3.3533e-08
HFTD - Distribution - Tier 3 - 2QU CoRE ¦ 4QU LoRE | Non-Red Flag Warning - Destructive Fires | equipment / facility failure | capacitor bank damage or failure | 0
HFTD - Distribution - Tier 3 - 2QU CoRE ¦ 4QU LoRE | Non-Red Flag Warning - Destructive Fires | equipment / facility failure | conductor damage or failure | 3.3662e-06
HFTD - Distribution - Tier 3 - 2QU CoRE ¦ 4QU LoRE | Non-Red Flag Warning - Destructive Fires | equipment / facility failure | connection device damage or failure | 2.0107e-06
HFTD - Distribution - Tier 3 - 2QU CoRE ¦ 4QU LoRE | Non-Red Flag Warning - Destructive Fires | equipment / facility failure | crossarm damage or failure | 1.9085e-06
HFTD - Distribution - Tier 3 - 2QU CoRE ¦ 4QU LoRE | Non-Red Flag Warning - Destructive Fires | equipment / facility failure | fuse damage or failure | 2.6417e-07
HFTD - Distribution - Tier 3 - 2QU CoRE ¦ 4QU LoRE | Non-Red Flag Warning - Destructive Fires | equipment / facility failure | insulator and brushing damage or failure | 2.4535e-07
HFTD - Distribution - Tier 3 - 2QU CoRE ¦ 4QU LoRE | Non-Red Flag Warning - Destructive Fires | equipment / facility failure | lightning arrestor damage or failure | 5.708e-09
HFTD - Distribution - Tier 3 - 2QU CoRE ¦ 4QU LoRE | Non-Red Flag Warning - Destructive Fires | equipment / facility failure | other equipment / facility failure | 4.3744e-06
HFTD - Distribution - Tier 3 - 2QU CoRE ¦ 4QU LoRE | Non-Red Flag Warning - Destructive Fires | equipment / facility failure | pole damage or failure | 1.8246e-06
HFTD - Distribution - Tier 3 - 2QU CoRE ¦ 4QU LoRE | Non-Red Flag Warning - Destructive Fires | equipment / facility failure | switch damage or failure | 0
HFTD - Distribution - Tier 3 - 2QU CoRE ¦ 4QU LoRE | Non-Red Flag Warning - Destructive Fires | equipment / facility failure | transformer damage or failure | 2.123e-06
HFTD - Distribution - Tier 3 - 2QU CoRE ¦ 4QU LoRE | Non-Red Flag Warning - Destructive Fires | equipment / facility failure | voltage regulator / booster damage or failure | 6.3222e-08
HFTD - Distribution - Tier 3 - 2QU CoRE ¦ 4QU LoRE | Non-Red Flag Warning - Destructive Fires | other | all other | 9.5463e-06
HFTD - Distribution - Tier 3 - 2QU CoRE ¦ 4QU LoRE | Non-Red Flag Warning - Destructive Fires | unknown | unknown | 1.5813e-05
HFTD - Distribution - Tier 3 - 2QU CoRE ¦ 4QU LoRE | Non-Red Flag Warning - Destructive Fires | utility work / operation | utility work / operation | 2.3501e-07
HFTD - Distribution - Tier 3 - 2QU CoRE ¦ 4QU LoRE | Non-Red Flag Warning - Destructive Fires | vandalism / theft | vandalism / theft | 0
HFTD - Distribution - Tier 3 - 2QU CoRE ¦ 4QU LoRE | Non-Red Flag Warning - Destructive Fires | vegetation contact | branch (not overhanging, 4-12ft) | 5.1813e-07
HFTD - Distribution - Tier 3 - 2QU CoRE ¦ 4QU LoRE | Non-Red Flag Warning - Destructive Fires | vegetation contact | branch (not overhanging, > 12ft) | 1.2895e-06
HFTD - Distribution - Tier 3 - 2QU CoRE ¦ 4QU LoRE | Non-Red Flag Warning - Destructive Fires | vegetation contact | branch (not overhanging, distance unknown) | 4.402e-06
HFTD - Distribution - Tier 3 - 2QU CoRE ¦ 4QU LoRE | Non-Red Flag Warning - Destructive Fires | vegetation contact | branch (not overhanging, within 4ft) | 2.1195e-07
HFTD - Distribution - Tier 3 - 2QU CoRE ¦ 4QU LoRE | Non-Red Flag Warning - Destructive Fires | vegetation contact | branch (overhanging) | 9.4317e-06
HFTD - Distribution - Tier 3 - 2QU CoRE ¦ 4QU LoRE | Non-Red Flag Warning - Destructive Fires | vegetation contact | dead | 4.6834e-06
HFTD - Distribution - Tier 3 - 2QU CoRE ¦ 4QU LoRE | Non-Red Flag Warning - Destructive Fires | vegetation contact | fell into (moderate-severe defect) | 5.3567e-06
HFTD - Distribution - Tier 3 - 2QU CoRE ¦ 4QU LoRE | Non-Red Flag Warning - Destructive Fires | vegetation contact | fell into (no defect) | 3.1553e-05
HFTD - Distribution - Tier 3 - 2QU CoRE ¦ 4QU LoRE | Non-Red Flag Warning - Destructive Fires | vegetation contact | fell into (slight defect) | 6.6221e-06
HFTD - Distribution - Tier 3 - 2QU CoRE ¦ 4QU LoRE | Non-Red Flag Warning - Destructive Fires | vegetation contact | grow into | 5.7318e-07
HFTD - Distribution - Tier 3 - 2QU CoRE ¦ 4QU LoRE | Non-Red Flag Warning - Destructive Fires | vegetation contact | other/unknown | 2.718e-05
HFTD - Distribution - Tier 3 - 2QU CoRE ¦ 4QU LoRE | Non-Red Flag Warning - Destructive Fires | wire-to-wire contact | wire-to-wire contact / contamination | 1.1206e-05
HFTD - Distribution - Tier 3 - 2QU CoRE ¦ 4QU LoRE | Non-Red Flag Warning - Large Fires | contact from object | animal contact | 0.00014512
HFTD - Distribution - Tier 3 - 2QU CoRE ¦ 4QU LoRE | Non-Red Flag Warning - Large Fires | contact from object | balloon contact | 0
HFTD - Distribution - Tier 3 - 2QU CoRE ¦ 4QU LoRE | Non-Red Flag Warning - Large Fires | contact from object | other contact from object | 5.3619e-05
HFTD - Distribution - Tier 3 - 2QU CoRE ¦ 4QU LoRE | Non-Red Flag Warning - Large Fires | contact from object | vehicle contact | 5.8944e-05
HFTD - Distribution - Tier 3 - 2QU CoRE ¦ 4QU LoRE | Non-Red Flag Warning - Large Fires | contamination | contamination | 6.169e-06
HFTD - Distribution - Tier 3 - 2QU CoRE ¦ 4QU LoRE | Non-Red Flag Warning - Large Fires | equipment / facility failure | anchor / guy damage or failure | 1.5182e-07
HFTD - Distribution - Tier 3 - 2QU CoRE ¦ 4QU LoRE | Non-Red Flag Warning - Large Fires | equipment / facility failure | capacitor bank damage or failure | 0
HFTD - Distribution - Tier 3 - 2QU CoRE ¦ 4QU LoRE | Non-Red Flag Warning - Large Fires | equipment / facility failure | conductor damage or failure | 4.2977e-05
HFTD - Distribution - Tier 3 - 2QU CoRE ¦ 4QU LoRE | Non-Red Flag Warning - Large Fires | equipment / facility failure | connection device damage or failure | 2.8428e-05
HFTD - Distribution - Tier 3 - 2QU CoRE ¦ 4QU LoRE | Non-Red Flag Warning - Large Fires | equipment / facility failure | crossarm damage or failure | 2.3231e-05
HFTD - Distribution - Tier 3 - 2QU CoRE ¦ 4QU LoRE | Non-Red Flag Warning - Large Fires | equipment / facility failure | fuse damage or failure | 2.8075e-06
HFTD - Distribution - Tier 3 - 2QU CoRE ¦ 4QU LoRE | Non-Red Flag Warning - Large Fires | equipment / facility failure | insulator and brushing damage or failure | 1.4807e-06
HFTD - Distribution - Tier 3 - 2QU CoRE ¦ 4QU LoRE | Non-Red Flag Warning - Large Fires | equipment / facility failure | lightning arrestor damage or failure | 3.0529e-08
HFTD - Distribution - Tier 3 - 2QU CoRE ¦ 4QU LoRE | Non-Red Flag Warning - Large Fires | equipment / facility failure | other equipment / facility failure | 5.2535e-05
HFTD - Distribution - Tier 3 - 2QU CoRE ¦ 4QU LoRE | Non-Red Flag Warning - Large Fires | equipment / facility failure | pole damage or failure | 1.7484e-05
HFTD - Distribution - Tier 3 - 2QU CoRE ¦ 4QU LoRE | Non-Red Flag Warning - Large Fires | equipment / facility failure | switch damage or failure | 0
HFTD - Distribution - Tier 3 - 2QU CoRE ¦ 4QU LoRE | Non-Red Flag Warning - Large Fires | equipment / facility failure | transformer damage or failure | 3.0203e-05
HFTD - Distribution - Tier 3 - 2QU CoRE ¦ 4QU LoRE | Non-Red Flag Warning - Large Fires | equipment / facility failure | voltage regulator / booster damage or failure | 2.8623e-07
HFTD - Distribution - Tier 3 - 2QU CoRE ¦ 4QU LoRE | Non-Red Flag Warning - Large Fires | other | all other | 0.00010669
HFTD - Distribution - Tier 3 - 2QU CoRE ¦ 4QU LoRE | Non-Red Flag Warning - Large Fires | unknown | unknown | 0.00015612
HFTD - Distribution - Tier 3 - 2QU CoRE ¦ 4QU LoRE | Non-Red Flag Warning - Large Fires | utility work / operation | utility work / operation | 7.9031e-07
HFTD - Distribution - Tier 3 - 2QU CoRE ¦ 4QU LoRE | Non-Red Flag Warning - Large Fires | vandalism / theft | vandalism / theft | 0
HFTD - Distribution - Tier 3 - 2QU CoRE ¦ 4QU LoRE | Non-Red Flag Warning - Large Fires | vegetation contact | branch (not overhanging, 4-12ft) | 5.8226e-06
HFTD - Distribution - Tier 3 - 2QU CoRE ¦ 4QU LoRE | Non-Red Flag Warning - Large Fires | vegetation contact | branch (not overhanging, > 12ft) | 1.4199e-05
HFTD - Distribution - Tier 3 - 2QU CoRE ¦ 4QU LoRE | Non-Red Flag Warning - Large Fires | vegetation contact | branch (not overhanging, distance unknown) | 4.847e-05
HFTD - Distribution - Tier 3 - 2QU CoRE ¦ 4QU LoRE | Non-Red Flag Warning - Large Fires | vegetation contact | branch (not overhanging, within 4ft) | 2.4306e-06
HFTD - Distribution - Tier 3 - 2QU CoRE ¦ 4QU LoRE | Non-Red Flag Warning - Large Fires | vegetation contact | branch (overhanging) | 0.00010816
HFTD - Distribution - Tier 3 - 2QU CoRE ¦ 4QU LoRE | Non-Red Flag Warning - Large Fires | vegetation contact | dead | 5.1568e-05
HFTD - Distribution - Tier 3 - 2QU CoRE ¦ 4QU LoRE | Non-Red Flag Warning - Large Fires | vegetation contact | fell into (moderate-severe defect) | 5.8982e-05
HFTD - Distribution - Tier 3 - 2QU CoRE ¦ 4QU LoRE | Non-Red Flag Warning - Large Fires | vegetation contact | fell into (no defect) | 0.00034742
HFTD - Distribution - Tier 3 - 2QU CoRE ¦ 4QU LoRE | Non-Red Flag Warning - Large Fires | vegetation contact | fell into (slight defect) | 7.2916e-05
HFTD - Distribution - Tier 3 - 2QU CoRE ¦ 4QU LoRE | Non-Red Flag Warning - Large Fires | vegetation contact | grow into | 6.3113e-06
HFTD - Distribution - Tier 3 - 2QU CoRE ¦ 4QU LoRE | Non-Red Flag Warning - Large Fires | vegetation contact | other/unknown | 0.00029928
HFTD - Distribution - Tier 3 - 2QU CoRE ¦ 4QU LoRE | Non-Red Flag Warning - Large Fires | wire-to-wire contact | wire-to-wire contact / contamination | 8.5033e-05
HFTD - Distribution - Tier 3 - 2QU CoRE ¦ 4QU LoRE | Non-Red Flag Warning - Small Fires | contact from object | animal contact | 0.011997
HFTD - Distribution - Tier 3 - 2QU CoRE ¦ 4QU LoRE | Non-Red Flag Warning - Small Fires | contact from object | balloon contact | 0
HFTD - Distribution - Tier 3 - 2QU CoRE ¦ 4QU LoRE | Non-Red Flag Warning - Small Fires | contact from object | other contact from object | 0.0069523
HFTD - Distribution - Tier 3 - 2QU CoRE ¦ 4QU LoRE | Non-Red Flag Warning - Small Fires | contact from object | vehicle contact | 0.0051719
HFTD - Distribution - Tier 3 - 2QU CoRE ¦ 4QU LoRE | Non-Red Flag Warning - Small Fires | contamination | contamination | 0.00073715
HFTD - Distribution - Tier 3 - 2QU CoRE ¦ 4QU LoRE | Non-Red Flag Warning - Small Fires | equipment / facility failure | anchor / guy damage or failure | 0.00013304
HFTD - Distribution - Tier 3 - 2QU CoRE ¦ 4QU LoRE | Non-Red Flag Warning - Small Fires | equipment / facility failure | capacitor bank damage or failure | 0
HFTD - Distribution - Tier 3 - 2QU CoRE ¦ 4QU LoRE | Non-Red Flag Warning - Small Fires | equipment / facility failure | conductor damage or failure | 0.011026
HFTD - Distribution - Tier 3 - 2QU CoRE ¦ 4QU LoRE | Non-Red Flag Warning - Small Fires | equipment / facility failure | connection device damage or failure | 0.0059692
HFTD - Distribution - Tier 3 - 2QU CoRE ¦ 4QU LoRE | Non-Red Flag Warning - Small Fires | equipment / facility failure | crossarm damage or failure | 0.0061691
HFTD - Distribution - Tier 3 - 2QU CoRE ¦ 4QU LoRE | Non-Red Flag Warning - Small Fires | equipment / facility failure | fuse damage or failure | 0.00088759
HFTD - Distribution - Tier 3 - 2QU CoRE ¦ 4QU LoRE | Non-Red Flag Warning - Small Fires | equipment / facility failure | insulator and brushing damage or failure | 0.001348
HFTD - Distribution - Tier 3 - 2QU CoRE ¦ 4QU LoRE | Non-Red Flag Warning - Small Fires | equipment / facility failure | lightning arrestor damage or failure | 2.4743e-05
HFTD - Distribution - Tier 3 - 2QU CoRE ¦ 4QU LoRE | Non-Red Flag Warning - Small Fires | equipment / facility failure | other equipment / facility failure | 0.014896
HFTD - Distribution - Tier 3 - 2QU CoRE ¦ 4QU LoRE | Non-Red Flag Warning - Small Fires | equipment / facility failure | pole damage or failure | 0.0065437
HFTD - Distribution - Tier 3 - 2QU CoRE ¦ 4QU LoRE | Non-Red Flag Warning - Small Fires | equipment / facility failure | switch damage or failure | 0
HFTD - Distribution - Tier 3 - 2QU CoRE ¦ 4QU LoRE | Non-Red Flag Warning - Small Fires | equipment / facility failure | transformer damage or failure | 0.0065395
HFTD - Distribution - Tier 3 - 2QU CoRE ¦ 4QU LoRE | Non-Red Flag Warning - Small Fires | equipment / facility failure | voltage regulator / booster damage or failure | 0.00025084
HFTD - Distribution - Tier 3 - 2QU CoRE ¦ 4QU LoRE | Non-Red Flag Warning - Small Fires | other | all other | 0.0083331
HFTD - Distribution - Tier 3 - 2QU CoRE ¦ 4QU LoRE | Non-Red Flag Warning - Small Fires | unknown | unknown | 0.013158
HFTD - Distribution - Tier 3 - 2QU CoRE ¦ 4QU LoRE | Non-Red Flag Warning - Small Fires | utility work / operation | utility work / operation | 0.00022762
HFTD - Distribution - Tier 3 - 2QU CoRE ¦ 4QU LoRE | Non-Red Flag Warning - Small Fires | vandalism / theft | vandalism / theft | 0
HFTD - Distribution - Tier 3 - 2QU CoRE ¦ 4QU LoRE | Non-Red Flag Warning - Small Fires | vegetation contact | branch (not overhanging, 4-12ft) | 0.00081623
HFTD - Distribution - Tier 3 - 2QU CoRE ¦ 4QU LoRE | Non-Red Flag Warning - Small Fires | vegetation contact | branch (not overhanging, > 12ft) | 0.0020102
HFTD - Distribution - Tier 3 - 2QU CoRE ¦ 4QU LoRE | Non-Red Flag Warning - Small Fires | vegetation contact | branch (not overhanging, distance unknown) | 0.0068621
HFTD - Distribution - Tier 3 - 2QU CoRE ¦ 4QU LoRE | Non-Red Flag Warning - Small Fires | vegetation contact | branch (not overhanging, within 4ft) | 0.00033744
HFTD - Distribution - Tier 3 - 2QU CoRE ¦ 4QU LoRE | Non-Red Flag Warning - Small Fires | vegetation contact | branch (overhanging) | 0.015016
HFTD - Distribution - Tier 3 - 2QU CoRE ¦ 4QU LoRE | Non-Red Flag Warning - Small Fires | vegetation contact | dead | 0.0073007
HFTD - Distribution - Tier 3 - 2QU CoRE ¦ 4QU LoRE | Non-Red Flag Warning - Small Fires | vegetation contact | fell into (moderate-severe defect) | 0.0083503
HFTD - Distribution - Tier 3 - 2QU CoRE ¦ 4QU LoRE | Non-Red Flag Warning - Small Fires | vegetation contact | fell into (no defect) | 0.049186
HFTD - Distribution - Tier 3 - 2QU CoRE ¦ 4QU LoRE | Non-Red Flag Warning - Small Fires | vegetation contact | fell into (slight defect) | 0.010323
HFTD - Distribution - Tier 3 - 2QU CoRE ¦ 4QU LoRE | Non-Red Flag Warning - Small Fires | vegetation contact | grow into | 0.00089351
HFTD - Distribution - Tier 3 - 2QU CoRE ¦ 4QU LoRE | Non-Red Flag Warning - Small Fires | vegetation contact | other/unknown | 0.042369
HFTD - Distribution - Tier 3 - 2QU CoRE ¦ 4QU LoRE | Non-Red Flag Warning - Small Fires | wire-to-wire contact | wire-to-wire contact / contamination | 0.0073762
HFTD - Distribution - Tier 3 - 2QU CoRE ¦ 4QU LoRE | Seismic - Red Flag Warning - Catastrophic Fires | cc - seismic scenario | seismic scenario | 1.193e-06
HFTD - Distribution - Tier 3 - 2QU CoRE ¦ 4QU LoRE | Red Flag Warning - Catastrophic Fires | contact from object | animal contact | 0
HFTD - Distribution - Tier 3 - 2QU CoRE ¦ 4QU LoRE | Red Flag Warning - Catastrophic Fires | contact from object | balloon contact | 0
HFTD - Distribution - Tier 3 - 2QU CoRE ¦ 4QU LoRE | Red Flag Warning - Catastrophic Fires | contact from object | other contact from object | 0
HFTD - Distribution - Tier 3 - 2QU CoRE ¦ 4QU LoRE | Red Flag Warning - Catastrophic Fires | contact from object | vehicle contact | 0
HFTD - Distribution - Tier 3 - 2QU CoRE ¦ 4QU LoRE | Red Flag Warning - Catastrophic Fires | contamination | contamination | 0
HFTD - Distribution - Tier 3 - 2QU CoRE ¦ 4QU LoRE | Red Flag Warning - Catastrophic Fires | equipment / facility failure | anchor / guy damage or failure | 7.0478e-06
HFTD - Distribution - Tier 3 - 2QU CoRE ¦ 4QU LoRE | Red Flag Warning - Catastrophic Fires | equipment / facility failure | capacitor bank damage or failure | 0
HFTD - Distribution - Tier 3 - 2QU CoRE ¦ 4QU LoRE | Red Flag Warning - Catastrophic Fires | equipment / facility failure | conductor damage or failure | 0.00045902
HFTD - Distribution - Tier 3 - 2QU CoRE ¦ 4QU LoRE | Red Flag Warning - Catastrophic Fires | equipment / facility failure | connection device damage or failure | 0.00019264
HFTD - Distribution - Tier 3 - 2QU CoRE ¦ 4QU LoRE | Red Flag Warning - Catastrophic Fires | equipment / facility failure | crossarm damage or failure | 0.00023295
HFTD - Distribution - Tier 3 - 2QU CoRE ¦ 4QU LoRE | Red Flag Warning - Catastrophic Fires | equipment / facility failure | fuse damage or failure | 5.0977e-05
HFTD - Distribution - Tier 3 - 2QU CoRE ¦ 4QU LoRE | Red Flag Warning - Catastrophic Fires | equipment / facility failure | insulator and brushing damage or failure | 5.5209e-05
HFTD - Distribution - Tier 3 - 2QU CoRE ¦ 4QU LoRE | Red Flag Warning - Catastrophic Fires | equipment / facility failure | lightning arrestor damage or failure | 8.363e-07
HFTD - Distribution - Tier 3 - 2QU CoRE ¦ 4QU LoRE | Red Flag Warning - Catastrophic Fires | equipment / facility failure | other equipment / facility failure | 0.00018502
HFTD - Distribution - Tier 3 - 2QU CoRE ¦ 4QU LoRE | Red Flag Warning - Catastrophic Fires | equipment / facility failure | pole damage or failure | 9.4027e-05
HFTD - Distribution - Tier 3 - 2QU CoRE ¦ 4QU LoRE | Red Flag Warning - Catastrophic Fires | equipment / facility failure | switch damage or failure | 0
HFTD - Distribution - Tier 3 - 2QU CoRE ¦ 4QU LoRE | Red Flag Warning - Catastrophic Fires | equipment / facility failure | transformer damage or failure | 5.75e-05
HFTD - Distribution - Tier 3 - 2QU CoRE ¦ 4QU LoRE | Red Flag Warning - Catastrophic Fires | equipment / facility failure | voltage regulator / booster damage or failure | 6.7476e-07
HFTD - Distribution - Tier 3 - 2QU CoRE ¦ 4QU LoRE | Red Flag Warning - Catastrophic Fires | other | all other | 0
HFTD - Distribution - Tier 3 - 2QU CoRE ¦ 4QU LoRE | Red Flag Warning - Catastrophic Fires | unknown | unknown | 0
HFTD - Distribution - Tier 3 - 2QU CoRE ¦ 4QU LoRE | Red Flag Warning - Catastrophic Fires | utility work / operation | utility work / operation | 0
HFTD - Distribution - Tier 3 - 2QU CoRE ¦ 4QU LoRE | Red Flag Warning - Catastrophic Fires | vandalism / theft | vandalism / theft | 0
HFTD - Distribution - Tier 3 - 2QU CoRE ¦ 4QU LoRE | Red Flag Warning - Catastrophic Fires | vegetation contact | branch (not overhanging, 4-12ft) | 3.4358e-05
HFTD - Distribution - Tier 3 - 2QU CoRE ¦ 4QU LoRE | Red Flag Warning - Catastrophic Fires | vegetation contact | branch (not overhanging, > 12ft) | 5.5422e-05
HFTD - Distribution - Tier 3 - 2QU CoRE ¦ 4QU LoRE | Red Flag Warning - Catastrophic Fires | vegetation contact | branch (not overhanging, distance unknown) | 0.00026787
HFTD - Distribution - Tier 3 - 2QU CoRE ¦ 4QU LoRE | Red Flag Warning - Catastrophic Fires | vegetation contact | branch (not overhanging, within 4ft) | 8.0346e-06
HFTD - Distribution - Tier 3 - 2QU CoRE ¦ 4QU LoRE | Red Flag Warning - Catastrophic Fires | vegetation contact | branch (overhanging) | 0.00047404
HFTD - Distribution - Tier 3 - 2QU CoRE ¦ 4QU LoRE | Red Flag Warning - Catastrophic Fires | vegetation contact | dead | 0.00020322
HFTD - Distribution - Tier 3 - 2QU CoRE ¦ 4QU LoRE | Red Flag Warning - Catastrophic Fires | vegetation contact | fell into (moderate-severe defect) | 0.00016692
HFTD - Distribution - Tier 3 - 2QU CoRE ¦ 4QU LoRE | Red Flag Warning - Catastrophic Fires | vegetation contact | fell into (no defect) | 0.00068354
HFTD - Distribution - Tier 3 - 2QU CoRE ¦ 4QU LoRE | Red Flag Warning - Catastrophic Fires | vegetation contact | fell into (slight defect) | 0.00017991
HFTD - Distribution - Tier 3 - 2QU CoRE ¦ 4QU LoRE | Red Flag Warning - Catastrophic Fires | vegetation contact | grow into | 1.8938e-05
HFTD - Distribution - Tier 3 - 2QU CoRE ¦ 4QU LoRE | Red Flag Warning - Catastrophic Fires | vegetation contact | other/unknown | 0.00092371
HFTD - Distribution - Tier 3 - 2QU CoRE ¦ 4QU LoRE | Red Flag Warning - Catastrophic Fires | wire-to-wire contact | wire-to-wire contact / contamination | 0
HFTD - Distribution - Tier 3 - 2QU CoRE ¦ 4QU LoRE | Red Flag Warning - Destructive Fires | contact from object | animal contact | 0
HFTD - Distribution - Tier 3 - 2QU CoRE ¦ 4QU LoRE | Red Flag Warning - Destructive Fires | contact from object | balloon contact | 0
HFTD - Distribution - Tier 3 - 2QU CoRE ¦ 4QU LoRE | Red Flag Warning - Destructive Fires | contact from object | other contact from object | 0
HFTD - Distribution - Tier 3 - 2QU CoRE ¦ 4QU LoRE | Red Flag Warning - Destructive Fires | contact from object | vehicle contact | 0
HFTD - Distribution - Tier 3 - 2QU CoRE ¦ 4QU LoRE | Red Flag Warning - Destructive Fires | contamination | contamination | 0
HFTD - Distribution - Tier 3 - 2QU CoRE ¦ 4QU LoRE | Red Flag Warning - Destructive Fires | equipment / facility failure | anchor / guy damage or failure | 1.2164e-06
HFTD - Distribution - Tier 3 - 2QU CoRE ¦ 4QU LoRE | Red Flag Warning - Destructive Fires | equipment / facility failure | capacitor bank damage or failure | 0
HFTD - Distribution - Tier 3 - 2QU CoRE ¦ 4QU LoRE | Red Flag Warning - Destructive Fires | equipment / facility failure | conductor damage or failure | 7.7188e-05
HFTD - Distribution - Tier 3 - 2QU CoRE ¦ 4QU LoRE | Red Flag Warning - Destructive Fires | equipment / facility failure | connection device damage or failure | 3.2226e-05
HFTD - Distribution - Tier 3 - 2QU CoRE ¦ 4QU LoRE | Red Flag Warning - Destructive Fires | equipment / facility failure | crossarm damage or failure | 3.9543e-05
HFTD - Distribution - Tier 3 - 2QU CoRE ¦ 4QU LoRE | Red Flag Warning - Destructive Fires | equipment / facility failure | fuse damage or failure | 8.5678e-06
HFTD - Distribution - Tier 3 - 2QU CoRE ¦ 4QU LoRE | Red Flag Warning - Destructive Fires | equipment / facility failure | insulator and brushing damage or failure | 9.8529e-06
HFTD - Distribution - Tier 3 - 2QU CoRE ¦ 4QU LoRE | Red Flag Warning - Destructive Fires | equipment / facility failure | lightning arrestor damage or failure | 1.4491e-07
HFTD - Distribution - Tier 3 - 2QU CoRE ¦ 4QU LoRE | Red Flag Warning - Destructive Fires | equipment / facility failure | other equipment / facility failure | 3.1399e-05
HFTD - Distribution - Tier 3 - 2QU CoRE ¦ 4QU LoRE | Red Flag Warning - Destructive Fires | equipment / facility failure | pole damage or failure | 1.6188e-05
HFTD - Distribution - Tier 3 - 2QU CoRE ¦ 4QU LoRE | Red Flag Warning - Destructive Fires | equipment / facility failure | switch damage or failure | 0
HFTD - Distribution - Tier 3 - 2QU CoRE ¦ 4QU LoRE | Red Flag Warning - Destructive Fires | equipment / facility failure | transformer damage or failure | 9.664e-06
HFTD - Distribution - Tier 3 - 2QU CoRE ¦ 4QU LoRE | Red Flag Warning - Destructive Fires | equipment / facility failure | voltage regulator / booster damage or failure | 1.1645e-07
HFTD - Distribution - Tier 3 - 2QU CoRE ¦ 4QU LoRE | Red Flag Warning - Destructive Fires | other | all other | 0
HFTD - Distribution - Tier 3 - 2QU CoRE ¦ 4QU LoRE | Red Flag Warning - Destructive Fires | unknown | unknown | 0
HFTD - Distribution - Tier 3 - 2QU CoRE ¦ 4QU LoRE | Red Flag Warning - Destructive Fires | utility work / operation | utility work / operation | 0
HFTD - Distribution - Tier 3 - 2QU CoRE ¦ 4QU LoRE | Red Flag Warning - Destructive Fires | vandalism / theft | vandalism / theft | 0
HFTD - Distribution - Tier 3 - 2QU CoRE ¦ 4QU LoRE | Red Flag Warning - Destructive Fires | vegetation contact | branch (not overhanging, 4-12ft) | 4.1726e-06
HFTD - Distribution - Tier 3 - 2QU CoRE ¦ 4QU LoRE | Red Flag Warning - Destructive Fires | vegetation contact | branch (not overhanging, > 12ft) | 6.7291e-06
HFTD - Distribution - Tier 3 - 2QU CoRE ¦ 4QU LoRE | Red Flag Warning - Destructive Fires | vegetation contact | branch (not overhanging, distance unknown) | 3.2524e-05
HFTD - Distribution - Tier 3 - 2QU CoRE ¦ 4QU LoRE | Red Flag Warning - Destructive Fires | vegetation contact | branch (not overhanging, within 4ft) | 9.76e-07
HFTD - Distribution - Tier 3 - 2QU CoRE ¦ 4QU LoRE | Red Flag Warning - Destructive Fires | vegetation contact | branch (overhanging) | 5.7584e-05
HFTD - Distribution - Tier 3 - 2QU CoRE ¦ 4QU LoRE | Red Flag Warning - Destructive Fires | vegetation contact | dead | 2.4673e-05
HFTD - Distribution - Tier 3 - 2QU CoRE ¦ 4QU LoRE | Red Flag Warning - Destructive Fires | vegetation contact | fell into (moderate-severe defect) | 2.0266e-05
HFTD - Distribution - Tier 3 - 2QU CoRE ¦ 4QU LoRE | Red Flag Warning - Destructive Fires | vegetation contact | fell into (no defect) | 8.2992e-05
HFTD - Distribution - Tier 3 - 2QU CoRE ¦ 4QU LoRE | Red Flag Warning - Destructive Fires | vegetation contact | fell into (slight defect) | 2.1844e-05
HFTD - Distribution - Tier 3 - 2QU CoRE ¦ 4QU LoRE | Red Flag Warning - Destructive Fires | vegetation contact | grow into | 2.2993e-06
HFTD - Distribution - Tier 3 - 2QU CoRE ¦ 4QU LoRE | Red Flag Warning - Destructive Fires | vegetation contact | other/unknown | 0.00011215
HFTD - Distribution - Tier 3 - 2QU CoRE ¦ 4QU LoRE | Red Flag Warning - Destructive Fires | wire-to-wire contact | wire-to-wire contact / contamination | 0
HFTD - Distribution - Tier 3 - 2QU CoRE ¦ 4QU LoRE | Red Flag Warning - Large Fires | contact from object | animal contact | 0
HFTD - Distribution - Tier 3 - 2QU CoRE ¦ 4QU LoRE | Red Flag Warning - Large Fires | contact from object | balloon contact | 0
HFTD - Distribution - Tier 3 - 2QU CoRE ¦ 4QU LoRE | Red Flag Warning - Large Fires | contact from object | other contact from object | 0
HFTD - Distribution - Tier 3 - 2QU CoRE ¦ 4QU LoRE | Red Flag Warning - Large Fires | contact from object | vehicle contact | 0
HFTD - Distribution - Tier 3 - 2QU CoRE ¦ 4QU LoRE | Red Flag Warning - Large Fires | contamination | contamination | 0
HFTD - Distribution - Tier 3 - 2QU CoRE ¦ 4QU LoRE | Red Flag Warning - Large Fires | equipment / facility failure | anchor / guy damage or failure | 3.0152e-06
HFTD - Distribution - Tier 3 - 2QU CoRE ¦ 4QU LoRE | Red Flag Warning - Large Fires | equipment / facility failure | capacitor bank damage or failure | 0
HFTD - Distribution - Tier 3 - 2QU CoRE ¦ 4QU LoRE | Red Flag Warning - Large Fires | equipment / facility failure | conductor damage or failure | 0.00053958
HFTD - Distribution - Tier 3 - 2QU CoRE ¦ 4QU LoRE | Red Flag Warning - Large Fires | equipment / facility failure | connection device damage or failure | 0.00024948
HFTD - Distribution - Tier 3 - 2QU CoRE ¦ 4QU LoRE | Red Flag Warning - Large Fires | equipment / facility failure | crossarm damage or failure | 0.00026354
HFTD - Distribution - Tier 3 - 2QU CoRE ¦ 4QU LoRE | Red Flag Warning - Large Fires | equipment / facility failure | fuse damage or failure | 4.9856e-05
HFTD - Distribution - Tier 3 - 2QU CoRE ¦ 4QU LoRE | Red Flag Warning - Large Fires | equipment / facility failure | insulator and brushing damage or failure | 3.2558e-05
HFTD - Distribution - Tier 3 - 2QU CoRE ¦ 4QU LoRE | Red Flag Warning - Large Fires | equipment / facility failure | lightning arrestor damage or failure | 4.2437e-07
HFTD - Distribution - Tier 3 - 2QU CoRE ¦ 4QU LoRE | Red Flag Warning - Large Fires | equipment / facility failure | other equipment / facility failure | 0.00020647
HFTD - Distribution - Tier 3 - 2QU CoRE ¦ 4QU LoRE | Red Flag Warning - Large Fires | equipment / facility failure | pole damage or failure | 8.493e-05
HFTD - Distribution - Tier 3 - 2QU CoRE ¦ 4QU LoRE | Red Flag Warning - Large Fires | equipment / facility failure | switch damage or failure | 0
HFTD - Distribution - Tier 3 - 2QU CoRE ¦ 4QU LoRE | Red Flag Warning - Large Fires | equipment / facility failure | transformer damage or failure | 7.5279e-05
HFTD - Distribution - Tier 3 - 2QU CoRE ¦ 4QU LoRE | Red Flag Warning - Large Fires | equipment / facility failure | voltage regulator / booster damage or failure | 2.8868e-07
HFTD - Distribution - Tier 3 - 2QU CoRE ¦ 4QU LoRE | Red Flag Warning - Large Fires | other | all other | 0
HFTD - Distribution - Tier 3 - 2QU CoRE ¦ 4QU LoRE | Red Flag Warning - Large Fires | unknown | unknown | 0
HFTD - Distribution - Tier 3 - 2QU CoRE ¦ 4QU LoRE | Red Flag Warning - Large Fires | utility work / operation | utility work / operation | 0
HFTD - Distribution - Tier 3 - 2QU CoRE ¦ 4QU LoRE | Red Flag Warning - Large Fires | vandalism / theft | vandalism / theft | 0
HFTD - Distribution - Tier 3 - 2QU CoRE ¦ 4QU LoRE | Red Flag Warning - Large Fires | vegetation contact | branch (not overhanging, 4-12ft) | 2.5674e-05
HFTD - Distribution - Tier 3 - 2QU CoRE ¦ 4QU LoRE | Red Flag Warning - Large Fires | vegetation contact | branch (not overhanging, > 12ft) | 4.0568e-05
HFTD - Distribution - Tier 3 - 2QU CoRE ¦ 4QU LoRE | Red Flag Warning - Large Fires | vegetation contact | branch (not overhanging, distance unknown) | 0.00019608
HFTD - Distribution - Tier 3 - 2QU CoRE ¦ 4QU LoRE | Red Flag Warning - Large Fires | vegetation contact | branch (not overhanging, within 4ft) | 6.1283e-06
HFTD - Distribution - Tier 3 - 2QU CoRE ¦ 4QU LoRE | Red Flag Warning - Large Fires | vegetation contact | branch (overhanging) | 0.00036157
HFTD - Distribution - Tier 3 - 2QU CoRE ¦ 4QU LoRE | Red Flag Warning - Large Fires | vegetation contact | dead | 0.00014875
HFTD - Distribution - Tier 3 - 2QU CoRE ¦ 4QU LoRE | Red Flag Warning - Large Fires | vegetation contact | fell into (moderate-severe defect) | 0.00012218
HFTD - Distribution - Tier 3 - 2QU CoRE ¦ 4QU LoRE | Red Flag Warning - Large Fires | vegetation contact | fell into (no defect) | 0.00050034
HFTD - Distribution - Tier 3 - 2QU CoRE ¦ 4QU LoRE | Red Flag Warning - Large Fires | vegetation contact | fell into (slight defect) | 0.00013169
HFTD - Distribution - Tier 3 - 2QU CoRE ¦ 4QU LoRE | Red Flag Warning - Large Fires | vegetation contact | grow into | 1.3862e-05
HFTD - Distribution - Tier 3 - 2QU CoRE ¦ 4QU LoRE | Red Flag Warning - Large Fires | vegetation contact | other/unknown | 0.00067614
HFTD - Distribution - Tier 3 - 2QU CoRE ¦ 4QU LoRE | Red Flag Warning - Large Fires | wire-to-wire contact | wire-to-wire contact / contamination | 0
HFTD - Distribution - Tier 3 - 2QU CoRE ¦ 4QU LoRE | Red Flag Warning - Small Fires | contact from object | animal contact | 0.00022911
HFTD - Distribution - Tier 3 - 2QU CoRE ¦ 4QU LoRE | Red Flag Warning - Small Fires | contact from object | balloon contact | 0
HFTD - Distribution - Tier 3 - 2QU CoRE ¦ 4QU LoRE | Red Flag Warning - Small Fires | contact from object | other contact from object | 0.00023956
HFTD - Distribution - Tier 3 - 2QU CoRE ¦ 4QU LoRE | Red Flag Warning - Small Fires | contact from object | vehicle contact | 0.00021098
HFTD - Distribution - Tier 3 - 2QU CoRE ¦ 4QU LoRE | Red Flag Warning - Small Fires | contamination | contamination | 8.0158e-06
HFTD - Distribution - Tier 3 - 2QU CoRE ¦ 4QU LoRE | Red Flag Warning - Small Fires | equipment / facility failure | anchor / guy damage or failure | 4.1346e-05
HFTD - Distribution - Tier 3 - 2QU CoRE ¦ 4QU LoRE | Red Flag Warning - Small Fires | equipment / facility failure | capacitor bank damage or failure | 0
HFTD - Distribution - Tier 3 - 2QU CoRE ¦ 4QU LoRE | Red Flag Warning - Small Fires | equipment / facility failure | conductor damage or failure | 0.0021661
HFTD - Distribution - Tier 3 - 2QU CoRE ¦ 4QU LoRE | Red Flag Warning - Small Fires | equipment / facility failure | connection device damage or failure | 0.00081965
HFTD - Distribution - Tier 3 - 2QU CoRE ¦ 4QU LoRE | Red Flag Warning - Small Fires | equipment / facility failure | crossarm damage or failure | 0.0010951
HFTD - Distribution - Tier 3 - 2QU CoRE ¦ 4QU LoRE | Red Flag Warning - Small Fires | equipment / facility failure | fuse damage or failure | 0.00024663
HFTD - Distribution - Tier 3 - 2QU CoRE ¦ 4QU LoRE | Red Flag Warning - Small Fires | equipment / facility failure | insulator and brushing damage or failure | 0.00046378
HFTD - Distribution - Tier 3 - 2QU CoRE ¦ 4QU LoRE | Red Flag Warning - Small Fires | equipment / facility failure | lightning arrestor damage or failure | 5.3817e-06
HFTD - Distribution - Tier 3 - 2QU CoRE ¦ 4QU LoRE | Red Flag Warning - Small Fires | equipment / facility failure | other equipment / facility failure | 0.00091602
HFTD - Distribution - Tier 3 - 2QU CoRE ¦ 4QU LoRE | Red Flag Warning - Small Fires | equipment / facility failure | pole damage or failure | 0.00049738
HFTD - Distribution - Tier 3 - 2QU CoRE ¦ 4QU LoRE | Red Flag Warning - Small Fires | equipment / facility failure | switch damage or failure | 0
HFTD - Distribution - Tier 3 - 2QU CoRE ¦ 4QU LoRE | Red Flag Warning - Small Fires | equipment / facility failure | transformer damage or failure | 0.00025503
HFTD - Distribution - Tier 3 - 2QU CoRE ¦ 4QU LoRE | Red Flag Warning - Small Fires | equipment / facility failure | voltage regulator / booster damage or failure | 3.9584e-06
HFTD - Distribution - Tier 3 - 2QU CoRE ¦ 4QU LoRE | Red Flag Warning - Small Fires | other | all other | 0.00024856
HFTD - Distribution - Tier 3 - 2QU CoRE ¦ 4QU LoRE | Red Flag Warning - Small Fires | unknown | unknown | 0.00055857
HFTD - Distribution - Tier 3 - 2QU CoRE ¦ 4QU LoRE | Red Flag Warning - Small Fires | utility work / operation | utility work / operation | 6.0966e-06
HFTD - Distribution - Tier 3 - 2QU CoRE ¦ 4QU LoRE | Red Flag Warning - Small Fires | vandalism / theft | vandalism / theft | 0
HFTD - Distribution - Tier 3 - 2QU CoRE ¦ 4QU LoRE | Red Flag Warning - Small Fires | vegetation contact | branch (not overhanging, 4-12ft) | 0.00032455
HFTD - Distribution - Tier 3 - 2QU CoRE ¦ 4QU LoRE | Red Flag Warning - Small Fires | vegetation contact | branch (not overhanging, > 12ft) | 0.00051792
HFTD - Distribution - Tier 3 - 2QU CoRE ¦ 4QU LoRE | Red Flag Warning - Small Fires | vegetation contact | branch (not overhanging, distance unknown) | 0.0025033
HFTD - Distribution - Tier 3 - 2QU CoRE ¦ 4QU LoRE | Red Flag Warning - Small Fires | vegetation contact | branch (not overhanging, within 4ft) | 7.6721e-05
HFTD - Distribution - Tier 3 - 2QU CoRE ¦ 4QU LoRE | Red Flag Warning - Small Fires | vegetation contact | branch (overhanging) | 0.0045266
HFTD - Distribution - Tier 3 - 2QU CoRE ¦ 4QU LoRE | Red Flag Warning - Small Fires | vegetation contact | dead | 0.0018991
HFTD - Distribution - Tier 3 - 2QU CoRE ¦ 4QU LoRE | Red Flag Warning - Small Fires | vegetation contact | fell into (moderate-severe defect) | 0.0015598
HFTD - Distribution - Tier 3 - 2QU CoRE ¦ 4QU LoRE | Red Flag Warning - Small Fires | vegetation contact | fell into (no defect) | 0.0063877
HFTD - Distribution - Tier 3 - 2QU CoRE ¦ 4QU LoRE | Red Flag Warning - Small Fires | vegetation contact | fell into (slight defect) | 0.0016813
HFTD - Distribution - Tier 3 - 2QU CoRE ¦ 4QU LoRE | Red Flag Warning - Small Fires | vegetation contact | grow into | 0.00017698
HFTD - Distribution - Tier 3 - 2QU CoRE ¦ 4QU LoRE | Red Flag Warning - Small Fires | vegetation contact | other/unknown | 0.0086321
HFTD - Distribution - Tier 3 - 2QU CoRE ¦ 4QU LoRE | Red Flag Warning - Small Fires | wire-to-wire contact | wire-to-wire contact / contamination | 0.00024606
HFTD - Distribution - Tier 3 - 2QU CoRE ¦ 5QU LoRE | Seismic - Non-Red Flag Warning - Catastrophic Fires | cc - seismic scenario | seismic scenario | 1.0787e-08
HFTD - Distribution - Tier 3 - 2QU CoRE ¦ 5QU LoRE | Non-Red Flag Warning - Catastrophic Fires | contact from object | animal contact | 2.8938e-05
HFTD - Distribution - Tier 3 - 2QU CoRE ¦ 5QU LoRE | Non-Red Flag Warning - Catastrophic Fires | contact from object | balloon contact | 4.1465e-08
HFTD - Distribution - Tier 3 - 2QU CoRE ¦ 5QU LoRE | Non-Red Flag Warning - Catastrophic Fires | contact from object | other contact from object | 6.3269e-07
HFTD - Distribution - Tier 3 - 2QU CoRE ¦ 5QU LoRE | Non-Red Flag Warning - Catastrophic Fires | contact from object | vehicle contact | 2.0748e-05
HFTD - Distribution - Tier 3 - 2QU CoRE ¦ 5QU LoRE | Non-Red Flag Warning - Catastrophic Fires | contamination | contamination | 7.2799e-07
HFTD - Distribution - Tier 3 - 2QU CoRE ¦ 5QU LoRE | Non-Red Flag Warning - Catastrophic Fires | equipment / facility failure | anchor / guy damage or failure | 0
HFTD - Distribution - Tier 3 - 2QU CoRE ¦ 5QU LoRE | Non-Red Flag Warning - Catastrophic Fires | equipment / facility failure | capacitor bank damage or failure | 0
HFTD - Distribution - Tier 3 - 2QU CoRE ¦ 5QU LoRE | Non-Red Flag Warning - Catastrophic Fires | equipment / facility failure | conductor damage or failure | 3.0507e-07
HFTD - Distribution - Tier 3 - 2QU CoRE ¦ 5QU LoRE | Non-Red Flag Warning - Catastrophic Fires | equipment / facility failure | connection device damage or failure | 2.7081e-07
HFTD - Distribution - Tier 3 - 2QU CoRE ¦ 5QU LoRE | Non-Red Flag Warning - Catastrophic Fires | equipment / facility failure | crossarm damage or failure | 2.2835e-07
HFTD - Distribution - Tier 3 - 2QU CoRE ¦ 5QU LoRE | Non-Red Flag Warning - Catastrophic Fires | equipment / facility failure | fuse damage or failure | 0
HFTD - Distribution - Tier 3 - 2QU CoRE ¦ 5QU LoRE | Non-Red Flag Warning - Catastrophic Fires | equipment / facility failure | insulator and brushing damage or failure | 0
HFTD - Distribution - Tier 3 - 2QU CoRE ¦ 5QU LoRE | Non-Red Flag Warning - Catastrophic Fires | equipment / facility failure | lightning arrestor damage or failure | 0
HFTD - Distribution - Tier 3 - 2QU CoRE ¦ 5QU LoRE | Non-Red Flag Warning - Catastrophic Fires | equipment / facility failure | other equipment / facility failure | 2.0157e-07
HFTD - Distribution - Tier 3 - 2QU CoRE ¦ 5QU LoRE | Non-Red Flag Warning - Catastrophic Fires | equipment / facility failure | pole damage or failure | 2.3258e-07
HFTD - Distribution - Tier 3 - 2QU CoRE ¦ 5QU LoRE | Non-Red Flag Warning - Catastrophic Fires | equipment / facility failure | recloser damage or failure | 0
HFTD - Distribution - Tier 3 - 2QU CoRE ¦ 5QU LoRE | Non-Red Flag Warning - Catastrophic Fires | equipment / facility failure | sectionalizer damage or failure | 0
HFTD - Distribution - Tier 3 - 2QU CoRE ¦ 5QU LoRE | Non-Red Flag Warning - Catastrophic Fires | equipment / facility failure | switch damage or failure | 0
HFTD - Distribution - Tier 3 - 2QU CoRE ¦ 5QU LoRE | Non-Red Flag Warning - Catastrophic Fires | equipment / facility failure | transformer damage or failure | 4.4688e-07
HFTD - Distribution - Tier 3 - 2QU CoRE ¦ 5QU LoRE | Non-Red Flag Warning - Catastrophic Fires | equipment / facility failure | voltage regulator / booster damage or failure | 0
HFTD - Distribution - Tier 3 - 2QU CoRE ¦ 5QU LoRE | Non-Red Flag Warning - Catastrophic Fires | other | all other | 2.5823e-06
HFTD - Distribution - Tier 3 - 2QU CoRE ¦ 5QU LoRE | Non-Red Flag Warning - Catastrophic Fires | unknown | unknown | 1.4084e-05
HFTD - Distribution - Tier 3 - 2QU CoRE ¦ 5QU LoRE | Non-Red Flag Warning - Catastrophic Fires | utility work / operation | utility work / operation | 7.6663e-07
HFTD - Distribution - Tier 3 - 2QU CoRE ¦ 5QU LoRE | Non-Red Flag Warning - Catastrophic Fires | vandalism / theft | vandalism / theft | 8.3592e-09
HFTD - Distribution - Tier 3 - 2QU CoRE ¦ 5QU LoRE | Non-Red Flag Warning - Catastrophic Fires | vegetation contact | branch (not overhanging, 4-12ft) | 8.0937e-08
HFTD - Distribution - Tier 3 - 2QU CoRE ¦ 5QU LoRE | Non-Red Flag Warning - Catastrophic Fires | vegetation contact | branch (not overhanging, > 12ft) | 1.9317e-07
HFTD - Distribution - Tier 3 - 2QU CoRE ¦ 5QU LoRE | Non-Red Flag Warning - Catastrophic Fires | vegetation contact | branch (not overhanging, distance unknown) | 6.5941e-07
HFTD - Distribution - Tier 3 - 2QU CoRE ¦ 5QU LoRE | Non-Red Flag Warning - Catastrophic Fires | vegetation contact | branch (not overhanging, within 4ft) | 3.4487e-08
HFTD - Distribution - Tier 3 - 2QU CoRE ¦ 5QU LoRE | Non-Red Flag Warning - Catastrophic Fires | vegetation contact | branch (overhanging) | 1.5347e-06
HFTD - Distribution - Tier 3 - 2QU CoRE ¦ 5QU LoRE | Non-Red Flag Warning - Catastrophic Fires | vegetation contact | dead | 7.0156e-07
HFTD - Distribution - Tier 3 - 2QU CoRE ¦ 5QU LoRE | Non-Red Flag Warning - Catastrophic Fires | vegetation contact | fell into (moderate-severe defect) | 8.0242e-07
HFTD - Distribution - Tier 3 - 2QU CoRE ¦ 5QU LoRE | Non-Red Flag Warning - Catastrophic Fires | vegetation contact | fell into (no defect) | 4.7265e-06
HFTD - Distribution - Tier 3 - 2QU CoRE ¦ 5QU LoRE | Non-Red Flag Warning - Catastrophic Fires | vegetation contact | fell into (slight defect) | 9.9198e-07
HFTD - Distribution - Tier 3 - 2QU CoRE ¦ 5QU LoRE | Non-Red Flag Warning - Catastrophic Fires | vegetation contact | grow into | 8.5862e-08
HFTD - Distribution - Tier 3 - 2QU CoRE ¦ 5QU LoRE | Non-Red Flag Warning - Catastrophic Fires | vegetation contact | other/unknown | 4.0715e-06
HFTD - Distribution - Tier 3 - 2QU CoRE ¦ 5QU LoRE | Non-Red Flag Warning - Catastrophic Fires | wire-to-wire contact | wire-to-wire contact / contamination | 1.4702e-05
HFTD - Distribution - Tier 3 - 2QU CoRE ¦ 5QU LoRE | Non-Red Flag Warning - Destructive Fires | contact from object | animal contact | 1.7335e-05
HFTD - Distribution - Tier 3 - 2QU CoRE ¦ 5QU LoRE | Non-Red Flag Warning - Destructive Fires | contact from object | balloon contact | 2.6232e-08
HFTD - Distribution - Tier 3 - 2QU CoRE ¦ 5QU LoRE | Non-Red Flag Warning - Destructive Fires | contact from object | other contact from object | 4.0027e-07
HFTD - Distribution - Tier 3 - 2QU CoRE ¦ 5QU LoRE | Non-Red Flag Warning - Destructive Fires | contact from object | vehicle contact | 1.2267e-05
HFTD - Distribution - Tier 3 - 2QU CoRE ¦ 5QU LoRE | Non-Red Flag Warning - Destructive Fires | contamination | contamination | 4.3168e-07
HFTD - Distribution - Tier 3 - 2QU CoRE ¦ 5QU LoRE | Non-Red Flag Warning - Destructive Fires | equipment / facility failure | anchor / guy damage or failure | 0
HFTD - Distribution - Tier 3 - 2QU CoRE ¦ 5QU LoRE | Non-Red Flag Warning - Destructive Fires | equipment / facility failure | capacitor bank damage or failure | 0
HFTD - Distribution - Tier 3 - 2QU CoRE ¦ 5QU LoRE | Non-Red Flag Warning - Destructive Fires | equipment / facility failure | conductor damage or failure | 1.0401e-06
HFTD - Distribution - Tier 3 - 2QU CoRE ¦ 5QU LoRE | Non-Red Flag Warning - Destructive Fires | equipment / facility failure | connection device damage or failure | 9.5644e-07
HFTD - Distribution - Tier 3 - 2QU CoRE ¦ 5QU LoRE | Non-Red Flag Warning - Destructive Fires | equipment / facility failure | crossarm damage or failure | 7.5493e-07
HFTD - Distribution - Tier 3 - 2QU CoRE ¦ 5QU LoRE | Non-Red Flag Warning - Destructive Fires | equipment / facility failure | fuse damage or failure | 0
HFTD - Distribution - Tier 3 - 2QU CoRE ¦ 5QU LoRE | Non-Red Flag Warning - Destructive Fires | equipment / facility failure | insulator and brushing damage or failure | 0
HFTD - Distribution - Tier 3 - 2QU CoRE ¦ 5QU LoRE | Non-Red Flag Warning - Destructive Fires | equipment / facility failure | lightning arrestor damage or failure | 0
HFTD - Distribution - Tier 3 - 2QU CoRE ¦ 5QU LoRE | Non-Red Flag Warning - Destructive Fires | equipment / facility failure | other equipment / facility failure | 6.7887e-07
HFTD - Distribution - Tier 3 - 2QU CoRE ¦ 5QU LoRE | Non-Red Flag Warning - Destructive Fires | equipment / facility failure | pole damage or failure | 7.6791e-07
HFTD - Distribution - Tier 3 - 2QU CoRE ¦ 5QU LoRE | Non-Red Flag Warning - Destructive Fires | equipment / facility failure | recloser damage or failure | 0
HFTD - Distribution - Tier 3 - 2QU CoRE ¦ 5QU LoRE | Non-Red Flag Warning - Destructive Fires | equipment / facility failure | sectionalizer damage or failure | 0
HFTD - Distribution - Tier 3 - 2QU CoRE ¦ 5QU LoRE | Non-Red Flag Warning - Destructive Fires | equipment / facility failure | switch damage or failure | 0
HFTD - Distribution - Tier 3 - 2QU CoRE ¦ 5QU LoRE | Non-Red Flag Warning - Destructive Fires | equipment / facility failure | transformer damage or failure | 1.4794e-06
HFTD - Distribution - Tier 3 - 2QU CoRE ¦ 5QU LoRE | Non-Red Flag Warning - Destructive Fires | equipment / facility failure | voltage regulator / booster damage or failure | 0
HFTD - Distribution - Tier 3 - 2QU CoRE ¦ 5QU LoRE | Non-Red Flag Warning - Destructive Fires | other | all other | 1.6789e-06
HFTD - Distribution - Tier 3 - 2QU CoRE ¦ 5QU LoRE | Non-Red Flag Warning - Destructive Fires | unknown | unknown | 8.6059e-06
HFTD - Distribution - Tier 3 - 2QU CoRE ¦ 5QU LoRE | Non-Red Flag Warning - Destructive Fires | utility work / operation | utility work / operation | 4.8505e-07
HFTD - Distribution - Tier 3 - 2QU CoRE ¦ 5QU LoRE | Non-Red Flag Warning - Destructive Fires | vandalism / theft | vandalism / theft | 5.2884e-09
HFTD - Distribution - Tier 3 - 2QU CoRE ¦ 5QU LoRE | Non-Red Flag Warning - Destructive Fires | vegetation contact | branch (not overhanging, 4-12ft) | 1.919e-07
HFTD - Distribution - Tier 3 - 2QU CoRE ¦ 5QU LoRE | Non-Red Flag Warning - Destructive Fires | vegetation contact | branch (not overhanging, > 12ft) | 4.5783e-07
HFTD - Distribution - Tier 3 - 2QU CoRE ¦ 5QU LoRE | Non-Red Flag Warning - Destructive Fires | vegetation contact | branch (not overhanging, distance unknown) | 1.5629e-06
HFTD - Distribution - Tier 3 - 2QU CoRE ¦ 5QU LoRE | Non-Red Flag Warning - Destructive Fires | vegetation contact | branch (not overhanging, within 4ft) | 8.1797e-08
HFTD - Distribution - Tier 3 - 2QU CoRE ¦ 5QU LoRE | Non-Red Flag Warning - Destructive Fires | vegetation contact | branch (overhanging) | 3.64e-06
HFTD - Distribution - Tier 3 - 2QU CoRE ¦ 5QU LoRE | Non-Red Flag Warning - Destructive Fires | vegetation contact | dead | 1.6628e-06
HFTD - Distribution - Tier 3 - 2QU CoRE ¦ 5QU LoRE | Non-Red Flag Warning - Destructive Fires | vegetation contact | fell into (moderate-severe defect) | 1.9018e-06
HFTD - Distribution - Tier 3 - 2QU CoRE ¦ 5QU LoRE | Non-Red Flag Warning - Destructive Fires | vegetation contact | fell into (no defect) | 1.1202e-05
HFTD - Distribution - Tier 3 - 2QU CoRE ¦ 5QU LoRE | Non-Red Flag Warning - Destructive Fires | vegetation contact | fell into (slight defect) | 2.3511e-06
HFTD - Distribution - Tier 3 - 2QU CoRE ¦ 5QU LoRE | Non-Red Flag Warning - Destructive Fires | vegetation contact | grow into | 2.035e-07
HFTD - Distribution - Tier 3 - 2QU CoRE ¦ 5QU LoRE | Non-Red Flag Warning - Destructive Fires | vegetation contact | other/unknown | 9.6498e-06
HFTD - Distribution - Tier 3 - 2QU CoRE ¦ 5QU LoRE | Non-Red Flag Warning - Destructive Fires | wire-to-wire contact | wire-to-wire contact / contamination | 9.713e-06
HFTD - Distribution - Tier 3 - 2QU CoRE ¦ 5QU LoRE | Non-Red Flag Warning - Large Fires | contact from object | animal contact | 9.6091e-05
HFTD - Distribution - Tier 3 - 2QU CoRE ¦ 5QU LoRE | Non-Red Flag Warning - Large Fires | contact from object | balloon contact | 2.9125e-07
HFTD - Distribution - Tier 3 - 2QU CoRE ¦ 5QU LoRE | Non-Red Flag Warning - Large Fires | contact from object | other contact from object | 4.4441e-06
HFTD - Distribution - Tier 3 - 2QU CoRE ¦ 5QU LoRE | Non-Red Flag Warning - Large Fires | contact from object | vehicle contact | 6.2365e-05
HFTD - Distribution - Tier 3 - 2QU CoRE ¦ 5QU LoRE | Non-Red Flag Warning - Large Fires | contamination | contamination | 2.3038e-06
HFTD - Distribution - Tier 3 - 2QU CoRE ¦ 5QU LoRE | Non-Red Flag Warning - Large Fires | equipment / facility failure | anchor / guy damage or failure | 0
HFTD - Distribution - Tier 3 - 2QU CoRE ¦ 5QU LoRE | Non-Red Flag Warning - Large Fires | equipment / facility failure | capacitor bank damage or failure | 0
HFTD - Distribution - Tier 3 - 2QU CoRE ¦ 5QU LoRE | Non-Red Flag Warning - Large Fires | equipment / facility failure | conductor damage or failure | 9.367e-06
HFTD - Distribution - Tier 3 - 2QU CoRE ¦ 5QU LoRE | Non-Red Flag Warning - Large Fires | equipment / facility failure | connection device damage or failure | 8.1165e-06
HFTD - Distribution - Tier 3 - 2QU CoRE ¦ 5QU LoRE | Non-Red Flag Warning - Large Fires | equipment / facility failure | crossarm damage or failure | 5.5365e-06
HFTD - Distribution - Tier 3 - 2QU CoRE ¦ 5QU LoRE | Non-Red Flag Warning - Large Fires | equipment / facility failure | fuse damage or failure | 0
HFTD - Distribution - Tier 3 - 2QU CoRE ¦ 5QU LoRE | Non-Red Flag Warning - Large Fires | equipment / facility failure | insulator and brushing damage or failure | 0
HFTD - Distribution - Tier 3 - 2QU CoRE ¦ 5QU LoRE | Non-Red Flag Warning - Large Fires | equipment / facility failure | lightning arrestor damage or failure | 0
HFTD - Distribution - Tier 3 - 2QU CoRE ¦ 5QU LoRE | Non-Red Flag Warning - Large Fires | equipment / facility failure | other equipment / facility failure | 5.8889e-06
HFTD - Distribution - Tier 3 - 2QU CoRE ¦ 5QU LoRE | Non-Red Flag Warning - Large Fires | equipment / facility failure | pole damage or failure | 5.6702e-06
HFTD - Distribution - Tier 3 - 2QU CoRE ¦ 5QU LoRE | Non-Red Flag Warning - Large Fires | equipment / facility failure | recloser damage or failure | 0
HFTD - Distribution - Tier 3 - 2QU CoRE ¦ 5QU LoRE | Non-Red Flag Warning - Large Fires | equipment / facility failure | sectionalizer damage or failure | 0
HFTD - Distribution - Tier 3 - 2QU CoRE ¦ 5QU LoRE | Non-Red Flag Warning - Large Fires | equipment / facility failure | switch damage or failure | 0
HFTD - Distribution - Tier 3 - 2QU CoRE ¦ 5QU LoRE | Non-Red Flag Warning - Large Fires | equipment / facility failure | transformer damage or failure | 1.1583e-05
HFTD - Distribution - Tier 3 - 2QU CoRE ¦ 5QU LoRE | Non-Red Flag Warning - Large Fires | equipment / facility failure | voltage regulator / booster damage or failure | 0
HFTD - Distribution - Tier 3 - 2QU CoRE ¦ 5QU LoRE | Non-Red Flag Warning - Large Fires | other | all other | 1.4465e-05
HFTD - Distribution - Tier 3 - 2QU CoRE ¦ 5QU LoRE | Non-Red Flag Warning - Large Fires | unknown | unknown | 5.2214e-05
HFTD - Distribution - Tier 3 - 2QU CoRE ¦ 5QU LoRE | Non-Red Flag Warning - Large Fires | utility work / operation | utility work / operation | 3.4726e-06
HFTD - Distribution - Tier 3 - 2QU CoRE ¦ 5QU LoRE | Non-Red Flag Warning - Large Fires | vandalism / theft | vandalism / theft | 5.8716e-08
HFTD - Distribution - Tier 3 - 2QU CoRE ¦ 5QU LoRE | Non-Red Flag Warning - Large Fires | vegetation contact | branch (not overhanging, 4-12ft) | 1.5435e-06
HFTD - Distribution - Tier 3 - 2QU CoRE ¦ 5QU LoRE | Non-Red Flag Warning - Large Fires | vegetation contact | branch (not overhanging, > 12ft) | 3.6229e-06
HFTD - Distribution - Tier 3 - 2QU CoRE ¦ 5QU LoRE | Non-Red Flag Warning - Large Fires | vegetation contact | branch (not overhanging, distance unknown) | 1.2367e-05
HFTD - Distribution - Tier 3 - 2QU CoRE ¦ 5QU LoRE | Non-Red Flag Warning - Large Fires | vegetation contact | branch (not overhanging, within 4ft) | 6.6785e-07
HFTD - Distribution - Tier 3 - 2QU CoRE ¦ 5QU LoRE | Non-Red Flag Warning - Large Fires | vegetation contact | branch (overhanging) | 2.9719e-05
HFTD - Distribution - Tier 3 - 2QU CoRE ¦ 5QU LoRE | Non-Red Flag Warning - Large Fires | vegetation contact | dead | 1.3158e-05
HFTD - Distribution - Tier 3 - 2QU CoRE ¦ 5QU LoRE | Non-Red Flag Warning - Large Fires | vegetation contact | fell into (moderate-severe defect) | 1.5049e-05
HFTD - Distribution - Tier 3 - 2QU CoRE ¦ 5QU LoRE | Non-Red Flag Warning - Large Fires | vegetation contact | fell into (no defect) | 8.8645e-05
HFTD - Distribution - Tier 3 - 2QU CoRE ¦ 5QU LoRE | Non-Red Flag Warning - Large Fires | vegetation contact | fell into (slight defect) | 1.8604e-05
HFTD - Distribution - Tier 3 - 2QU CoRE ¦ 5QU LoRE | Non-Red Flag Warning - Large Fires | vegetation contact | grow into | 1.6103e-06
HFTD - Distribution - Tier 3 - 2QU CoRE ¦ 5QU LoRE | Non-Red Flag Warning - Large Fires | vegetation contact | other/unknown | 7.636e-05
HFTD - Distribution - Tier 3 - 2QU CoRE ¦ 5QU LoRE | Non-Red Flag Warning - Large Fires | wire-to-wire contact | wire-to-wire contact / contamination | 7.982e-05
HFTD - Distribution - Tier 3 - 2QU CoRE ¦ 5QU LoRE | Non-Red Flag Warning - Small Fires | contact from object | animal contact | 0.0092464
HFTD - Distribution - Tier 3 - 2QU CoRE ¦ 5QU LoRE | Non-Red Flag Warning - Small Fires | contact from object | balloon contact | 1.9144e-05
HFTD - Distribution - Tier 3 - 2QU CoRE ¦ 5QU LoRE | Non-Red Flag Warning - Small Fires | contact from object | other contact from object | 0.00029211
HFTD - Distribution - Tier 3 - 2QU CoRE ¦ 5QU LoRE | Non-Red Flag Warning - Small Fires | contact from object | vehicle contact | 0.0058705
HFTD - Distribution - Tier 3 - 2QU CoRE ¦ 5QU LoRE | Non-Red Flag Warning - Small Fires | contamination | contamination | 0.00022288
HFTD - Distribution - Tier 3 - 2QU CoRE ¦ 5QU LoRE | Non-Red Flag Warning - Small Fires | equipment / facility failure | anchor / guy damage or failure | 0
HFTD - Distribution - Tier 3 - 2QU CoRE ¦ 5QU LoRE | Non-Red Flag Warning - Small Fires | equipment / facility failure | capacitor bank damage or failure | 0
HFTD - Distribution - Tier 3 - 2QU CoRE ¦ 5QU LoRE | Non-Red Flag Warning - Small Fires | equipment / facility failure | conductor damage or failure | 0.0025937
HFTD - Distribution - Tier 3 - 2QU CoRE ¦ 5QU LoRE | Non-Red Flag Warning - Small Fires | equipment / facility failure | connection device damage or failure | 0.0026688
HFTD - Distribution - Tier 3 - 2QU CoRE ¦ 5QU LoRE | Non-Red Flag Warning - Small Fires | equipment / facility failure | crossarm damage or failure | 0.0016387
HFTD - Distribution - Tier 3 - 2QU CoRE ¦ 5QU LoRE | Non-Red Flag Warning - Small Fires | equipment / facility failure | fuse damage or failure | 0
HFTD - Distribution - Tier 3 - 2QU CoRE ¦ 5QU LoRE | Non-Red Flag Warning - Small Fires | equipment / facility failure | insulator and brushing damage or failure | 0
HFTD - Distribution - Tier 3 - 2QU CoRE ¦ 5QU LoRE | Non-Red Flag Warning - Small Fires | equipment / facility failure | lightning arrestor damage or failure | 0
HFTD - Distribution - Tier 3 - 2QU CoRE ¦ 5QU LoRE | Non-Red Flag Warning - Small Fires | equipment / facility failure | other equipment / facility failure | 0.0018425
HFTD - Distribution - Tier 3 - 2QU CoRE ¦ 5QU LoRE | Non-Red Flag Warning - Small Fires | equipment / facility failure | pole damage or failure | 0.0016653
HFTD - Distribution - Tier 3 - 2QU CoRE ¦ 5QU LoRE | Non-Red Flag Warning - Small Fires | equipment / facility failure | recloser damage or failure | 0
HFTD - Distribution - Tier 3 - 2QU CoRE ¦ 5QU LoRE | Non-Red Flag Warning - Small Fires | equipment / facility failure | sectionalizer damage or failure | 0
HFTD - Distribution - Tier 3 - 2QU CoRE ¦ 5QU LoRE | Non-Red Flag Warning - Small Fires | equipment / facility failure | switch damage or failure | 0
HFTD - Distribution - Tier 3 - 2QU CoRE ¦ 5QU LoRE | Non-Red Flag Warning - Small Fires | equipment / facility failure | transformer damage or failure | 0.0035488
HFTD - Distribution - Tier 3 - 2QU CoRE ¦ 5QU LoRE | Non-Red Flag Warning - Small Fires | equipment / facility failure | voltage regulator / booster damage or failure | 0
HFTD - Distribution - Tier 3 - 2QU CoRE ¦ 5QU LoRE | Non-Red Flag Warning - Small Fires | other | all other | 0.0013036
HFTD - Distribution - Tier 3 - 2QU CoRE ¦ 5QU LoRE | Non-Red Flag Warning - Small Fires | unknown | unknown | 0.0050327
HFTD - Distribution - Tier 3 - 2QU CoRE ¦ 5QU LoRE | Non-Red Flag Warning - Small Fires | utility work / operation | utility work / operation | 0.00034514
HFTD - Distribution - Tier 3 - 2QU CoRE ¦ 5QU LoRE | Non-Red Flag Warning - Small Fires | vandalism / theft | vandalism / theft | 3.8594e-06
HFTD - Distribution - Tier 3 - 2QU CoRE ¦ 5QU LoRE | Non-Red Flag Warning - Small Fires | vegetation contact | branch (not overhanging, 4-12ft) | 0.00022365
HFTD - Distribution - Tier 3 - 2QU CoRE ¦ 5QU LoRE | Non-Red Flag Warning - Small Fires | vegetation contact | branch (not overhanging, > 12ft) | 0.00052538
HFTD - Distribution - Tier 3 - 2QU CoRE ¦ 5QU LoRE | Non-Red Flag Warning - Small Fires | vegetation contact | branch (not overhanging, distance unknown) | 0.0017934
HFTD - Distribution - Tier 3 - 2QU CoRE ¦ 5QU LoRE | Non-Red Flag Warning - Small Fires | vegetation contact | branch (not overhanging, within 4ft) | 9.6695e-05
HFTD - Distribution - Tier 3 - 2QU CoRE ¦ 5QU LoRE | Non-Red Flag Warning - Small Fires | vegetation contact | branch (overhanging) | 0.0043029
HFTD - Distribution - Tier 3 - 2QU CoRE ¦ 5QU LoRE | Non-Red Flag Warning - Small Fires | vegetation contact | dead | 0.0019081
HFTD - Distribution - Tier 3 - 2QU CoRE ¦ 5QU LoRE | Non-Red Flag Warning - Small Fires | vegetation contact | fell into (moderate-severe defect) | 0.0021824
HFTD - Distribution - Tier 3 - 2QU CoRE ¦ 5QU LoRE | Non-Red Flag Warning - Small Fires | vegetation contact | fell into (no defect) | 0.012855
HFTD - Distribution - Tier 3 - 2QU CoRE ¦ 5QU LoRE | Non-Red Flag Warning - Small Fires | vegetation contact | fell into (slight defect) | 0.002698
HFTD - Distribution - Tier 3 - 2QU CoRE ¦ 5QU LoRE | Non-Red Flag Warning - Small Fires | vegetation contact | grow into | 0.00023353
HFTD - Distribution - Tier 3 - 2QU CoRE ¦ 5QU LoRE | Non-Red Flag Warning - Small Fires | vegetation contact | other/unknown | 0.011074
HFTD - Distribution - Tier 3 - 2QU CoRE ¦ 5QU LoRE | Non-Red Flag Warning - Small Fires | wire-to-wire contact | wire-to-wire contact / contamination | 0.0076366
HFTD - Distribution - Tier 3 - 2QU CoRE ¦ 5QU LoRE | Seismic - Red Flag Warning - Catastrophic Fires | cc - seismic scenario | seismic scenario | 4.6524e-07
HFTD - Distribution - Tier 3 - 2QU CoRE ¦ 5QU LoRE | Red Flag Warning - Catastrophic Fires | contact from object | animal contact | 0
HFTD - Distribution - Tier 3 - 2QU CoRE ¦ 5QU LoRE | Red Flag Warning - Catastrophic Fires | contact from object | balloon contact | 0
HFTD - Distribution - Tier 3 - 2QU CoRE ¦ 5QU LoRE | Red Flag Warning - Catastrophic Fires | contact from object | other contact from object | 0
HFTD - Distribution - Tier 3 - 2QU CoRE ¦ 5QU LoRE | Red Flag Warning - Catastrophic Fires | contact from object | vehicle contact | 0
HFTD - Distribution - Tier 3 - 2QU CoRE ¦ 5QU LoRE | Red Flag Warning - Catastrophic Fires | contamination | contamination | 0
HFTD - Distribution - Tier 3 - 2QU CoRE ¦ 5QU LoRE | Red Flag Warning - Catastrophic Fires | equipment / facility failure | anchor / guy damage or failure | 0
HFTD - Distribution - Tier 3 - 2QU CoRE ¦ 5QU LoRE | Red Flag Warning - Catastrophic Fires | equipment / facility failure | capacitor bank damage or failure | 0
HFTD - Distribution - Tier 3 - 2QU CoRE ¦ 5QU LoRE | Red Flag Warning - Catastrophic Fires | equipment / facility failure | conductor damage or failure | 0.000139
HFTD - Distribution - Tier 3 - 2QU CoRE ¦ 5QU LoRE | Red Flag Warning - Catastrophic Fires | equipment / facility failure | connection device damage or failure | 8.6246e-05
HFTD - Distribution - Tier 3 - 2QU CoRE ¦ 5QU LoRE | Red Flag Warning - Catastrophic Fires | equipment / facility failure | crossarm damage or failure | 9.4011e-05
HFTD - Distribution - Tier 3 - 2QU CoRE ¦ 5QU LoRE | Red Flag Warning - Catastrophic Fires | equipment / facility failure | fuse damage or failure | 0
HFTD - Distribution - Tier 3 - 2QU CoRE ¦ 5QU LoRE | Red Flag Warning - Catastrophic Fires | equipment / facility failure | insulator and brushing damage or failure | 0
HFTD - Distribution - Tier 3 - 2QU CoRE ¦ 5QU LoRE | Red Flag Warning - Catastrophic Fires | equipment / facility failure | lightning arrestor damage or failure | 0
HFTD - Distribution - Tier 3 - 2QU CoRE ¦ 5QU LoRE | Red Flag Warning - Catastrophic Fires | equipment / facility failure | other equipment / facility failure | 2.8749e-05
HFTD - Distribution - Tier 3 - 2QU CoRE ¦ 5QU LoRE | Red Flag Warning - Catastrophic Fires | equipment / facility failure | pole damage or failure | 4.1001e-05
HFTD - Distribution - Tier 3 - 2QU CoRE ¦ 5QU LoRE | Red Flag Warning - Catastrophic Fires | equipment / facility failure | recloser damage or failure | 0
HFTD - Distribution - Tier 3 - 2QU CoRE ¦ 5QU LoRE | Red Flag Warning - Catastrophic Fires | equipment / facility failure | sectionalizer damage or failure | 0
HFTD - Distribution - Tier 3 - 2QU CoRE ¦ 5QU LoRE | Red Flag Warning - Catastrophic Fires | equipment / facility failure | switch damage or failure | 0
HFTD - Distribution - Tier 3 - 2QU CoRE ¦ 5QU LoRE | Red Flag Warning - Catastrophic Fires | equipment / facility failure | transformer damage or failure | 4.042e-05
HFTD - Distribution - Tier 3 - 2QU CoRE ¦ 5QU LoRE | Red Flag Warning - Catastrophic Fires | equipment / facility failure | voltage regulator / booster damage or failure | 0
HFTD - Distribution - Tier 3 - 2QU CoRE ¦ 5QU LoRE | Red Flag Warning - Catastrophic Fires | other | all other | 0
HFTD - Distribution - Tier 3 - 2QU CoRE ¦ 5QU LoRE | Red Flag Warning - Catastrophic Fires | unknown | unknown | 0
HFTD - Distribution - Tier 3 - 2QU CoRE ¦ 5QU LoRE | Red Flag Warning - Catastrophic Fires | utility work / operation | utility work / operation | 0
HFTD - Distribution - Tier 3 - 2QU CoRE ¦ 5QU LoRE | Red Flag Warning - Catastrophic Fires | vandalism / theft | vandalism / theft | 0
HFTD - Distribution - Tier 3 - 2QU CoRE ¦ 5QU LoRE | Red Flag Warning - Catastrophic Fires | vegetation contact | branch (not overhanging, 4-12ft) | 1.2951e-05
HFTD - Distribution - Tier 3 - 2QU CoRE ¦ 5QU LoRE | Red Flag Warning - Catastrophic Fires | vegetation contact | branch (not overhanging, > 12ft) | 2.0029e-05
HFTD - Distribution - Tier 3 - 2QU CoRE ¦ 5QU LoRE | Red Flag Warning - Catastrophic Fires | vegetation contact | branch (not overhanging, distance unknown) | 9.6807e-05
HFTD - Distribution - Tier 3 - 2QU CoRE ¦ 5QU LoRE | Red Flag Warning - Catastrophic Fires | vegetation contact | branch (not overhanging, within 4ft) | 3.1555e-06
HFTD - Distribution - Tier 3 - 2QU CoRE ¦ 5QU LoRE | Red Flag Warning - Catastrophic Fires | vegetation contact | branch (overhanging) | 0.00018618
HFTD - Distribution - Tier 3 - 2QU CoRE ¦ 5QU LoRE | Red Flag Warning - Catastrophic Fires | vegetation contact | dead | 7.344e-05
HFTD - Distribution - Tier 3 - 2QU CoRE ¦ 5QU LoRE | Red Flag Warning - Catastrophic Fires | vegetation contact | fell into (moderate-severe defect) | 6.0322e-05
HFTD - Distribution - Tier 3 - 2QU CoRE ¦ 5QU LoRE | Red Flag Warning - Catastrophic Fires | vegetation contact | fell into (no defect) | 0.00024703
HFTD - Distribution - Tier 3 - 2QU CoRE ¦ 5QU LoRE | Red Flag Warning - Catastrophic Fires | vegetation contact | fell into (slight defect) | 6.5018e-05
HFTD - Distribution - Tier 3 - 2QU CoRE ¦ 5QU LoRE | Red Flag Warning - Catastrophic Fires | vegetation contact | grow into | 6.844e-06
HFTD - Distribution - Tier 3 - 2QU CoRE ¦ 5QU LoRE | Red Flag Warning - Catastrophic Fires | vegetation contact | other/unknown | 0.00033382
HFTD - Distribution - Tier 3 - 2QU CoRE ¦ 5QU LoRE | Red Flag Warning - Catastrophic Fires | wire-to-wire contact | wire-to-wire contact / contamination | 0
HFTD - Distribution - Tier 3 - 2QU CoRE ¦ 5QU LoRE | Red Flag Warning - Destructive Fires | contact from object | animal contact | 0
HFTD - Distribution - Tier 3 - 2QU CoRE ¦ 5QU LoRE | Red Flag Warning - Destructive Fires | contact from object | balloon contact | 0
HFTD - Distribution - Tier 3 - 2QU CoRE ¦ 5QU LoRE | Red Flag Warning - Destructive Fires | contact from object | other contact from object | 0
HFTD - Distribution - Tier 3 - 2QU CoRE ¦ 5QU LoRE | Red Flag Warning - Destructive Fires | contact from object | vehicle contact | 0
HFTD - Distribution - Tier 3 - 2QU CoRE ¦ 5QU LoRE | Red Flag Warning - Destructive Fires | contamination | contamination | 0
HFTD - Distribution - Tier 3 - 2QU CoRE ¦ 5QU LoRE | Red Flag Warning - Destructive Fires | equipment / facility failure | anchor / guy damage or failure | 0
HFTD - Distribution - Tier 3 - 2QU CoRE ¦ 5QU LoRE | Red Flag Warning - Destructive Fires | equipment / facility failure | capacitor bank damage or failure | 0
HFTD - Distribution - Tier 3 - 2QU CoRE ¦ 5QU LoRE | Red Flag Warning - Destructive Fires | equipment / facility failure | conductor damage or failure | 2.3849e-05
HFTD - Distribution - Tier 3 - 2QU CoRE ¦ 5QU LoRE | Red Flag Warning - Destructive Fires | equipment / facility failure | connection device damage or failure | 1.533e-05
HFTD - Distribution - Tier 3 - 2QU CoRE ¦ 5QU LoRE | Red Flag Warning - Destructive Fires | equipment / facility failure | crossarm damage or failure | 1.5642e-05
HFTD - Distribution - Tier 3 - 2QU CoRE ¦ 5QU LoRE | Red Flag Warning - Destructive Fires | equipment / facility failure | fuse damage or failure | 0
HFTD - Distribution - Tier 3 - 2QU CoRE ¦ 5QU LoRE | Red Flag Warning - Destructive Fires | equipment / facility failure | insulator and brushing damage or failure | 0
HFTD - Distribution - Tier 3 - 2QU CoRE ¦ 5QU LoRE | Red Flag Warning - Destructive Fires | equipment / facility failure | lightning arrestor damage or failure | 0
HFTD - Distribution - Tier 3 - 2QU CoRE ¦ 5QU LoRE | Red Flag Warning - Destructive Fires | equipment / facility failure | other equipment / facility failure | 4.8729e-06
HFTD - Distribution - Tier 3 - 2QU CoRE ¦ 5QU LoRE | Red Flag Warning - Destructive Fires | equipment / facility failure | pole damage or failure | 6.8129e-06
HFTD - Distribution - Tier 3 - 2QU CoRE ¦ 5QU LoRE | Red Flag Warning - Destructive Fires | equipment / facility failure | recloser damage or failure | 0
HFTD - Distribution - Tier 3 - 2QU CoRE ¦ 5QU LoRE | Red Flag Warning - Destructive Fires | equipment / facility failure | sectionalizer damage or failure | 0
HFTD - Distribution - Tier 3 - 2QU CoRE ¦ 5QU LoRE | Red Flag Warning - Destructive Fires | equipment / facility failure | switch damage or failure | 0
HFTD - Distribution - Tier 3 - 2QU CoRE ¦ 5QU LoRE | Red Flag Warning - Destructive Fires | equipment / facility failure | transformer damage or failure | 6.7345e-06
HFTD - Distribution - Tier 3 - 2QU CoRE ¦ 5QU LoRE | Red Flag Warning - Destructive Fires | equipment / facility failure | voltage regulator / booster damage or failure | 0
HFTD - Distribution - Tier 3 - 2QU CoRE ¦ 5QU LoRE | Red Flag Warning - Destructive Fires | other | all other | 0
HFTD - Distribution - Tier 3 - 2QU CoRE ¦ 5QU LoRE | Red Flag Warning - Destructive Fires | unknown | unknown | 0
HFTD - Distribution - Tier 3 - 2QU CoRE ¦ 5QU LoRE | Red Flag Warning - Destructive Fires | utility work / operation | utility work / operation | 0
HFTD - Distribution - Tier 3 - 2QU CoRE ¦ 5QU LoRE | Red Flag Warning - Destructive Fires | vandalism / theft | vandalism / theft | 0
HFTD - Distribution - Tier 3 - 2QU CoRE ¦ 5QU LoRE | Red Flag Warning - Destructive Fires | vegetation contact | branch (not overhanging, 4-12ft) | 1.5454e-06
HFTD - Distribution - Tier 3 - 2QU CoRE ¦ 5QU LoRE | Red Flag Warning - Destructive Fires | vegetation contact | branch (not overhanging, > 12ft) | 2.3891e-06
HFTD - Distribution - Tier 3 - 2QU CoRE ¦ 5QU LoRE | Red Flag Warning - Destructive Fires | vegetation contact | branch (not overhanging, distance unknown) | 1.1547e-05
HFTD - Distribution - Tier 3 - 2QU CoRE ¦ 5QU LoRE | Red Flag Warning - Destructive Fires | vegetation contact | branch (not overhanging, within 4ft) | 3.7666e-07
HFTD - Distribution - Tier 3 - 2QU CoRE ¦ 5QU LoRE | Red Flag Warning - Destructive Fires | vegetation contact | branch (overhanging) | 2.2223e-05
HFTD - Distribution - Tier 3 - 2QU CoRE ¦ 5QU LoRE | Red Flag Warning - Destructive Fires | vegetation contact | dead | 8.7599e-06
HFTD - Distribution - Tier 3 - 2QU CoRE ¦ 5QU LoRE | Red Flag Warning - Destructive Fires | vegetation contact | fell into (moderate-severe defect) | 7.1952e-06
HFTD - Distribution - Tier 3 - 2QU CoRE ¦ 5QU LoRE | Red Flag Warning - Destructive Fires | vegetation contact | fell into (no defect) | 2.9465e-05
HFTD - Distribution - Tier 3 - 2QU CoRE ¦ 5QU LoRE | Red Flag Warning - Destructive Fires | vegetation contact | fell into (slight defect) | 7.7553e-06
HFTD - Distribution - Tier 3 - 2QU CoRE ¦ 5QU LoRE | Red Flag Warning - Destructive Fires | vegetation contact | grow into | 8.1635e-07
HFTD - Distribution - Tier 3 - 2QU CoRE ¦ 5QU LoRE | Red Flag Warning - Destructive Fires | vegetation contact | other/unknown | 3.9818e-05
HFTD - Distribution - Tier 3 - 2QU CoRE ¦ 5QU LoRE | Red Flag Warning - Destructive Fires | wire-to-wire contact | wire-to-wire contact / contamination | 0
HFTD - Distribution - Tier 3 - 2QU CoRE ¦ 5QU LoRE | Red Flag Warning - Large Fires | contact from object | animal contact | 0
HFTD - Distribution - Tier 3 - 2QU CoRE ¦ 5QU LoRE | Red Flag Warning - Large Fires | contact from object | balloon contact | 0
HFTD - Distribution - Tier 3 - 2QU CoRE ¦ 5QU LoRE | Red Flag Warning - Large Fires | contact from object | other contact from object | 0
HFTD - Distribution - Tier 3 - 2QU CoRE ¦ 5QU LoRE | Red Flag Warning - Large Fires | contact from object | vehicle contact | 0
HFTD - Distribution - Tier 3 - 2QU CoRE ¦ 5QU LoRE | Red Flag Warning - Large Fires | contamination | contamination | 0
HFTD - Distribution - Tier 3 - 2QU CoRE ¦ 5QU LoRE | Red Flag Warning - Large Fires | equipment / facility failure | anchor / guy damage or failure | 0
HFTD - Distribution - Tier 3 - 2QU CoRE ¦ 5QU LoRE | Red Flag Warning - Large Fires | equipment / facility failure | capacitor bank damage or failure | 0
HFTD - Distribution - Tier 3 - 2QU CoRE ¦ 5QU LoRE | Red Flag Warning - Large Fires | equipment / facility failure | conductor damage or failure | 0.0001176
HFTD - Distribution - Tier 3 - 2QU CoRE ¦ 5QU LoRE | Red Flag Warning - Large Fires | equipment / facility failure | connection device damage or failure | 7.1228e-05
HFTD - Distribution - Tier 3 - 2QU CoRE ¦ 5QU LoRE | Red Flag Warning - Large Fires | equipment / facility failure | crossarm damage or failure | 6.2808e-05
HFTD - Distribution - Tier 3 - 2QU CoRE ¦ 5QU LoRE | Red Flag Warning - Large Fires | equipment / facility failure | fuse damage or failure | 0
HFTD - Distribution - Tier 3 - 2QU CoRE ¦ 5QU LoRE | Red Flag Warning - Large Fires | equipment / facility failure | insulator and brushing damage or failure | 0
HFTD - Distribution - Tier 3 - 2QU CoRE ¦ 5QU LoRE | Red Flag Warning - Large Fires | equipment / facility failure | lightning arrestor damage or failure | 0
HFTD - Distribution - Tier 3 - 2QU CoRE ¦ 5QU LoRE | Red Flag Warning - Large Fires | equipment / facility failure | other equipment / facility failure | 2.3144e-05
HFTD - Distribution - Tier 3 - 2QU CoRE ¦ 5QU LoRE | Red Flag Warning - Large Fires | equipment / facility failure | pole damage or failure | 2.7544e-05
HFTD - Distribution - Tier 3 - 2QU CoRE ¦ 5QU LoRE | Red Flag Warning - Large Fires | equipment / facility failure | recloser damage or failure | 0
HFTD - Distribution - Tier 3 - 2QU CoRE ¦ 5QU LoRE | Red Flag Warning - Large Fires | equipment / facility failure | sectionalizer damage or failure | 0
HFTD - Distribution - Tier 3 - 2QU CoRE ¦ 5QU LoRE | Red Flag Warning - Large Fires | equipment / facility failure | switch damage or failure | 0
HFTD - Distribution - Tier 3 - 2QU CoRE ¦ 5QU LoRE | Red Flag Warning - Large Fires | equipment / facility failure | transformer damage or failure | 2.887e-05
HFTD - Distribution - Tier 3 - 2QU CoRE ¦ 5QU LoRE | Red Flag Warning - Large Fires | equipment / facility failure | voltage regulator / booster damage or failure | 0
HFTD - Distribution - Tier 3 - 2QU CoRE ¦ 5QU LoRE | Red Flag Warning - Large Fires | other | all other | 0
HFTD - Distribution - Tier 3 - 2QU CoRE ¦ 5QU LoRE | Red Flag Warning - Large Fires | unknown | unknown | 0
HFTD - Distribution - Tier 3 - 2QU CoRE ¦ 5QU LoRE | Red Flag Warning - Large Fires | utility work / operation | utility work / operation | 0
HFTD - Distribution - Tier 3 - 2QU CoRE ¦ 5QU LoRE | Red Flag Warning - Large Fires | vandalism / theft | vandalism / theft | 0
HFTD - Distribution - Tier 3 - 2QU CoRE ¦ 5QU LoRE | Red Flag Warning - Large Fires | vegetation contact | branch (not overhanging, 4-12ft) | 6.8059e-06
HFTD - Distribution - Tier 3 - 2QU CoRE ¦ 5QU LoRE | Red Flag Warning - Large Fires | vegetation contact | branch (not overhanging, > 12ft) | 1.0351e-05
HFTD - Distribution - Tier 3 - 2QU CoRE ¦ 5QU LoRE | Red Flag Warning - Large Fires | vegetation contact | branch (not overhanging, distance unknown) | 5.003e-05
HFTD - Distribution - Tier 3 - 2QU CoRE ¦ 5QU LoRE | Red Flag Warning - Large Fires | vegetation contact | branch (not overhanging, within 4ft) | 1.6839e-06
HFTD - Distribution - Tier 3 - 2QU CoRE ¦ 5QU LoRE | Red Flag Warning - Large Fires | vegetation contact | branch (overhanging) | 9.9347e-05
HFTD - Distribution - Tier 3 - 2QU CoRE ¦ 5QU LoRE | Red Flag Warning - Large Fires | vegetation contact | dead | 3.7954e-05
HFTD - Distribution - Tier 3 - 2QU CoRE ¦ 5QU LoRE | Red Flag Warning - Large Fires | vegetation contact | fell into (moderate-severe defect) | 3.1174e-05
HFTD - Distribution - Tier 3 - 2QU CoRE ¦ 5QU LoRE | Red Flag Warning - Large Fires | vegetation contact | fell into (no defect) | 0.00012766
HFTD - Distribution - Tier 3 - 2QU CoRE ¦ 5QU LoRE | Red Flag Warning - Large Fires | vegetation contact | fell into (slight defect) | 3.3601e-05
HFTD - Distribution - Tier 3 - 2QU CoRE ¦ 5QU LoRE | Red Flag Warning - Large Fires | vegetation contact | grow into | 3.537e-06
HFTD - Distribution - Tier 3 - 2QU CoRE ¦ 5QU LoRE | Red Flag Warning - Large Fires | vegetation contact | other/unknown | 0.00017252
HFTD - Distribution - Tier 3 - 2QU CoRE ¦ 5QU LoRE | Red Flag Warning - Large Fires | wire-to-wire contact | wire-to-wire contact / contamination | 0
HFTD - Distribution - Tier 3 - 2QU CoRE ¦ 5QU LoRE | Red Flag Warning - Small Fires | contact from object | animal contact | 0.00017657
HFTD - Distribution - Tier 3 - 2QU CoRE ¦ 5QU LoRE | Red Flag Warning - Small Fires | contact from object | balloon contact | 6.3864e-07
HFTD - Distribution - Tier 3 - 2QU CoRE ¦ 5QU LoRE | Red Flag Warning - Small Fires | contact from object | other contact from object | 1.0066e-05
HFTD - Distribution - Tier 3 - 2QU CoRE ¦ 5QU LoRE | Red Flag Warning - Small Fires | contact from object | vehicle contact | 0.00023948
HFTD - Distribution - Tier 3 - 2QU CoRE ¦ 5QU LoRE | Red Flag Warning - Small Fires | contamination | contamination | 2.4237e-06
HFTD - Distribution - Tier 3 - 2QU CoRE ¦ 5QU LoRE | Red Flag Warning - Small Fires | equipment / facility failure | anchor / guy damage or failure | 0
HFTD - Distribution - Tier 3 - 2QU CoRE ¦ 5QU LoRE | Red Flag Warning - Small Fires | equipment / facility failure | capacitor bank damage or failure | 0
HFTD - Distribution - Tier 3 - 2QU CoRE ¦ 5QU LoRE | Red Flag Warning - Small Fires | equipment / facility failure | conductor damage or failure | 0.00050954
HFTD - Distribution - Tier 3 - 2QU CoRE ¦ 5QU LoRE | Red Flag Warning - Small Fires | equipment / facility failure | connection device damage or failure | 0.00036647
HFTD - Distribution - Tier 3 - 2QU CoRE ¦ 5QU LoRE | Red Flag Warning - Small Fires | equipment / facility failure | crossarm damage or failure | 0.00029088
HFTD - Distribution - Tier 3 - 2QU CoRE ¦ 5QU LoRE | Red Flag Warning - Small Fires | equipment / facility failure | fuse damage or failure | 0
HFTD - Distribution - Tier 3 - 2QU CoRE ¦ 5QU LoRE | Red Flag Warning - Small Fires | equipment / facility failure | insulator and brushing damage or failure | 0
HFTD - Distribution - Tier 3 - 2QU CoRE ¦ 5QU LoRE | Red Flag Warning - Small Fires | equipment / facility failure | lightning arrestor damage or failure | 0
HFTD - Distribution - Tier 3 - 2QU CoRE ¦ 5QU LoRE | Red Flag Warning - Small Fires | equipment / facility failure | other equipment / facility failure | 0.0001133
HFTD - Distribution - Tier 3 - 2QU CoRE ¦ 5QU LoRE | Red Flag Warning - Small Fires | equipment / facility failure | pole damage or failure | 0.00012658
HFTD - Distribution - Tier 3 - 2QU CoRE ¦ 5QU LoRE | Red Flag Warning - Small Fires | equipment / facility failure | recloser damage or failure | 0
HFTD - Distribution - Tier 3 - 2QU CoRE ¦ 5QU LoRE | Red Flag Warning - Small Fires | equipment / facility failure | sectionalizer damage or failure | 0
HFTD - Distribution - Tier 3 - 2QU CoRE ¦ 5QU LoRE | Red Flag Warning - Small Fires | equipment / facility failure | switch damage or failure | 0
HFTD - Distribution - Tier 3 - 2QU CoRE ¦ 5QU LoRE | Red Flag Warning - Small Fires | equipment / facility failure | transformer damage or failure | 0.0001384
HFTD - Distribution - Tier 3 - 2QU CoRE ¦ 5QU LoRE | Red Flag Warning - Small Fires | equipment / facility failure | voltage regulator / booster damage or failure | 0
HFTD - Distribution - Tier 3 - 2QU CoRE ¦ 5QU LoRE | Red Flag Warning - Small Fires | other | all other | 3.8882e-05
HFTD - Distribution - Tier 3 - 2QU CoRE ¦ 5QU LoRE | Red Flag Warning - Small Fires | unknown | unknown | 0.00021364
HFTD - Distribution - Tier 3 - 2QU CoRE ¦ 5QU LoRE | Red Flag Warning - Small Fires | utility work / operation | utility work / operation | 9.2443e-06
HFTD - Distribution - Tier 3 - 2QU CoRE ¦ 5QU LoRE | Red Flag Warning - Small Fires | vandalism / theft | vandalism / theft | 6.4824e-08
HFTD - Distribution - Tier 3 - 2QU CoRE ¦ 5QU LoRE | Red Flag Warning - Small Fires | vegetation contact | branch (not overhanging, 4-12ft) | 8.8927e-05
HFTD - Distribution - Tier 3 - 2QU CoRE ¦ 5QU LoRE | Red Flag Warning - Small Fires | vegetation contact | branch (not overhanging, > 12ft) | 0.00013536
HFTD - Distribution - Tier 3 - 2QU CoRE ¦ 5QU LoRE | Red Flag Warning - Small Fires | vegetation contact | branch (not overhanging, distance unknown) | 0.00065426
HFTD - Distribution - Tier 3 - 2QU CoRE ¦ 5QU LoRE | Red Flag Warning - Small Fires | vegetation contact | branch (not overhanging, within 4ft) | 2.1985e-05
HFTD - Distribution - Tier 3 - 2QU CoRE ¦ 5QU LoRE | Red Flag Warning - Small Fires | vegetation contact | branch (overhanging) | 0.0012971
HFTD - Distribution - Tier 3 - 2QU CoRE ¦ 5QU LoRE | Red Flag Warning - Small Fires | vegetation contact | dead | 0.00049633
HFTD - Distribution - Tier 3 - 2QU CoRE ¦ 5QU LoRE | Red Flag Warning - Small Fires | vegetation contact | fell into (moderate-severe defect) | 0.00040768
HFTD - Distribution - Tier 3 - 2QU CoRE ¦ 5QU LoRE | Red Flag Warning - Small Fires | vegetation contact | fell into (no defect) | 0.0016695
HFTD - Distribution - Tier 3 - 2QU CoRE ¦ 5QU LoRE | Red Flag Warning - Small Fires | vegetation contact | fell into (slight defect) | 0.00043941
HFTD - Distribution - Tier 3 - 2QU CoRE ¦ 5QU LoRE | Red Flag Warning - Small Fires | vegetation contact | grow into | 4.6254e-05
HFTD - Distribution - Tier 3 - 2QU CoRE ¦ 5QU LoRE | Red Flag Warning - Small Fires | vegetation contact | other/unknown | 0.0022561
HFTD - Distribution - Tier 3 - 2QU CoRE ¦ 5QU LoRE | Red Flag Warning - Small Fires | wire-to-wire contact | wire-to-wire contact / contamination | 0.00025475
HFTD - Distribution - Tier 3 - 3QU CoRE ¦ 1QU LoRE | Seismic - Non-Red Flag Warning - Catastrophic Fires | cc - seismic scenario | seismic scenario | 1.21e-07
HFTD - Distribution - Tier 3 - 3QU CoRE ¦ 1QU LoRE | Non-Red Flag Warning - Catastrophic Fires | contact from object | animal contact | 6.4678e-05
HFTD - Distribution - Tier 3 - 3QU CoRE ¦ 1QU LoRE | Non-Red Flag Warning - Catastrophic Fires | contact from object | balloon contact | 1.6606e-06
HFTD - Distribution - Tier 3 - 3QU CoRE ¦ 1QU LoRE | Non-Red Flag Warning - Catastrophic Fires | contact from object | other contact from object | 6.6425e-05
HFTD - Distribution - Tier 3 - 3QU CoRE ¦ 1QU LoRE | Non-Red Flag Warning - Catastrophic Fires | contact from object | vehicle contact | 0.00018975
HFTD - Distribution - Tier 3 - 3QU CoRE ¦ 1QU LoRE | Non-Red Flag Warning - Catastrophic Fires | contamination | contamination | 6.8292e-06
HFTD - Distribution - Tier 3 - 3QU CoRE ¦ 1QU LoRE | Non-Red Flag Warning - Catastrophic Fires | equipment / facility failure | anchor / guy damage or failure | 1.5719e-08
HFTD - Distribution - Tier 3 - 3QU CoRE ¦ 1QU LoRE | Non-Red Flag Warning - Catastrophic Fires | equipment / facility failure | capacitor bank damage or failure | 1.2954e-06
HFTD - Distribution - Tier 3 - 3QU CoRE ¦ 1QU LoRE | Non-Red Flag Warning - Catastrophic Fires | equipment / facility failure | conductor damage or failure | 3.3135e-06
HFTD - Distribution - Tier 3 - 3QU CoRE ¦ 1QU LoRE | Non-Red Flag Warning - Catastrophic Fires | equipment / facility failure | connection device damage or failure | 4.7615e-07
HFTD - Distribution - Tier 3 - 3QU CoRE ¦ 1QU LoRE | Non-Red Flag Warning - Catastrophic Fires | equipment / facility failure | crossarm damage or failure | 9.7672e-07
HFTD - Distribution - Tier 3 - 3QU CoRE ¦ 1QU LoRE | Non-Red Flag Warning - Catastrophic Fires | equipment / facility failure | fuse damage or failure | 9.4384e-07
HFTD - Distribution - Tier 3 - 3QU CoRE ¦ 1QU LoRE | Non-Red Flag Warning - Catastrophic Fires | equipment / facility failure | insulator and brushing damage or failure | 6.7351e-07
HFTD - Distribution - Tier 3 - 3QU CoRE ¦ 1QU LoRE | Non-Red Flag Warning - Catastrophic Fires | equipment / facility failure | lightning arrestor damage or failure | 8.0896e-08
HFTD - Distribution - Tier 3 - 3QU CoRE ¦ 1QU LoRE | Non-Red Flag Warning - Catastrophic Fires | equipment / facility failure | other equipment / facility failure | 4.5969e-06
HFTD - Distribution - Tier 3 - 3QU CoRE ¦ 1QU LoRE | Non-Red Flag Warning - Catastrophic Fires | equipment / facility failure | pole damage or failure | 1.1884e-06
HFTD - Distribution - Tier 3 - 3QU CoRE ¦ 1QU LoRE | Non-Red Flag Warning - Catastrophic Fires | equipment / facility failure | recloser damage or failure | 0
HFTD - Distribution - Tier 3 - 3QU CoRE ¦ 1QU LoRE | Non-Red Flag Warning - Catastrophic Fires | equipment / facility failure | sectionalizer damage or failure | 0
HFTD - Distribution - Tier 3 - 3QU CoRE ¦ 1QU LoRE | Non-Red Flag Warning - Catastrophic Fires | equipment / facility failure | switch damage or failure | 0
HFTD - Distribution - Tier 3 - 3QU CoRE ¦ 1QU LoRE | Non-Red Flag Warning - Catastrophic Fires | equipment / facility failure | transformer damage or failure | 2.0378e-06
HFTD - Distribution - Tier 3 - 3QU CoRE ¦ 1QU LoRE | Non-Red Flag Warning - Catastrophic Fires | equipment / facility failure | voltage regulator / booster damage or failure | 3.6385e-07
HFTD - Distribution - Tier 3 - 3QU CoRE ¦ 1QU LoRE | Non-Red Flag Warning - Catastrophic Fires | other | all other | 2.6861e-05
HFTD - Distribution - Tier 3 - 3QU CoRE ¦ 1QU LoRE | Non-Red Flag Warning - Catastrophic Fires | unknown | unknown | 5.5318e-05
HFTD - Distribution - Tier 3 - 3QU CoRE ¦ 1QU LoRE | Non-Red Flag Warning - Catastrophic Fires | utility work / operation | utility work / operation | 1.1662e-05
HFTD - Distribution - Tier 3 - 3QU CoRE ¦ 1QU LoRE | Non-Red Flag Warning - Catastrophic Fires | vandalism / theft | vandalism / theft | 0
HFTD - Distribution - Tier 3 - 3QU CoRE ¦ 1QU LoRE | Non-Red Flag Warning - Catastrophic Fires | vegetation contact | branch (not overhanging, 4-12ft) | 1.5102e-06
HFTD - Distribution - Tier 3 - 3QU CoRE ¦ 1QU LoRE | Non-Red Flag Warning - Catastrophic Fires | vegetation contact | branch (not overhanging, > 12ft) | 3.6141e-06
HFTD - Distribution - Tier 3 - 3QU CoRE ¦ 1QU LoRE | Non-Red Flag Warning - Catastrophic Fires | vegetation contact | branch (not overhanging, distance unknown) | 1.2337e-05
HFTD - Distribution - Tier 3 - 3QU CoRE ¦ 1QU LoRE | Non-Red Flag Warning - Catastrophic Fires | vegetation contact | branch (not overhanging, within 4ft) | 6.4182e-07
HFTD - Distribution - Tier 3 - 3QU CoRE ¦ 1QU LoRE | Non-Red Flag Warning - Catastrophic Fires | vegetation contact | branch (overhanging) | 2.8561e-05
HFTD - Distribution - Tier 3 - 3QU CoRE ¦ 1QU LoRE | Non-Red Flag Warning - Catastrophic Fires | vegetation contact | dead | 1.3126e-05
HFTD - Distribution - Tier 3 - 3QU CoRE ¦ 1QU LoRE | Non-Red Flag Warning - Catastrophic Fires | vegetation contact | fell into (moderate-severe defect) | 1.5013e-05
HFTD - Distribution - Tier 3 - 3QU CoRE ¦ 1QU LoRE | Non-Red Flag Warning - Catastrophic Fires | vegetation contact | fell into (no defect) | 8.8431e-05
HFTD - Distribution - Tier 3 - 3QU CoRE ¦ 1QU LoRE | Non-Red Flag Warning - Catastrophic Fires | vegetation contact | fell into (slight defect) | 1.856e-05
HFTD - Distribution - Tier 3 - 3QU CoRE ¦ 1QU LoRE | Non-Red Flag Warning - Catastrophic Fires | vegetation contact | grow into | 1.6064e-06
HFTD - Distribution - Tier 3 - 3QU CoRE ¦ 1QU LoRE | Non-Red Flag Warning - Catastrophic Fires | vegetation contact | other/unknown | 7.6176e-05
HFTD - Distribution - Tier 3 - 3QU CoRE ¦ 1QU LoRE | Non-Red Flag Warning - Catastrophic Fires | wire-to-wire contact | wire-to-wire contact / contamination | 7.1485e-05
HFTD - Distribution - Tier 3 - 3QU CoRE ¦ 1QU LoRE | Non-Red Flag Warning - Destructive Fires | contact from object | animal contact | 4.0512e-05
HFTD - Distribution - Tier 3 - 3QU CoRE ¦ 1QU LoRE | Non-Red Flag Warning - Destructive Fires | contact from object | balloon contact | 1.0294e-06
HFTD - Distribution - Tier 3 - 3QU CoRE ¦ 1QU LoRE | Non-Red Flag Warning - Destructive Fires | contact from object | other contact from object | 4.227e-05
HFTD - Distribution - Tier 3 - 3QU CoRE ¦ 1QU LoRE | Non-Red Flag Warning - Destructive Fires | contact from object | vehicle contact | 0.00011943
HFTD - Distribution - Tier 3 - 3QU CoRE ¦ 1QU LoRE | Non-Red Flag Warning - Destructive Fires | contamination | contamination | 4.3123e-06
HFTD - Distribution - Tier 3 - 3QU CoRE ¦ 1QU LoRE | Non-Red Flag Warning - Destructive Fires | equipment / facility failure | anchor / guy damage or failure | 5.5412e-08
HFTD - Distribution - Tier 3 - 3QU CoRE ¦ 1QU LoRE | Non-Red Flag Warning - Destructive Fires | equipment / facility failure | capacitor bank damage or failure | 4.5933e-06
HFTD - Distribution - Tier 3 - 3QU CoRE ¦ 1QU LoRE | Non-Red Flag Warning - Destructive Fires | equipment / facility failure | conductor damage or failure | 1.1806e-05
HFTD - Distribution - Tier 3 - 3QU CoRE ¦ 1QU LoRE | Non-Red Flag Warning - Destructive Fires | equipment / facility failure | connection device damage or failure | 1.8339e-06
HFTD - Distribution - Tier 3 - 3QU CoRE ¦ 1QU LoRE | Non-Red Flag Warning - Destructive Fires | equipment / facility failure | crossarm damage or failure | 3.4484e-06
HFTD - Distribution - Tier 3 - 3QU CoRE ¦ 1QU LoRE | Non-Red Flag Warning - Destructive Fires | equipment / facility failure | fuse damage or failure | 3.3262e-06
HFTD - Distribution - Tier 3 - 3QU CoRE ¦ 1QU LoRE | Non-Red Flag Warning - Destructive Fires | equipment / facility failure | insulator and brushing damage or failure | 2.3647e-06
HFTD - Distribution - Tier 3 - 3QU CoRE ¦ 1QU LoRE | Non-Red Flag Warning - Destructive Fires | equipment / facility failure | lightning arrestor damage or failure | 2.8145e-07
HFTD - Distribution - Tier 3 - 3QU CoRE ¦ 1QU LoRE | Non-Red Flag Warning - Destructive Fires | equipment / facility failure | other equipment / facility failure | 1.6154e-05
HFTD - Distribution - Tier 3 - 3QU CoRE ¦ 1QU LoRE | Non-Red Flag Warning - Destructive Fires | equipment / facility failure | pole damage or failure | 4.1831e-06
HFTD - Distribution - Tier 3 - 3QU CoRE ¦ 1QU LoRE | Non-Red Flag Warning - Destructive Fires | equipment / facility failure | recloser damage or failure | 0
HFTD - Distribution - Tier 3 - 3QU CoRE ¦ 1QU LoRE | Non-Red Flag Warning - Destructive Fires | equipment / facility failure | sectionalizer damage or failure | 0
HFTD - Distribution - Tier 3 - 3QU CoRE ¦ 1QU LoRE | Non-Red Flag Warning - Destructive Fires | equipment / facility failure | switch damage or failure | 0
HFTD - Distribution - Tier 3 - 3QU CoRE ¦ 1QU LoRE | Non-Red Flag Warning - Destructive Fires | equipment / facility failure | transformer damage or failure | 7.1781e-06
HFTD - Distribution - Tier 3 - 3QU CoRE ¦ 1QU LoRE | Non-Red Flag Warning - Destructive Fires | equipment / facility failure | voltage regulator / booster damage or failure | 1.2575e-06
HFTD - Distribution - Tier 3 - 3QU CoRE ¦ 1QU LoRE | Non-Red Flag Warning - Destructive Fires | other | all other | 1.8733e-05
HFTD - Distribution - Tier 3 - 3QU CoRE ¦ 1QU LoRE | Non-Red Flag Warning - Destructive Fires | unknown | unknown | 3.5325e-05
HFTD - Distribution - Tier 3 - 3QU CoRE ¦ 1QU LoRE | Non-Red Flag Warning - Destructive Fires | utility work / operation | utility work / operation | 8.3857e-06
HFTD - Distribution - Tier 3 - 3QU CoRE ¦ 1QU LoRE | Non-Red Flag Warning - Destructive Fires | vandalism / theft | vandalism / theft | 7.6937e-12
HFTD - Distribution - Tier 3 - 3QU CoRE ¦ 1QU LoRE | Non-Red Flag Warning - Destructive Fires | vegetation contact | branch (not overhanging, 4-12ft) | 3.8192e-06
HFTD - Distribution - Tier 3 - 3QU CoRE ¦ 1QU LoRE | Non-Red Flag Warning - Destructive Fires | vegetation contact | branch (not overhanging, > 12ft) | 9.1422e-06
HFTD - Distribution - Tier 3 - 3QU CoRE ¦ 1QU LoRE | Non-Red Flag Warning - Destructive Fires | vegetation contact | branch (not overhanging, distance unknown) | 3.1208e-05
HFTD - Distribution - Tier 3 - 3QU CoRE ¦ 1QU LoRE | Non-Red Flag Warning - Destructive Fires | vegetation contact | branch (not overhanging, within 4ft) | 1.6228e-06
HFTD - Distribution - Tier 3 - 3QU CoRE ¦ 1QU LoRE | Non-Red Flag Warning - Destructive Fires | vegetation contact | branch (overhanging) | 7.2216e-05
HFTD - Distribution - Tier 3 - 3QU CoRE ¦ 1QU LoRE | Non-Red Flag Warning - Destructive Fires | vegetation contact | dead | 3.3203e-05
HFTD - Distribution - Tier 3 - 3QU CoRE ¦ 1QU LoRE | Non-Red Flag Warning - Destructive Fires | vegetation contact | fell into (moderate-severe defect) | 3.7977e-05
HFTD - Distribution - Tier 3 - 3QU CoRE ¦ 1QU LoRE | Non-Red Flag Warning - Destructive Fires | vegetation contact | fell into (no defect) | 0.00022369
HFTD - Distribution - Tier 3 - 3QU CoRE ¦ 1QU LoRE | Non-Red Flag Warning - Destructive Fires | vegetation contact | fell into (slight defect) | 4.6948e-05
HFTD - Distribution - Tier 3 - 3QU CoRE ¦ 1QU LoRE | Non-Red Flag Warning - Destructive Fires | vegetation contact | grow into | 4.0636e-06
HFTD - Distribution - Tier 3 - 3QU CoRE ¦ 1QU LoRE | Non-Red Flag Warning - Destructive Fires | vegetation contact | other/unknown | 0.00019269
HFTD - Distribution - Tier 3 - 3QU CoRE ¦ 1QU LoRE | Non-Red Flag Warning - Destructive Fires | wire-to-wire contact | wire-to-wire contact / contamination | 4.8153e-05
HFTD - Distribution - Tier 3 - 3QU CoRE ¦ 1QU LoRE | Non-Red Flag Warning - Large Fires | contact from object | animal contact | 0.00035404
HFTD - Distribution - Tier 3 - 3QU CoRE ¦ 1QU LoRE | Non-Red Flag Warning - Large Fires | contact from object | balloon contact | 6.8835e-06
HFTD - Distribution - Tier 3 - 3QU CoRE ¦ 1QU LoRE | Non-Red Flag Warning - Large Fires | contact from object | other contact from object | 0.00045391
HFTD - Distribution - Tier 3 - 3QU CoRE ¦ 1QU LoRE | Non-Red Flag Warning - Large Fires | contact from object | vehicle contact | 0.001163
HFTD - Distribution - Tier 3 - 3QU CoRE ¦ 1QU LoRE | Non-Red Flag Warning - Large Fires | contamination | contamination | 3.8125e-05
HFTD - Distribution - Tier 3 - 3QU CoRE ¦ 1QU LoRE | Non-Red Flag Warning - Large Fires | equipment / facility failure | anchor / guy damage or failure | 4.2118e-07
HFTD - Distribution - Tier 3 - 3QU CoRE ¦ 1QU LoRE | Non-Red Flag Warning - Large Fires | equipment / facility failure | capacitor bank damage or failure | 4.9894e-05
HFTD - Distribution - Tier 3 - 3QU CoRE ¦ 1QU LoRE | Non-Red Flag Warning - Large Fires | equipment / facility failure | conductor damage or failure | 0.00017101
HFTD - Distribution - Tier 3 - 3QU CoRE ¦ 1QU LoRE | Non-Red Flag Warning - Large Fires | equipment / facility failure | connection device damage or failure | 3.1734e-05
HFTD - Distribution - Tier 3 - 3QU CoRE ¦ 1QU LoRE | Non-Red Flag Warning - Large Fires | equipment / facility failure | crossarm damage or failure | 3.8508e-05
HFTD - Distribution - Tier 3 - 3QU CoRE ¦ 1QU LoRE | Non-Red Flag Warning - Large Fires | equipment / facility failure | fuse damage or failure | 3.7022e-05
HFTD - Distribution - Tier 3 - 3QU CoRE ¦ 1QU LoRE | Non-Red Flag Warning - Large Fires | equipment / facility failure | insulator and brushing damage or failure | 2.7547e-05
HFTD - Distribution - Tier 3 - 3QU CoRE ¦ 1QU LoRE | Non-Red Flag Warning - Large Fires | equipment / facility failure | lightning arrestor damage or failure | 2.7543e-06
HFTD - Distribution - Tier 3 - 3QU CoRE ¦ 1QU LoRE | Non-Red Flag Warning - Large Fires | equipment / facility failure | other equipment / facility failure | 0.00022218
HFTD - Distribution - Tier 3 - 3QU CoRE ¦ 1QU LoRE | Non-Red Flag Warning - Large Fires | equipment / facility failure | pole damage or failure | 4.983e-05
HFTD - Distribution - Tier 3 - 3QU CoRE ¦ 1QU LoRE | Non-Red Flag Warning - Large Fires | equipment / facility failure | recloser damage or failure | 0
HFTD - Distribution - Tier 3 - 3QU CoRE ¦ 1QU LoRE | Non-Red Flag Warning - Large Fires | equipment / facility failure | sectionalizer damage or failure | 0
HFTD - Distribution - Tier 3 - 3QU CoRE ¦ 1QU LoRE | Non-Red Flag Warning - Large Fires | equipment / facility failure | switch damage or failure | 0
HFTD - Distribution - Tier 3 - 3QU CoRE ¦ 1QU LoRE | Non-Red Flag Warning - Large Fires | equipment / facility failure | transformer damage or failure | 9.6904e-05
HFTD - Distribution - Tier 3 - 3QU CoRE ¦ 1QU LoRE | Non-Red Flag Warning - Large Fires | equipment / facility failure | voltage regulator / booster damage or failure | 1.2385e-05
HFTD - Distribution - Tier 3 - 3QU CoRE ¦ 1QU LoRE | Non-Red Flag Warning - Large Fires | other | all other | 0.00027404
HFTD - Distribution - Tier 3 - 3QU CoRE ¦ 1QU LoRE | Non-Red Flag Warning - Large Fires | unknown | unknown | 0.00030928
HFTD - Distribution - Tier 3 - 3QU CoRE ¦ 1QU LoRE | Non-Red Flag Warning - Large Fires | utility work / operation | utility work / operation | 9.9234e-05
HFTD - Distribution - Tier 3 - 3QU CoRE ¦ 1QU LoRE | Non-Red Flag Warning - Large Fires | vandalism / theft | vandalism / theft | 0
HFTD - Distribution - Tier 3 - 3QU CoRE ¦ 1QU LoRE | Non-Red Flag Warning - Large Fires | vegetation contact | branch (not overhanging, 4-12ft) | 4.363e-05
HFTD - Distribution - Tier 3 - 3QU CoRE ¦ 1QU LoRE | Non-Red Flag Warning - Large Fires | vegetation contact | branch (not overhanging, > 12ft) | 0.00010536
HFTD - Distribution - Tier 3 - 3QU CoRE ¦ 1QU LoRE | Non-Red Flag Warning - Large Fires | vegetation contact | branch (not overhanging, distance unknown) | 0.00035966
HFTD - Distribution - Tier 3 - 3QU CoRE ¦ 1QU LoRE | Non-Red Flag Warning - Large Fires | vegetation contact | branch (not overhanging, within 4ft) | 1.8385e-05
HFTD - Distribution - Tier 3 - 3QU CoRE ¦ 1QU LoRE | Non-Red Flag Warning - Large Fires | vegetation contact | branch (overhanging) | 0.00081815
HFTD - Distribution - Tier 3 - 3QU CoRE ¦ 1QU LoRE | Non-Red Flag Warning - Large Fires | vegetation contact | dead | 0.00038264
HFTD - Distribution - Tier 3 - 3QU CoRE ¦ 1QU LoRE | Non-Red Flag Warning - Large Fires | vegetation contact | fell into (moderate-severe defect) | 0.00043766
HFTD - Distribution - Tier 3 - 3QU CoRE ¦ 1QU LoRE | Non-Red Flag Warning - Large Fires | vegetation contact | fell into (no defect) | 0.0025779
HFTD - Distribution - Tier 3 - 3QU CoRE ¦ 1QU LoRE | Non-Red Flag Warning - Large Fires | vegetation contact | fell into (slight defect) | 0.00054105
HFTD - Distribution - Tier 3 - 3QU CoRE ¦ 1QU LoRE | Non-Red Flag Warning - Large Fires | vegetation contact | grow into | 4.6831e-05
HFTD - Distribution - Tier 3 - 3QU CoRE ¦ 1QU LoRE | Non-Red Flag Warning - Large Fires | vegetation contact | other/unknown | 0.0022207
HFTD - Distribution - Tier 3 - 3QU CoRE ¦ 1QU LoRE | Non-Red Flag Warning - Large Fires | wire-to-wire contact | wire-to-wire contact / contamination | 0.00051798
HFTD - Distribution - Tier 3 - 3QU CoRE ¦ 1QU LoRE | Non-Red Flag Warning - Small Fires | contact from object | animal contact | 0.077537
HFTD - Distribution - Tier 3 - 3QU CoRE ¦ 1QU LoRE | Non-Red Flag Warning - Small Fires | contact from object | balloon contact | 0.0018817
HFTD - Distribution - Tier 3 - 3QU CoRE ¦ 1QU LoRE | Non-Red Flag Warning - Small Fires | contact from object | other contact from object | 0.080306
HFTD - Distribution - Tier 3 - 3QU CoRE ¦ 1QU LoRE | Non-Red Flag Warning - Small Fires | contact from object | vehicle contact | 0.23495
HFTD - Distribution - Tier 3 - 3QU CoRE ¦ 1QU LoRE | Non-Red Flag Warning - Small Fires | contamination | contamination | 0.0088056
HFTD - Distribution - Tier 3 - 3QU CoRE ¦ 1QU LoRE | Non-Red Flag Warning - Small Fires | equipment / facility failure | anchor / guy damage or failure | 0.00037475
HFTD - Distribution - Tier 3 - 3QU CoRE ¦ 1QU LoRE | Non-Red Flag Warning - Small Fires | equipment / facility failure | capacitor bank damage or failure | 0.036367
HFTD - Distribution - Tier 3 - 3QU CoRE ¦ 1QU LoRE | Non-Red Flag Warning - Small Fires | equipment / facility failure | conductor damage or failure | 0.094881
HFTD - Distribution - Tier 3 - 3QU CoRE ¦ 1QU LoRE | Non-Red Flag Warning - Small Fires | equipment / facility failure | connection device damage or failure | 0.013021
HFTD - Distribution - Tier 3 - 3QU CoRE ¦ 1QU LoRE | Non-Red Flag Warning - Small Fires | equipment / facility failure | crossarm damage or failure | 0.028873
HFTD - Distribution - Tier 3 - 3QU CoRE ¦ 1QU LoRE | Non-Red Flag Warning - Small Fires | equipment / facility failure | fuse damage or failure | 0.027669
HFTD - Distribution - Tier 3 - 3QU CoRE ¦ 1QU LoRE | Non-Red Flag Warning - Small Fires | equipment / facility failure | insulator and brushing damage or failure | 0.020258
HFTD - Distribution - Tier 3 - 3QU CoRE ¦ 1QU LoRE | Non-Red Flag Warning - Small Fires | equipment / facility failure | lightning arrestor damage or failure | 0.0022773
HFTD - Distribution - Tier 3 - 3QU CoRE ¦ 1QU LoRE | Non-Red Flag Warning - Small Fires | equipment / facility failure | other equipment / facility failure | 0.12931
HFTD - Distribution - Tier 3 - 3QU CoRE ¦ 1QU LoRE | Non-Red Flag Warning - Small Fires | equipment / facility failure | pole damage or failure | 0.035514
HFTD - Distribution - Tier 3 - 3QU CoRE ¦ 1QU LoRE | Non-Red Flag Warning - Small Fires | equipment / facility failure | recloser damage or failure | 0
HFTD - Distribution - Tier 3 - 3QU CoRE ¦ 1QU LoRE | Non-Red Flag Warning - Small Fires | equipment / facility failure | sectionalizer damage or failure | 0
HFTD - Distribution - Tier 3 - 3QU CoRE ¦ 1QU LoRE | Non-Red Flag Warning - Small Fires | equipment / facility failure | switch damage or failure | 0
HFTD - Distribution - Tier 3 - 3QU CoRE ¦ 1QU LoRE | Non-Red Flag Warning - Small Fires | equipment / facility failure | transformer damage or failure | 0.06043
HFTD - Distribution - Tier 3 - 3QU CoRE ¦ 1QU LoRE | Non-Red Flag Warning - Small Fires | equipment / facility failure | voltage regulator / booster damage or failure | 0.010034
HFTD - Distribution - Tier 3 - 3QU CoRE ¦ 1QU LoRE | Non-Red Flag Warning - Small Fires | other | all other | 0.020807
HFTD - Distribution - Tier 3 - 3QU CoRE ¦ 1QU LoRE | Non-Red Flag Warning - Small Fires | unknown | unknown | 0.059315
HFTD - Distribution - Tier 3 - 3QU CoRE ¦ 1QU LoRE | Non-Red Flag Warning - Small Fires | utility work / operation | utility work / operation | 0.01154
HFTD - Distribution - Tier 3 - 3QU CoRE ¦ 1QU LoRE | Non-Red Flag Warning - Small Fires | vandalism / theft | vandalism / theft | 0
HFTD - Distribution - Tier 3 - 3QU CoRE ¦ 1QU LoRE | Non-Red Flag Warning - Small Fires | vegetation contact | branch (not overhanging, 4-12ft) | 0.014447
HFTD - Distribution - Tier 3 - 3QU CoRE ¦ 1QU LoRE | Non-Red Flag Warning - Small Fires | vegetation contact | branch (not overhanging, > 12ft) | 0.034749
HFTD - Distribution - Tier 3 - 3QU CoRE ¦ 1QU LoRE | Non-Red Flag Warning - Small Fires | vegetation contact | branch (not overhanging, distance unknown) | 0.11862
HFTD - Distribution - Tier 3 - 3QU CoRE ¦ 1QU LoRE | Non-Red Flag Warning - Small Fires | vegetation contact | branch (not overhanging, within 4ft) | 0.006111
HFTD - Distribution - Tier 3 - 3QU CoRE ¦ 1QU LoRE | Non-Red Flag Warning - Small Fires | vegetation contact | branch (overhanging) | 0.27194
HFTD - Distribution - Tier 3 - 3QU CoRE ¦ 1QU LoRE | Non-Red Flag Warning - Small Fires | vegetation contact | dead | 0.1262
HFTD - Distribution - Tier 3 - 3QU CoRE ¦ 1QU LoRE | Non-Red Flag Warning - Small Fires | vegetation contact | fell into (moderate-severe defect) | 0.14435
HFTD - Distribution - Tier 3 - 3QU CoRE ¦ 1QU LoRE | Non-Red Flag Warning - Small Fires | vegetation contact | fell into (no defect) | 0.85024
HFTD - Distribution - Tier 3 - 3QU CoRE ¦ 1QU LoRE | Non-Red Flag Warning - Small Fires | vegetation contact | fell into (slight defect) | 0.17845
HFTD - Distribution - Tier 3 - 3QU CoRE ¦ 1QU LoRE | Non-Red Flag Warning - Small Fires | vegetation contact | grow into | 0.015446
HFTD - Distribution - Tier 3 - 3QU CoRE ¦ 1QU LoRE | Non-Red Flag Warning - Small Fires | vegetation contact | other/unknown | 0.73241
HFTD - Distribution - Tier 3 - 3QU CoRE ¦ 1QU LoRE | Non-Red Flag Warning - Small Fires | wire-to-wire contact | wire-to-wire contact / contamination | 0.061717
HFTD - Distribution - Tier 3 - 3QU CoRE ¦ 1QU LoRE | Seismic - Red Flag Warning - Catastrophic Fires | cc - seismic scenario | seismic scenario | 5.2188e-06
HFTD - Distribution - Tier 3 - 3QU CoRE ¦ 1QU LoRE | Red Flag Warning - Catastrophic Fires | contact from object | animal contact | 0
HFTD - Distribution - Tier 3 - 3QU CoRE ¦ 1QU LoRE | Red Flag Warning - Catastrophic Fires | contact from object | balloon contact | 0
HFTD - Distribution - Tier 3 - 3QU CoRE ¦ 1QU LoRE | Red Flag Warning - Catastrophic Fires | contact from object | other contact from object | 0
HFTD - Distribution - Tier 3 - 3QU CoRE ¦ 1QU LoRE | Red Flag Warning - Catastrophic Fires | contact from object | vehicle contact | 0
HFTD - Distribution - Tier 3 - 3QU CoRE ¦ 1QU LoRE | Red Flag Warning - Catastrophic Fires | contamination | contamination | 0
HFTD - Distribution - Tier 3 - 3QU CoRE ¦ 1QU LoRE | Red Flag Warning - Catastrophic Fires | equipment / facility failure | anchor / guy damage or failure | 1.1329e-05
HFTD - Distribution - Tier 3 - 3QU CoRE ¦ 1QU LoRE | Red Flag Warning - Catastrophic Fires | equipment / facility failure | capacitor bank damage or failure | 0.00014898
HFTD - Distribution - Tier 3 - 3QU CoRE ¦ 1QU LoRE | Red Flag Warning - Catastrophic Fires | equipment / facility failure | conductor damage or failure | 0.0015097
HFTD - Distribution - Tier 3 - 3QU CoRE ¦ 1QU LoRE | Red Flag Warning - Catastrophic Fires | equipment / facility failure | connection device damage or failure | 0.00015164
HFTD - Distribution - Tier 3 - 3QU CoRE ¦ 1QU LoRE | Red Flag Warning - Catastrophic Fires | equipment / facility failure | crossarm damage or failure | 0.00040211
HFTD - Distribution - Tier 3 - 3QU CoRE ¦ 1QU LoRE | Red Flag Warning - Catastrophic Fires | equipment / facility failure | fuse damage or failure | 0.00060826
HFTD - Distribution - Tier 3 - 3QU CoRE ¦ 1QU LoRE | Red Flag Warning - Catastrophic Fires | equipment / facility failure | insulator and brushing damage or failure | 0.00053743
HFTD - Distribution - Tier 3 - 3QU CoRE ¦ 1QU LoRE | Red Flag Warning - Catastrophic Fires | equipment / facility failure | lightning arrestor damage or failure | 4.0809e-05
HFTD - Distribution - Tier 3 - 3QU CoRE ¦ 1QU LoRE | Red Flag Warning - Catastrophic Fires | equipment / facility failure | other equipment / facility failure | 0.00065563
HFTD - Distribution - Tier 3 - 3QU CoRE ¦ 1QU LoRE | Red Flag Warning - Catastrophic Fires | equipment / facility failure | pole damage or failure | 0.0002095
HFTD - Distribution - Tier 3 - 3QU CoRE ¦ 1QU LoRE | Red Flag Warning - Catastrophic Fires | equipment / facility failure | recloser damage or failure | 0
HFTD - Distribution - Tier 3 - 3QU CoRE ¦ 1QU LoRE | Red Flag Warning - Catastrophic Fires | equipment / facility failure | sectionalizer damage or failure | 0
HFTD - Distribution - Tier 3 - 3QU CoRE ¦ 1QU LoRE | Red Flag Warning - Catastrophic Fires | equipment / facility failure | switch damage or failure | 0
HFTD - Distribution - Tier 3 - 3QU CoRE ¦ 1QU LoRE | Red Flag Warning - Catastrophic Fires | equipment / facility failure | transformer damage or failure | 0.00018432
HFTD - Distribution - Tier 3 - 3QU CoRE ¦ 1QU LoRE | Red Flag Warning - Catastrophic Fires | equipment / facility failure | voltage regulator / booster damage or failure | 1.3317e-05
HFTD - Distribution - Tier 3 - 3QU CoRE ¦ 1QU LoRE | Red Flag Warning - Catastrophic Fires | other | all other | 0
HFTD - Distribution - Tier 3 - 3QU CoRE ¦ 1QU LoRE | Red Flag Warning - Catastrophic Fires | unknown | unknown | 0
HFTD - Distribution - Tier 3 - 3QU CoRE ¦ 1QU LoRE | Red Flag Warning - Catastrophic Fires | utility work / operation | utility work / operation | 0
HFTD - Distribution - Tier 3 - 3QU CoRE ¦ 1QU LoRE | Red Flag Warning - Catastrophic Fires | vandalism / theft | vandalism / theft | 0
HFTD - Distribution - Tier 3 - 3QU CoRE ¦ 1QU LoRE | Red Flag Warning - Catastrophic Fires | vegetation contact | branch (not overhanging, 4-12ft) | 0.00024165
HFTD - Distribution - Tier 3 - 3QU CoRE ¦ 1QU LoRE | Red Flag Warning - Catastrophic Fires | vegetation contact | branch (not overhanging, > 12ft) | 0.00037474
HFTD - Distribution - Tier 3 - 3QU CoRE ¦ 1QU LoRE | Red Flag Warning - Catastrophic Fires | vegetation contact | branch (not overhanging, distance unknown) | 0.0018112
HFTD - Distribution - Tier 3 - 3QU CoRE ¦ 1QU LoRE | Red Flag Warning - Catastrophic Fires | vegetation contact | branch (not overhanging, within 4ft) | 5.8726e-05
HFTD - Distribution - Tier 3 - 3QU CoRE ¦ 1QU LoRE | Red Flag Warning - Catastrophic Fires | vegetation contact | branch (overhanging) | 0.0034648
HFTD - Distribution - Tier 3 - 3QU CoRE ¦ 1QU LoRE | Red Flag Warning - Catastrophic Fires | vegetation contact | dead | 0.001374
HFTD - Distribution - Tier 3 - 3QU CoRE ¦ 1QU LoRE | Red Flag Warning - Catastrophic Fires | vegetation contact | fell into (moderate-severe defect) | 0.0011286
HFTD - Distribution - Tier 3 - 3QU CoRE ¦ 1QU LoRE | Red Flag Warning - Catastrophic Fires | vegetation contact | fell into (no defect) | 0.0046218
HFTD - Distribution - Tier 3 - 3QU CoRE ¦ 1QU LoRE | Red Flag Warning - Catastrophic Fires | vegetation contact | fell into (slight defect) | 0.0012165
HFTD - Distribution - Tier 3 - 3QU CoRE ¦ 1QU LoRE | Red Flag Warning - Catastrophic Fires | vegetation contact | grow into | 0.00012805
HFTD - Distribution - Tier 3 - 3QU CoRE ¦ 1QU LoRE | Red Flag Warning - Catastrophic Fires | vegetation contact | other/unknown | 0.0062456
HFTD - Distribution - Tier 3 - 3QU CoRE ¦ 1QU LoRE | Red Flag Warning - Catastrophic Fires | wire-to-wire contact | wire-to-wire contact / contamination | 0
HFTD - Distribution - Tier 3 - 3QU CoRE ¦ 1QU LoRE | Red Flag Warning - Destructive Fires | contact from object | animal contact | 0
HFTD - Distribution - Tier 3 - 3QU CoRE ¦ 1QU LoRE | Red Flag Warning - Destructive Fires | contact from object | balloon contact | 0
HFTD - Distribution - Tier 3 - 3QU CoRE ¦ 1QU LoRE | Red Flag Warning - Destructive Fires | contact from object | other contact from object | 0
HFTD - Distribution - Tier 3 - 3QU CoRE ¦ 1QU LoRE | Red Flag Warning - Destructive Fires | contact from object | vehicle contact | 0
HFTD - Distribution - Tier 3 - 3QU CoRE ¦ 1QU LoRE | Red Flag Warning - Destructive Fires | contamination | contamination | 0
HFTD - Distribution - Tier 3 - 3QU CoRE ¦ 1QU LoRE | Red Flag Warning - Destructive Fires | equipment / facility failure | anchor / guy damage or failure | 2.01e-06
HFTD - Distribution - Tier 3 - 3QU CoRE ¦ 1QU LoRE | Red Flag Warning - Destructive Fires | equipment / facility failure | capacitor bank damage or failure | 2.6587e-05
HFTD - Distribution - Tier 3 - 3QU CoRE ¦ 1QU LoRE | Red Flag Warning - Destructive Fires | equipment / facility failure | conductor damage or failure | 0.00027071
HFTD - Distribution - Tier 3 - 3QU CoRE ¦ 1QU LoRE | Red Flag Warning - Destructive Fires | equipment / facility failure | connection device damage or failure | 2.9394e-05
HFTD - Distribution - Tier 3 - 3QU CoRE ¦ 1QU LoRE | Red Flag Warning - Destructive Fires | equipment / facility failure | crossarm damage or failure | 7.1447e-05
HFTD - Distribution - Tier 3 - 3QU CoRE ¦ 1QU LoRE | Red Flag Warning - Destructive Fires | equipment / facility failure | fuse damage or failure | 0.00010788
HFTD - Distribution - Tier 3 - 3QU CoRE ¦ 1QU LoRE | Red Flag Warning - Destructive Fires | equipment / facility failure | insulator and brushing damage or failure | 9.4962e-05
HFTD - Distribution - Tier 3 - 3QU CoRE ¦ 1QU LoRE | Red Flag Warning - Destructive Fires | equipment / facility failure | lightning arrestor damage or failure | 7.1455e-06
HFTD - Distribution - Tier 3 - 3QU CoRE ¦ 1QU LoRE | Red Flag Warning - Destructive Fires | equipment / facility failure | other equipment / facility failure | 0.00011595
HFTD - Distribution - Tier 3 - 3QU CoRE ¦ 1QU LoRE | Red Flag Warning - Destructive Fires | equipment / facility failure | pole damage or failure | 3.7113e-05
HFTD - Distribution - Tier 3 - 3QU CoRE ¦ 1QU LoRE | Red Flag Warning - Destructive Fires | equipment / facility failure | recloser damage or failure | 0
HFTD - Distribution - Tier 3 - 3QU CoRE ¦ 1QU LoRE | Red Flag Warning - Destructive Fires | equipment / facility failure | sectionalizer damage or failure | 0
HFTD - Distribution - Tier 3 - 3QU CoRE ¦ 1QU LoRE | Red Flag Warning - Destructive Fires | equipment / facility failure | switch damage or failure | 0
HFTD - Distribution - Tier 3 - 3QU CoRE ¦ 1QU LoRE | Red Flag Warning - Destructive Fires | equipment / facility failure | transformer damage or failure | 3.2676e-05
HFTD - Distribution - Tier 3 - 3QU CoRE ¦ 1QU LoRE | Red Flag Warning - Destructive Fires | equipment / facility failure | voltage regulator / booster damage or failure | 2.3162e-06
HFTD - Distribution - Tier 3 - 3QU CoRE ¦ 1QU LoRE | Red Flag Warning - Destructive Fires | other | all other | 0
HFTD - Distribution - Tier 3 - 3QU CoRE ¦ 1QU LoRE | Red Flag Warning - Destructive Fires | unknown | unknown | 0
HFTD - Distribution - Tier 3 - 3QU CoRE ¦ 1QU LoRE | Red Flag Warning - Destructive Fires | utility work / operation | utility work / operation | 0
HFTD - Distribution - Tier 3 - 3QU CoRE ¦ 1QU LoRE | Red Flag Warning - Destructive Fires | vandalism / theft | vandalism / theft | 0
HFTD - Distribution - Tier 3 - 3QU CoRE ¦ 1QU LoRE | Red Flag Warning - Destructive Fires | vegetation contact | branch (not overhanging, 4-12ft) | 3.0756e-05
HFTD - Distribution - Tier 3 - 3QU CoRE ¦ 1QU LoRE | Red Flag Warning - Destructive Fires | vegetation contact | branch (not overhanging, > 12ft) | 4.7706e-05
HFTD - Distribution - Tier 3 - 3QU CoRE ¦ 1QU LoRE | Red Flag Warning - Destructive Fires | vegetation contact | branch (not overhanging, distance unknown) | 0.00023058
HFTD - Distribution - Tier 3 - 3QU CoRE ¦ 1QU LoRE | Red Flag Warning - Destructive Fires | vegetation contact | branch (not overhanging, within 4ft) | 7.4729e-06
HFTD - Distribution - Tier 3 - 3QU CoRE ¦ 1QU LoRE | Red Flag Warning - Destructive Fires | vegetation contact | branch (overhanging) | 0.0004409
HFTD - Distribution - Tier 3 - 3QU CoRE ¦ 1QU LoRE | Red Flag Warning - Destructive Fires | vegetation contact | dead | 0.00017492
HFTD - Distribution - Tier 3 - 3QU CoRE ¦ 1QU LoRE | Red Flag Warning - Destructive Fires | vegetation contact | fell into (moderate-severe defect) | 0.00014368
HFTD - Distribution - Tier 3 - 3QU CoRE ¦ 1QU LoRE | Red Flag Warning - Destructive Fires | vegetation contact | fell into (no defect) | 0.00058838
HFTD - Distribution - Tier 3 - 3QU CoRE ¦ 1QU LoRE | Red Flag Warning - Destructive Fires | vegetation contact | fell into (slight defect) | 0.00015486
HFTD - Distribution - Tier 3 - 3QU CoRE ¦ 1QU LoRE | Red Flag Warning - Destructive Fires | vegetation contact | grow into | 1.6301e-05
HFTD - Distribution - Tier 3 - 3QU CoRE ¦ 1QU LoRE | Red Flag Warning - Destructive Fires | vegetation contact | other/unknown | 0.0007951
HFTD - Distribution - Tier 3 - 3QU CoRE ¦ 1QU LoRE | Red Flag Warning - Destructive Fires | wire-to-wire contact | wire-to-wire contact / contamination | 0
HFTD - Distribution - Tier 3 - 3QU CoRE ¦ 1QU LoRE | Red Flag Warning - Large Fires | contact from object | animal contact | 0
HFTD - Distribution - Tier 3 - 3QU CoRE ¦ 1QU LoRE | Red Flag Warning - Large Fires | contact from object | balloon contact | 0
HFTD - Distribution - Tier 3 - 3QU CoRE ¦ 1QU LoRE | Red Flag Warning - Large Fires | contact from object | other contact from object | 0
HFTD - Distribution - Tier 3 - 3QU CoRE ¦ 1QU LoRE | Red Flag Warning - Large Fires | contact from object | vehicle contact | 0
HFTD - Distribution - Tier 3 - 3QU CoRE ¦ 1QU LoRE | Red Flag Warning - Large Fires | contamination | contamination | 0
HFTD - Distribution - Tier 3 - 3QU CoRE ¦ 1QU LoRE | Red Flag Warning - Large Fires | equipment / facility failure | anchor / guy damage or failure | 8.365e-06
HFTD - Distribution - Tier 3 - 3QU CoRE ¦ 1QU LoRE | Red Flag Warning - Large Fires | equipment / facility failure | capacitor bank damage or failure | 0.00015812
HFTD - Distribution - Tier 3 - 3QU CoRE ¦ 1QU LoRE | Red Flag Warning - Large Fires | equipment / facility failure | conductor damage or failure | 0.0021471
HFTD - Distribution - Tier 3 - 3QU CoRE ¦ 1QU LoRE | Red Flag Warning - Large Fires | equipment / facility failure | connection device damage or failure | 0.00027849
HFTD - Distribution - Tier 3 - 3QU CoRE ¦ 1QU LoRE | Red Flag Warning - Large Fires | equipment / facility failure | crossarm damage or failure | 0.00043685
HFTD - Distribution - Tier 3 - 3QU CoRE ¦ 1QU LoRE | Red Flag Warning - Large Fires | equipment / facility failure | fuse damage or failure | 0.00065744
HFTD - Distribution - Tier 3 - 3QU CoRE ¦ 1QU LoRE | Red Flag Warning - Large Fires | equipment / facility failure | insulator and brushing damage or failure | 0.00060569
HFTD - Distribution - Tier 3 - 3QU CoRE ¦ 1QU LoRE | Red Flag Warning - Large Fires | equipment / facility failure | lightning arrestor damage or failure | 3.8287e-05
HFTD - Distribution - Tier 3 - 3QU CoRE ¦ 1QU LoRE | Red Flag Warning - Large Fires | equipment / facility failure | other equipment / facility failure | 0.00087319
HFTD - Distribution - Tier 3 - 3QU CoRE ¦ 1QU LoRE | Red Flag Warning - Large Fires | equipment / facility failure | pole damage or failure | 0.00024206
HFTD - Distribution - Tier 3 - 3QU CoRE ¦ 1QU LoRE | Red Flag Warning - Large Fires | equipment / facility failure | recloser damage or failure | 0
HFTD - Distribution - Tier 3 - 3QU CoRE ¦ 1QU LoRE | Red Flag Warning - Large Fires | equipment / facility failure | sectionalizer damage or failure | 0
HFTD - Distribution - Tier 3 - 3QU CoRE ¦ 1QU LoRE | Red Flag Warning - Large Fires | equipment / facility failure | switch damage or failure | 0
HFTD - Distribution - Tier 3 - 3QU CoRE ¦ 1QU LoRE | Red Flag Warning - Large Fires | equipment / facility failure | transformer damage or failure | 0.00024153
HFTD - Distribution - Tier 3 - 3QU CoRE ¦ 1QU LoRE | Red Flag Warning - Large Fires | equipment / facility failure | voltage regulator / booster damage or failure | 1.2491e-05
HFTD - Distribution - Tier 3 - 3QU CoRE ¦ 1QU LoRE | Red Flag Warning - Large Fires | other | all other | 0
HFTD - Distribution - Tier 3 - 3QU CoRE ¦ 1QU LoRE | Red Flag Warning - Large Fires | unknown | unknown | 0
HFTD - Distribution - Tier 3 - 3QU CoRE ¦ 1QU LoRE | Red Flag Warning - Large Fires | utility work / operation | utility work / operation | 0
HFTD - Distribution - Tier 3 - 3QU CoRE ¦ 1QU LoRE | Red Flag Warning - Large Fires | vandalism / theft | vandalism / theft | 0
HFTD - Distribution - Tier 3 - 3QU CoRE ¦ 1QU LoRE | Red Flag Warning - Large Fires | vegetation contact | branch (not overhanging, 4-12ft) | 0.00019238
HFTD - Distribution - Tier 3 - 3QU CoRE ¦ 1QU LoRE | Red Flag Warning - Large Fires | vegetation contact | branch (not overhanging, > 12ft) | 0.00030102
HFTD - Distribution - Tier 3 - 3QU CoRE ¦ 1QU LoRE | Red Flag Warning - Large Fires | vegetation contact | branch (not overhanging, distance unknown) | 0.0014549
HFTD - Distribution - Tier 3 - 3QU CoRE ¦ 1QU LoRE | Red Flag Warning - Large Fires | vegetation contact | branch (not overhanging, within 4ft) | 4.6355e-05
HFTD - Distribution - Tier 3 - 3QU CoRE ¦ 1QU LoRE | Red Flag Warning - Large Fires | vegetation contact | branch (overhanging) | 0.002735
HFTD - Distribution - Tier 3 - 3QU CoRE ¦ 1QU LoRE | Red Flag Warning - Large Fires | vegetation contact | dead | 0.0011038
HFTD - Distribution - Tier 3 - 3QU CoRE ¦ 1QU LoRE | Red Flag Warning - Large Fires | vegetation contact | fell into (moderate-severe defect) | 0.0009066
HFTD - Distribution - Tier 3 - 3QU CoRE ¦ 1QU LoRE | Red Flag Warning - Large Fires | vegetation contact | fell into (no defect) | 0.0037126
HFTD - Distribution - Tier 3 - 3QU CoRE ¦ 1QU LoRE | Red Flag Warning - Large Fires | vegetation contact | fell into (slight defect) | 0.00097717
HFTD - Distribution - Tier 3 - 3QU CoRE ¦ 1QU LoRE | Red Flag Warning - Large Fires | vegetation contact | grow into | 0.00010286
HFTD - Distribution - Tier 3 - 3QU CoRE ¦ 1QU LoRE | Red Flag Warning - Large Fires | vegetation contact | other/unknown | 0.0050171
HFTD - Distribution - Tier 3 - 3QU CoRE ¦ 1QU LoRE | Red Flag Warning - Large Fires | wire-to-wire contact | wire-to-wire contact / contamination | 0
HFTD - Distribution - Tier 3 - 3QU CoRE ¦ 1QU LoRE | Red Flag Warning - Small Fires | contact from object | animal contact | 0.0014807
HFTD - Distribution - Tier 3 - 3QU CoRE ¦ 1QU LoRE | Red Flag Warning - Small Fires | contact from object | balloon contact | 6.2772e-05
HFTD - Distribution - Tier 3 - 3QU CoRE ¦ 1QU LoRE | Red Flag Warning - Small Fires | contact from object | other contact from object | 0.0027672
HFTD - Distribution - Tier 3 - 3QU CoRE ¦ 1QU LoRE | Red Flag Warning - Small Fires | contact from object | vehicle contact | 0.0095841
HFTD - Distribution - Tier 3 - 3QU CoRE ¦ 1QU LoRE | Red Flag Warning - Small Fires | contamination | contamination | 9.5753e-05
HFTD - Distribution - Tier 3 - 3QU CoRE ¦ 1QU LoRE | Red Flag Warning - Small Fires | equipment / facility failure | anchor / guy damage or failure | 0.00011646
HFTD - Distribution - Tier 3 - 3QU CoRE ¦ 1QU LoRE | Red Flag Warning - Small Fires | equipment / facility failure | capacitor bank damage or failure | 0.0018034
HFTD - Distribution - Tier 3 - 3QU CoRE ¦ 1QU LoRE | Red Flag Warning - Small Fires | equipment / facility failure | conductor damage or failure | 0.018639
HFTD - Distribution - Tier 3 - 3QU CoRE ¦ 1QU LoRE | Red Flag Warning - Small Fires | equipment / facility failure | connection device damage or failure | 0.001788
HFTD - Distribution - Tier 3 - 3QU CoRE ¦ 1QU LoRE | Red Flag Warning - Small Fires | equipment / facility failure | crossarm damage or failure | 0.0051252
HFTD - Distribution - Tier 3 - 3QU CoRE ¦ 1QU LoRE | Red Flag Warning - Small Fires | equipment / facility failure | fuse damage or failure | 0.0076883
HFTD - Distribution - Tier 3 - 3QU CoRE ¦ 1QU LoRE | Red Flag Warning - Small Fires | equipment / facility failure | insulator and brushing damage or failure | 0.0069697
HFTD - Distribution - Tier 3 - 3QU CoRE ¦ 1QU LoRE | Red Flag Warning - Small Fires | equipment / facility failure | lightning arrestor damage or failure | 0.00049531
HFTD - Distribution - Tier 3 - 3QU CoRE ¦ 1QU LoRE | Red Flag Warning - Small Fires | equipment / facility failure | other equipment / facility failure | 0.0079519
HFTD - Distribution - Tier 3 - 3QU CoRE ¦ 1QU LoRE | Red Flag Warning - Small Fires | equipment / facility failure | pole damage or failure | 0.0026994
HFTD - Distribution - Tier 3 - 3QU CoRE ¦ 1QU LoRE | Red Flag Warning - Small Fires | equipment / facility failure | recloser damage or failure | 0
HFTD - Distribution - Tier 3 - 3QU CoRE ¦ 1QU LoRE | Red Flag Warning - Small Fires | equipment / facility failure | sectionalizer damage or failure | 0
HFTD - Distribution - Tier 3 - 3QU CoRE ¦ 1QU LoRE | Red Flag Warning - Small Fires | equipment / facility failure | switch damage or failure | 0
HFTD - Distribution - Tier 3 - 3QU CoRE ¦ 1QU LoRE | Red Flag Warning - Small Fires | equipment / facility failure | transformer damage or failure | 0.0023567
HFTD - Distribution - Tier 3 - 3QU CoRE ¦ 1QU LoRE | Red Flag Warning - Small Fires | equipment / facility failure | voltage regulator / booster damage or failure | 0.00015835
HFTD - Distribution - Tier 3 - 3QU CoRE ¦ 1QU LoRE | Red Flag Warning - Small Fires | other | all other | 0.00062062
HFTD - Distribution - Tier 3 - 3QU CoRE ¦ 1QU LoRE | Red Flag Warning - Small Fires | unknown | unknown | 0.0025179
HFTD - Distribution - Tier 3 - 3QU CoRE ¦ 1QU LoRE | Red Flag Warning - Small Fires | utility work / operation | utility work / operation | 0.0003091
HFTD - Distribution - Tier 3 - 3QU CoRE ¦ 1QU LoRE | Red Flag Warning - Small Fires | vandalism / theft | vandalism / theft | 0
HFTD - Distribution - Tier 3 - 3QU CoRE ¦ 1QU LoRE | Red Flag Warning - Small Fires | vegetation contact | branch (not overhanging, 4-12ft) | 0.0057445
HFTD - Distribution - Tier 3 - 3QU CoRE ¦ 1QU LoRE | Red Flag Warning - Small Fires | vegetation contact | branch (not overhanging, > 12ft) | 0.008953
HFTD - Distribution - Tier 3 - 3QU CoRE ¦ 1QU LoRE | Red Flag Warning - Small Fires | vegetation contact | branch (not overhanging, distance unknown) | 0.043273
HFTD - Distribution - Tier 3 - 3QU CoRE ¦ 1QU LoRE | Red Flag Warning - Small Fires | vegetation contact | branch (not overhanging, within 4ft) | 0.0013894
HFTD - Distribution - Tier 3 - 3QU CoRE ¦ 1QU LoRE | Red Flag Warning - Small Fires | vegetation contact | branch (overhanging) | 0.081977
HFTD - Distribution - Tier 3 - 3QU CoRE ¦ 1QU LoRE | Red Flag Warning - Small Fires | vegetation contact | dead | 0.032828
HFTD - Distribution - Tier 3 - 3QU CoRE ¦ 1QU LoRE | Red Flag Warning - Small Fires | vegetation contact | fell into (moderate-severe defect) | 0.026964
HFTD - Distribution - Tier 3 - 3QU CoRE ¦ 1QU LoRE | Red Flag Warning - Small Fires | vegetation contact | fell into (no defect) | 0.11042
HFTD - Distribution - Tier 3 - 3QU CoRE ¦ 1QU LoRE | Red Flag Warning - Small Fires | vegetation contact | fell into (slight defect) | 0.029063
HFTD - Distribution - Tier 3 - 3QU CoRE ¦ 1QU LoRE | Red Flag Warning - Small Fires | vegetation contact | grow into | 0.0030593
HFTD - Distribution - Tier 3 - 3QU CoRE ¦ 1QU LoRE | Red Flag Warning - Small Fires | vegetation contact | other/unknown | 0.14922
HFTD - Distribution - Tier 3 - 3QU CoRE ¦ 1QU LoRE | Red Flag Warning - Small Fires | wire-to-wire contact | wire-to-wire contact / contamination | 0.0020588
HFTD - Distribution - Tier 3 - 3QU CoRE ¦ 2QU LoRE | Seismic - Non-Red Flag Warning - Catastrophic Fires | cc - seismic scenario | seismic scenario | 4.2544e-08
HFTD - Distribution - Tier 3 - 3QU CoRE ¦ 2QU LoRE | Non-Red Flag Warning - Catastrophic Fires | contact from object | animal contact | 9.3731e-05
HFTD - Distribution - Tier 3 - 3QU CoRE ¦ 2QU LoRE | Non-Red Flag Warning - Catastrophic Fires | contact from object | balloon contact | 1.6194e-06
HFTD - Distribution - Tier 3 - 3QU CoRE ¦ 2QU LoRE | Non-Red Flag Warning - Catastrophic Fires | contact from object | other contact from object | 8.8383e-05
HFTD - Distribution - Tier 3 - 3QU CoRE ¦ 2QU LoRE | Non-Red Flag Warning - Catastrophic Fires | contact from object | vehicle contact | 0.00013587
HFTD - Distribution - Tier 3 - 3QU CoRE ¦ 2QU LoRE | Non-Red Flag Warning - Catastrophic Fires | contamination | contamination | 1.0421e-05
HFTD - Distribution - Tier 3 - 3QU CoRE ¦ 2QU LoRE | Non-Red Flag Warning - Catastrophic Fires | equipment / facility failure | anchor / guy damage or failure | 8.1253e-08
HFTD - Distribution - Tier 3 - 3QU CoRE ¦ 2QU LoRE | Non-Red Flag Warning - Catastrophic Fires | equipment / facility failure | capacitor bank damage or failure | 1.9969e-06
HFTD - Distribution - Tier 3 - 3QU CoRE ¦ 2QU LoRE | Non-Red Flag Warning - Catastrophic Fires | equipment / facility failure | conductor damage or failure | 2.2127e-06
HFTD - Distribution - Tier 3 - 3QU CoRE ¦ 2QU LoRE | Non-Red Flag Warning - Catastrophic Fires | equipment / facility failure | connection device damage or failure | 3.3637e-07
HFTD - Distribution - Tier 3 - 3QU CoRE ¦ 2QU LoRE | Non-Red Flag Warning - Catastrophic Fires | equipment / facility failure | crossarm damage or failure | 1.1012e-06
HFTD - Distribution - Tier 3 - 3QU CoRE ¦ 2QU LoRE | Non-Red Flag Warning - Catastrophic Fires | equipment / facility failure | fuse damage or failure | 9.9162e-07
HFTD - Distribution - Tier 3 - 3QU CoRE ¦ 2QU LoRE | Non-Red Flag Warning - Catastrophic Fires | equipment / facility failure | insulator and brushing damage or failure | 8.3331e-07
HFTD - Distribution - Tier 3 - 3QU CoRE ¦ 2QU LoRE | Non-Red Flag Warning - Catastrophic Fires | equipment / facility failure | lightning arrestor damage or failure | 1.3384e-07
HFTD - Distribution - Tier 3 - 3QU CoRE ¦ 2QU LoRE | Non-Red Flag Warning - Catastrophic Fires | equipment / facility failure | other equipment / facility failure | 4.4447e-06
HFTD - Distribution - Tier 3 - 3QU CoRE ¦ 2QU LoRE | Non-Red Flag Warning - Catastrophic Fires | equipment / facility failure | pole damage or failure | 1.4411e-06
HFTD - Distribution - Tier 3 - 3QU CoRE ¦ 2QU LoRE | Non-Red Flag Warning - Catastrophic Fires | equipment / facility failure | recloser damage or failure | 0
HFTD - Distribution - Tier 3 - 3QU CoRE ¦ 2QU LoRE | Non-Red Flag Warning - Catastrophic Fires | equipment / facility failure | sectionalizer damage or failure | 0
HFTD - Distribution - Tier 3 - 3QU CoRE ¦ 2QU LoRE | Non-Red Flag Warning - Catastrophic Fires | equipment / facility failure | switch damage or failure | 0
HFTD - Distribution - Tier 3 - 3QU CoRE ¦ 2QU LoRE | Non-Red Flag Warning - Catastrophic Fires | equipment / facility failure | transformer damage or failure | 3.2574e-06
HFTD - Distribution - Tier 3 - 3QU CoRE ¦ 2QU LoRE | Non-Red Flag Warning - Catastrophic Fires | equipment / facility failure | voltage regulator / booster damage or failure | 8.3442e-07
HFTD - Distribution - Tier 3 - 3QU CoRE ¦ 2QU LoRE | Non-Red Flag Warning - Catastrophic Fires | other | all other | 4.5989e-05
HFTD - Distribution - Tier 3 - 3QU CoRE ¦ 2QU LoRE | Non-Red Flag Warning - Catastrophic Fires | unknown | unknown | 5.7485e-05
HFTD - Distribution - Tier 3 - 3QU CoRE ¦ 2QU LoRE | Non-Red Flag Warning - Catastrophic Fires | utility work / operation | utility work / operation | 2.4634e-05
HFTD - Distribution - Tier 3 - 3QU CoRE ¦ 2QU LoRE | Non-Red Flag Warning - Catastrophic Fires | vandalism / theft | vandalism / theft | 3.4806e-06
HFTD - Distribution - Tier 3 - 3QU CoRE ¦ 2QU LoRE | Non-Red Flag Warning - Catastrophic Fires | vegetation contact | branch (not overhanging, 4-12ft) | 1.6015e-06
HFTD - Distribution - Tier 3 - 3QU CoRE ¦ 2QU LoRE | Non-Red Flag Warning - Catastrophic Fires | vegetation contact | branch (not overhanging, > 12ft) | 3.5887e-06
HFTD - Distribution - Tier 3 - 3QU CoRE ¦ 2QU LoRE | Non-Red Flag Warning - Catastrophic Fires | vegetation contact | branch (not overhanging, distance unknown) | 1.225e-05
HFTD - Distribution - Tier 3 - 3QU CoRE ¦ 2QU LoRE | Non-Red Flag Warning - Catastrophic Fires | vegetation contact | branch (not overhanging, within 4ft) | 7.2136e-07
HFTD - Distribution - Tier 3 - 3QU CoRE ¦ 2QU LoRE | Non-Red Flag Warning - Catastrophic Fires | vegetation contact | branch (overhanging) | 3.2101e-05
HFTD - Distribution - Tier 3 - 3QU CoRE ¦ 2QU LoRE | Non-Red Flag Warning - Catastrophic Fires | vegetation contact | dead | 1.3033e-05
HFTD - Distribution - Tier 3 - 3QU CoRE ¦ 2QU LoRE | Non-Red Flag Warning - Catastrophic Fires | vegetation contact | fell into (moderate-severe defect) | 1.4907e-05
HFTD - Distribution - Tier 3 - 3QU CoRE ¦ 2QU LoRE | Non-Red Flag Warning - Catastrophic Fires | vegetation contact | fell into (no defect) | 8.7808e-05
HFTD - Distribution - Tier 3 - 3QU CoRE ¦ 2QU LoRE | Non-Red Flag Warning - Catastrophic Fires | vegetation contact | fell into (slight defect) | 1.8429e-05
HFTD - Distribution - Tier 3 - 3QU CoRE ¦ 2QU LoRE | Non-Red Flag Warning - Catastrophic Fires | vegetation contact | grow into | 1.5951e-06
HFTD - Distribution - Tier 3 - 3QU CoRE ¦ 2QU LoRE | Non-Red Flag Warning - Catastrophic Fires | vegetation contact | other/unknown | 7.5639e-05
HFTD - Distribution - Tier 3 - 3QU CoRE ¦ 2QU LoRE | Non-Red Flag Warning - Catastrophic Fires | wire-to-wire contact | wire-to-wire contact / contamination | 7.5741e-05
HFTD - Distribution - Tier 3 - 3QU CoRE ¦ 2QU LoRE | Non-Red Flag Warning - Destructive Fires | contact from object | animal contact | 5.6766e-05
HFTD - Distribution - Tier 3 - 3QU CoRE ¦ 2QU LoRE | Non-Red Flag Warning - Destructive Fires | contact from object | balloon contact | 9.58e-07
HFTD - Distribution - Tier 3 - 3QU CoRE ¦ 2QU LoRE | Non-Red Flag Warning - Destructive Fires | contact from object | other contact from object | 5.4471e-05
HFTD - Distribution - Tier 3 - 3QU CoRE ¦ 2QU LoRE | Non-Red Flag Warning - Destructive Fires | contact from object | vehicle contact | 8.5076e-05
HFTD - Distribution - Tier 3 - 3QU CoRE ¦ 2QU LoRE | Non-Red Flag Warning - Destructive Fires | contamination | contamination | 6.4311e-06
HFTD - Distribution - Tier 3 - 3QU CoRE ¦ 2QU LoRE | Non-Red Flag Warning - Destructive Fires | equipment / facility failure | anchor / guy damage or failure | 2.7607e-07
HFTD - Distribution - Tier 3 - 3QU CoRE ¦ 2QU LoRE | Non-Red Flag Warning - Destructive Fires | equipment / facility failure | capacitor bank damage or failure | 6.7229e-06
HFTD - Distribution - Tier 3 - 3QU CoRE ¦ 2QU LoRE | Non-Red Flag Warning - Destructive Fires | equipment / facility failure | conductor damage or failure | 7.5611e-06
HFTD - Distribution - Tier 3 - 3QU CoRE ¦ 2QU LoRE | Non-Red Flag Warning - Destructive Fires | equipment / facility failure | connection device damage or failure | 1.1273e-06
HFTD - Distribution - Tier 3 - 3QU CoRE ¦ 2QU LoRE | Non-Red Flag Warning - Destructive Fires | equipment / facility failure | crossarm damage or failure | 3.8092e-06
HFTD - Distribution - Tier 3 - 3QU CoRE ¦ 2QU LoRE | Non-Red Flag Warning - Destructive Fires | equipment / facility failure | fuse damage or failure | 3.4532e-06
HFTD - Distribution - Tier 3 - 3QU CoRE ¦ 2QU LoRE | Non-Red Flag Warning - Destructive Fires | equipment / facility failure | insulator and brushing damage or failure | 2.9113e-06
HFTD - Distribution - Tier 3 - 3QU CoRE ¦ 2QU LoRE | Non-Red Flag Warning - Destructive Fires | equipment / facility failure | lightning arrestor damage or failure | 4.6837e-07
HFTD - Distribution - Tier 3 - 3QU CoRE ¦ 2QU LoRE | Non-Red Flag Warning - Destructive Fires | equipment / facility failure | other equipment / facility failure | 1.5348e-05
HFTD - Distribution - Tier 3 - 3QU CoRE ¦ 2QU LoRE | Non-Red Flag Warning - Destructive Fires | equipment / facility failure | pole damage or failure | 4.9291e-06
HFTD - Distribution - Tier 3 - 3QU CoRE ¦ 2QU LoRE | Non-Red Flag Warning - Destructive Fires | equipment / facility failure | recloser damage or failure | 0
HFTD - Distribution - Tier 3 - 3QU CoRE ¦ 2QU LoRE | Non-Red Flag Warning - Destructive Fires | equipment / facility failure | sectionalizer damage or failure | 0
HFTD - Distribution - Tier 3 - 3QU CoRE ¦ 2QU LoRE | Non-Red Flag Warning - Destructive Fires | equipment / facility failure | switch damage or failure | 0
HFTD - Distribution - Tier 3 - 3QU CoRE ¦ 2QU LoRE | Non-Red Flag Warning - Destructive Fires | equipment / facility failure | transformer damage or failure | 1.1182e-05
HFTD - Distribution - Tier 3 - 3QU CoRE ¦ 2QU LoRE | Non-Red Flag Warning - Destructive Fires | equipment / facility failure | voltage regulator / booster damage or failure | 2.7867e-06
HFTD - Distribution - Tier 3 - 3QU CoRE ¦ 2QU LoRE | Non-Red Flag Warning - Destructive Fires | other | all other | 2.7131e-05
HFTD - Distribution - Tier 3 - 3QU CoRE ¦ 2QU LoRE | Non-Red Flag Warning - Destructive Fires | unknown | unknown | 3.4494e-05
HFTD - Distribution - Tier 3 - 3QU CoRE ¦ 2QU LoRE | Non-Red Flag Warning - Destructive Fires | utility work / operation | utility work / operation | 1.4318e-05
HFTD - Distribution - Tier 3 - 3QU CoRE ¦ 2QU LoRE | Non-Red Flag Warning - Destructive Fires | vandalism / theft | vandalism / theft | 2.1389e-06
HFTD - Distribution - Tier 3 - 3QU CoRE ¦ 2QU LoRE | Non-Red Flag Warning - Destructive Fires | vegetation contact | branch (not overhanging, 4-12ft) | 3.9826e-06
HFTD - Distribution - Tier 3 - 3QU CoRE ¦ 2QU LoRE | Non-Red Flag Warning - Destructive Fires | vegetation contact | branch (not overhanging, > 12ft) | 8.9237e-06
HFTD - Distribution - Tier 3 - 3QU CoRE ¦ 2QU LoRE | Non-Red Flag Warning - Destructive Fires | vegetation contact | branch (not overhanging, distance unknown) | 3.0462e-05
HFTD - Distribution - Tier 3 - 3QU CoRE ¦ 2QU LoRE | Non-Red Flag Warning - Destructive Fires | vegetation contact | branch (not overhanging, within 4ft) | 1.7939e-06
HFTD - Distribution - Tier 3 - 3QU CoRE ¦ 2QU LoRE | Non-Red Flag Warning - Destructive Fires | vegetation contact | branch (overhanging) | 7.9828e-05
HFTD - Distribution - Tier 3 - 3QU CoRE ¦ 2QU LoRE | Non-Red Flag Warning - Destructive Fires | vegetation contact | dead | 3.2409e-05
HFTD - Distribution - Tier 3 - 3QU CoRE ¦ 2QU LoRE | Non-Red Flag Warning - Destructive Fires | vegetation contact | fell into (moderate-severe defect) | 3.7069e-05
HFTD - Distribution - Tier 3 - 3QU CoRE ¦ 2QU LoRE | Non-Red Flag Warning - Destructive Fires | vegetation contact | fell into (no defect) | 0.00021835
HFTD - Distribution - Tier 3 - 3QU CoRE ¦ 2QU LoRE | Non-Red Flag Warning - Destructive Fires | vegetation contact | fell into (slight defect) | 4.5826e-05
HFTD - Distribution - Tier 3 - 3QU CoRE ¦ 2QU LoRE | Non-Red Flag Warning - Destructive Fires | vegetation contact | grow into | 3.9665e-06
HFTD - Distribution - Tier 3 - 3QU CoRE ¦ 2QU LoRE | Non-Red Flag Warning - Destructive Fires | vegetation contact | other/unknown | 0.00018809
HFTD - Distribution - Tier 3 - 3QU CoRE ¦ 2QU LoRE | Non-Red Flag Warning - Destructive Fires | wire-to-wire contact | wire-to-wire contact / contamination | 4.5307e-05
HFTD - Distribution - Tier 3 - 3QU CoRE ¦ 2QU LoRE | Non-Red Flag Warning - Large Fires | contact from object | animal contact | 0.00048046
HFTD - Distribution - Tier 3 - 3QU CoRE ¦ 2QU LoRE | Non-Red Flag Warning - Large Fires | contact from object | balloon contact | 7.3105e-06
HFTD - Distribution - Tier 3 - 3QU CoRE ¦ 2QU LoRE | Non-Red Flag Warning - Large Fires | contact from object | other contact from object | 0.00043897
HFTD - Distribution - Tier 3 - 3QU CoRE ¦ 2QU LoRE | Non-Red Flag Warning - Large Fires | contact from object | vehicle contact | 0.00076882
HFTD - Distribution - Tier 3 - 3QU CoRE ¦ 2QU LoRE | Non-Red Flag Warning - Large Fires | contamination | contamination | 6.3854e-05
HFTD - Distribution - Tier 3 - 3QU CoRE ¦ 2QU LoRE | Non-Red Flag Warning - Large Fires | equipment / facility failure | anchor / guy damage or failure | 3.0399e-06
HFTD - Distribution - Tier 3 - 3QU CoRE ¦ 2QU LoRE | Non-Red Flag Warning - Large Fires | equipment / facility failure | capacitor bank damage or failure | 0.00013106
HFTD - Distribution - Tier 3 - 3QU CoRE ¦ 2QU LoRE | Non-Red Flag Warning - Large Fires | equipment / facility failure | conductor damage or failure | 8.3913e-05
HFTD - Distribution - Tier 3 - 3QU CoRE ¦ 2QU LoRE | Non-Red Flag Warning - Large Fires | equipment / facility failure | connection device damage or failure | 1.1354e-05
HFTD - Distribution - Tier 3 - 3QU CoRE ¦ 2QU LoRE | Non-Red Flag Warning - Large Fires | equipment / facility failure | crossarm damage or failure | 5.0727e-05
HFTD - Distribution - Tier 3 - 3QU CoRE ¦ 2QU LoRE | Non-Red Flag Warning - Large Fires | equipment / facility failure | fuse damage or failure | 5.1993e-05
HFTD - Distribution - Tier 3 - 3QU CoRE ¦ 2QU LoRE | Non-Red Flag Warning - Large Fires | equipment / facility failure | insulator and brushing damage or failure | 3.7089e-05
HFTD - Distribution - Tier 3 - 3QU CoRE ¦ 2QU LoRE | Non-Red Flag Warning - Large Fires | equipment / facility failure | lightning arrestor damage or failure | 6.8262e-06
HFTD - Distribution - Tier 3 - 3QU CoRE ¦ 2QU LoRE | Non-Red Flag Warning - Large Fires | equipment / facility failure | other equipment / facility failure | 0.00018994
HFTD - Distribution - Tier 3 - 3QU CoRE ¦ 2QU LoRE | Non-Red Flag Warning - Large Fires | equipment / facility failure | pole damage or failure | 6.1122e-05
HFTD - Distribution - Tier 3 - 3QU CoRE ¦ 2QU LoRE | Non-Red Flag Warning - Large Fires | equipment / facility failure | recloser damage or failure | 0
HFTD - Distribution - Tier 3 - 3QU CoRE ¦ 2QU LoRE | Non-Red Flag Warning - Large Fires | equipment / facility failure | sectionalizer damage or failure | 0
HFTD - Distribution - Tier 3 - 3QU CoRE ¦ 2QU LoRE | Non-Red Flag Warning - Large Fires | equipment / facility failure | switch damage or failure | 0
HFTD - Distribution - Tier 3 - 3QU CoRE ¦ 2QU LoRE | Non-Red Flag Warning - Large Fires | equipment / facility failure | transformer damage or failure | 0.00014133
HFTD - Distribution - Tier 3 - 3QU CoRE ¦ 2QU LoRE | Non-Red Flag Warning - Large Fires | equipment / facility failure | voltage regulator / booster damage or failure | 3.8564e-05
HFTD - Distribution - Tier 3 - 3QU CoRE ¦ 2QU LoRE | Non-Red Flag Warning - Large Fires | other | all other | 0.00013578
HFTD - Distribution - Tier 3 - 3QU CoRE ¦ 2QU LoRE | Non-Red Flag Warning - Large Fires | unknown | unknown | 0.00022077
HFTD - Distribution - Tier 3 - 3QU CoRE ¦ 2QU LoRE | Non-Red Flag Warning - Large Fires | utility work / operation | utility work / operation | 6.2255e-05
HFTD - Distribution - Tier 3 - 3QU CoRE ¦ 2QU LoRE | Non-Red Flag Warning - Large Fires | vandalism / theft | vandalism / theft | 2.5204e-05
HFTD - Distribution - Tier 3 - 3QU CoRE ¦ 2QU LoRE | Non-Red Flag Warning - Large Fires | vegetation contact | branch (not overhanging, 4-12ft) | 4.8917e-05
HFTD - Distribution - Tier 3 - 3QU CoRE ¦ 2QU LoRE | Non-Red Flag Warning - Large Fires | vegetation contact | branch (not overhanging, > 12ft) | 0.00010951
HFTD - Distribution - Tier 3 - 3QU CoRE ¦ 2QU LoRE | Non-Red Flag Warning - Large Fires | vegetation contact | branch (not overhanging, distance unknown) | 0.00037381
HFTD - Distribution - Tier 3 - 3QU CoRE ¦ 2QU LoRE | Non-Red Flag Warning - Large Fires | vegetation contact | branch (not overhanging, within 4ft) | 2.2051e-05
HFTD - Distribution - Tier 3 - 3QU CoRE ¦ 2QU LoRE | Non-Red Flag Warning - Large Fires | vegetation contact | branch (overhanging) | 0.00098128
HFTD - Distribution - Tier 3 - 3QU CoRE ¦ 2QU LoRE | Non-Red Flag Warning - Large Fires | vegetation contact | dead | 0.0003977
HFTD - Distribution - Tier 3 - 3QU CoRE ¦ 2QU LoRE | Non-Red Flag Warning - Large Fires | vegetation contact | fell into (moderate-severe defect) | 0.00045488
HFTD - Distribution - Tier 3 - 3QU CoRE ¦ 2QU LoRE | Non-Red Flag Warning - Large Fires | vegetation contact | fell into (no defect) | 0.0026794
HFTD - Distribution - Tier 3 - 3QU CoRE ¦ 2QU LoRE | Non-Red Flag Warning - Large Fires | vegetation contact | fell into (slight defect) | 0.00056234
HFTD - Distribution - Tier 3 - 3QU CoRE ¦ 2QU LoRE | Non-Red Flag Warning - Large Fires | vegetation contact | grow into | 4.8674e-05
HFTD - Distribution - Tier 3 - 3QU CoRE ¦ 2QU LoRE | Non-Red Flag Warning - Large Fires | vegetation contact | other/unknown | 0.0023081
HFTD - Distribution - Tier 3 - 3QU CoRE ¦ 2QU LoRE | Non-Red Flag Warning - Large Fires | wire-to-wire contact | wire-to-wire contact / contamination | 0.0002104
HFTD - Distribution - Tier 3 - 3QU CoRE ¦ 2QU LoRE | Non-Red Flag Warning - Small Fires | contact from object | animal contact | 0.092269
HFTD - Distribution - Tier 3 - 3QU CoRE ¦ 2QU LoRE | Non-Red Flag Warning - Small Fires | contact from object | balloon contact | 0.0017852
HFTD - Distribution - Tier 3 - 3QU CoRE ¦ 2QU LoRE | Non-Red Flag Warning - Small Fires | contact from object | other contact from object | 0.097275
HFTD - Distribution - Tier 3 - 3QU CoRE ¦ 2QU LoRE | Non-Red Flag Warning - Small Fires | contact from object | vehicle contact | 0.16966
HFTD - Distribution - Tier 3 - 3QU CoRE ¦ 2QU LoRE | Non-Red Flag Warning - Small Fires | contamination | contamination | 0.0125
HFTD - Distribution - Tier 3 - 3QU CoRE ¦ 2QU LoRE | Non-Red Flag Warning - Small Fires | equipment / facility failure | anchor / guy damage or failure | 0.0021231
HFTD - Distribution - Tier 3 - 3QU CoRE ¦ 2QU LoRE | Non-Red Flag Warning - Small Fires | equipment / facility failure | capacitor bank damage or failure | 0.046893
HFTD - Distribution - Tier 3 - 3QU CoRE ¦ 2QU LoRE | Non-Red Flag Warning - Small Fires | equipment / facility failure | conductor damage or failure | 0.05957
HFTD - Distribution - Tier 3 - 3QU CoRE ¦ 2QU LoRE | Non-Red Flag Warning - Small Fires | equipment / facility failure | connection device damage or failure | 0.0084954
HFTD - Distribution - Tier 3 - 3QU CoRE ¦ 2QU LoRE | Non-Red Flag Warning - Small Fires | equipment / facility failure | crossarm damage or failure | 0.034509
HFTD - Distribution - Tier 3 - 3QU CoRE ¦ 2QU LoRE | Non-Red Flag Warning - Small Fires | equipment / facility failure | fuse damage or failure | 0.030092
HFTD - Distribution - Tier 3 - 3QU CoRE ¦ 2QU LoRE | Non-Red Flag Warning - Small Fires | equipment / facility failure | insulator and brushing damage or failure | 0.027246
HFTD - Distribution - Tier 3 - 3QU CoRE ¦ 2QU LoRE | Non-Red Flag Warning - Small Fires | equipment / facility failure | lightning arrestor damage or failure | 0.004162
HFTD - Distribution - Tier 3 - 3QU CoRE ¦ 2QU LoRE | Non-Red Flag Warning - Small Fires | equipment / facility failure | other equipment / facility failure | 0.12278
HFTD - Distribution - Tier 3 - 3QU CoRE ¦ 2QU LoRE | Non-Red Flag Warning - Small Fires | equipment / facility failure | pole damage or failure | 0.038825
HFTD - Distribution - Tier 3 - 3QU CoRE ¦ 2QU LoRE | Non-Red Flag Warning - Small Fires | equipment / facility failure | recloser damage or failure | 0
HFTD - Distribution - Tier 3 - 3QU CoRE ¦ 2QU LoRE | Non-Red Flag Warning - Small Fires | equipment / facility failure | sectionalizer damage or failure | 0
HFTD - Distribution - Tier 3 - 3QU CoRE ¦ 2QU LoRE | Non-Red Flag Warning - Small Fires | equipment / facility failure | switch damage or failure | 0
HFTD - Distribution - Tier 3 - 3QU CoRE ¦ 2QU LoRE | Non-Red Flag Warning - Small Fires | equipment / facility failure | transformer damage or failure | 0.093511
HFTD - Distribution - Tier 3 - 3QU CoRE ¦ 2QU LoRE | Non-Red Flag Warning - Small Fires | equipment / facility failure | voltage regulator / booster damage or failure | 0.019225
HFTD - Distribution - Tier 3 - 3QU CoRE ¦ 2QU LoRE | Non-Red Flag Warning - Small Fires | other | all other | 0.030182
HFTD - Distribution - Tier 3 - 3QU CoRE ¦ 2QU LoRE | Non-Red Flag Warning - Small Fires | unknown | unknown | 0.048079
HFTD - Distribution - Tier 3 - 3QU CoRE ¦ 2QU LoRE | Non-Red Flag Warning - Small Fires | utility work / operation | utility work / operation | 0.014252
HFTD - Distribution - Tier 3 - 3QU CoRE ¦ 2QU LoRE | Non-Red Flag Warning - Small Fires | vandalism / theft | vandalism / theft | 0.0048178
HFTD - Distribution - Tier 3 - 3QU CoRE ¦ 2QU LoRE | Non-Red Flag Warning - Small Fires | vegetation contact | branch (not overhanging, 4-12ft) | 0.01537
HFTD - Distribution - Tier 3 - 3QU CoRE ¦ 2QU LoRE | Non-Red Flag Warning - Small Fires | vegetation contact | branch (not overhanging, > 12ft) | 0.034438
HFTD - Distribution - Tier 3 - 3QU CoRE ¦ 2QU LoRE | Non-Red Flag Warning - Small Fires | vegetation contact | branch (not overhanging, distance unknown) | 0.11756
HFTD - Distribution - Tier 3 - 3QU CoRE ¦ 2QU LoRE | Non-Red Flag Warning - Small Fires | vegetation contact | branch (not overhanging, within 4ft) | 0.0069237
HFTD - Distribution - Tier 3 - 3QU CoRE ¦ 2QU LoRE | Non-Red Flag Warning - Small Fires | vegetation contact | branch (overhanging) | 0.3081
HFTD - Distribution - Tier 3 - 3QU CoRE ¦ 2QU LoRE | Non-Red Flag Warning - Small Fires | vegetation contact | dead | 0.12507
HFTD - Distribution - Tier 3 - 3QU CoRE ¦ 2QU LoRE | Non-Red Flag Warning - Small Fires | vegetation contact | fell into (moderate-severe defect) | 0.14305
HFTD - Distribution - Tier 3 - 3QU CoRE ¦ 2QU LoRE | Non-Red Flag Warning - Small Fires | vegetation contact | fell into (no defect) | 0.84264
HFTD - Distribution - Tier 3 - 3QU CoRE ¦ 2QU LoRE | Non-Red Flag Warning - Small Fires | vegetation contact | fell into (slight defect) | 0.17685
HFTD - Distribution - Tier 3 - 3QU CoRE ¦ 2QU LoRE | Non-Red Flag Warning - Small Fires | vegetation contact | grow into | 0.015307
HFTD - Distribution - Tier 3 - 3QU CoRE ¦ 2QU LoRE | Non-Red Flag Warning - Small Fires | vegetation contact | other/unknown | 0.72586
HFTD - Distribution - Tier 3 - 3QU CoRE ¦ 2QU LoRE | Non-Red Flag Warning - Small Fires | wire-to-wire contact | wire-to-wire contact / contamination | 0.045964
HFTD - Distribution - Tier 3 - 3QU CoRE ¦ 2QU LoRE | Seismic - Red Flag Warning - Catastrophic Fires | cc - seismic scenario | seismic scenario | 1.8349e-06
HFTD - Distribution - Tier 3 - 3QU CoRE ¦ 2QU LoRE | Red Flag Warning - Catastrophic Fires | contact from object | animal contact | 0
HFTD - Distribution - Tier 3 - 3QU CoRE ¦ 2QU LoRE | Red Flag Warning - Catastrophic Fires | contact from object | balloon contact | 0
HFTD - Distribution - Tier 3 - 3QU CoRE ¦ 2QU LoRE | Red Flag Warning - Catastrophic Fires | contact from object | other contact from object | 0
HFTD - Distribution - Tier 3 - 3QU CoRE ¦ 2QU LoRE | Red Flag Warning - Catastrophic Fires | contact from object | vehicle contact | 0
HFTD - Distribution - Tier 3 - 3QU CoRE ¦ 2QU LoRE | Red Flag Warning - Catastrophic Fires | contamination | contamination | 0
HFTD - Distribution - Tier 3 - 3QU CoRE ¦ 2QU LoRE | Red Flag Warning - Catastrophic Fires | equipment / facility failure | anchor / guy damage or failure | 5.8565e-05
HFTD - Distribution - Tier 3 - 3QU CoRE ¦ 2QU LoRE | Red Flag Warning - Catastrophic Fires | equipment / facility failure | capacitor bank damage or failure | 0.00022967
HFTD - Distribution - Tier 3 - 3QU CoRE ¦ 2QU LoRE | Red Flag Warning - Catastrophic Fires | equipment / facility failure | conductor damage or failure | 0.0010082
HFTD - Distribution - Tier 3 - 3QU CoRE ¦ 2QU LoRE | Red Flag Warning - Catastrophic Fires | equipment / facility failure | connection device damage or failure | 0.00010712
HFTD - Distribution - Tier 3 - 3QU CoRE ¦ 2QU LoRE | Red Flag Warning - Catastrophic Fires | equipment / facility failure | crossarm damage or failure | 0.00045334
HFTD - Distribution - Tier 3 - 3QU CoRE ¦ 2QU LoRE | Red Flag Warning - Catastrophic Fires | equipment / facility failure | fuse damage or failure | 0.00063905
HFTD - Distribution - Tier 3 - 3QU CoRE ¦ 2QU LoRE | Red Flag Warning - Catastrophic Fires | equipment / facility failure | insulator and brushing damage or failure | 0.00066494
HFTD - Distribution - Tier 3 - 3QU CoRE ¦ 2QU LoRE | Red Flag Warning - Catastrophic Fires | equipment / facility failure | lightning arrestor damage or failure | 6.7516e-05
HFTD - Distribution - Tier 3 - 3QU CoRE ¦ 2QU LoRE | Red Flag Warning - Catastrophic Fires | equipment / facility failure | other equipment / facility failure | 0.00063393
HFTD - Distribution - Tier 3 - 3QU CoRE ¦ 2QU LoRE | Red Flag Warning - Catastrophic Fires | equipment / facility failure | pole damage or failure | 0.00025406
HFTD - Distribution - Tier 3 - 3QU CoRE ¦ 2QU LoRE | Red Flag Warning - Catastrophic Fires | equipment / facility failure | recloser damage or failure | 0
HFTD - Distribution - Tier 3 - 3QU CoRE ¦ 2QU LoRE | Red Flag Warning - Catastrophic Fires | equipment / facility failure | sectionalizer damage or failure | 0
HFTD - Distribution - Tier 3 - 3QU CoRE ¦ 2QU LoRE | Red Flag Warning - Catastrophic Fires | equipment / facility failure | switch damage or failure | 0
HFTD - Distribution - Tier 3 - 3QU CoRE ¦ 2QU LoRE | Red Flag Warning - Catastrophic Fires | equipment / facility failure | transformer damage or failure | 0.00029463
HFTD - Distribution - Tier 3 - 3QU CoRE ¦ 2QU LoRE | Red Flag Warning - Catastrophic Fires | equipment / facility failure | voltage regulator / booster damage or failure | 3.054e-05
HFTD - Distribution - Tier 3 - 3QU CoRE ¦ 2QU LoRE | Red Flag Warning - Catastrophic Fires | other | all other | 0
HFTD - Distribution - Tier 3 - 3QU CoRE ¦ 2QU LoRE | Red Flag Warning - Catastrophic Fires | unknown | unknown | 0
HFTD - Distribution - Tier 3 - 3QU CoRE ¦ 2QU LoRE | Red Flag Warning - Catastrophic Fires | utility work / operation | utility work / operation | 0
HFTD - Distribution - Tier 3 - 3QU CoRE ¦ 2QU LoRE | Red Flag Warning - Catastrophic Fires | vandalism / theft | vandalism / theft | 0
HFTD - Distribution - Tier 3 - 3QU CoRE ¦ 2QU LoRE | Red Flag Warning - Catastrophic Fires | vegetation contact | branch (not overhanging, 4-12ft) | 0.00025627
HFTD - Distribution - Tier 3 - 3QU CoRE ¦ 2QU LoRE | Red Flag Warning - Catastrophic Fires | vegetation contact | branch (not overhanging, > 12ft) | 0.0003721
HFTD - Distribution - Tier 3 - 3QU CoRE ¦ 2QU LoRE | Red Flag Warning - Catastrophic Fires | vegetation contact | branch (not overhanging, distance unknown) | 0.0017985
HFTD - Distribution - Tier 3 - 3QU CoRE ¦ 2QU LoRE | Red Flag Warning - Catastrophic Fires | vegetation contact | branch (not overhanging, within 4ft) | 6.6004e-05
HFTD - Distribution - Tier 3 - 3QU CoRE ¦ 2QU LoRE | Red Flag Warning - Catastrophic Fires | vegetation contact | branch (overhanging) | 0.0038942
HFTD - Distribution - Tier 3 - 3QU CoRE ¦ 2QU LoRE | Red Flag Warning - Catastrophic Fires | vegetation contact | dead | 0.0013643
HFTD - Distribution - Tier 3 - 3QU CoRE ¦ 2QU LoRE | Red Flag Warning - Catastrophic Fires | vegetation contact | fell into (moderate-severe defect) | 0.0011207
HFTD - Distribution - Tier 3 - 3QU CoRE ¦ 2QU LoRE | Red Flag Warning - Catastrophic Fires | vegetation contact | fell into (no defect) | 0.0045892
HFTD - Distribution - Tier 3 - 3QU CoRE ¦ 2QU LoRE | Red Flag Warning - Catastrophic Fires | vegetation contact | fell into (slight defect) | 0.0012079
HFTD - Distribution - Tier 3 - 3QU CoRE ¦ 2QU LoRE | Red Flag Warning - Catastrophic Fires | vegetation contact | grow into | 0.00012715
HFTD - Distribution - Tier 3 - 3QU CoRE ¦ 2QU LoRE | Red Flag Warning - Catastrophic Fires | vegetation contact | other/unknown | 0.0062016
HFTD - Distribution - Tier 3 - 3QU CoRE ¦ 2QU LoRE | Red Flag Warning - Catastrophic Fires | wire-to-wire contact | wire-to-wire contact / contamination | 0
HFTD - Distribution - Tier 3 - 3QU CoRE ¦ 2QU LoRE | Red Flag Warning - Destructive Fires | contact from object | animal contact | 0
HFTD - Distribution - Tier 3 - 3QU CoRE ¦ 2QU LoRE | Red Flag Warning - Destructive Fires | contact from object | balloon contact | 0
HFTD - Distribution - Tier 3 - 3QU CoRE ¦ 2QU LoRE | Red Flag Warning - Destructive Fires | contact from object | other contact from object | 0
HFTD - Distribution - Tier 3 - 3QU CoRE ¦ 2QU LoRE | Red Flag Warning - Destructive Fires | contact from object | vehicle contact | 0
HFTD - Distribution - Tier 3 - 3QU CoRE ¦ 2QU LoRE | Red Flag Warning - Destructive Fires | contamination | contamination | 0
HFTD - Distribution - Tier 3 - 3QU CoRE ¦ 2QU LoRE | Red Flag Warning - Destructive Fires | equipment / facility failure | anchor / guy damage or failure | 1.0014e-05
HFTD - Distribution - Tier 3 - 3QU CoRE ¦ 2QU LoRE | Red Flag Warning - Destructive Fires | equipment / facility failure | capacitor bank damage or failure | 3.8913e-05
HFTD - Distribution - Tier 3 - 3QU CoRE ¦ 2QU LoRE | Red Flag Warning - Destructive Fires | equipment / facility failure | conductor damage or failure | 0.00017338
HFTD - Distribution - Tier 3 - 3QU CoRE ¦ 2QU LoRE | Red Flag Warning - Destructive Fires | equipment / facility failure | connection device damage or failure | 1.8068e-05
HFTD - Distribution - Tier 3 - 3QU CoRE ¦ 2QU LoRE | Red Flag Warning - Destructive Fires | equipment / facility failure | crossarm damage or failure | 7.8923e-05
HFTD - Distribution - Tier 3 - 3QU CoRE ¦ 2QU LoRE | Red Flag Warning - Destructive Fires | equipment / facility failure | fuse damage or failure | 0.000112
HFTD - Distribution - Tier 3 - 3QU CoRE ¦ 2QU LoRE | Red Flag Warning - Destructive Fires | equipment / facility failure | insulator and brushing damage or failure | 0.00011691
HFTD - Distribution - Tier 3 - 3QU CoRE ¦ 2QU LoRE | Red Flag Warning - Destructive Fires | equipment / facility failure | lightning arrestor damage or failure | 1.1891e-05
HFTD - Distribution - Tier 3 - 3QU CoRE ¦ 2QU LoRE | Red Flag Warning - Destructive Fires | equipment / facility failure | other equipment / facility failure | 0.00011017
HFTD - Distribution - Tier 3 - 3QU CoRE ¦ 2QU LoRE | Red Flag Warning - Destructive Fires | equipment / facility failure | pole damage or failure | 4.3731e-05
HFTD - Distribution - Tier 3 - 3QU CoRE ¦ 2QU LoRE | Red Flag Warning - Destructive Fires | equipment / facility failure | recloser damage or failure | 0
HFTD - Distribution - Tier 3 - 3QU CoRE ¦ 2QU LoRE | Red Flag Warning - Destructive Fires | equipment / facility failure | sectionalizer damage or failure | 0
HFTD - Distribution - Tier 3 - 3QU CoRE ¦ 2QU LoRE | Red Flag Warning - Destructive Fires | equipment / facility failure | switch damage or failure | 0
HFTD - Distribution - Tier 3 - 3QU CoRE ¦ 2QU LoRE | Red Flag Warning - Destructive Fires | equipment / facility failure | transformer damage or failure | 5.09e-05
HFTD - Distribution - Tier 3 - 3QU CoRE ¦ 2QU LoRE | Red Flag Warning - Destructive Fires | equipment / facility failure | voltage regulator / booster damage or failure | 5.133e-06
HFTD - Distribution - Tier 3 - 3QU CoRE ¦ 2QU LoRE | Red Flag Warning - Destructive Fires | other | all other | 0
HFTD - Distribution - Tier 3 - 3QU CoRE ¦ 2QU LoRE | Red Flag Warning - Destructive Fires | unknown | unknown | 0
HFTD - Distribution - Tier 3 - 3QU CoRE ¦ 2QU LoRE | Red Flag Warning - Destructive Fires | utility work / operation | utility work / operation | 0
HFTD - Distribution - Tier 3 - 3QU CoRE ¦ 2QU LoRE | Red Flag Warning - Destructive Fires | vandalism / theft | vandalism / theft | 0
HFTD - Distribution - Tier 3 - 3QU CoRE ¦ 2QU LoRE | Red Flag Warning - Destructive Fires | vegetation contact | branch (not overhanging, 4-12ft) | 3.2072e-05
HFTD - Distribution - Tier 3 - 3QU CoRE ¦ 2QU LoRE | Red Flag Warning - Destructive Fires | vegetation contact | branch (not overhanging, > 12ft) | 4.6566e-05
HFTD - Distribution - Tier 3 - 3QU CoRE ¦ 2QU LoRE | Red Flag Warning - Destructive Fires | vegetation contact | branch (not overhanging, distance unknown) | 0.00022507
HFTD - Distribution - Tier 3 - 3QU CoRE ¦ 2QU LoRE | Red Flag Warning - Destructive Fires | vegetation contact | branch (not overhanging, within 4ft) | 8.2606e-06
HFTD - Distribution - Tier 3 - 3QU CoRE ¦ 2QU LoRE | Red Flag Warning - Destructive Fires | vegetation contact | branch (overhanging) | 0.00048738
HFTD - Distribution - Tier 3 - 3QU CoRE ¦ 2QU LoRE | Red Flag Warning - Destructive Fires | vegetation contact | dead | 0.00017074
HFTD - Distribution - Tier 3 - 3QU CoRE ¦ 2QU LoRE | Red Flag Warning - Destructive Fires | vegetation contact | fell into (moderate-severe defect) | 0.00014024
HFTD - Distribution - Tier 3 - 3QU CoRE ¦ 2QU LoRE | Red Flag Warning - Destructive Fires | vegetation contact | fell into (no defect) | 0.00057431
HFTD - Distribution - Tier 3 - 3QU CoRE ¦ 2QU LoRE | Red Flag Warning - Destructive Fires | vegetation contact | fell into (slight defect) | 0.00015116
HFTD - Distribution - Tier 3 - 3QU CoRE ¦ 2QU LoRE | Red Flag Warning - Destructive Fires | vegetation contact | grow into | 1.5912e-05
HFTD - Distribution - Tier 3 - 3QU CoRE ¦ 2QU LoRE | Red Flag Warning - Destructive Fires | vegetation contact | other/unknown | 0.00077609
HFTD - Distribution - Tier 3 - 3QU CoRE ¦ 2QU LoRE | Red Flag Warning - Destructive Fires | wire-to-wire contact | wire-to-wire contact / contamination | 0
HFTD - Distribution - Tier 3 - 3QU CoRE ¦ 2QU LoRE | Red Flag Warning - Large Fires | contact from object | animal contact | 0
HFTD - Distribution - Tier 3 - 3QU CoRE ¦ 2QU LoRE | Red Flag Warning - Large Fires | contact from object | balloon contact | 0
HFTD - Distribution - Tier 3 - 3QU CoRE ¦ 2QU LoRE | Red Flag Warning - Large Fires | contact from object | other contact from object | 0
HFTD - Distribution - Tier 3 - 3QU CoRE ¦ 2QU LoRE | Red Flag Warning - Large Fires | contact from object | vehicle contact | 0
HFTD - Distribution - Tier 3 - 3QU CoRE ¦ 2QU LoRE | Red Flag Warning - Large Fires | contamination | contamination | 0
HFTD - Distribution - Tier 3 - 3QU CoRE ¦ 2QU LoRE | Red Flag Warning - Large Fires | equipment / facility failure | anchor / guy damage or failure | 6.0376e-05
HFTD - Distribution - Tier 3 - 3QU CoRE ¦ 2QU LoRE | Red Flag Warning - Large Fires | equipment / facility failure | capacitor bank damage or failure | 0.00041535
HFTD - Distribution - Tier 3 - 3QU CoRE ¦ 2QU LoRE | Red Flag Warning - Large Fires | equipment / facility failure | conductor damage or failure | 0.0010535
HFTD - Distribution - Tier 3 - 3QU CoRE ¦ 2QU LoRE | Red Flag Warning - Large Fires | equipment / facility failure | connection device damage or failure | 9.9637e-05
HFTD - Distribution - Tier 3 - 3QU CoRE ¦ 2QU LoRE | Red Flag Warning - Large Fires | equipment / facility failure | crossarm damage or failure | 0.00057547
HFTD - Distribution - Tier 3 - 3QU CoRE ¦ 2QU LoRE | Red Flag Warning - Large Fires | equipment / facility failure | fuse damage or failure | 0.00092331
HFTD - Distribution - Tier 3 - 3QU CoRE ¦ 2QU LoRE | Red Flag Warning - Large Fires | equipment / facility failure | insulator and brushing damage or failure | 0.00081551
HFTD - Distribution - Tier 3 - 3QU CoRE ¦ 2QU LoRE | Red Flag Warning - Large Fires | equipment / facility failure | lightning arrestor damage or failure | 9.4889e-05
HFTD - Distribution - Tier 3 - 3QU CoRE ¦ 2QU LoRE | Red Flag Warning - Large Fires | equipment / facility failure | other equipment / facility failure | 0.0007465
HFTD - Distribution - Tier 3 - 3QU CoRE ¦ 2QU LoRE | Red Flag Warning - Large Fires | equipment / facility failure | pole damage or failure | 0.00029691
HFTD - Distribution - Tier 3 - 3QU CoRE ¦ 2QU LoRE | Red Flag Warning - Large Fires | equipment / facility failure | recloser damage or failure | 0
HFTD - Distribution - Tier 3 - 3QU CoRE ¦ 2QU LoRE | Red Flag Warning - Large Fires | equipment / facility failure | sectionalizer damage or failure | 0
HFTD - Distribution - Tier 3 - 3QU CoRE ¦ 2QU LoRE | Red Flag Warning - Large Fires | equipment / facility failure | switch damage or failure | 0
HFTD - Distribution - Tier 3 - 3QU CoRE ¦ 2QU LoRE | Red Flag Warning - Large Fires | equipment / facility failure | transformer damage or failure | 0.00035225
HFTD - Distribution - Tier 3 - 3QU CoRE ¦ 2QU LoRE | Red Flag Warning - Large Fires | equipment / facility failure | voltage regulator / booster damage or failure | 3.8893e-05
HFTD - Distribution - Tier 3 - 3QU CoRE ¦ 2QU LoRE | Red Flag Warning - Large Fires | other | all other | 0
HFTD - Distribution - Tier 3 - 3QU CoRE ¦ 2QU LoRE | Red Flag Warning - Large Fires | unknown | unknown | 0
HFTD - Distribution - Tier 3 - 3QU CoRE ¦ 2QU LoRE | Red Flag Warning - Large Fires | utility work / operation | utility work / operation | 0
HFTD - Distribution - Tier 3 - 3QU CoRE ¦ 2QU LoRE | Red Flag Warning - Large Fires | vandalism / theft | vandalism / theft | 0
HFTD - Distribution - Tier 3 - 3QU CoRE ¦ 2QU LoRE | Red Flag Warning - Large Fires | vegetation contact | branch (not overhanging, 4-12ft) | 0.00021569
HFTD - Distribution - Tier 3 - 3QU CoRE ¦ 2QU LoRE | Red Flag Warning - Large Fires | vegetation contact | branch (not overhanging, > 12ft) | 0.00031287
HFTD - Distribution - Tier 3 - 3QU CoRE ¦ 2QU LoRE | Red Flag Warning - Large Fires | vegetation contact | branch (not overhanging, distance unknown) | 0.0015122
HFTD - Distribution - Tier 3 - 3QU CoRE ¦ 2QU LoRE | Red Flag Warning - Large Fires | vegetation contact | branch (not overhanging, within 4ft) | 5.5598e-05
HFTD - Distribution - Tier 3 - 3QU CoRE ¦ 2QU LoRE | Red Flag Warning - Large Fires | vegetation contact | branch (overhanging) | 0.0032803
HFTD - Distribution - Tier 3 - 3QU CoRE ¦ 2QU LoRE | Red Flag Warning - Large Fires | vegetation contact | dead | 0.0011472
HFTD - Distribution - Tier 3 - 3QU CoRE ¦ 2QU LoRE | Red Flag Warning - Large Fires | vegetation contact | fell into (moderate-severe defect) | 0.00094229
HFTD - Distribution - Tier 3 - 3QU CoRE ¦ 2QU LoRE | Red Flag Warning - Large Fires | vegetation contact | fell into (no defect) | 0.0038587
HFTD - Distribution - Tier 3 - 3QU CoRE ¦ 2QU LoRE | Red Flag Warning - Large Fires | vegetation contact | fell into (slight defect) | 0.0010156
HFTD - Distribution - Tier 3 - 3QU CoRE ¦ 2QU LoRE | Red Flag Warning - Large Fires | vegetation contact | grow into | 0.00010691
HFTD - Distribution - Tier 3 - 3QU CoRE ¦ 2QU LoRE | Red Flag Warning - Large Fires | vegetation contact | other/unknown | 0.0052145
HFTD - Distribution - Tier 3 - 3QU CoRE ¦ 2QU LoRE | Red Flag Warning - Large Fires | wire-to-wire contact | wire-to-wire contact / contamination | 0
HFTD - Distribution - Tier 3 - 3QU CoRE ¦ 2QU LoRE | Red Flag Warning - Small Fires | contact from object | animal contact | 0.001762
HFTD - Distribution - Tier 3 - 3QU CoRE ¦ 2QU LoRE | Red Flag Warning - Small Fires | contact from object | balloon contact | 5.9554e-05
HFTD - Distribution - Tier 3 - 3QU CoRE ¦ 2QU LoRE | Red Flag Warning - Small Fires | contact from object | other contact from object | 0.0033519
HFTD - Distribution - Tier 3 - 3QU CoRE ¦ 2QU LoRE | Red Flag Warning - Small Fires | contact from object | vehicle contact | 0.006921
HFTD - Distribution - Tier 3 - 3QU CoRE ¦ 2QU LoRE | Red Flag Warning - Small Fires | contamination | contamination | 0.00013593
HFTD - Distribution - Tier 3 - 3QU CoRE ¦ 2QU LoRE | Red Flag Warning - Small Fires | equipment / facility failure | anchor / guy damage or failure | 0.00065978
HFTD - Distribution - Tier 3 - 3QU CoRE ¦ 2QU LoRE | Red Flag Warning - Small Fires | equipment / facility failure | capacitor bank damage or failure | 0.0023253
HFTD - Distribution - Tier 3 - 3QU CoRE ¦ 2QU LoRE | Red Flag Warning - Small Fires | equipment / facility failure | conductor damage or failure | 0.011703
HFTD - Distribution - Tier 3 - 3QU CoRE ¦ 2QU LoRE | Red Flag Warning - Small Fires | equipment / facility failure | connection device damage or failure | 0.0011665
HFTD - Distribution - Tier 3 - 3QU CoRE ¦ 2QU LoRE | Red Flag Warning - Small Fires | equipment / facility failure | crossarm damage or failure | 0.0061257
HFTD - Distribution - Tier 3 - 3QU CoRE ¦ 2QU LoRE | Red Flag Warning - Small Fires | equipment / facility failure | fuse damage or failure | 0.0083616
HFTD - Distribution - Tier 3 - 3QU CoRE ¦ 2QU LoRE | Red Flag Warning - Small Fires | equipment / facility failure | insulator and brushing damage or failure | 0.0093737
HFTD - Distribution - Tier 3 - 3QU CoRE ¦ 2QU LoRE | Red Flag Warning - Small Fires | equipment / facility failure | lightning arrestor damage or failure | 0.00090526
HFTD - Distribution - Tier 3 - 3QU CoRE ¦ 2QU LoRE | Red Flag Warning - Small Fires | equipment / facility failure | other equipment / facility failure | 0.0075504
HFTD - Distribution - Tier 3 - 3QU CoRE ¦ 2QU LoRE | Red Flag Warning - Small Fires | equipment / facility failure | pole damage or failure | 0.002951
HFTD - Distribution - Tier 3 - 3QU CoRE ¦ 2QU LoRE | Red Flag Warning - Small Fires | equipment / facility failure | recloser damage or failure | 0
HFTD - Distribution - Tier 3 - 3QU CoRE ¦ 2QU LoRE | Red Flag Warning - Small Fires | equipment / facility failure | sectionalizer damage or failure | 0
HFTD - Distribution - Tier 3 - 3QU CoRE ¦ 2QU LoRE | Red Flag Warning - Small Fires | equipment / facility failure | switch damage or failure | 0
HFTD - Distribution - Tier 3 - 3QU CoRE ¦ 2QU LoRE | Red Flag Warning - Small Fires | equipment / facility failure | transformer damage or failure | 0.0036469
HFTD - Distribution - Tier 3 - 3QU CoRE ¦ 2QU LoRE | Red Flag Warning - Small Fires | equipment / facility failure | voltage regulator / booster damage or failure | 0.00030339
HFTD - Distribution - Tier 3 - 3QU CoRE ¦ 2QU LoRE | Red Flag Warning - Small Fires | other | all other | 0.00090026
HFTD - Distribution - Tier 3 - 3QU CoRE ¦ 2QU LoRE | Red Flag Warning - Small Fires | unknown | unknown | 0.002041
HFTD - Distribution - Tier 3 - 3QU CoRE ¦ 2QU LoRE | Red Flag Warning - Small Fires | utility work / operation | utility work / operation | 0.00038174
HFTD - Distribution - Tier 3 - 3QU CoRE ¦ 2QU LoRE | Red Flag Warning - Small Fires | vandalism / theft | vandalism / theft | 8.0922e-05
HFTD - Distribution - Tier 3 - 3QU CoRE ¦ 2QU LoRE | Red Flag Warning - Small Fires | vegetation contact | branch (not overhanging, 4-12ft) | 0.0061116
HFTD - Distribution - Tier 3 - 3QU CoRE ¦ 2QU LoRE | Red Flag Warning - Small Fires | vegetation contact | branch (not overhanging, > 12ft) | 0.0088729
HFTD - Distribution - Tier 3 - 3QU CoRE ¦ 2QU LoRE | Red Flag Warning - Small Fires | vegetation contact | branch (not overhanging, distance unknown) | 0.042886
HFTD - Distribution - Tier 3 - 3QU CoRE ¦ 2QU LoRE | Red Flag Warning - Small Fires | vegetation contact | branch (not overhanging, within 4ft) | 0.0015742
HFTD - Distribution - Tier 3 - 3QU CoRE ¦ 2QU LoRE | Red Flag Warning - Small Fires | vegetation contact | branch (overhanging) | 0.092878
HFTD - Distribution - Tier 3 - 3QU CoRE ¦ 2QU LoRE | Red Flag Warning - Small Fires | vegetation contact | dead | 0.032534
HFTD - Distribution - Tier 3 - 3QU CoRE ¦ 2QU LoRE | Red Flag Warning - Small Fires | vegetation contact | fell into (moderate-severe defect) | 0.026723
HFTD - Distribution - Tier 3 - 3QU CoRE ¦ 2QU LoRE | Red Flag Warning - Small Fires | vegetation contact | fell into (no defect) | 0.10943
HFTD - Distribution - Tier 3 - 3QU CoRE ¦ 2QU LoRE | Red Flag Warning - Small Fires | vegetation contact | fell into (slight defect) | 0.028803
HFTD - Distribution - Tier 3 - 3QU CoRE ¦ 2QU LoRE | Red Flag Warning - Small Fires | vegetation contact | grow into | 0.0030319
HFTD - Distribution - Tier 3 - 3QU CoRE ¦ 2QU LoRE | Red Flag Warning - Small Fires | vegetation contact | other/unknown | 0.14788
HFTD - Distribution - Tier 3 - 3QU CoRE ¦ 2QU LoRE | Red Flag Warning - Small Fires | wire-to-wire contact | wire-to-wire contact / contamination | 0.0015333
HFTD - Distribution - Tier 3 - 3QU CoRE ¦ 3QU LoRE | Seismic - Non-Red Flag Warning - Catastrophic Fires | cc - seismic scenario | seismic scenario | 2.1507e-08
HFTD - Distribution - Tier 3 - 3QU CoRE ¦ 3QU LoRE | Non-Red Flag Warning - Catastrophic Fires | contact from object | animal contact | 1.4747e-05
HFTD - Distribution - Tier 3 - 3QU CoRE ¦ 3QU LoRE | Non-Red Flag Warning - Catastrophic Fires | contact from object | balloon contact | 2.9621e-07
HFTD - Distribution - Tier 3 - 3QU CoRE ¦ 3QU LoRE | Non-Red Flag Warning - Catastrophic Fires | contact from object | other contact from object | 2.5215e-05
HFTD - Distribution - Tier 3 - 3QU CoRE ¦ 3QU LoRE | Non-Red Flag Warning - Catastrophic Fires | contact from object | vehicle contact | 1.7899e-05
HFTD - Distribution - Tier 3 - 3QU CoRE ¦ 3QU LoRE | Non-Red Flag Warning - Catastrophic Fires | contamination | contamination | 2.0253e-06
HFTD - Distribution - Tier 3 - 3QU CoRE ¦ 3QU LoRE | Non-Red Flag Warning - Catastrophic Fires | equipment / facility failure | anchor / guy damage or failure | 0
HFTD - Distribution - Tier 3 - 3QU CoRE ¦ 3QU LoRE | Non-Red Flag Warning - Catastrophic Fires | equipment / facility failure | capacitor bank damage or failure | 0
HFTD - Distribution - Tier 3 - 3QU CoRE ¦ 3QU LoRE | Non-Red Flag Warning - Catastrophic Fires | equipment / facility failure | conductor damage or failure | 1.1225e-06
HFTD - Distribution - Tier 3 - 3QU CoRE ¦ 3QU LoRE | Non-Red Flag Warning - Catastrophic Fires | equipment / facility failure | connection device damage or failure | 7.2574e-08
HFTD - Distribution - Tier 3 - 3QU CoRE ¦ 3QU LoRE | Non-Red Flag Warning - Catastrophic Fires | equipment / facility failure | crossarm damage or failure | 3.3345e-07
HFTD - Distribution - Tier 3 - 3QU CoRE ¦ 3QU LoRE | Non-Red Flag Warning - Catastrophic Fires | equipment / facility failure | fuse damage or failure | 3.2152e-07
HFTD - Distribution - Tier 3 - 3QU CoRE ¦ 3QU LoRE | Non-Red Flag Warning - Catastrophic Fires | equipment / facility failure | insulator and brushing damage or failure | 1.5e-07
HFTD - Distribution - Tier 3 - 3QU CoRE ¦ 3QU LoRE | Non-Red Flag Warning - Catastrophic Fires | equipment / facility failure | lightning arrestor damage or failure | 2.5633e-08
HFTD - Distribution - Tier 3 - 3QU CoRE ¦ 3QU LoRE | Non-Red Flag Warning - Catastrophic Fires | equipment / facility failure | other equipment / facility failure | 7.9895e-07
HFTD - Distribution - Tier 3 - 3QU CoRE ¦ 3QU LoRE | Non-Red Flag Warning - Catastrophic Fires | equipment / facility failure | pole damage or failure | 3.9544e-07
HFTD - Distribution - Tier 3 - 3QU CoRE ¦ 3QU LoRE | Non-Red Flag Warning - Catastrophic Fires | equipment / facility failure | recloser damage or failure | 0
HFTD - Distribution - Tier 3 - 3QU CoRE ¦ 3QU LoRE | Non-Red Flag Warning - Catastrophic Fires | equipment / facility failure | switch damage or failure | 0
HFTD - Distribution - Tier 3 - 3QU CoRE ¦ 3QU LoRE | Non-Red Flag Warning - Catastrophic Fires | equipment / facility failure | transformer damage or failure | 6.3483e-07
HFTD - Distribution - Tier 3 - 3QU CoRE ¦ 3QU LoRE | Non-Red Flag Warning - Catastrophic Fires | equipment / facility failure | voltage regulator / booster damage or failure | 1.8247e-07
HFTD - Distribution - Tier 3 - 3QU CoRE ¦ 3QU LoRE | Non-Red Flag Warning - Catastrophic Fires | other | all other | 1.9692e-05
HFTD - Distribution - Tier 3 - 3QU CoRE ¦ 3QU LoRE | Non-Red Flag Warning - Catastrophic Fires | unknown | unknown | 1.987e-05
HFTD - Distribution - Tier 3 - 3QU CoRE ¦ 3QU LoRE | Non-Red Flag Warning - Catastrophic Fires | utility work / operation | utility work / operation | 6.5069e-06
HFTD - Distribution - Tier 3 - 3QU CoRE ¦ 3QU LoRE | Non-Red Flag Warning - Catastrophic Fires | vandalism / theft | vandalism / theft | 0
HFTD - Distribution - Tier 3 - 3QU CoRE ¦ 3QU LoRE | Non-Red Flag Warning - Catastrophic Fires | vegetation contact | branch (not overhanging, 4-12ft) | 3.7355e-07
HFTD - Distribution - Tier 3 - 3QU CoRE ¦ 3QU LoRE | Non-Red Flag Warning - Catastrophic Fires | vegetation contact | branch (not overhanging, > 12ft) | 8.3632e-07
HFTD - Distribution - Tier 3 - 3QU CoRE ¦ 3QU LoRE | Non-Red Flag Warning - Catastrophic Fires | vegetation contact | branch (not overhanging, distance unknown) | 2.8549e-06
HFTD - Distribution - Tier 3 - 3QU CoRE ¦ 3QU LoRE | Non-Red Flag Warning - Catastrophic Fires | vegetation contact | branch (not overhanging, within 4ft) | 1.6837e-07
HFTD - Distribution - Tier 3 - 3QU CoRE ¦ 3QU LoRE | Non-Red Flag Warning - Catastrophic Fires | vegetation contact | branch (overhanging) | 7.4927e-06
HFTD - Distribution - Tier 3 - 3QU CoRE ¦ 3QU LoRE | Non-Red Flag Warning - Catastrophic Fires | vegetation contact | dead | 3.0374e-06
HFTD - Distribution - Tier 3 - 3QU CoRE ¦ 3QU LoRE | Non-Red Flag Warning - Catastrophic Fires | vegetation contact | fell into (moderate-severe defect) | 3.474e-06
HFTD - Distribution - Tier 3 - 3QU CoRE ¦ 3QU LoRE | Non-Red Flag Warning - Catastrophic Fires | vegetation contact | fell into (no defect) | 2.0463e-05
HFTD - Distribution - Tier 3 - 3QU CoRE ¦ 3QU LoRE | Non-Red Flag Warning - Catastrophic Fires | vegetation contact | fell into (slight defect) | 4.2947e-06
HFTD - Distribution - Tier 3 - 3QU CoRE ¦ 3QU LoRE | Non-Red Flag Warning - Catastrophic Fires | vegetation contact | grow into | 3.7173e-07
HFTD - Distribution - Tier 3 - 3QU CoRE ¦ 3QU LoRE | Non-Red Flag Warning - Catastrophic Fires | vegetation contact | other/unknown | 1.7627e-05
HFTD - Distribution - Tier 3 - 3QU CoRE ¦ 3QU LoRE | Non-Red Flag Warning - Catastrophic Fires | wire-to-wire contact | wire-to-wire contact / contamination | 2.7855e-05
HFTD - Distribution - Tier 3 - 3QU CoRE ¦ 3QU LoRE | Non-Red Flag Warning - Destructive Fires | contact from object | animal contact | 9.6022e-06
HFTD - Distribution - Tier 3 - 3QU CoRE ¦ 3QU LoRE | Non-Red Flag Warning - Destructive Fires | contact from object | balloon contact | 2.074e-07
HFTD - Distribution - Tier 3 - 3QU CoRE ¦ 3QU LoRE | Non-Red Flag Warning - Destructive Fires | contact from object | other contact from object | 1.6158e-05
HFTD - Distribution - Tier 3 - 3QU CoRE ¦ 3QU LoRE | Non-Red Flag Warning - Destructive Fires | contact from object | vehicle contact | 1.1739e-05
HFTD - Distribution - Tier 3 - 3QU CoRE ¦ 3QU LoRE | Non-Red Flag Warning - Destructive Fires | contamination | contamination | 1.3011e-06
HFTD - Distribution - Tier 3 - 3QU CoRE ¦ 3QU LoRE | Non-Red Flag Warning - Destructive Fires | equipment / facility failure | anchor / guy damage or failure | 0
HFTD - Distribution - Tier 3 - 3QU CoRE ¦ 3QU LoRE | Non-Red Flag Warning - Destructive Fires | equipment / facility failure | capacitor bank damage or failure | 0
HFTD - Distribution - Tier 3 - 3QU CoRE ¦ 3QU LoRE | Non-Red Flag Warning - Destructive Fires | equipment / facility failure | conductor damage or failure | 3.9704e-06
HFTD - Distribution - Tier 3 - 3QU CoRE ¦ 3QU LoRE | Non-Red Flag Warning - Destructive Fires | equipment / facility failure | connection device damage or failure | 2.9776e-07
HFTD - Distribution - Tier 3 - 3QU CoRE ¦ 3QU LoRE | Non-Red Flag Warning - Destructive Fires | equipment / facility failure | crossarm damage or failure | 1.1971e-06
HFTD - Distribution - Tier 3 - 3QU CoRE ¦ 3QU LoRE | Non-Red Flag Warning - Destructive Fires | equipment / facility failure | fuse damage or failure | 1.0629e-06
HFTD - Distribution - Tier 3 - 3QU CoRE ¦ 3QU LoRE | Non-Red Flag Warning - Destructive Fires | equipment / facility failure | insulator and brushing damage or failure | 5.4859e-07
HFTD - Distribution - Tier 3 - 3QU CoRE ¦ 3QU LoRE | Non-Red Flag Warning - Destructive Fires | equipment / facility failure | lightning arrestor damage or failure | 9.396e-08
HFTD - Distribution - Tier 3 - 3QU CoRE ¦ 3QU LoRE | Non-Red Flag Warning - Destructive Fires | equipment / facility failure | other equipment / facility failure | 2.8714e-06
HFTD - Distribution - Tier 3 - 3QU CoRE ¦ 3QU LoRE | Non-Red Flag Warning - Destructive Fires | equipment / facility failure | pole damage or failure | 1.4324e-06
HFTD - Distribution - Tier 3 - 3QU CoRE ¦ 3QU LoRE | Non-Red Flag Warning - Destructive Fires | equipment / facility failure | recloser damage or failure | 0
HFTD - Distribution - Tier 3 - 3QU CoRE ¦ 3QU LoRE | Non-Red Flag Warning - Destructive Fires | equipment / facility failure | switch damage or failure | 0
HFTD - Distribution - Tier 3 - 3QU CoRE ¦ 3QU LoRE | Non-Red Flag Warning - Destructive Fires | equipment / facility failure | transformer damage or failure | 2.2975e-06
HFTD - Distribution - Tier 3 - 3QU CoRE ¦ 3QU LoRE | Non-Red Flag Warning - Destructive Fires | equipment / facility failure | voltage regulator / booster damage or failure | 6.3559e-07
HFTD - Distribution - Tier 3 - 3QU CoRE ¦ 3QU LoRE | Non-Red Flag Warning - Destructive Fires | other | all other | 1.2754e-05
HFTD - Distribution - Tier 3 - 3QU CoRE ¦ 3QU LoRE | Non-Red Flag Warning - Destructive Fires | unknown | unknown | 1.3154e-05
HFTD - Distribution - Tier 3 - 3QU CoRE ¦ 3QU LoRE | Non-Red Flag Warning - Destructive Fires | utility work / operation | utility work / operation | 4.0415e-06
HFTD - Distribution - Tier 3 - 3QU CoRE ¦ 3QU LoRE | Non-Red Flag Warning - Destructive Fires | vandalism / theft | vandalism / theft | 0
HFTD - Distribution - Tier 3 - 3QU CoRE ¦ 3QU LoRE | Non-Red Flag Warning - Destructive Fires | vegetation contact | branch (not overhanging, 4-12ft) | 9.5215e-07
HFTD - Distribution - Tier 3 - 3QU CoRE ¦ 3QU LoRE | Non-Red Flag Warning - Destructive Fires | vegetation contact | branch (not overhanging, > 12ft) | 2.1314e-06
HFTD - Distribution - Tier 3 - 3QU CoRE ¦ 3QU LoRE | Non-Red Flag Warning - Destructive Fires | vegetation contact | branch (not overhanging, distance unknown) | 7.2759e-06
HFTD - Distribution - Tier 3 - 3QU CoRE ¦ 3QU LoRE | Non-Red Flag Warning - Destructive Fires | vegetation contact | branch (not overhanging, within 4ft) | 4.2923e-07
HFTD - Distribution - Tier 3 - 3QU CoRE ¦ 3QU LoRE | Non-Red Flag Warning - Destructive Fires | vegetation contact | branch (overhanging) | 1.9101e-05
HFTD - Distribution - Tier 3 - 3QU CoRE ¦ 3QU LoRE | Non-Red Flag Warning - Destructive Fires | vegetation contact | dead | 7.7409e-06
HFTD - Distribution - Tier 3 - 3QU CoRE ¦ 3QU LoRE | Non-Red Flag Warning - Destructive Fires | vegetation contact | fell into (moderate-severe defect) | 8.8538e-06
HFTD - Distribution - Tier 3 - 3QU CoRE ¦ 3QU LoRE | Non-Red Flag Warning - Destructive Fires | vegetation contact | fell into (no defect) | 5.2152e-05
HFTD - Distribution - Tier 3 - 3QU CoRE ¦ 3QU LoRE | Non-Red Flag Warning - Destructive Fires | vegetation contact | fell into (slight defect) | 1.0945e-05
HFTD - Distribution - Tier 3 - 3QU CoRE ¦ 3QU LoRE | Non-Red Flag Warning - Destructive Fires | vegetation contact | grow into | 9.4739e-07
HFTD - Distribution - Tier 3 - 3QU CoRE ¦ 3QU LoRE | Non-Red Flag Warning - Destructive Fires | vegetation contact | other/unknown | 4.4924e-05
HFTD - Distribution - Tier 3 - 3QU CoRE ¦ 3QU LoRE | Non-Red Flag Warning - Destructive Fires | wire-to-wire contact | wire-to-wire contact / contamination | 1.9548e-05
HFTD - Distribution - Tier 3 - 3QU CoRE ¦ 3QU LoRE | Non-Red Flag Warning - Large Fires | contact from object | animal contact | 0.00017148
HFTD - Distribution - Tier 3 - 3QU CoRE ¦ 3QU LoRE | Non-Red Flag Warning - Large Fires | contact from object | balloon contact | 2.0273e-06
HFTD - Distribution - Tier 3 - 3QU CoRE ¦ 3QU LoRE | Non-Red Flag Warning - Large Fires | contact from object | other contact from object | 0.00018179
HFTD - Distribution - Tier 3 - 3QU CoRE ¦ 3QU LoRE | Non-Red Flag Warning - Large Fires | contact from object | vehicle contact | 0.00012769
HFTD - Distribution - Tier 3 - 3QU CoRE ¦ 3QU LoRE | Non-Red Flag Warning - Large Fires | contamination | contamination | 1.8125e-05
HFTD - Distribution - Tier 3 - 3QU CoRE ¦ 3QU LoRE | Non-Red Flag Warning - Large Fires | equipment / facility failure | anchor / guy damage or failure | 0
HFTD - Distribution - Tier 3 - 3QU CoRE ¦ 3QU LoRE | Non-Red Flag Warning - Large Fires | equipment / facility failure | capacitor bank damage or failure | 0
HFTD - Distribution - Tier 3 - 3QU CoRE ¦ 3QU LoRE | Non-Red Flag Warning - Large Fires | equipment / facility failure | conductor damage or failure | 8.6238e-05
HFTD - Distribution - Tier 3 - 3QU CoRE ¦ 3QU LoRE | Non-Red Flag Warning - Large Fires | equipment / facility failure | connection device damage or failure | 8.122e-06
HFTD - Distribution - Tier 3 - 3QU CoRE ¦ 3QU LoRE | Non-Red Flag Warning - Large Fires | equipment / facility failure | crossarm damage or failure | 2.6184e-05
HFTD - Distribution - Tier 3 - 3QU CoRE ¦ 3QU LoRE | Non-Red Flag Warning - Large Fires | equipment / facility failure | fuse damage or failure | 2.1853e-05
HFTD - Distribution - Tier 3 - 3QU CoRE ¦ 3QU LoRE | Non-Red Flag Warning - Large Fires | equipment / facility failure | insulator and brushing damage or failure | 6.1491e-06
HFTD - Distribution - Tier 3 - 3QU CoRE ¦ 3QU LoRE | Non-Red Flag Warning - Large Fires | equipment / facility failure | lightning arrestor damage or failure | 2.2576e-06
HFTD - Distribution - Tier 3 - 3QU CoRE ¦ 3QU LoRE | Non-Red Flag Warning - Large Fires | equipment / facility failure | other equipment / facility failure | 4.4947e-05
HFTD - Distribution - Tier 3 - 3QU CoRE ¦ 3QU LoRE | Non-Red Flag Warning - Large Fires | equipment / facility failure | pole damage or failure | 2.5071e-05
HFTD - Distribution - Tier 3 - 3QU CoRE ¦ 3QU LoRE | Non-Red Flag Warning - Large Fires | equipment / facility failure | recloser damage or failure | 0
HFTD - Distribution - Tier 3 - 3QU CoRE ¦ 3QU LoRE | Non-Red Flag Warning - Large Fires | equipment / facility failure | switch damage or failure | 0
HFTD - Distribution - Tier 3 - 3QU CoRE ¦ 3QU LoRE | Non-Red Flag Warning - Large Fires | equipment / facility failure | transformer damage or failure | 4.3207e-05
HFTD - Distribution - Tier 3 - 3QU CoRE ¦ 3QU LoRE | Non-Red Flag Warning - Large Fires | equipment / facility failure | voltage regulator / booster damage or failure | 4.1741e-06
HFTD - Distribution - Tier 3 - 3QU CoRE ¦ 3QU LoRE | Non-Red Flag Warning - Large Fires | other | all other | 0.00024877
HFTD - Distribution - Tier 3 - 3QU CoRE ¦ 3QU LoRE | Non-Red Flag Warning - Large Fires | unknown | unknown | 0.00017079
HFTD - Distribution - Tier 3 - 3QU CoRE ¦ 3QU LoRE | Non-Red Flag Warning - Large Fires | utility work / operation | utility work / operation | 5.68e-05
HFTD - Distribution - Tier 3 - 3QU CoRE ¦ 3QU LoRE | Non-Red Flag Warning - Large Fires | vandalism / theft | vandalism / theft | 0
HFTD - Distribution - Tier 3 - 3QU CoRE ¦ 3QU LoRE | Non-Red Flag Warning - Large Fires | vegetation contact | branch (not overhanging, 4-12ft) | 1.7478e-05
HFTD - Distribution - Tier 3 - 3QU CoRE ¦ 3QU LoRE | Non-Red Flag Warning - Large Fires | vegetation contact | branch (not overhanging, > 12ft) | 3.9522e-05
HFTD - Distribution - Tier 3 - 3QU CoRE ¦ 3QU LoRE | Non-Red Flag Warning - Large Fires | vegetation contact | branch (not overhanging, distance unknown) | 0.00013491
HFTD - Distribution - Tier 3 - 3QU CoRE ¦ 3QU LoRE | Non-Red Flag Warning - Large Fires | vegetation contact | branch (not overhanging, within 4ft) | 7.8127e-06
HFTD - Distribution - Tier 3 - 3QU CoRE ¦ 3QU LoRE | Non-Red Flag Warning - Large Fires | vegetation contact | branch (overhanging) | 0.00034766
HFTD - Distribution - Tier 3 - 3QU CoRE ¦ 3QU LoRE | Non-Red Flag Warning - Large Fires | vegetation contact | dead | 0.00014354
HFTD - Distribution - Tier 3 - 3QU CoRE ¦ 3QU LoRE | Non-Red Flag Warning - Large Fires | vegetation contact | fell into (moderate-severe defect) | 0.00016417
HFTD - Distribution - Tier 3 - 3QU CoRE ¦ 3QU LoRE | Non-Red Flag Warning - Large Fires | vegetation contact | fell into (no defect) | 0.00096704
HFTD - Distribution - Tier 3 - 3QU CoRE ¦ 3QU LoRE | Non-Red Flag Warning - Large Fires | vegetation contact | fell into (slight defect) | 0.00020296
HFTD - Distribution - Tier 3 - 3QU CoRE ¦ 3QU LoRE | Non-Red Flag Warning - Large Fires | vegetation contact | grow into | 1.7567e-05
HFTD - Distribution - Tier 3 - 3QU CoRE ¦ 3QU LoRE | Non-Red Flag Warning - Large Fires | vegetation contact | other/unknown | 0.00083302
HFTD - Distribution - Tier 3 - 3QU CoRE ¦ 3QU LoRE | Non-Red Flag Warning - Large Fires | wire-to-wire contact | wire-to-wire contact / contamination | 0.00021754
HFTD - Distribution - Tier 3 - 3QU CoRE ¦ 3QU LoRE | Non-Red Flag Warning - Small Fires | contact from object | animal contact | 0.021702
HFTD - Distribution - Tier 3 - 3QU CoRE ¦ 3QU LoRE | Non-Red Flag Warning - Small Fires | contact from object | balloon contact | 0.00063118
HFTD - Distribution - Tier 3 - 3QU CoRE ¦ 3QU LoRE | Non-Red Flag Warning - Small Fires | contact from object | other contact from object | 0.032345
HFTD - Distribution - Tier 3 - 3QU CoRE ¦ 3QU LoRE | Non-Red Flag Warning - Small Fires | contact from object | vehicle contact | 0.024247
HFTD - Distribution - Tier 3 - 3QU CoRE ¦ 3QU LoRE | Non-Red Flag Warning - Small Fires | contamination | contamination | 0.0027736
HFTD - Distribution - Tier 3 - 3QU CoRE ¦ 3QU LoRE | Non-Red Flag Warning - Small Fires | equipment / facility failure | anchor / guy damage or failure | 0
HFTD - Distribution - Tier 3 - 3QU CoRE ¦ 3QU LoRE | Non-Red Flag Warning - Small Fires | equipment / facility failure | capacitor bank damage or failure | 0
HFTD - Distribution - Tier 3 - 3QU CoRE ¦ 3QU LoRE | Non-Red Flag Warning - Small Fires | equipment / facility failure | conductor damage or failure | 0.029916
HFTD - Distribution - Tier 3 - 3QU CoRE ¦ 3QU LoRE | Non-Red Flag Warning - Small Fires | equipment / facility failure | connection device damage or failure | 0.001689
HFTD - Distribution - Tier 3 - 3QU CoRE ¦ 3QU LoRE | Non-Red Flag Warning - Small Fires | equipment / facility failure | crossarm damage or failure | 0.010048
HFTD - Distribution - Tier 3 - 3QU CoRE ¦ 3QU LoRE | Non-Red Flag Warning - Small Fires | equipment / facility failure | fuse damage or failure | 0.010119
HFTD - Distribution - Tier 3 - 3QU CoRE ¦ 3QU LoRE | Non-Red Flag Warning - Small Fires | equipment / facility failure | insulator and brushing damage or failure | 0.0051223
HFTD - Distribution - Tier 3 - 3QU CoRE ¦ 3QU LoRE | Non-Red Flag Warning - Small Fires | equipment / facility failure | lightning arrestor damage or failure | 0.00078075
HFTD - Distribution - Tier 3 - 3QU CoRE ¦ 3QU LoRE | Non-Red Flag Warning - Small Fires | equipment / facility failure | other equipment / facility failure | 0.023824
HFTD - Distribution - Tier 3 - 3QU CoRE ¦ 3QU LoRE | Non-Red Flag Warning - Small Fires | equipment / facility failure | pole damage or failure | 0.013811
HFTD - Distribution - Tier 3 - 3QU CoRE ¦ 3QU LoRE | Non-Red Flag Warning - Small Fires | equipment / facility failure | recloser damage or failure | 0
HFTD - Distribution - Tier 3 - 3QU CoRE ¦ 3QU LoRE | Non-Red Flag Warning - Small Fires | equipment / facility failure | switch damage or failure | 0
HFTD - Distribution - Tier 3 - 3QU CoRE ¦ 3QU LoRE | Non-Red Flag Warning - Small Fires | equipment / facility failure | transformer damage or failure | 0.022609
HFTD - Distribution - Tier 3 - 3QU CoRE ¦ 3QU LoRE | Non-Red Flag Warning - Small Fires | equipment / facility failure | voltage regulator / booster damage or failure | 0.0036857
HFTD - Distribution - Tier 3 - 3QU CoRE ¦ 3QU LoRE | Non-Red Flag Warning - Small Fires | other | all other | 0.022704
HFTD - Distribution - Tier 3 - 3QU CoRE ¦ 3QU LoRE | Non-Red Flag Warning - Small Fires | unknown | unknown | 0.021166
HFTD - Distribution - Tier 3 - 3QU CoRE ¦ 3QU LoRE | Non-Red Flag Warning - Small Fires | utility work / operation | utility work / operation | 0.0063763
HFTD - Distribution - Tier 3 - 3QU CoRE ¦ 3QU LoRE | Non-Red Flag Warning - Small Fires | vandalism / theft | vandalism / theft | 0
HFTD - Distribution - Tier 3 - 3QU CoRE ¦ 3QU LoRE | Non-Red Flag Warning - Small Fires | vegetation contact | branch (not overhanging, 4-12ft) | 0.0037268
HFTD - Distribution - Tier 3 - 3QU CoRE ¦ 3QU LoRE | Non-Red Flag Warning - Small Fires | vegetation contact | branch (not overhanging, > 12ft) | 0.0083904
HFTD - Distribution - Tier 3 - 3QU CoRE ¦ 3QU LoRE | Non-Red Flag Warning - Small Fires | vegetation contact | branch (not overhanging, distance unknown) | 0.028642
HFTD - Distribution - Tier 3 - 3QU CoRE ¦ 3QU LoRE | Non-Red Flag Warning - Small Fires | vegetation contact | branch (not overhanging, within 4ft) | 0.001672
HFTD - Distribution - Tier 3 - 3QU CoRE ¦ 3QU LoRE | Non-Red Flag Warning - Small Fires | vegetation contact | branch (overhanging) | 0.074405
HFTD - Distribution - Tier 3 - 3QU CoRE ¦ 3QU LoRE | Non-Red Flag Warning - Small Fires | vegetation contact | dead | 0.030473
HFTD - Distribution - Tier 3 - 3QU CoRE ¦ 3QU LoRE | Non-Red Flag Warning - Small Fires | vegetation contact | fell into (moderate-severe defect) | 0.034854
HFTD - Distribution - Tier 3 - 3QU CoRE ¦ 3QU LoRE | Non-Red Flag Warning - Small Fires | vegetation contact | fell into (no defect) | 0.2053
HFTD - Distribution - Tier 3 - 3QU CoRE ¦ 3QU LoRE | Non-Red Flag Warning - Small Fires | vegetation contact | fell into (slight defect) | 0.043087
HFTD - Distribution - Tier 3 - 3QU CoRE ¦ 3QU LoRE | Non-Red Flag Warning - Small Fires | vegetation contact | grow into | 0.0037295
HFTD - Distribution - Tier 3 - 3QU CoRE ¦ 3QU LoRE | Non-Red Flag Warning - Small Fires | vegetation contact | other/unknown | 0.17685
HFTD - Distribution - Tier 3 - 3QU CoRE ¦ 3QU LoRE | Non-Red Flag Warning - Small Fires | wire-to-wire contact | wire-to-wire contact / contamination | 0.024501
HFTD - Distribution - Tier 3 - 3QU CoRE ¦ 3QU LoRE | Seismic - Red Flag Warning - Catastrophic Fires | cc - seismic scenario | seismic scenario | 9.2758e-07
HFTD - Distribution - Tier 3 - 3QU CoRE ¦ 3QU LoRE | Red Flag Warning - Catastrophic Fires | contact from object | animal contact | 0
HFTD - Distribution - Tier 3 - 3QU CoRE ¦ 3QU LoRE | Red Flag Warning - Catastrophic Fires | contact from object | balloon contact | 0
HFTD - Distribution - Tier 3 - 3QU CoRE ¦ 3QU LoRE | Red Flag Warning - Catastrophic Fires | contact from object | other contact from object | 0
HFTD - Distribution - Tier 3 - 3QU CoRE ¦ 3QU LoRE | Red Flag Warning - Catastrophic Fires | contact from object | vehicle contact | 0
HFTD - Distribution - Tier 3 - 3QU CoRE ¦ 3QU LoRE | Red Flag Warning - Catastrophic Fires | contamination | contamination | 0
HFTD - Distribution - Tier 3 - 3QU CoRE ¦ 3QU LoRE | Red Flag Warning - Catastrophic Fires | equipment / facility failure | anchor / guy damage or failure | 0
HFTD - Distribution - Tier 3 - 3QU CoRE ¦ 3QU LoRE | Red Flag Warning - Catastrophic Fires | equipment / facility failure | capacitor bank damage or failure | 0
HFTD - Distribution - Tier 3 - 3QU CoRE ¦ 3QU LoRE | Red Flag Warning - Catastrophic Fires | equipment / facility failure | conductor damage or failure | 0.00051145
HFTD - Distribution - Tier 3 - 3QU CoRE ¦ 3QU LoRE | Red Flag Warning - Catastrophic Fires | equipment / facility failure | connection device damage or failure | 2.3113e-05
HFTD - Distribution - Tier 3 - 3QU CoRE ¦ 3QU LoRE | Red Flag Warning - Catastrophic Fires | equipment / facility failure | crossarm damage or failure | 0.00013728
HFTD - Distribution - Tier 3 - 3QU CoRE ¦ 3QU LoRE | Red Flag Warning - Catastrophic Fires | equipment / facility failure | fuse damage or failure | 0.0002072
HFTD - Distribution - Tier 3 - 3QU CoRE ¦ 3QU LoRE | Red Flag Warning - Catastrophic Fires | equipment / facility failure | insulator and brushing damage or failure | 0.00011969
HFTD - Distribution - Tier 3 - 3QU CoRE ¦ 3QU LoRE | Red Flag Warning - Catastrophic Fires | equipment / facility failure | lightning arrestor damage or failure | 1.2931e-05
HFTD - Distribution - Tier 3 - 3QU CoRE ¦ 3QU LoRE | Red Flag Warning - Catastrophic Fires | equipment / facility failure | other equipment / facility failure | 0.00011395
HFTD - Distribution - Tier 3 - 3QU CoRE ¦ 3QU LoRE | Red Flag Warning - Catastrophic Fires | equipment / facility failure | pole damage or failure | 6.9711e-05
HFTD - Distribution - Tier 3 - 3QU CoRE ¦ 3QU LoRE | Red Flag Warning - Catastrophic Fires | equipment / facility failure | recloser damage or failure | 0
HFTD - Distribution - Tier 3 - 3QU CoRE ¦ 3QU LoRE | Red Flag Warning - Catastrophic Fires | equipment / facility failure | switch damage or failure | 0
HFTD - Distribution - Tier 3 - 3QU CoRE ¦ 3QU LoRE | Red Flag Warning - Catastrophic Fires | equipment / facility failure | transformer damage or failure | 5.7421e-05
HFTD - Distribution - Tier 3 - 3QU CoRE ¦ 3QU LoRE | Red Flag Warning - Catastrophic Fires | equipment / facility failure | voltage regulator / booster damage or failure | 6.6785e-06
HFTD - Distribution - Tier 3 - 3QU CoRE ¦ 3QU LoRE | Red Flag Warning - Catastrophic Fires | other | all other | 0
HFTD - Distribution - Tier 3 - 3QU CoRE ¦ 3QU LoRE | Red Flag Warning - Catastrophic Fires | unknown | unknown | 0
HFTD - Distribution - Tier 3 - 3QU CoRE ¦ 3QU LoRE | Red Flag Warning - Catastrophic Fires | utility work / operation | utility work / operation | 0
HFTD - Distribution - Tier 3 - 3QU CoRE ¦ 3QU LoRE | Red Flag Warning - Catastrophic Fires | vandalism / theft | vandalism / theft | 0
HFTD - Distribution - Tier 3 - 3QU CoRE ¦ 3QU LoRE | Red Flag Warning - Catastrophic Fires | vegetation contact | branch (not overhanging, 4-12ft) | 5.9774e-05
HFTD - Distribution - Tier 3 - 3QU CoRE ¦ 3QU LoRE | Red Flag Warning - Catastrophic Fires | vegetation contact | branch (not overhanging, > 12ft) | 8.6715e-05
HFTD - Distribution - Tier 3 - 3QU CoRE ¦ 3QU LoRE | Red Flag Warning - Catastrophic Fires | vegetation contact | branch (not overhanging, distance unknown) | 0.00041912
HFTD - Distribution - Tier 3 - 3QU CoRE ¦ 3QU LoRE | Red Flag Warning - Catastrophic Fires | vegetation contact | branch (not overhanging, within 4ft) | 1.5406e-05
HFTD - Distribution - Tier 3 - 3QU CoRE ¦ 3QU LoRE | Red Flag Warning - Catastrophic Fires | vegetation contact | branch (overhanging) | 0.00090896
HFTD - Distribution - Tier 3 - 3QU CoRE ¦ 3QU LoRE | Red Flag Warning - Catastrophic Fires | vegetation contact | dead | 0.00031795
HFTD - Distribution - Tier 3 - 3QU CoRE ¦ 3QU LoRE | Red Flag Warning - Catastrophic Fires | vegetation contact | fell into (moderate-severe defect) | 0.00026116
HFTD - Distribution - Tier 3 - 3QU CoRE ¦ 3QU LoRE | Red Flag Warning - Catastrophic Fires | vegetation contact | fell into (no defect) | 0.0010695
HFTD - Distribution - Tier 3 - 3QU CoRE ¦ 3QU LoRE | Red Flag Warning - Catastrophic Fires | vegetation contact | fell into (slight defect) | 0.00028149
HFTD - Distribution - Tier 3 - 3QU CoRE ¦ 3QU LoRE | Red Flag Warning - Catastrophic Fires | vegetation contact | grow into | 2.9631e-05
HFTD - Distribution - Tier 3 - 3QU CoRE ¦ 3QU LoRE | Red Flag Warning - Catastrophic Fires | vegetation contact | other/unknown | 0.0014452
HFTD - Distribution - Tier 3 - 3QU CoRE ¦ 3QU LoRE | Red Flag Warning - Catastrophic Fires | wire-to-wire contact | wire-to-wire contact / contamination | 0
HFTD - Distribution - Tier 3 - 3QU CoRE ¦ 3QU LoRE | Red Flag Warning - Destructive Fires | contact from object | animal contact | 0
HFTD - Distribution - Tier 3 - 3QU CoRE ¦ 3QU LoRE | Red Flag Warning - Destructive Fires | contact from object | balloon contact | 0
HFTD - Distribution - Tier 3 - 3QU CoRE ¦ 3QU LoRE | Red Flag Warning - Destructive Fires | contact from object | other contact from object | 0
HFTD - Distribution - Tier 3 - 3QU CoRE ¦ 3QU LoRE | Red Flag Warning - Destructive Fires | contact from object | vehicle contact | 0
HFTD - Distribution - Tier 3 - 3QU CoRE ¦ 3QU LoRE | Red Flag Warning - Destructive Fires | contamination | contamination | 0
HFTD - Distribution - Tier 3 - 3QU CoRE ¦ 3QU LoRE | Red Flag Warning - Destructive Fires | equipment / facility failure | anchor / guy damage or failure | 0
HFTD - Distribution - Tier 3 - 3QU CoRE ¦ 3QU LoRE | Red Flag Warning - Destructive Fires | equipment / facility failure | capacitor bank damage or failure | 0
HFTD - Distribution - Tier 3 - 3QU CoRE ¦ 3QU LoRE | Red Flag Warning - Destructive Fires | equipment / facility failure | conductor damage or failure | 9.1042e-05
HFTD - Distribution - Tier 3 - 3QU CoRE ¦ 3QU LoRE | Red Flag Warning - Destructive Fires | equipment / facility failure | connection device damage or failure | 4.7724e-06
HFTD - Distribution - Tier 3 - 3QU CoRE ¦ 3QU LoRE | Red Flag Warning - Destructive Fires | equipment / facility failure | crossarm damage or failure | 2.4802e-05
HFTD - Distribution - Tier 3 - 3QU CoRE ¦ 3QU LoRE | Red Flag Warning - Destructive Fires | equipment / facility failure | fuse damage or failure | 3.4472e-05
HFTD - Distribution - Tier 3 - 3QU CoRE ¦ 3QU LoRE | Red Flag Warning - Destructive Fires | equipment / facility failure | insulator and brushing damage or failure | 2.203e-05
HFTD - Distribution - Tier 3 - 3QU CoRE ¦ 3QU LoRE | Red Flag Warning - Destructive Fires | equipment / facility failure | lightning arrestor damage or failure | 2.3854e-06
HFTD - Distribution - Tier 3 - 3QU CoRE ¦ 3QU LoRE | Red Flag Warning - Destructive Fires | equipment / facility failure | other equipment / facility failure | 2.0611e-05
HFTD - Distribution - Tier 3 - 3QU CoRE ¦ 3QU LoRE | Red Flag Warning - Destructive Fires | equipment / facility failure | pole damage or failure | 1.2708e-05
HFTD - Distribution - Tier 3 - 3QU CoRE ¦ 3QU LoRE | Red Flag Warning - Destructive Fires | equipment / facility failure | recloser damage or failure | 0
HFTD - Distribution - Tier 3 - 3QU CoRE ¦ 3QU LoRE | Red Flag Warning - Destructive Fires | equipment / facility failure | switch damage or failure | 0
HFTD - Distribution - Tier 3 - 3QU CoRE ¦ 3QU LoRE | Red Flag Warning - Destructive Fires | equipment / facility failure | transformer damage or failure | 1.0458e-05
HFTD - Distribution - Tier 3 - 3QU CoRE ¦ 3QU LoRE | Red Flag Warning - Destructive Fires | equipment / facility failure | voltage regulator / booster damage or failure | 1.1707e-06
HFTD - Distribution - Tier 3 - 3QU CoRE ¦ 3QU LoRE | Red Flag Warning - Destructive Fires | other | all other | 0
HFTD - Distribution - Tier 3 - 3QU CoRE ¦ 3QU LoRE | Red Flag Warning - Destructive Fires | unknown | unknown | 0
HFTD - Distribution - Tier 3 - 3QU CoRE ¦ 3QU LoRE | Red Flag Warning - Destructive Fires | utility work / operation | utility work / operation | 0
HFTD - Distribution - Tier 3 - 3QU CoRE ¦ 3QU LoRE | Red Flag Warning - Destructive Fires | vandalism / theft | vandalism / theft | 0
HFTD - Distribution - Tier 3 - 3QU CoRE ¦ 3QU LoRE | Red Flag Warning - Destructive Fires | vegetation contact | branch (not overhanging, 4-12ft) | 7.6678e-06
HFTD - Distribution - Tier 3 - 3QU CoRE ¦ 3QU LoRE | Red Flag Warning - Destructive Fires | vegetation contact | branch (not overhanging, > 12ft) | 1.1122e-05
HFTD - Distribution - Tier 3 - 3QU CoRE ¦ 3QU LoRE | Red Flag Warning - Destructive Fires | vegetation contact | branch (not overhanging, distance unknown) | 5.3757e-05
HFTD - Distribution - Tier 3 - 3QU CoRE ¦ 3QU LoRE | Red Flag Warning - Destructive Fires | vegetation contact | branch (not overhanging, within 4ft) | 1.9765e-06
HFTD - Distribution - Tier 3 - 3QU CoRE ¦ 3QU LoRE | Red Flag Warning - Destructive Fires | vegetation contact | branch (overhanging) | 0.00011661
HFTD - Distribution - Tier 3 - 3QU CoRE ¦ 3QU LoRE | Red Flag Warning - Destructive Fires | vegetation contact | dead | 4.0781e-05
HFTD - Distribution - Tier 3 - 3QU CoRE ¦ 3QU LoRE | Red Flag Warning - Destructive Fires | vegetation contact | fell into (moderate-severe defect) | 3.3497e-05
HFTD - Distribution - Tier 3 - 3QU CoRE ¦ 3QU LoRE | Red Flag Warning - Destructive Fires | vegetation contact | fell into (no defect) | 0.00013717
HFTD - Distribution - Tier 3 - 3QU CoRE ¦ 3QU LoRE | Red Flag Warning - Destructive Fires | vegetation contact | fell into (slight defect) | 3.6105e-05
HFTD - Distribution - Tier 3 - 3QU CoRE ¦ 3QU LoRE | Red Flag Warning - Destructive Fires | vegetation contact | grow into | 3.8005e-06
HFTD - Distribution - Tier 3 - 3QU CoRE ¦ 3QU LoRE | Red Flag Warning - Destructive Fires | vegetation contact | other/unknown | 0.00018537
HFTD - Distribution - Tier 3 - 3QU CoRE ¦ 3QU LoRE | Red Flag Warning - Destructive Fires | wire-to-wire contact | wire-to-wire contact / contamination | 0
HFTD - Distribution - Tier 3 - 3QU CoRE ¦ 3QU LoRE | Red Flag Warning - Large Fires | contact from object | animal contact | 0
HFTD - Distribution - Tier 3 - 3QU CoRE ¦ 3QU LoRE | Red Flag Warning - Large Fires | contact from object | balloon contact | 0
HFTD - Distribution - Tier 3 - 3QU CoRE ¦ 3QU LoRE | Red Flag Warning - Large Fires | contact from object | other contact from object | 0
HFTD - Distribution - Tier 3 - 3QU CoRE ¦ 3QU LoRE | Red Flag Warning - Large Fires | contact from object | vehicle contact | 0
HFTD - Distribution - Tier 3 - 3QU CoRE ¦ 3QU LoRE | Red Flag Warning - Large Fires | contamination | contamination | 0
HFTD - Distribution - Tier 3 - 3QU CoRE ¦ 3QU LoRE | Red Flag Warning - Large Fires | equipment / facility failure | anchor / guy damage or failure | 0
HFTD - Distribution - Tier 3 - 3QU CoRE ¦ 3QU LoRE | Red Flag Warning - Large Fires | equipment / facility failure | capacitor bank damage or failure | 0
HFTD - Distribution - Tier 3 - 3QU CoRE ¦ 3QU LoRE | Red Flag Warning - Large Fires | equipment / facility failure | conductor damage or failure | 0.0010827
HFTD - Distribution - Tier 3 - 3QU CoRE ¦ 3QU LoRE | Red Flag Warning - Large Fires | equipment / facility failure | connection device damage or failure | 7.1276e-05
HFTD - Distribution - Tier 3 - 3QU CoRE ¦ 3QU LoRE | Red Flag Warning - Large Fires | equipment / facility failure | crossarm damage or failure | 0.00029704
HFTD - Distribution - Tier 3 - 3QU CoRE ¦ 3QU LoRE | Red Flag Warning - Large Fires | equipment / facility failure | fuse damage or failure | 0.00038807
HFTD - Distribution - Tier 3 - 3QU CoRE ¦ 3QU LoRE | Red Flag Warning - Large Fires | equipment / facility failure | insulator and brushing damage or failure | 0.0001352
HFTD - Distribution - Tier 3 - 3QU CoRE ¦ 3QU LoRE | Red Flag Warning - Large Fires | equipment / facility failure | lightning arrestor damage or failure | 3.1382e-05
HFTD - Distribution - Tier 3 - 3QU CoRE ¦ 3QU LoRE | Red Flag Warning - Large Fires | equipment / facility failure | other equipment / facility failure | 0.00017665
HFTD - Distribution - Tier 3 - 3QU CoRE ¦ 3QU LoRE | Red Flag Warning - Large Fires | equipment / facility failure | pole damage or failure | 0.00012179
HFTD - Distribution - Tier 3 - 3QU CoRE ¦ 3QU LoRE | Red Flag Warning - Large Fires | equipment / facility failure | recloser damage or failure | 0
HFTD - Distribution - Tier 3 - 3QU CoRE ¦ 3QU LoRE | Red Flag Warning - Large Fires | equipment / facility failure | switch damage or failure | 0
HFTD - Distribution - Tier 3 - 3QU CoRE ¦ 3QU LoRE | Red Flag Warning - Large Fires | equipment / facility failure | transformer damage or failure | 0.00010769
HFTD - Distribution - Tier 3 - 3QU CoRE ¦ 3QU LoRE | Red Flag Warning - Large Fires | equipment / facility failure | voltage regulator / booster damage or failure | 4.2098e-06
HFTD - Distribution - Tier 3 - 3QU CoRE ¦ 3QU LoRE | Red Flag Warning - Large Fires | other | all other | 0
HFTD - Distribution - Tier 3 - 3QU CoRE ¦ 3QU LoRE | Red Flag Warning - Large Fires | unknown | unknown | 0
HFTD - Distribution - Tier 3 - 3QU CoRE ¦ 3QU LoRE | Red Flag Warning - Large Fires | utility work / operation | utility work / operation | 0
HFTD - Distribution - Tier 3 - 3QU CoRE ¦ 3QU LoRE | Red Flag Warning - Large Fires | vandalism / theft | vandalism / theft | 0
HFTD - Distribution - Tier 3 - 3QU CoRE ¦ 3QU LoRE | Red Flag Warning - Large Fires | vegetation contact | branch (not overhanging, 4-12ft) | 7.7066e-05
HFTD - Distribution - Tier 3 - 3QU CoRE ¦ 3QU LoRE | Red Flag Warning - Large Fires | vegetation contact | branch (not overhanging, > 12ft) | 0.00011292
HFTD - Distribution - Tier 3 - 3QU CoRE ¦ 3QU LoRE | Red Flag Warning - Large Fires | vegetation contact | branch (not overhanging, distance unknown) | 0.00054578
HFTD - Distribution - Tier 3 - 3QU CoRE ¦ 3QU LoRE | Red Flag Warning - Large Fires | vegetation contact | branch (not overhanging, within 4ft) | 1.9698e-05
HFTD - Distribution - Tier 3 - 3QU CoRE ¦ 3QU LoRE | Red Flag Warning - Large Fires | vegetation contact | branch (overhanging) | 0.0011622
HFTD - Distribution - Tier 3 - 3QU CoRE ¦ 3QU LoRE | Red Flag Warning - Large Fires | vegetation contact | dead | 0.00041404
HFTD - Distribution - Tier 3 - 3QU CoRE ¦ 3QU LoRE | Red Flag Warning - Large Fires | vegetation contact | fell into (moderate-severe defect) | 0.00034009
HFTD - Distribution - Tier 3 - 3QU CoRE ¦ 3QU LoRE | Red Flag Warning - Large Fires | vegetation contact | fell into (no defect) | 0.0013927
HFTD - Distribution - Tier 3 - 3QU CoRE ¦ 3QU LoRE | Red Flag Warning - Large Fires | vegetation contact | fell into (slight defect) | 0.00036656
HFTD - Distribution - Tier 3 - 3QU CoRE ¦ 3QU LoRE | Red Flag Warning - Large Fires | vegetation contact | grow into | 3.8585e-05
HFTD - Distribution - Tier 3 - 3QU CoRE ¦ 3QU LoRE | Red Flag Warning - Large Fires | vegetation contact | other/unknown | 0.001882
HFTD - Distribution - Tier 3 - 3QU CoRE ¦ 3QU LoRE | Red Flag Warning - Large Fires | wire-to-wire contact | wire-to-wire contact / contamination | 0
HFTD - Distribution - Tier 3 - 3QU CoRE ¦ 3QU LoRE | Red Flag Warning - Small Fires | contact from object | animal contact | 0.00041443
HFTD - Distribution - Tier 3 - 3QU CoRE ¦ 3QU LoRE | Red Flag Warning - Small Fires | contact from object | balloon contact | 2.1056e-05
HFTD - Distribution - Tier 3 - 3QU CoRE ¦ 3QU LoRE | Red Flag Warning - Small Fires | contact from object | other contact from object | 0.0011146
HFTD - Distribution - Tier 3 - 3QU CoRE ¦ 3QU LoRE | Red Flag Warning - Small Fires | contact from object | vehicle contact | 0.0009891
HFTD - Distribution - Tier 3 - 3QU CoRE ¦ 3QU LoRE | Red Flag Warning - Small Fires | contamination | contamination | 3.016e-05
HFTD - Distribution - Tier 3 - 3QU CoRE ¦ 3QU LoRE | Red Flag Warning - Small Fires | equipment / facility failure | anchor / guy damage or failure | 0
HFTD - Distribution - Tier 3 - 3QU CoRE ¦ 3QU LoRE | Red Flag Warning - Small Fires | equipment / facility failure | capacitor bank damage or failure | 0
HFTD - Distribution - Tier 3 - 3QU CoRE ¦ 3QU LoRE | Red Flag Warning - Small Fires | equipment / facility failure | conductor damage or failure | 0.0058771
HFTD - Distribution - Tier 3 - 3QU CoRE ¦ 3QU LoRE | Red Flag Warning - Small Fires | equipment / facility failure | connection device damage or failure | 0.00023192
HFTD - Distribution - Tier 3 - 3QU CoRE ¦ 3QU LoRE | Red Flag Warning - Small Fires | equipment / facility failure | crossarm damage or failure | 0.0017836
HFTD - Distribution - Tier 3 - 3QU CoRE ¦ 3QU LoRE | Red Flag Warning - Small Fires | equipment / facility failure | fuse damage or failure | 0.0028118
HFTD - Distribution - Tier 3 - 3QU CoRE ¦ 3QU LoRE | Red Flag Warning - Small Fires | equipment / facility failure | insulator and brushing damage or failure | 0.0017623
HFTD - Distribution - Tier 3 - 3QU CoRE ¦ 3QU LoRE | Red Flag Warning - Small Fires | equipment / facility failure | lightning arrestor damage or failure | 0.00016982
HFTD - Distribution - Tier 3 - 3QU CoRE ¦ 3QU LoRE | Red Flag Warning - Small Fires | equipment / facility failure | other equipment / facility failure | 0.001465
HFTD - Distribution - Tier 3 - 3QU CoRE ¦ 3QU LoRE | Red Flag Warning - Small Fires | equipment / facility failure | pole damage or failure | 0.0010498
HFTD - Distribution - Tier 3 - 3QU CoRE ¦ 3QU LoRE | Red Flag Warning - Small Fires | equipment / facility failure | recloser damage or failure | 0
HFTD - Distribution - Tier 3 - 3QU CoRE ¦ 3QU LoRE | Red Flag Warning - Small Fires | equipment / facility failure | switch damage or failure | 0
HFTD - Distribution - Tier 3 - 3QU CoRE ¦ 3QU LoRE | Red Flag Warning - Small Fires | equipment / facility failure | transformer damage or failure | 0.00088172
HFTD - Distribution - Tier 3 - 3QU CoRE ¦ 3QU LoRE | Red Flag Warning - Small Fires | equipment / facility failure | voltage regulator / booster damage or failure | 5.8162e-05
HFTD - Distribution - Tier 3 - 3QU CoRE ¦ 3QU LoRE | Red Flag Warning - Small Fires | other | all other | 0.0006772
HFTD - Distribution - Tier 3 - 3QU CoRE ¦ 3QU LoRE | Red Flag Warning - Small Fires | unknown | unknown | 0.00089849
HFTD - Distribution - Tier 3 - 3QU CoRE ¦ 3QU LoRE | Red Flag Warning - Small Fires | utility work / operation | utility work / operation | 0.00017079
HFTD - Distribution - Tier 3 - 3QU CoRE ¦ 3QU LoRE | Red Flag Warning - Small Fires | vandalism / theft | vandalism / theft | 0
HFTD - Distribution - Tier 3 - 3QU CoRE ¦ 3QU LoRE | Red Flag Warning - Small Fires | vegetation contact | branch (not overhanging, 4-12ft) | 0.0014819
HFTD - Distribution - Tier 3 - 3QU CoRE ¦ 3QU LoRE | Red Flag Warning - Small Fires | vegetation contact | branch (not overhanging, > 12ft) | 0.0021618
HFTD - Distribution - Tier 3 - 3QU CoRE ¦ 3QU LoRE | Red Flag Warning - Small Fires | vegetation contact | branch (not overhanging, distance unknown) | 0.010449
HFTD - Distribution - Tier 3 - 3QU CoRE ¦ 3QU LoRE | Red Flag Warning - Small Fires | vegetation contact | branch (not overhanging, within 4ft) | 0.00038016
HFTD - Distribution - Tier 3 - 3QU CoRE ¦ 3QU LoRE | Red Flag Warning - Small Fires | vegetation contact | branch (overhanging) | 0.022429
HFTD - Distribution - Tier 3 - 3QU CoRE ¦ 3QU LoRE | Red Flag Warning - Small Fires | vegetation contact | dead | 0.0079266
HFTD - Distribution - Tier 3 - 3QU CoRE ¦ 3QU LoRE | Red Flag Warning - Small Fires | vegetation contact | fell into (moderate-severe defect) | 0.0065107
HFTD - Distribution - Tier 3 - 3QU CoRE ¦ 3QU LoRE | Red Flag Warning - Small Fires | vegetation contact | fell into (no defect) | 0.026662
HFTD - Distribution - Tier 3 - 3QU CoRE ¦ 3QU LoRE | Red Flag Warning - Small Fires | vegetation contact | fell into (slight defect) | 0.0070175
HFTD - Distribution - Tier 3 - 3QU CoRE ¦ 3QU LoRE | Red Flag Warning - Small Fires | vegetation contact | grow into | 0.00073869
HFTD - Distribution - Tier 3 - 3QU CoRE ¦ 3QU LoRE | Red Flag Warning - Small Fires | vegetation contact | other/unknown | 0.03603
HFTD - Distribution - Tier 3 - 3QU CoRE ¦ 3QU LoRE | Red Flag Warning - Small Fires | wire-to-wire contact | wire-to-wire contact / contamination | 0.00081732
HFTD - Distribution - Tier 3 - 3QU CoRE ¦ 4QU LoRE | Seismic - Non-Red Flag Warning - Catastrophic Fires | cc - seismic scenario | seismic scenario | 4.1387e-08
HFTD - Distribution - Tier 3 - 3QU CoRE ¦ 4QU LoRE | Non-Red Flag Warning - Catastrophic Fires | contact from object | animal contact | 1.6527e-05
HFTD - Distribution - Tier 3 - 3QU CoRE ¦ 4QU LoRE | Non-Red Flag Warning - Catastrophic Fires | contact from object | balloon contact | 3.3287e-06
HFTD - Distribution - Tier 3 - 3QU CoRE ¦ 4QU LoRE | Non-Red Flag Warning - Catastrophic Fires | contact from object | other contact from object | 1.9099e-05
HFTD - Distribution - Tier 3 - 3QU CoRE ¦ 4QU LoRE | Non-Red Flag Warning - Catastrophic Fires | contact from object | vehicle contact | 6.1075e-06
HFTD - Distribution - Tier 3 - 3QU CoRE ¦ 4QU LoRE | Non-Red Flag Warning - Catastrophic Fires | contamination | contamination | 2.0402e-06
HFTD - Distribution - Tier 3 - 3QU CoRE ¦ 4QU LoRE | Non-Red Flag Warning - Catastrophic Fires | equipment / facility failure | anchor / guy damage or failure | 0
HFTD - Distribution - Tier 3 - 3QU CoRE ¦ 4QU LoRE | Non-Red Flag Warning - Catastrophic Fires | equipment / facility failure | capacitor bank damage or failure | 0
HFTD - Distribution - Tier 3 - 3QU CoRE ¦ 4QU LoRE | Non-Red Flag Warning - Catastrophic Fires | equipment / facility failure | conductor damage or failure | 5.292e-07
HFTD - Distribution - Tier 3 - 3QU CoRE ¦ 4QU LoRE | Non-Red Flag Warning - Catastrophic Fires | equipment / facility failure | connection device damage or failure | 1.8265e-06
HFTD - Distribution - Tier 3 - 3QU CoRE ¦ 4QU LoRE | Non-Red Flag Warning - Catastrophic Fires | equipment / facility failure | crossarm damage or failure | 2.7146e-07
HFTD - Distribution - Tier 3 - 3QU CoRE ¦ 4QU LoRE | Non-Red Flag Warning - Catastrophic Fires | equipment / facility failure | fuse damage or failure | 4.5783e-08
HFTD - Distribution - Tier 3 - 3QU CoRE ¦ 4QU LoRE | Non-Red Flag Warning - Catastrophic Fires | equipment / facility failure | insulator and brushing damage or failure | 2.0537e-07
HFTD - Distribution - Tier 3 - 3QU CoRE ¦ 4QU LoRE | Non-Red Flag Warning - Catastrophic Fires | equipment / facility failure | lightning arrestor damage or failure | 0
HFTD - Distribution - Tier 3 - 3QU CoRE ¦ 4QU LoRE | Non-Red Flag Warning - Catastrophic Fires | equipment / facility failure | other equipment / facility failure | 1.3346e-06
HFTD - Distribution - Tier 3 - 3QU CoRE ¦ 4QU LoRE | Non-Red Flag Warning - Catastrophic Fires | equipment / facility failure | pole damage or failure | 4.224e-07
HFTD - Distribution - Tier 3 - 3QU CoRE ¦ 4QU LoRE | Non-Red Flag Warning - Catastrophic Fires | equipment / facility failure | recloser damage or failure | 0
HFTD - Distribution - Tier 3 - 3QU CoRE ¦ 4QU LoRE | Non-Red Flag Warning - Catastrophic Fires | equipment / facility failure | sectionalizer damage or failure | 0
HFTD - Distribution - Tier 3 - 3QU CoRE ¦ 4QU LoRE | Non-Red Flag Warning - Catastrophic Fires | equipment / facility failure | switch damage or failure | 0
HFTD - Distribution - Tier 3 - 3QU CoRE ¦ 4QU LoRE | Non-Red Flag Warning - Catastrophic Fires | equipment / facility failure | transformer damage or failure | 5.9485e-07
HFTD - Distribution - Tier 3 - 3QU CoRE ¦ 4QU LoRE | Non-Red Flag Warning - Catastrophic Fires | equipment / facility failure | voltage regulator / booster damage or failure | 0
HFTD - Distribution - Tier 3 - 3QU CoRE ¦ 4QU LoRE | Non-Red Flag Warning - Catastrophic Fires | other | all other | 2.1026e-05
HFTD - Distribution - Tier 3 - 3QU CoRE ¦ 4QU LoRE | Non-Red Flag Warning - Catastrophic Fires | unknown | unknown | 3.1333e-05
HFTD - Distribution - Tier 3 - 3QU CoRE ¦ 4QU LoRE | Non-Red Flag Warning - Catastrophic Fires | utility work / operation | utility work / operation | 1.9279e-06
HFTD - Distribution - Tier 3 - 3QU CoRE ¦ 4QU LoRE | Non-Red Flag Warning - Catastrophic Fires | vandalism / theft | vandalism / theft | 5.7693e-09
HFTD - Distribution - Tier 3 - 3QU CoRE ¦ 4QU LoRE | Non-Red Flag Warning - Catastrophic Fires | vegetation contact | branch (not overhanging, 4-12ft) | 2.4797e-07
HFTD - Distribution - Tier 3 - 3QU CoRE ¦ 4QU LoRE | Non-Red Flag Warning - Catastrophic Fires | vegetation contact | branch (not overhanging, > 12ft) | 6.0155e-07
HFTD - Distribution - Tier 3 - 3QU CoRE ¦ 4QU LoRE | Non-Red Flag Warning - Catastrophic Fires | vegetation contact | branch (not overhanging, distance unknown) | 2.0535e-06
HFTD - Distribution - Tier 3 - 3QU CoRE ¦ 4QU LoRE | Non-Red Flag Warning - Catastrophic Fires | vegetation contact | branch (not overhanging, within 4ft) | 1.0404e-07
HFTD - Distribution - Tier 3 - 3QU CoRE ¦ 4QU LoRE | Non-Red Flag Warning - Catastrophic Fires | vegetation contact | branch (overhanging) | 4.6298e-06
HFTD - Distribution - Tier 3 - 3QU CoRE ¦ 4QU LoRE | Non-Red Flag Warning - Catastrophic Fires | vegetation contact | dead | 2.1847e-06
HFTD - Distribution - Tier 3 - 3QU CoRE ¦ 4QU LoRE | Non-Red Flag Warning - Catastrophic Fires | vegetation contact | fell into (moderate-severe defect) | 2.4988e-06
HFTD - Distribution - Tier 3 - 3QU CoRE ¦ 4QU LoRE | Non-Red Flag Warning - Catastrophic Fires | vegetation contact | fell into (no defect) | 1.4719e-05
HFTD - Distribution - Tier 3 - 3QU CoRE ¦ 4QU LoRE | Non-Red Flag Warning - Catastrophic Fires | vegetation contact | fell into (slight defect) | 3.0891e-06
HFTD - Distribution - Tier 3 - 3QU CoRE ¦ 4QU LoRE | Non-Red Flag Warning - Catastrophic Fires | vegetation contact | grow into | 2.6738e-07
HFTD - Distribution - Tier 3 - 3QU CoRE ¦ 4QU LoRE | Non-Red Flag Warning - Catastrophic Fires | vegetation contact | other/unknown | 1.2679e-05
HFTD - Distribution - Tier 3 - 3QU CoRE ¦ 4QU LoRE | Non-Red Flag Warning - Catastrophic Fires | wire-to-wire contact | wire-to-wire contact / contamination | 3.0884e-05
HFTD - Distribution - Tier 3 - 3QU CoRE ¦ 4QU LoRE | Non-Red Flag Warning - Destructive Fires | contact from object | animal contact | 1.0749e-05
HFTD - Distribution - Tier 3 - 3QU CoRE ¦ 4QU LoRE | Non-Red Flag Warning - Destructive Fires | contact from object | balloon contact | 2.1949e-06
HFTD - Distribution - Tier 3 - 3QU CoRE ¦ 4QU LoRE | Non-Red Flag Warning - Destructive Fires | contact from object | other contact from object | 1.2484e-05
HFTD - Distribution - Tier 3 - 3QU CoRE ¦ 4QU LoRE | Non-Red Flag Warning - Destructive Fires | contact from object | vehicle contact | 3.7756e-06
HFTD - Distribution - Tier 3 - 3QU CoRE ¦ 4QU LoRE | Non-Red Flag Warning - Destructive Fires | contamination | contamination | 1.3252e-06
HFTD - Distribution - Tier 3 - 3QU CoRE ¦ 4QU LoRE | Non-Red Flag Warning - Destructive Fires | equipment / facility failure | anchor / guy damage or failure | 0
HFTD - Distribution - Tier 3 - 3QU CoRE ¦ 4QU LoRE | Non-Red Flag Warning - Destructive Fires | equipment / facility failure | capacitor bank damage or failure | 0
HFTD - Distribution - Tier 3 - 3QU CoRE ¦ 4QU LoRE | Non-Red Flag Warning - Destructive Fires | equipment / facility failure | conductor damage or failure | 1.9787e-06
HFTD - Distribution - Tier 3 - 3QU CoRE ¦ 4QU LoRE | Non-Red Flag Warning - Destructive Fires | equipment / facility failure | connection device damage or failure | 7.6213e-06
HFTD - Distribution - Tier 3 - 3QU CoRE ¦ 4QU LoRE | Non-Red Flag Warning - Destructive Fires | equipment / facility failure | crossarm damage or failure | 1.0068e-06
HFTD - Distribution - Tier 3 - 3QU CoRE ¦ 4QU LoRE | Non-Red Flag Warning - Destructive Fires | equipment / facility failure | fuse damage or failure | 1.5462e-07
HFTD - Distribution - Tier 3 - 3QU CoRE ¦ 4QU LoRE | Non-Red Flag Warning - Destructive Fires | equipment / facility failure | insulator and brushing damage or failure | 7.4731e-07
HFTD - Distribution - Tier 3 - 3QU CoRE ¦ 4QU LoRE | Non-Red Flag Warning - Destructive Fires | equipment / facility failure | lightning arrestor damage or failure | 0
HFTD - Distribution - Tier 3 - 3QU CoRE ¦ 4QU LoRE | Non-Red Flag Warning - Destructive Fires | equipment / facility failure | other equipment / facility failure | 4.9664e-06
HFTD - Distribution - Tier 3 - 3QU CoRE ¦ 4QU LoRE | Non-Red Flag Warning - Destructive Fires | equipment / facility failure | pole damage or failure | 1.5188e-06
HFTD - Distribution - Tier 3 - 3QU CoRE ¦ 4QU LoRE | Non-Red Flag Warning - Destructive Fires | equipment / facility failure | recloser damage or failure | 0
HFTD - Distribution - Tier 3 - 3QU CoRE ¦ 4QU LoRE | Non-Red Flag Warning - Destructive Fires | equipment / facility failure | sectionalizer damage or failure | 0
HFTD - Distribution - Tier 3 - 3QU CoRE ¦ 4QU LoRE | Non-Red Flag Warning - Destructive Fires | equipment / facility failure | switch damage or failure | 0
HFTD - Distribution - Tier 3 - 3QU CoRE ¦ 4QU LoRE | Non-Red Flag Warning - Destructive Fires | equipment / facility failure | transformer damage or failure | 2.1729e-06
HFTD - Distribution - Tier 3 - 3QU CoRE ¦ 4QU LoRE | Non-Red Flag Warning - Destructive Fires | equipment / facility failure | voltage regulator / booster damage or failure | 0
HFTD - Distribution - Tier 3 - 3QU CoRE ¦ 4QU LoRE | Non-Red Flag Warning - Destructive Fires | other | all other | 1.4399e-05
HFTD - Distribution - Tier 3 - 3QU CoRE ¦ 4QU LoRE | Non-Red Flag Warning - Destructive Fires | unknown | unknown | 2.0617e-05
HFTD - Distribution - Tier 3 - 3QU CoRE ¦ 4QU LoRE | Non-Red Flag Warning - Destructive Fires | utility work / operation | utility work / operation | 1.2842e-06
HFTD - Distribution - Tier 3 - 3QU CoRE ¦ 4QU LoRE | Non-Red Flag Warning - Destructive Fires | vandalism / theft | vandalism / theft | 4.2603e-09
HFTD - Distribution - Tier 3 - 3QU CoRE ¦ 4QU LoRE | Non-Red Flag Warning - Destructive Fires | vegetation contact | branch (not overhanging, 4-12ft) | 6.3951e-07
HFTD - Distribution - Tier 3 - 3QU CoRE ¦ 4QU LoRE | Non-Red Flag Warning - Destructive Fires | vegetation contact | branch (not overhanging, > 12ft) | 1.5482e-06
HFTD - Distribution - Tier 3 - 3QU CoRE ¦ 4QU LoRE | Non-Red Flag Warning - Destructive Fires | vegetation contact | branch (not overhanging, distance unknown) | 5.2849e-06
HFTD - Distribution - Tier 3 - 3QU CoRE ¦ 4QU LoRE | Non-Red Flag Warning - Destructive Fires | vegetation contact | branch (not overhanging, within 4ft) | 2.6885e-07
HFTD - Distribution - Tier 3 - 3QU CoRE ¦ 4QU LoRE | Non-Red Flag Warning - Destructive Fires | vegetation contact | branch (overhanging) | 1.1964e-05
HFTD - Distribution - Tier 3 - 3QU CoRE ¦ 4QU LoRE | Non-Red Flag Warning - Destructive Fires | vegetation contact | dead | 5.6227e-06
HFTD - Distribution - Tier 3 - 3QU CoRE ¦ 4QU LoRE | Non-Red Flag Warning - Destructive Fires | vegetation contact | fell into (moderate-severe defect) | 6.4311e-06
HFTD - Distribution - Tier 3 - 3QU CoRE ¦ 4QU LoRE | Non-Red Flag Warning - Destructive Fires | vegetation contact | fell into (no defect) | 3.7881e-05
HFTD - Distribution - Tier 3 - 3QU CoRE ¦ 4QU LoRE | Non-Red Flag Warning - Destructive Fires | vegetation contact | fell into (slight defect) | 7.9503e-06
HFTD - Distribution - Tier 3 - 3QU CoRE ¦ 4QU LoRE | Non-Red Flag Warning - Destructive Fires | vegetation contact | grow into | 6.8815e-07
HFTD - Distribution - Tier 3 - 3QU CoRE ¦ 4QU LoRE | Non-Red Flag Warning - Destructive Fires | vegetation contact | other/unknown | 3.2631e-05
HFTD - Distribution - Tier 3 - 3QU CoRE ¦ 4QU LoRE | Non-Red Flag Warning - Destructive Fires | wire-to-wire contact | wire-to-wire contact / contamination | 2.1966e-05
HFTD - Distribution - Tier 3 - 3QU CoRE ¦ 4QU LoRE | Non-Red Flag Warning - Large Fires | contact from object | animal contact | 0.00010042
HFTD - Distribution - Tier 3 - 3QU CoRE ¦ 4QU LoRE | Non-Red Flag Warning - Large Fires | contact from object | balloon contact | 2.2632e-05
HFTD - Distribution - Tier 3 - 3QU CoRE ¦ 4QU LoRE | Non-Red Flag Warning - Large Fires | contact from object | other contact from object | 0.00011044
HFTD - Distribution - Tier 3 - 3QU CoRE ¦ 4QU LoRE | Non-Red Flag Warning - Large Fires | contact from object | vehicle contact | 4.0688e-05
HFTD - Distribution - Tier 3 - 3QU CoRE ¦ 4QU LoRE | Non-Red Flag Warning - Large Fires | contamination | contamination | 1.2487e-05
HFTD - Distribution - Tier 3 - 3QU CoRE ¦ 4QU LoRE | Non-Red Flag Warning - Large Fires | equipment / facility failure | anchor / guy damage or failure | 0
HFTD - Distribution - Tier 3 - 3QU CoRE ¦ 4QU LoRE | Non-Red Flag Warning - Large Fires | equipment / facility failure | capacitor bank damage or failure | 0
HFTD - Distribution - Tier 3 - 3QU CoRE ¦ 4QU LoRE | Non-Red Flag Warning - Large Fires | equipment / facility failure | conductor damage or failure | 2.379e-05
HFTD - Distribution - Tier 3 - 3QU CoRE ¦ 4QU LoRE | Non-Red Flag Warning - Large Fires | equipment / facility failure | connection device damage or failure | 0.00012393
HFTD - Distribution - Tier 3 - 3QU CoRE ¦ 4QU LoRE | Non-Red Flag Warning - Large Fires | equipment / facility failure | crossarm damage or failure | 1.4076e-05
HFTD - Distribution - Tier 3 - 3QU CoRE ¦ 4QU LoRE | Non-Red Flag Warning - Large Fires | equipment / facility failure | fuse damage or failure | 1.5033e-06
HFTD - Distribution - Tier 3 - 3QU CoRE ¦ 4QU LoRE | Non-Red Flag Warning - Large Fires | equipment / facility failure | insulator and brushing damage or failure | 8.4428e-06
HFTD - Distribution - Tier 3 - 3QU CoRE ¦ 4QU LoRE | Non-Red Flag Warning - Large Fires | equipment / facility failure | lightning arrestor damage or failure | 0
HFTD - Distribution - Tier 3 - 3QU CoRE ¦ 4QU LoRE | Non-Red Flag Warning - Large Fires | equipment / facility failure | other equipment / facility failure | 7.5611e-05
HFTD - Distribution - Tier 3 - 3QU CoRE ¦ 4QU LoRE | Non-Red Flag Warning - Large Fires | equipment / facility failure | pole damage or failure | 1.7872e-05
HFTD - Distribution - Tier 3 - 3QU CoRE ¦ 4QU LoRE | Non-Red Flag Warning - Large Fires | equipment / facility failure | recloser damage or failure | 0
HFTD - Distribution - Tier 3 - 3QU CoRE ¦ 4QU LoRE | Non-Red Flag Warning - Large Fires | equipment / facility failure | sectionalizer damage or failure | 0
HFTD - Distribution - Tier 3 - 3QU CoRE ¦ 4QU LoRE | Non-Red Flag Warning - Large Fires | equipment / facility failure | switch damage or failure | 0
HFTD - Distribution - Tier 3 - 3QU CoRE ¦ 4QU LoRE | Non-Red Flag Warning - Large Fires | equipment / facility failure | transformer damage or failure | 2.9642e-05
HFTD - Distribution - Tier 3 - 3QU CoRE ¦ 4QU LoRE | Non-Red Flag Warning - Large Fires | equipment / facility failure | voltage regulator / booster damage or failure | 0
HFTD - Distribution - Tier 3 - 3QU CoRE ¦ 4QU LoRE | Non-Red Flag Warning - Large Fires | other | all other | 0.00013265
HFTD - Distribution - Tier 3 - 3QU CoRE ¦ 4QU LoRE | Non-Red Flag Warning - Large Fires | unknown | unknown | 0.00015588
HFTD - Distribution - Tier 3 - 3QU CoRE ¦ 4QU LoRE | Non-Red Flag Warning - Large Fires | utility work / operation | utility work / operation | 1.3349e-05
HFTD - Distribution - Tier 3 - 3QU CoRE ¦ 4QU LoRE | Non-Red Flag Warning - Large Fires | vandalism / theft | vandalism / theft | 4.3117e-08
HFTD - Distribution - Tier 3 - 3QU CoRE ¦ 4QU LoRE | Non-Red Flag Warning - Large Fires | vegetation contact | branch (not overhanging, 4-12ft) | 7.8989e-06
HFTD - Distribution - Tier 3 - 3QU CoRE ¦ 4QU LoRE | Non-Red Flag Warning - Large Fires | vegetation contact | branch (not overhanging, > 12ft) | 1.9965e-05
HFTD - Distribution - Tier 3 - 3QU CoRE ¦ 4QU LoRE | Non-Red Flag Warning - Large Fires | vegetation contact | branch (not overhanging, distance unknown) | 6.8152e-05
HFTD - Distribution - Tier 3 - 3QU CoRE ¦ 4QU LoRE | Non-Red Flag Warning - Large Fires | vegetation contact | branch (not overhanging, within 4ft) | 3.1802e-06
HFTD - Distribution - Tier 3 - 3QU CoRE ¦ 4QU LoRE | Non-Red Flag Warning - Large Fires | vegetation contact | branch (overhanging) | 0.00014152
HFTD - Distribution - Tier 3 - 3QU CoRE ¦ 4QU LoRE | Non-Red Flag Warning - Large Fires | vegetation contact | dead | 7.2508e-05
HFTD - Distribution - Tier 3 - 3QU CoRE ¦ 4QU LoRE | Non-Red Flag Warning - Large Fires | vegetation contact | fell into (moderate-severe defect) | 8.2933e-05
HFTD - Distribution - Tier 3 - 3QU CoRE ¦ 4QU LoRE | Non-Red Flag Warning - Large Fires | vegetation contact | fell into (no defect) | 0.0004885
HFTD - Distribution - Tier 3 - 3QU CoRE ¦ 4QU LoRE | Non-Red Flag Warning - Large Fires | vegetation contact | fell into (slight defect) | 0.00010252
HFTD - Distribution - Tier 3 - 3QU CoRE ¦ 4QU LoRE | Non-Red Flag Warning - Large Fires | vegetation contact | grow into | 8.8741e-06
HFTD - Distribution - Tier 3 - 3QU CoRE ¦ 4QU LoRE | Non-Red Flag Warning - Large Fires | vegetation contact | other/unknown | 0.0004208
HFTD - Distribution - Tier 3 - 3QU CoRE ¦ 4QU LoRE | Non-Red Flag Warning - Large Fires | wire-to-wire contact | wire-to-wire contact / contamination | 0.00019862
HFTD - Distribution - Tier 3 - 3QU CoRE ¦ 4QU LoRE | Non-Red Flag Warning - Small Fires | contact from object | animal contact | 0.022043
HFTD - Distribution - Tier 3 - 3QU CoRE ¦ 4QU LoRE | Non-Red Flag Warning - Small Fires | contact from object | balloon contact | 0.0053749
HFTD - Distribution - Tier 3 - 3QU CoRE ¦ 4QU LoRE | Non-Red Flag Warning - Small Fires | contact from object | other contact from object | 0.025976
HFTD - Distribution - Tier 3 - 3QU CoRE ¦ 4QU LoRE | Non-Red Flag Warning - Small Fires | contact from object | vehicle contact | 0.00662
HFTD - Distribution - Tier 3 - 3QU CoRE ¦ 4QU LoRE | Non-Red Flag Warning - Small Fires | contamination | contamination | 0.0028896
HFTD - Distribution - Tier 3 - 3QU CoRE ¦ 4QU LoRE | Non-Red Flag Warning - Small Fires | equipment / facility failure | anchor / guy damage or failure | 0
HFTD - Distribution - Tier 3 - 3QU CoRE ¦ 4QU LoRE | Non-Red Flag Warning - Small Fires | equipment / facility failure | capacitor bank damage or failure | 0
HFTD - Distribution - Tier 3 - 3QU CoRE ¦ 4QU LoRE | Non-Red Flag Warning - Small Fires | equipment / facility failure | conductor damage or failure | 0.01647
HFTD - Distribution - Tier 3 - 3QU CoRE ¦ 4QU LoRE | Non-Red Flag Warning - Small Fires | equipment / facility failure | connection device damage or failure | 0.030513
HFTD - Distribution - Tier 3 - 3QU CoRE ¦ 4QU LoRE | Non-Red Flag Warning - Small Fires | equipment / facility failure | crossarm damage or failure | 0.0091684
HFTD - Distribution - Tier 3 - 3QU CoRE ¦ 4QU LoRE | Non-Red Flag Warning - Small Fires | equipment / facility failure | fuse damage or failure | 0.00086375
HFTD - Distribution - Tier 3 - 3QU CoRE ¦ 4QU LoRE | Non-Red Flag Warning - Small Fires | equipment / facility failure | insulator and brushing damage or failure | 0.0069187
HFTD - Distribution - Tier 3 - 3QU CoRE ¦ 4QU LoRE | Non-Red Flag Warning - Small Fires | equipment / facility failure | lightning arrestor damage or failure | 0
HFTD - Distribution - Tier 3 - 3QU CoRE ¦ 4QU LoRE | Non-Red Flag Warning - Small Fires | equipment / facility failure | other equipment / facility failure | 0.041215
HFTD - Distribution - Tier 3 - 3QU CoRE ¦ 4QU LoRE | Non-Red Flag Warning - Small Fires | equipment / facility failure | pole damage or failure | 0.011851
HFTD - Distribution - Tier 3 - 3QU CoRE ¦ 4QU LoRE | Non-Red Flag Warning - Small Fires | equipment / facility failure | recloser damage or failure | 0
HFTD - Distribution - Tier 3 - 3QU CoRE ¦ 4QU LoRE | Non-Red Flag Warning - Small Fires | equipment / facility failure | sectionalizer damage or failure | 0
HFTD - Distribution - Tier 3 - 3QU CoRE ¦ 4QU LoRE | Non-Red Flag Warning - Small Fires | equipment / facility failure | switch damage or failure | 0
HFTD - Distribution - Tier 3 - 3QU CoRE ¦ 4QU LoRE | Non-Red Flag Warning - Small Fires | equipment / facility failure | transformer damage or failure | 0.020165
HFTD - Distribution - Tier 3 - 3QU CoRE ¦ 4QU LoRE | Non-Red Flag Warning - Small Fires | equipment / facility failure | voltage regulator / booster damage or failure | 0
HFTD - Distribution - Tier 3 - 3QU CoRE ¦ 4QU LoRE | Non-Red Flag Warning - Small Fires | other | all other | 0.016522
HFTD - Distribution - Tier 3 - 3QU CoRE ¦ 4QU LoRE | Non-Red Flag Warning - Small Fires | unknown | unknown | 0.024323
HFTD - Distribution - Tier 3 - 3QU CoRE ¦ 4QU LoRE | Non-Red Flag Warning - Small Fires | utility work / operation | utility work / operation | 0.0031356
HFTD - Distribution - Tier 3 - 3QU CoRE ¦ 4QU LoRE | Non-Red Flag Warning - Small Fires | vandalism / theft | vandalism / theft | 9.3589e-06
HFTD - Distribution - Tier 3 - 3QU CoRE ¦ 4QU LoRE | Non-Red Flag Warning - Small Fires | vegetation contact | branch (not overhanging, 4-12ft) | 0.0025533
HFTD - Distribution - Tier 3 - 3QU CoRE ¦ 4QU LoRE | Non-Red Flag Warning - Small Fires | vegetation contact | branch (not overhanging, > 12ft) | 0.0061347
HFTD - Distribution - Tier 3 - 3QU CoRE ¦ 4QU LoRE | Non-Red Flag Warning - Small Fires | vegetation contact | branch (not overhanging, distance unknown) | 0.020942
HFTD - Distribution - Tier 3 - 3QU CoRE ¦ 4QU LoRE | Non-Red Flag Warning - Small Fires | vegetation contact | branch (not overhanging, within 4ft) | 0.0010811
HFTD - Distribution - Tier 3 - 3QU CoRE ¦ 4QU LoRE | Non-Red Flag Warning - Small Fires | vegetation contact | branch (overhanging) | 0.048109
HFTD - Distribution - Tier 3 - 3QU CoRE ¦ 4QU LoRE | Non-Red Flag Warning - Small Fires | vegetation contact | dead | 0.02228
HFTD - Distribution - Tier 3 - 3QU CoRE ¦ 4QU LoRE | Non-Red Flag Warning - Small Fires | vegetation contact | fell into (moderate-severe defect) | 0.025483
HFTD - Distribution - Tier 3 - 3QU CoRE ¦ 4QU LoRE | Non-Red Flag Warning - Small Fires | vegetation contact | fell into (no defect) | 0.15011
HFTD - Distribution - Tier 3 - 3QU CoRE ¦ 4QU LoRE | Non-Red Flag Warning - Small Fires | vegetation contact | fell into (slight defect) | 0.031503
HFTD - Distribution - Tier 3 - 3QU CoRE ¦ 4QU LoRE | Non-Red Flag Warning - Small Fires | vegetation contact | grow into | 0.0027268
HFTD - Distribution - Tier 3 - 3QU CoRE ¦ 4QU LoRE | Non-Red Flag Warning - Small Fires | vegetation contact | other/unknown | 0.1293
HFTD - Distribution - Tier 3 - 3QU CoRE ¦ 4QU LoRE | Non-Red Flag Warning - Small Fires | wire-to-wire contact | wire-to-wire contact / contamination | 0.028141
HFTD - Distribution - Tier 3 - 3QU CoRE ¦ 4QU LoRE | Seismic - Red Flag Warning - Catastrophic Fires | cc - seismic scenario | seismic scenario | 1.785e-06
HFTD - Distribution - Tier 3 - 3QU CoRE ¦ 4QU LoRE | Red Flag Warning - Catastrophic Fires | contact from object | animal contact | 0
HFTD - Distribution - Tier 3 - 3QU CoRE ¦ 4QU LoRE | Red Flag Warning - Catastrophic Fires | contact from object | balloon contact | 0
HFTD - Distribution - Tier 3 - 3QU CoRE ¦ 4QU LoRE | Red Flag Warning - Catastrophic Fires | contact from object | other contact from object | 0
HFTD - Distribution - Tier 3 - 3QU CoRE ¦ 4QU LoRE | Red Flag Warning - Catastrophic Fires | contact from object | vehicle contact | 0
HFTD - Distribution - Tier 3 - 3QU CoRE ¦ 4QU LoRE | Red Flag Warning - Catastrophic Fires | contamination | contamination | 0
HFTD - Distribution - Tier 3 - 3QU CoRE ¦ 4QU LoRE | Red Flag Warning - Catastrophic Fires | equipment / facility failure | anchor / guy damage or failure | 0
HFTD - Distribution - Tier 3 - 3QU CoRE ¦ 4QU LoRE | Red Flag Warning - Catastrophic Fires | equipment / facility failure | capacitor bank damage or failure | 0
HFTD - Distribution - Tier 3 - 3QU CoRE ¦ 4QU LoRE | Red Flag Warning - Catastrophic Fires | equipment / facility failure | conductor damage or failure | 0.00024112
HFTD - Distribution - Tier 3 - 3QU CoRE ¦ 4QU LoRE | Red Flag Warning - Catastrophic Fires | equipment / facility failure | connection device damage or failure | 0.00058168
HFTD - Distribution - Tier 3 - 3QU CoRE ¦ 4QU LoRE | Red Flag Warning - Catastrophic Fires | equipment / facility failure | crossarm damage or failure | 0.00011176
HFTD - Distribution - Tier 3 - 3QU CoRE ¦ 4QU LoRE | Red Flag Warning - Catastrophic Fires | equipment / facility failure | fuse damage or failure | 2.9505e-05
HFTD - Distribution - Tier 3 - 3QU CoRE ¦ 4QU LoRE | Red Flag Warning - Catastrophic Fires | equipment / facility failure | insulator and brushing damage or failure | 0.00016387
HFTD - Distribution - Tier 3 - 3QU CoRE ¦ 4QU LoRE | Red Flag Warning - Catastrophic Fires | equipment / facility failure | lightning arrestor damage or failure | 0
HFTD - Distribution - Tier 3 - 3QU CoRE ¦ 4QU LoRE | Red Flag Warning - Catastrophic Fires | equipment / facility failure | other equipment / facility failure | 0.00019034
HFTD - Distribution - Tier 3 - 3QU CoRE ¦ 4QU LoRE | Red Flag Warning - Catastrophic Fires | equipment / facility failure | pole damage or failure | 7.4464e-05
HFTD - Distribution - Tier 3 - 3QU CoRE ¦ 4QU LoRE | Red Flag Warning - Catastrophic Fires | equipment / facility failure | recloser damage or failure | 0
HFTD - Distribution - Tier 3 - 3QU CoRE ¦ 4QU LoRE | Red Flag Warning - Catastrophic Fires | equipment / facility failure | sectionalizer damage or failure | 0
HFTD - Distribution - Tier 3 - 3QU CoRE ¦ 4QU LoRE | Red Flag Warning - Catastrophic Fires | equipment / facility failure | switch damage or failure | 0
HFTD - Distribution - Tier 3 - 3QU CoRE ¦ 4QU LoRE | Red Flag Warning - Catastrophic Fires | equipment / facility failure | transformer damage or failure | 5.3805e-05
HFTD - Distribution - Tier 3 - 3QU CoRE ¦ 4QU LoRE | Red Flag Warning - Catastrophic Fires | equipment / facility failure | voltage regulator / booster damage or failure | 0
HFTD - Distribution - Tier 3 - 3QU CoRE ¦ 4QU LoRE | Red Flag Warning - Catastrophic Fires | other | all other | 0
HFTD - Distribution - Tier 3 - 3QU CoRE ¦ 4QU LoRE | Red Flag Warning - Catastrophic Fires | unknown | unknown | 0
HFTD - Distribution - Tier 3 - 3QU CoRE ¦ 4QU LoRE | Red Flag Warning - Catastrophic Fires | utility work / operation | utility work / operation | 0
HFTD - Distribution - Tier 3 - 3QU CoRE ¦ 4QU LoRE | Red Flag Warning - Catastrophic Fires | vandalism / theft | vandalism / theft | 0
HFTD - Distribution - Tier 3 - 3QU CoRE ¦ 4QU LoRE | Red Flag Warning - Catastrophic Fires | vegetation contact | branch (not overhanging, 4-12ft) | 3.968e-05
HFTD - Distribution - Tier 3 - 3QU CoRE ¦ 4QU LoRE | Red Flag Warning - Catastrophic Fires | vegetation contact | branch (not overhanging, > 12ft) | 6.2373e-05
HFTD - Distribution - Tier 3 - 3QU CoRE ¦ 4QU LoRE | Red Flag Warning - Catastrophic Fires | vegetation contact | branch (not overhanging, distance unknown) | 0.00030147
HFTD - Distribution - Tier 3 - 3QU CoRE ¦ 4QU LoRE | Red Flag Warning - Catastrophic Fires | vegetation contact | branch (not overhanging, within 4ft) | 9.5196e-06
HFTD - Distribution - Tier 3 - 3QU CoRE ¦ 4QU LoRE | Red Flag Warning - Catastrophic Fires | vegetation contact | branch (overhanging) | 0.00056166
HFTD - Distribution - Tier 3 - 3QU CoRE ¦ 4QU LoRE | Red Flag Warning - Catastrophic Fires | vegetation contact | dead | 0.0002287
HFTD - Distribution - Tier 3 - 3QU CoRE ¦ 4QU LoRE | Red Flag Warning - Catastrophic Fires | vegetation contact | fell into (moderate-severe defect) | 0.00018785
HFTD - Distribution - Tier 3 - 3QU CoRE ¦ 4QU LoRE | Red Flag Warning - Catastrophic Fires | vegetation contact | fell into (no defect) | 0.00076926
HFTD - Distribution - Tier 3 - 3QU CoRE ¦ 4QU LoRE | Red Flag Warning - Catastrophic Fires | vegetation contact | fell into (slight defect) | 0.00020247
HFTD - Distribution - Tier 3 - 3QU CoRE ¦ 4QU LoRE | Red Flag Warning - Catastrophic Fires | vegetation contact | grow into | 2.1313e-05
HFTD - Distribution - Tier 3 - 3QU CoRE ¦ 4QU LoRE | Red Flag Warning - Catastrophic Fires | vegetation contact | other/unknown | 0.0010395
HFTD - Distribution - Tier 3 - 3QU CoRE ¦ 4QU LoRE | Red Flag Warning - Catastrophic Fires | wire-to-wire contact | wire-to-wire contact / contamination | 0
HFTD - Distribution - Tier 3 - 3QU CoRE ¦ 4QU LoRE | Red Flag Warning - Destructive Fires | contact from object | animal contact | 0
HFTD - Distribution - Tier 3 - 3QU CoRE ¦ 4QU LoRE | Red Flag Warning - Destructive Fires | contact from object | balloon contact | 0
HFTD - Distribution - Tier 3 - 3QU CoRE ¦ 4QU LoRE | Red Flag Warning - Destructive Fires | contact from object | other contact from object | 0
HFTD - Distribution - Tier 3 - 3QU CoRE ¦ 4QU LoRE | Red Flag Warning - Destructive Fires | contact from object | vehicle contact | 0
HFTD - Distribution - Tier 3 - 3QU CoRE ¦ 4QU LoRE | Red Flag Warning - Destructive Fires | contamination | contamination | 0
HFTD - Distribution - Tier 3 - 3QU CoRE ¦ 4QU LoRE | Red Flag Warning - Destructive Fires | equipment / facility failure | anchor / guy damage or failure | 0
HFTD - Distribution - Tier 3 - 3QU CoRE ¦ 4QU LoRE | Red Flag Warning - Destructive Fires | equipment / facility failure | capacitor bank damage or failure | 0
HFTD - Distribution - Tier 3 - 3QU CoRE ¦ 4QU LoRE | Red Flag Warning - Destructive Fires | equipment / facility failure | conductor damage or failure | 4.5373e-05
HFTD - Distribution - Tier 3 - 3QU CoRE ¦ 4QU LoRE | Red Flag Warning - Destructive Fires | equipment / facility failure | connection device damage or failure | 0.00012215
HFTD - Distribution - Tier 3 - 3QU CoRE ¦ 4QU LoRE | Red Flag Warning - Destructive Fires | equipment / facility failure | crossarm damage or failure | 2.0861e-05
HFTD - Distribution - Tier 3 - 3QU CoRE ¦ 4QU LoRE | Red Flag Warning - Destructive Fires | equipment / facility failure | fuse damage or failure | 5.0149e-06
HFTD - Distribution - Tier 3 - 3QU CoRE ¦ 4QU LoRE | Red Flag Warning - Destructive Fires | equipment / facility failure | insulator and brushing damage or failure | 3.0011e-05
HFTD - Distribution - Tier 3 - 3QU CoRE ¦ 4QU LoRE | Red Flag Warning - Destructive Fires | equipment / facility failure | lightning arrestor damage or failure | 0
HFTD - Distribution - Tier 3 - 3QU CoRE ¦ 4QU LoRE | Red Flag Warning - Destructive Fires | equipment / facility failure | other equipment / facility failure | 3.5648e-05
HFTD - Distribution - Tier 3 - 3QU CoRE ¦ 4QU LoRE | Red Flag Warning - Destructive Fires | equipment / facility failure | pole damage or failure | 1.3474e-05
HFTD - Distribution - Tier 3 - 3QU CoRE ¦ 4QU LoRE | Red Flag Warning - Destructive Fires | equipment / facility failure | recloser damage or failure | 0
HFTD - Distribution - Tier 3 - 3QU CoRE ¦ 4QU LoRE | Red Flag Warning - Destructive Fires | equipment / facility failure | sectionalizer damage or failure | 0
HFTD - Distribution - Tier 3 - 3QU CoRE ¦ 4QU LoRE | Red Flag Warning - Destructive Fires | equipment / facility failure | switch damage or failure | 0
HFTD - Distribution - Tier 3 - 3QU CoRE ¦ 4QU LoRE | Red Flag Warning - Destructive Fires | equipment / facility failure | transformer damage or failure | 9.8913e-06
HFTD - Distribution - Tier 3 - 3QU CoRE ¦ 4QU LoRE | Red Flag Warning - Destructive Fires | equipment / facility failure | voltage regulator / booster damage or failure | 0
HFTD - Distribution - Tier 3 - 3QU CoRE ¦ 4QU LoRE | Red Flag Warning - Destructive Fires | other | all other | 0
HFTD - Distribution - Tier 3 - 3QU CoRE ¦ 4QU LoRE | Red Flag Warning - Destructive Fires | unknown | unknown | 0
HFTD - Distribution - Tier 3 - 3QU CoRE ¦ 4QU LoRE | Red Flag Warning - Destructive Fires | utility work / operation | utility work / operation | 0
HFTD - Distribution - Tier 3 - 3QU CoRE ¦ 4QU LoRE | Red Flag Warning - Destructive Fires | vandalism / theft | vandalism / theft | 0
HFTD - Distribution - Tier 3 - 3QU CoRE ¦ 4QU LoRE | Red Flag Warning - Destructive Fires | vegetation contact | branch (not overhanging, 4-12ft) | 5.1501e-06
HFTD - Distribution - Tier 3 - 3QU CoRE ¦ 4QU LoRE | Red Flag Warning - Destructive Fires | vegetation contact | branch (not overhanging, > 12ft) | 8.0787e-06
HFTD - Distribution - Tier 3 - 3QU CoRE ¦ 4QU LoRE | Red Flag Warning - Destructive Fires | vegetation contact | branch (not overhanging, distance unknown) | 3.9047e-05
HFTD - Distribution - Tier 3 - 3QU CoRE ¦ 4QU LoRE | Red Flag Warning - Destructive Fires | vegetation contact | branch (not overhanging, within 4ft) | 1.238e-06
HFTD - Distribution - Tier 3 - 3QU CoRE ¦ 4QU LoRE | Red Flag Warning - Destructive Fires | vegetation contact | branch (overhanging) | 7.3042e-05
HFTD - Distribution - Tier 3 - 3QU CoRE ¦ 4QU LoRE | Red Flag Warning - Destructive Fires | vegetation contact | dead | 2.9622e-05
HFTD - Distribution - Tier 3 - 3QU CoRE ¦ 4QU LoRE | Red Flag Warning - Destructive Fires | vegetation contact | fell into (moderate-severe defect) | 2.4331e-05
HFTD - Distribution - Tier 3 - 3QU CoRE ¦ 4QU LoRE | Red Flag Warning - Destructive Fires | vegetation contact | fell into (no defect) | 9.9638e-05
HFTD - Distribution - Tier 3 - 3QU CoRE ¦ 4QU LoRE | Red Flag Warning - Destructive Fires | vegetation contact | fell into (slight defect) | 2.6225e-05
HFTD - Distribution - Tier 3 - 3QU CoRE ¦ 4QU LoRE | Red Flag Warning - Destructive Fires | vegetation contact | grow into | 2.7605e-06
HFTD - Distribution - Tier 3 - 3QU CoRE ¦ 4QU LoRE | Red Flag Warning - Destructive Fires | vegetation contact | other/unknown | 0.00013465
HFTD - Distribution - Tier 3 - 3QU CoRE ¦ 4QU LoRE | Red Flag Warning - Destructive Fires | wire-to-wire contact | wire-to-wire contact / contamination | 0
HFTD - Distribution - Tier 3 - 3QU CoRE ¦ 4QU LoRE | Red Flag Warning - Large Fires | contact from object | animal contact | 0
HFTD - Distribution - Tier 3 - 3QU CoRE ¦ 4QU LoRE | Red Flag Warning - Large Fires | contact from object | balloon contact | 0
HFTD - Distribution - Tier 3 - 3QU CoRE ¦ 4QU LoRE | Red Flag Warning - Large Fires | contact from object | other contact from object | 0
HFTD - Distribution - Tier 3 - 3QU CoRE ¦ 4QU LoRE | Red Flag Warning - Large Fires | contact from object | vehicle contact | 0
HFTD - Distribution - Tier 3 - 3QU CoRE ¦ 4QU LoRE | Red Flag Warning - Large Fires | contamination | contamination | 0
HFTD - Distribution - Tier 3 - 3QU CoRE ¦ 4QU LoRE | Red Flag Warning - Large Fires | equipment / facility failure | anchor / guy damage or failure | 0
HFTD - Distribution - Tier 3 - 3QU CoRE ¦ 4QU LoRE | Red Flag Warning - Large Fires | equipment / facility failure | capacitor bank damage or failure | 0
HFTD - Distribution - Tier 3 - 3QU CoRE ¦ 4QU LoRE | Red Flag Warning - Large Fires | equipment / facility failure | conductor damage or failure | 0.00029868
HFTD - Distribution - Tier 3 - 3QU CoRE ¦ 4QU LoRE | Red Flag Warning - Large Fires | equipment / facility failure | connection device damage or failure | 0.0010876
HFTD - Distribution - Tier 3 - 3QU CoRE ¦ 4QU LoRE | Red Flag Warning - Large Fires | equipment / facility failure | crossarm damage or failure | 0.00015968
HFTD - Distribution - Tier 3 - 3QU CoRE ¦ 4QU LoRE | Red Flag Warning - Large Fires | equipment / facility failure | fuse damage or failure | 2.6695e-05
HFTD - Distribution - Tier 3 - 3QU CoRE ¦ 4QU LoRE | Red Flag Warning - Large Fires | equipment / facility failure | insulator and brushing damage or failure | 0.00018564
HFTD - Distribution - Tier 3 - 3QU CoRE ¦ 4QU LoRE | Red Flag Warning - Large Fires | equipment / facility failure | lightning arrestor damage or failure | 0
HFTD - Distribution - Tier 3 - 3QU CoRE ¦ 4QU LoRE | Red Flag Warning - Large Fires | equipment / facility failure | other equipment / facility failure | 0.00029716
HFTD - Distribution - Tier 3 - 3QU CoRE ¦ 4QU LoRE | Red Flag Warning - Large Fires | equipment / facility failure | pole damage or failure | 8.6819e-05
HFTD - Distribution - Tier 3 - 3QU CoRE ¦ 4QU LoRE | Red Flag Warning - Large Fires | equipment / facility failure | recloser damage or failure | 0
HFTD - Distribution - Tier 3 - 3QU CoRE ¦ 4QU LoRE | Red Flag Warning - Large Fires | equipment / facility failure | sectionalizer damage or failure | 0
HFTD - Distribution - Tier 3 - 3QU CoRE ¦ 4QU LoRE | Red Flag Warning - Large Fires | equipment / facility failure | switch damage or failure | 0
HFTD - Distribution - Tier 3 - 3QU CoRE ¦ 4QU LoRE | Red Flag Warning - Large Fires | equipment / facility failure | transformer damage or failure | 7.3881e-05
HFTD - Distribution - Tier 3 - 3QU CoRE ¦ 4QU LoRE | Red Flag Warning - Large Fires | equipment / facility failure | voltage regulator / booster damage or failure | 0
HFTD - Distribution - Tier 3 - 3QU CoRE ¦ 4QU LoRE | Red Flag Warning - Large Fires | other | all other | 0
HFTD - Distribution - Tier 3 - 3QU CoRE ¦ 4QU LoRE | Red Flag Warning - Large Fires | unknown | unknown | 0
HFTD - Distribution - Tier 3 - 3QU CoRE ¦ 4QU LoRE | Red Flag Warning - Large Fires | utility work / operation | utility work / operation | 0
HFTD - Distribution - Tier 3 - 3QU CoRE ¦ 4QU LoRE | Red Flag Warning - Large Fires | vandalism / theft | vandalism / theft | 0
HFTD - Distribution - Tier 3 - 3QU CoRE ¦ 4QU LoRE | Red Flag Warning - Large Fires | vegetation contact | branch (not overhanging, 4-12ft) | 3.4829e-05
HFTD - Distribution - Tier 3 - 3QU CoRE ¦ 4QU LoRE | Red Flag Warning - Large Fires | vegetation contact | branch (not overhanging, > 12ft) | 5.7042e-05
HFTD - Distribution - Tier 3 - 3QU CoRE ¦ 4QU LoRE | Red Flag Warning - Large Fires | vegetation contact | branch (not overhanging, distance unknown) | 0.0002757
HFTD - Distribution - Tier 3 - 3QU CoRE ¦ 4QU LoRE | Red Flag Warning - Large Fires | vegetation contact | branch (not overhanging, within 4ft) | 8.0182e-06
HFTD - Distribution - Tier 3 - 3QU CoRE ¦ 4QU LoRE | Red Flag Warning - Large Fires | vegetation contact | branch (overhanging) | 0.00047307
HFTD - Distribution - Tier 3 - 3QU CoRE ¦ 4QU LoRE | Red Flag Warning - Large Fires | vegetation contact | dead | 0.00020915
HFTD - Distribution - Tier 3 - 3QU CoRE ¦ 4QU LoRE | Red Flag Warning - Large Fires | vegetation contact | fell into (moderate-severe defect) | 0.00017179
HFTD - Distribution - Tier 3 - 3QU CoRE ¦ 4QU LoRE | Red Flag Warning - Large Fires | vegetation contact | fell into (no defect) | 0.00070351
HFTD - Distribution - Tier 3 - 3QU CoRE ¦ 4QU LoRE | Red Flag Warning - Large Fires | vegetation contact | fell into (slight defect) | 0.00018517
HFTD - Distribution - Tier 3 - 3QU CoRE ¦ 4QU LoRE | Red Flag Warning - Large Fires | vegetation contact | grow into | 1.9491e-05
HFTD - Distribution - Tier 3 - 3QU CoRE ¦ 4QU LoRE | Red Flag Warning - Large Fires | vegetation contact | other/unknown | 0.00095069
HFTD - Distribution - Tier 3 - 3QU CoRE ¦ 4QU LoRE | Red Flag Warning - Large Fires | wire-to-wire contact | wire-to-wire contact / contamination | 0
HFTD - Distribution - Tier 3 - 3QU CoRE ¦ 4QU LoRE | Red Flag Warning - Small Fires | contact from object | animal contact | 0.00042094
HFTD - Distribution - Tier 3 - 3QU CoRE ¦ 4QU LoRE | Red Flag Warning - Small Fires | contact from object | balloon contact | 0.0001793
HFTD - Distribution - Tier 3 - 3QU CoRE ¦ 4QU LoRE | Red Flag Warning - Small Fires | contact from object | other contact from object | 0.00089507
HFTD - Distribution - Tier 3 - 3QU CoRE ¦ 4QU LoRE | Red Flag Warning - Small Fires | contact from object | vehicle contact | 0.00027005
HFTD - Distribution - Tier 3 - 3QU CoRE ¦ 4QU LoRE | Red Flag Warning - Small Fires | contamination | contamination | 3.1422e-05
HFTD - Distribution - Tier 3 - 3QU CoRE ¦ 4QU LoRE | Red Flag Warning - Small Fires | equipment / facility failure | anchor / guy damage or failure | 0
HFTD - Distribution - Tier 3 - 3QU CoRE ¦ 4QU LoRE | Red Flag Warning - Small Fires | equipment / facility failure | capacitor bank damage or failure | 0
HFTD - Distribution - Tier 3 - 3QU CoRE ¦ 4QU LoRE | Red Flag Warning - Small Fires | equipment / facility failure | conductor damage or failure | 0.0032356
HFTD - Distribution - Tier 3 - 3QU CoRE ¦ 4QU LoRE | Red Flag Warning - Small Fires | equipment / facility failure | connection device damage or failure | 0.0041898
HFTD - Distribution - Tier 3 - 3QU CoRE ¦ 4QU LoRE | Red Flag Warning - Small Fires | equipment / facility failure | crossarm damage or failure | 0.0016275
HFTD - Distribution - Tier 3 - 3QU CoRE ¦ 4QU LoRE | Red Flag Warning - Small Fires | equipment / facility failure | fuse damage or failure | 0.00024
HFTD - Distribution - Tier 3 - 3QU CoRE ¦ 4QU LoRE | Red Flag Warning - Small Fires | equipment / facility failure | insulator and brushing damage or failure | 0.0023803
HFTD - Distribution - Tier 3 - 3QU CoRE ¦ 4QU LoRE | Red Flag Warning - Small Fires | equipment / facility failure | lightning arrestor damage or failure | 0
HFTD - Distribution - Tier 3 - 3QU CoRE ¦ 4QU LoRE | Red Flag Warning - Small Fires | equipment / facility failure | other equipment / facility failure | 0.0025345
HFTD - Distribution - Tier 3 - 3QU CoRE ¦ 4QU LoRE | Red Flag Warning - Small Fires | equipment / facility failure | pole damage or failure | 0.00090079
HFTD - Distribution - Tier 3 - 3QU CoRE ¦ 4QU LoRE | Red Flag Warning - Small Fires | equipment / facility failure | recloser damage or failure | 0
HFTD - Distribution - Tier 3 - 3QU CoRE ¦ 4QU LoRE | Red Flag Warning - Small Fires | equipment / facility failure | sectionalizer damage or failure | 0
HFTD - Distribution - Tier 3 - 3QU CoRE ¦ 4QU LoRE | Red Flag Warning - Small Fires | equipment / facility failure | switch damage or failure | 0
HFTD - Distribution - Tier 3 - 3QU CoRE ¦ 4QU LoRE | Red Flag Warning - Small Fires | equipment / facility failure | transformer damage or failure | 0.00078644
HFTD - Distribution - Tier 3 - 3QU CoRE ¦ 4QU LoRE | Red Flag Warning - Small Fires | equipment / facility failure | voltage regulator / booster damage or failure | 0
HFTD - Distribution - Tier 3 - 3QU CoRE ¦ 4QU LoRE | Red Flag Warning - Small Fires | other | all other | 0.00049279
HFTD - Distribution - Tier 3 - 3QU CoRE ¦ 4QU LoRE | Red Flag Warning - Small Fires | unknown | unknown | 0.0010325
HFTD - Distribution - Tier 3 - 3QU CoRE ¦ 4QU LoRE | Red Flag Warning - Small Fires | utility work / operation | utility work / operation | 8.3986e-05
HFTD - Distribution - Tier 3 - 3QU CoRE ¦ 4QU LoRE | Red Flag Warning - Small Fires | vandalism / theft | vandalism / theft | 1.572e-07
HFTD - Distribution - Tier 3 - 3QU CoRE ¦ 4QU LoRE | Red Flag Warning - Small Fires | vegetation contact | branch (not overhanging, 4-12ft) | 0.0010152
HFTD - Distribution - Tier 3 - 3QU CoRE ¦ 4QU LoRE | Red Flag Warning - Small Fires | vegetation contact | branch (not overhanging, > 12ft) | 0.0015806
HFTD - Distribution - Tier 3 - 3QU CoRE ¦ 4QU LoRE | Red Flag Warning - Small Fires | vegetation contact | branch (not overhanging, distance unknown) | 0.0076396
HFTD - Distribution - Tier 3 - 3QU CoRE ¦ 4QU LoRE | Red Flag Warning - Small Fires | vegetation contact | branch (not overhanging, within 4ft) | 0.00024581
HFTD - Distribution - Tier 3 - 3QU CoRE ¦ 4QU LoRE | Red Flag Warning - Small Fires | vegetation contact | branch (overhanging) | 0.014503
HFTD - Distribution - Tier 3 - 3QU CoRE ¦ 4QU LoRE | Red Flag Warning - Small Fires | vegetation contact | dead | 0.0057955
HFTD - Distribution - Tier 3 - 3QU CoRE ¦ 4QU LoRE | Red Flag Warning - Small Fires | vegetation contact | fell into (moderate-severe defect) | 0.0047603
HFTD - Distribution - Tier 3 - 3QU CoRE ¦ 4QU LoRE | Red Flag Warning - Small Fires | vegetation contact | fell into (no defect) | 0.019494
HFTD - Distribution - Tier 3 - 3QU CoRE ¦ 4QU LoRE | Red Flag Warning - Small Fires | vegetation contact | fell into (slight defect) | 0.0051309
HFTD - Distribution - Tier 3 - 3QU CoRE ¦ 4QU LoRE | Red Flag Warning - Small Fires | vegetation contact | grow into | 0.00054009
HFTD - Distribution - Tier 3 - 3QU CoRE ¦ 4QU LoRE | Red Flag Warning - Small Fires | vegetation contact | other/unknown | 0.026343
HFTD - Distribution - Tier 3 - 3QU CoRE ¦ 4QU LoRE | Red Flag Warning - Small Fires | wire-to-wire contact | wire-to-wire contact / contamination | 0.00093876
HFTD - Distribution - Tier 3 - 3QU CoRE ¦ 5QU LoRE | Non-Red Flag Warning - Catastrophic Fires | contact from object | animal contact | 6.2155e-06
HFTD - Distribution - Tier 3 - 3QU CoRE ¦ 5QU LoRE | Non-Red Flag Warning - Catastrophic Fires | contact from object | balloon contact | 0
HFTD - Distribution - Tier 3 - 3QU CoRE ¦ 5QU LoRE | Non-Red Flag Warning - Catastrophic Fires | contact from object | other contact from object | 1.347e-05
HFTD - Distribution - Tier 3 - 3QU CoRE ¦ 5QU LoRE | Non-Red Flag Warning - Catastrophic Fires | contact from object | vehicle contact | 2.9557e-06
HFTD - Distribution - Tier 3 - 3QU CoRE ¦ 5QU LoRE | Non-Red Flag Warning - Catastrophic Fires | contamination | contamination | 6.0932e-07
HFTD - Distribution - Tier 3 - 3QU CoRE ¦ 5QU LoRE | Non-Red Flag Warning - Catastrophic Fires | equipment / facility failure | anchor / guy damage or failure | 0
HFTD - Distribution - Tier 3 - 3QU CoRE ¦ 5QU LoRE | Non-Red Flag Warning - Catastrophic Fires | equipment / facility failure | capacitor bank damage or failure | 0
HFTD - Distribution - Tier 3 - 3QU CoRE ¦ 5QU LoRE | Non-Red Flag Warning - Catastrophic Fires | equipment / facility failure | conductor damage or failure | 3.259e-07
HFTD - Distribution - Tier 3 - 3QU CoRE ¦ 5QU LoRE | Non-Red Flag Warning - Catastrophic Fires | equipment / facility failure | connection device damage or failure | 1.8698e-10
HFTD - Distribution - Tier 3 - 3QU CoRE ¦ 5QU LoRE | Non-Red Flag Warning - Catastrophic Fires | equipment / facility failure | crossarm damage or failure | 1.8336e-07
HFTD - Distribution - Tier 3 - 3QU CoRE ¦ 5QU LoRE | Non-Red Flag Warning - Catastrophic Fires | equipment / facility failure | fuse damage or failure | 6.2004e-08
HFTD - Distribution - Tier 3 - 3QU CoRE ¦ 5QU LoRE | Non-Red Flag Warning - Catastrophic Fires | equipment / facility failure | insulator and brushing damage or failure | 3.9549e-08
HFTD - Distribution - Tier 3 - 3QU CoRE ¦ 5QU LoRE | Non-Red Flag Warning - Catastrophic Fires | equipment / facility failure | lightning arrestor damage or failure | 1.3644e-08
HFTD - Distribution - Tier 3 - 3QU CoRE ¦ 5QU LoRE | Non-Red Flag Warning - Catastrophic Fires | equipment / facility failure | other equipment / facility failure | 9.8525e-07
HFTD - Distribution - Tier 3 - 3QU CoRE ¦ 5QU LoRE | Non-Red Flag Warning - Catastrophic Fires | equipment / facility failure | pole damage or failure | 7.2961e-08
HFTD - Distribution - Tier 3 - 3QU CoRE ¦ 5QU LoRE | Non-Red Flag Warning - Catastrophic Fires | equipment / facility failure | switch damage or failure | 0
HFTD - Distribution - Tier 3 - 3QU CoRE ¦ 5QU LoRE | Non-Red Flag Warning - Catastrophic Fires | equipment / facility failure | transformer damage or failure | 2.8773e-07
HFTD - Distribution - Tier 3 - 3QU CoRE ¦ 5QU LoRE | Non-Red Flag Warning - Catastrophic Fires | equipment / facility failure | voltage regulator / booster damage or failure | 0
HFTD - Distribution - Tier 3 - 3QU CoRE ¦ 5QU LoRE | Non-Red Flag Warning - Catastrophic Fires | other | all other | 1.1018e-06
HFTD - Distribution - Tier 3 - 3QU CoRE ¦ 5QU LoRE | Non-Red Flag Warning - Catastrophic Fires | unknown | unknown | 5.6533e-06
HFTD - Distribution - Tier 3 - 3QU CoRE ¦ 5QU LoRE | Non-Red Flag Warning - Catastrophic Fires | utility work / operation | utility work / operation | 0
HFTD - Distribution - Tier 3 - 3QU CoRE ¦ 5QU LoRE | Non-Red Flag Warning - Catastrophic Fires | vandalism / theft | vandalism / theft | 0
HFTD - Distribution - Tier 3 - 3QU CoRE ¦ 5QU LoRE | Non-Red Flag Warning - Catastrophic Fires | vegetation contact | branch (not overhanging, 4-12ft) | 8.437e-08
HFTD - Distribution - Tier 3 - 3QU CoRE ¦ 5QU LoRE | Non-Red Flag Warning - Catastrophic Fires | vegetation contact | branch (not overhanging, > 12ft) | 1.8587e-07
HFTD - Distribution - Tier 3 - 3QU CoRE ¦ 5QU LoRE | Non-Red Flag Warning - Catastrophic Fires | vegetation contact | branch (not overhanging, distance unknown) | 6.3449e-07
HFTD - Distribution - Tier 3 - 3QU CoRE ¦ 5QU LoRE | Non-Red Flag Warning - Catastrophic Fires | vegetation contact | branch (not overhanging, within 4ft) | 3.8533e-08
HFTD - Distribution - Tier 3 - 3QU CoRE ¦ 5QU LoRE | Non-Red Flag Warning - Catastrophic Fires | vegetation contact | branch (overhanging) | 1.7147e-06
HFTD - Distribution - Tier 3 - 3QU CoRE ¦ 5QU LoRE | Non-Red Flag Warning - Catastrophic Fires | vegetation contact | dead | 6.7505e-07
HFTD - Distribution - Tier 3 - 3QU CoRE ¦ 5QU LoRE | Non-Red Flag Warning - Catastrophic Fires | vegetation contact | fell into (moderate-severe defect) | 7.721e-07
HFTD - Distribution - Tier 3 - 3QU CoRE ¦ 5QU LoRE | Non-Red Flag Warning - Catastrophic Fires | vegetation contact | fell into (no defect) | 4.5479e-06
HFTD - Distribution - Tier 3 - 3QU CoRE ¦ 5QU LoRE | Non-Red Flag Warning - Catastrophic Fires | vegetation contact | fell into (slight defect) | 9.5449e-07
HFTD - Distribution - Tier 3 - 3QU CoRE ¦ 5QU LoRE | Non-Red Flag Warning - Catastrophic Fires | vegetation contact | grow into | 8.2617e-08
HFTD - Distribution - Tier 3 - 3QU CoRE ¦ 5QU LoRE | Non-Red Flag Warning - Catastrophic Fires | vegetation contact | other/unknown | 3.9176e-06
HFTD - Distribution - Tier 3 - 3QU CoRE ¦ 5QU LoRE | Non-Red Flag Warning - Catastrophic Fires | wire-to-wire contact | wire-to-wire contact / contamination | 1.5429e-05
HFTD - Distribution - Tier 3 - 3QU CoRE ¦ 5QU LoRE | Non-Red Flag Warning - Destructive Fires | contact from object | animal contact | 3.958e-06
HFTD - Distribution - Tier 3 - 3QU CoRE ¦ 5QU LoRE | Non-Red Flag Warning - Destructive Fires | contact from object | balloon contact | 0
HFTD - Distribution - Tier 3 - 3QU CoRE ¦ 5QU LoRE | Non-Red Flag Warning - Destructive Fires | contact from object | other contact from object | 8.3429e-06
HFTD - Distribution - Tier 3 - 3QU CoRE ¦ 5QU LoRE | Non-Red Flag Warning - Destructive Fires | contact from object | vehicle contact | 1.8392e-06
HFTD - Distribution - Tier 3 - 3QU CoRE ¦ 5QU LoRE | Non-Red Flag Warning - Destructive Fires | contamination | contamination | 3.8821e-07
HFTD - Distribution - Tier 3 - 3QU CoRE ¦ 5QU LoRE | Non-Red Flag Warning - Destructive Fires | equipment / facility failure | anchor / guy damage or failure | 0
HFTD - Distribution - Tier 3 - 3QU CoRE ¦ 5QU LoRE | Non-Red Flag Warning - Destructive Fires | equipment / facility failure | capacitor bank damage or failure | 0
HFTD - Distribution - Tier 3 - 3QU CoRE ¦ 5QU LoRE | Non-Red Flag Warning - Destructive Fires | equipment / facility failure | conductor damage or failure | 1.175e-06
HFTD - Distribution - Tier 3 - 3QU CoRE ¦ 5QU LoRE | Non-Red Flag Warning - Destructive Fires | equipment / facility failure | connection device damage or failure | 0
HFTD - Distribution - Tier 3 - 3QU CoRE ¦ 5QU LoRE | Non-Red Flag Warning - Destructive Fires | equipment / facility failure | crossarm damage or failure | 6.5928e-07
HFTD - Distribution - Tier 3 - 3QU CoRE ¦ 5QU LoRE | Non-Red Flag Warning - Destructive Fires | equipment / facility failure | fuse damage or failure | 2.1424e-07
HFTD - Distribution - Tier 3 - 3QU CoRE ¦ 5QU LoRE | Non-Red Flag Warning - Destructive Fires | equipment / facility failure | insulator and brushing damage or failure | 1.3741e-07
HFTD - Distribution - Tier 3 - 3QU CoRE ¦ 5QU LoRE | Non-Red Flag Warning - Destructive Fires | equipment / facility failure | lightning arrestor damage or failure | 4.7142e-08
HFTD - Distribution - Tier 3 - 3QU CoRE ¦ 5QU LoRE | Non-Red Flag Warning - Destructive Fires | equipment / facility failure | other equipment / facility failure | 4.4443e-06
HFTD - Distribution - Tier 3 - 3QU CoRE ¦ 5QU LoRE | Non-Red Flag Warning - Destructive Fires | equipment / facility failure | pole damage or failure | 2.6301e-07
HFTD - Distribution - Tier 3 - 3QU CoRE ¦ 5QU LoRE | Non-Red Flag Warning - Destructive Fires | equipment / facility failure | switch damage or failure | 0
HFTD - Distribution - Tier 3 - 3QU CoRE ¦ 5QU LoRE | Non-Red Flag Warning - Destructive Fires | equipment / facility failure | transformer damage or failure | 1.0391e-06
HFTD - Distribution - Tier 3 - 3QU CoRE ¦ 5QU LoRE | Non-Red Flag Warning - Destructive Fires | equipment / facility failure | voltage regulator / booster damage or failure | 0
HFTD - Distribution - Tier 3 - 3QU CoRE ¦ 5QU LoRE | Non-Red Flag Warning - Destructive Fires | other | all other | 6.8392e-07
HFTD - Distribution - Tier 3 - 3QU CoRE ¦ 5QU LoRE | Non-Red Flag Warning - Destructive Fires | unknown | unknown | 3.5727e-06
HFTD - Distribution - Tier 3 - 3QU CoRE ¦ 5QU LoRE | Non-Red Flag Warning - Destructive Fires | utility work / operation | utility work / operation | 0
HFTD - Distribution - Tier 3 - 3QU CoRE ¦ 5QU LoRE | Non-Red Flag Warning - Destructive Fires | vandalism / theft | vandalism / theft | 0
HFTD - Distribution - Tier 3 - 3QU CoRE ¦ 5QU LoRE | Non-Red Flag Warning - Destructive Fires | vegetation contact | branch (not overhanging, 4-12ft) | 2.1976e-07
HFTD - Distribution - Tier 3 - 3QU CoRE ¦ 5QU LoRE | Non-Red Flag Warning - Destructive Fires | vegetation contact | branch (not overhanging, > 12ft) | 4.8406e-07
HFTD - Distribution - Tier 3 - 3QU CoRE ¦ 5QU LoRE | Non-Red Flag Warning - Destructive Fires | vegetation contact | branch (not overhanging, distance unknown) | 1.6524e-06
HFTD - Distribution - Tier 3 - 3QU CoRE ¦ 5QU LoRE | Non-Red Flag Warning - Destructive Fires | vegetation contact | branch (not overhanging, within 4ft) | 1.0038e-07
HFTD - Distribution - Tier 3 - 3QU CoRE ¦ 5QU LoRE | Non-Red Flag Warning - Destructive Fires | vegetation contact | branch (overhanging) | 4.4667e-06
HFTD - Distribution - Tier 3 - 3QU CoRE ¦ 5QU LoRE | Non-Red Flag Warning - Destructive Fires | vegetation contact | dead | 1.758e-06
HFTD - Distribution - Tier 3 - 3QU CoRE ¦ 5QU LoRE | Non-Red Flag Warning - Destructive Fires | vegetation contact | fell into (moderate-severe defect) | 2.0108e-06
HFTD - Distribution - Tier 3 - 3QU CoRE ¦ 5QU LoRE | Non-Red Flag Warning - Destructive Fires | vegetation contact | fell into (no defect) | 1.1844e-05
HFTD - Distribution - Tier 3 - 3QU CoRE ¦ 5QU LoRE | Non-Red Flag Warning - Destructive Fires | vegetation contact | fell into (slight defect) | 2.4858e-06
HFTD - Distribution - Tier 3 - 3QU CoRE ¦ 5QU LoRE | Non-Red Flag Warning - Destructive Fires | vegetation contact | grow into | 2.1516e-07
HFTD - Distribution - Tier 3 - 3QU CoRE ¦ 5QU LoRE | Non-Red Flag Warning - Destructive Fires | vegetation contact | other/unknown | 1.0203e-05
HFTD - Distribution - Tier 3 - 3QU CoRE ¦ 5QU LoRE | Non-Red Flag Warning - Destructive Fires | wire-to-wire contact | wire-to-wire contact / contamination | 9.6131e-06
HFTD - Distribution - Tier 3 - 3QU CoRE ¦ 5QU LoRE | Non-Red Flag Warning - Large Fires | contact from object | animal contact | 5.4769e-05
HFTD - Distribution - Tier 3 - 3QU CoRE ¦ 5QU LoRE | Non-Red Flag Warning - Large Fires | contact from object | balloon contact | 0
HFTD - Distribution - Tier 3 - 3QU CoRE ¦ 5QU LoRE | Non-Red Flag Warning - Large Fires | contact from object | other contact from object | 7.469e-05
HFTD - Distribution - Tier 3 - 3QU CoRE ¦ 5QU LoRE | Non-Red Flag Warning - Large Fires | contact from object | vehicle contact | 1.485e-05
HFTD - Distribution - Tier 3 - 3QU CoRE ¦ 5QU LoRE | Non-Red Flag Warning - Large Fires | contamination | contamination | 3.9637e-06
HFTD - Distribution - Tier 3 - 3QU CoRE ¦ 5QU LoRE | Non-Red Flag Warning - Large Fires | equipment / facility failure | anchor / guy damage or failure | 0
HFTD - Distribution - Tier 3 - 3QU CoRE ¦ 5QU LoRE | Non-Red Flag Warning - Large Fires | equipment / facility failure | capacitor bank damage or failure | 0
HFTD - Distribution - Tier 3 - 3QU CoRE ¦ 5QU LoRE | Non-Red Flag Warning - Large Fires | equipment / facility failure | conductor damage or failure | 9.8001e-06
HFTD - Distribution - Tier 3 - 3QU CoRE ¦ 5QU LoRE | Non-Red Flag Warning - Large Fires | equipment / facility failure | connection device damage or failure | 4.8308e-08
HFTD - Distribution - Tier 3 - 3QU CoRE ¦ 5QU LoRE | Non-Red Flag Warning - Large Fires | equipment / facility failure | crossarm damage or failure | 9.0728e-06
HFTD - Distribution - Tier 3 - 3QU CoRE ¦ 5QU LoRE | Non-Red Flag Warning - Large Fires | equipment / facility failure | fuse damage or failure | 2.3208e-06
HFTD - Distribution - Tier 3 - 3QU CoRE ¦ 5QU LoRE | Non-Red Flag Warning - Large Fires | equipment / facility failure | insulator and brushing damage or failure | 1.6778e-06
HFTD - Distribution - Tier 3 - 3QU CoRE ¦ 5QU LoRE | Non-Red Flag Warning - Large Fires | equipment / facility failure | lightning arrestor damage or failure | 5.1067e-07
HFTD - Distribution - Tier 3 - 3QU CoRE ¦ 5QU LoRE | Non-Red Flag Warning - Large Fires | equipment / facility failure | other equipment / facility failure | 5.6095e-05
HFTD - Distribution - Tier 3 - 3QU CoRE ¦ 5QU LoRE | Non-Red Flag Warning - Large Fires | equipment / facility failure | pole damage or failure | 4.3371e-06
HFTD - Distribution - Tier 3 - 3QU CoRE ¦ 5QU LoRE | Non-Red Flag Warning - Large Fires | equipment / facility failure | switch damage or failure | 0
HFTD - Distribution - Tier 3 - 3QU CoRE ¦ 5QU LoRE | Non-Red Flag Warning - Large Fires | equipment / facility failure | transformer damage or failure | 1.9528e-05
HFTD - Distribution - Tier 3 - 3QU CoRE ¦ 5QU LoRE | Non-Red Flag Warning - Large Fires | equipment / facility failure | voltage regulator / booster damage or failure | 0
HFTD - Distribution - Tier 3 - 3QU CoRE ¦ 5QU LoRE | Non-Red Flag Warning - Large Fires | other | all other | 6.6375e-06
HFTD - Distribution - Tier 3 - 3QU CoRE ¦ 5QU LoRE | Non-Red Flag Warning - Large Fires | unknown | unknown | 2.8557e-05
HFTD - Distribution - Tier 3 - 3QU CoRE ¦ 5QU LoRE | Non-Red Flag Warning - Large Fires | utility work / operation | utility work / operation | 0
HFTD - Distribution - Tier 3 - 3QU CoRE ¦ 5QU LoRE | Non-Red Flag Warning - Large Fires | vandalism / theft | vandalism / theft | 0
HFTD - Distribution - Tier 3 - 3QU CoRE ¦ 5QU LoRE | Non-Red Flag Warning - Large Fires | vegetation contact | branch (not overhanging, 4-12ft) | 3.4265e-06
HFTD - Distribution - Tier 3 - 3QU CoRE ¦ 5QU LoRE | Non-Red Flag Warning - Large Fires | vegetation contact | branch (not overhanging, > 12ft) | 7.5396e-06
HFTD - Distribution - Tier 3 - 3QU CoRE ¦ 5QU LoRE | Non-Red Flag Warning - Large Fires | vegetation contact | branch (not overhanging, distance unknown) | 2.5738e-05
HFTD - Distribution - Tier 3 - 3QU CoRE ¦ 5QU LoRE | Non-Red Flag Warning - Large Fires | vegetation contact | branch (not overhanging, within 4ft) | 1.5664e-06
HFTD - Distribution - Tier 3 - 3QU CoRE ¦ 5QU LoRE | Non-Red Flag Warning - Large Fires | vegetation contact | branch (overhanging) | 6.9706e-05
HFTD - Distribution - Tier 3 - 3QU CoRE ¦ 5QU LoRE | Non-Red Flag Warning - Large Fires | vegetation contact | dead | 2.7383e-05
HFTD - Distribution - Tier 3 - 3QU CoRE ¦ 5QU LoRE | Non-Red Flag Warning - Large Fires | vegetation contact | fell into (moderate-severe defect) | 3.1319e-05
HFTD - Distribution - Tier 3 - 3QU CoRE ¦ 5QU LoRE | Non-Red Flag Warning - Large Fires | vegetation contact | fell into (no defect) | 0.00018448
HFTD - Distribution - Tier 3 - 3QU CoRE ¦ 5QU LoRE | Non-Red Flag Warning - Large Fires | vegetation contact | fell into (slight defect) | 3.8718e-05
HFTD - Distribution - Tier 3 - 3QU CoRE ¦ 5QU LoRE | Non-Red Flag Warning - Large Fires | vegetation contact | grow into | 3.3513e-06
HFTD - Distribution - Tier 3 - 3QU CoRE ¦ 5QU LoRE | Non-Red Flag Warning - Large Fires | vegetation contact | other/unknown | 0.00015891
HFTD - Distribution - Tier 3 - 3QU CoRE ¦ 5QU LoRE | Non-Red Flag Warning - Large Fires | wire-to-wire contact | wire-to-wire contact / contamination | 0.0001046
HFTD - Distribution - Tier 3 - 3QU CoRE ¦ 5QU LoRE | Non-Red Flag Warning - Small Fires | contact from object | animal contact | 0.0069439
HFTD - Distribution - Tier 3 - 3QU CoRE ¦ 5QU LoRE | Non-Red Flag Warning - Small Fires | contact from object | balloon contact | 0
HFTD - Distribution - Tier 3 - 3QU CoRE ¦ 5QU LoRE | Non-Red Flag Warning - Small Fires | contact from object | other contact from object | 0.015415
HFTD - Distribution - Tier 3 - 3QU CoRE ¦ 5QU LoRE | Non-Red Flag Warning - Small Fires | contact from object | vehicle contact | 0.0038916
HFTD - Distribution - Tier 3 - 3QU CoRE ¦ 5QU LoRE | Non-Red Flag Warning - Small Fires | contamination | contamination | 0.00084811
HFTD - Distribution - Tier 3 - 3QU CoRE ¦ 5QU LoRE | Non-Red Flag Warning - Small Fires | equipment / facility failure | anchor / guy damage or failure | 0
HFTD - Distribution - Tier 3 - 3QU CoRE ¦ 5QU LoRE | Non-Red Flag Warning - Small Fires | equipment / facility failure | capacitor bank damage or failure | 0
HFTD - Distribution - Tier 3 - 3QU CoRE ¦ 5QU LoRE | Non-Red Flag Warning - Small Fires | equipment / facility failure | conductor damage or failure | 0.0083943
HFTD - Distribution - Tier 3 - 3QU CoRE ¦ 5QU LoRE | Non-Red Flag Warning - Small Fires | equipment / facility failure | connection device damage or failure | 4.6907e-05
HFTD - Distribution - Tier 3 - 3QU CoRE ¦ 5QU LoRE | Non-Red Flag Warning - Small Fires | equipment / facility failure | crossarm damage or failure | 0.0050303
HFTD - Distribution - Tier 3 - 3QU CoRE ¦ 5QU LoRE | Non-Red Flag Warning - Small Fires | equipment / facility failure | fuse damage or failure | 0.0018534
HFTD - Distribution - Tier 3 - 3QU CoRE ¦ 5QU LoRE | Non-Red Flag Warning - Small Fires | equipment / facility failure | insulator and brushing damage or failure | 0.0014607
HFTD - Distribution - Tier 3 - 3QU CoRE ¦ 5QU LoRE | Non-Red Flag Warning - Small Fires | equipment / facility failure | lightning arrestor damage or failure | 0.00040782
HFTD - Distribution - Tier 3 - 3QU CoRE ¦ 5QU LoRE | Non-Red Flag Warning - Small Fires | equipment / facility failure | other equipment / facility failure | 0.023835
HFTD - Distribution - Tier 3 - 3QU CoRE ¦ 5QU LoRE | Non-Red Flag Warning - Small Fires | equipment / facility failure | pole damage or failure | 0.0024963
HFTD - Distribution - Tier 3 - 3QU CoRE ¦ 5QU LoRE | Non-Red Flag Warning - Small Fires | equipment / facility failure | switch damage or failure | 0
HFTD - Distribution - Tier 3 - 3QU CoRE ¦ 5QU LoRE | Non-Red Flag Warning - Small Fires | equipment / facility failure | transformer damage or failure | 0.0086073
HFTD - Distribution - Tier 3 - 3QU CoRE ¦ 5QU LoRE | Non-Red Flag Warning - Small Fires | equipment / facility failure | voltage regulator / booster damage or failure | 0
HFTD - Distribution - Tier 3 - 3QU CoRE ¦ 5QU LoRE | Non-Red Flag Warning - Small Fires | other | all other | 0.00092684
HFTD - Distribution - Tier 3 - 3QU CoRE ¦ 5QU LoRE | Non-Red Flag Warning - Small Fires | unknown | unknown | 0.0055626
HFTD - Distribution - Tier 3 - 3QU CoRE ¦ 5QU LoRE | Non-Red Flag Warning - Small Fires | utility work / operation | utility work / operation | 0
HFTD - Distribution - Tier 3 - 3QU CoRE ¦ 5QU LoRE | Non-Red Flag Warning - Small Fires | vandalism / theft | vandalism / theft | 0
HFTD - Distribution - Tier 3 - 3QU CoRE ¦ 5QU LoRE | Non-Red Flag Warning - Small Fires | vegetation contact | branch (not overhanging, 4-12ft) | 0.00085281
HFTD - Distribution - Tier 3 - 3QU CoRE ¦ 5QU LoRE | Non-Red Flag Warning - Small Fires | vegetation contact | branch (not overhanging, > 12ft) | 0.0018786
HFTD - Distribution - Tier 3 - 3QU CoRE ¦ 5QU LoRE | Non-Red Flag Warning - Small Fires | vegetation contact | branch (not overhanging, distance unknown) | 0.006413
HFTD - Distribution - Tier 3 - 3QU CoRE ¦ 5QU LoRE | Non-Red Flag Warning - Small Fires | vegetation contact | branch (not overhanging, within 4ft) | 0.00038951
HFTD - Distribution - Tier 3 - 3QU CoRE ¦ 5QU LoRE | Non-Red Flag Warning - Small Fires | vegetation contact | branch (overhanging) | 0.017333
HFTD - Distribution - Tier 3 - 3QU CoRE ¦ 5QU LoRE | Non-Red Flag Warning - Small Fires | vegetation contact | dead | 0.0068228
HFTD - Distribution - Tier 3 - 3QU CoRE ¦ 5QU LoRE | Non-Red Flag Warning - Small Fires | vegetation contact | fell into (moderate-severe defect) | 0.0078038
HFTD - Distribution - Tier 3 - 3QU CoRE ¦ 5QU LoRE | Non-Red Flag Warning - Small Fires | vegetation contact | fell into (no defect) | 0.045967
HFTD - Distribution - Tier 3 - 3QU CoRE ¦ 5QU LoRE | Non-Red Flag Warning - Small Fires | vegetation contact | fell into (slight defect) | 0.0096473
HFTD - Distribution - Tier 3 - 3QU CoRE ¦ 5QU LoRE | Non-Red Flag Warning - Small Fires | vegetation contact | grow into | 0.00083503
HFTD - Distribution - Tier 3 - 3QU CoRE ¦ 5QU LoRE | Non-Red Flag Warning - Small Fires | vegetation contact | other/unknown | 0.039596
HFTD - Distribution - Tier 3 - 3QU CoRE ¦ 5QU LoRE | Non-Red Flag Warning - Small Fires | wire-to-wire contact | wire-to-wire contact / contamination | 0.010863
HFTD - Distribution - Tier 3 - 3QU CoRE ¦ 5QU LoRE | Red Flag Warning - Catastrophic Fires | contact from object | animal contact | 0
HFTD - Distribution - Tier 3 - 3QU CoRE ¦ 5QU LoRE | Red Flag Warning - Catastrophic Fires | contact from object | balloon contact | 0
HFTD - Distribution - Tier 3 - 3QU CoRE ¦ 5QU LoRE | Red Flag Warning - Catastrophic Fires | contact from object | other contact from object | 0
HFTD - Distribution - Tier 3 - 3QU CoRE ¦ 5QU LoRE | Red Flag Warning - Catastrophic Fires | contact from object | vehicle contact | 0
HFTD - Distribution - Tier 3 - 3QU CoRE ¦ 5QU LoRE | Red Flag Warning - Catastrophic Fires | contamination | contamination | 0
HFTD - Distribution - Tier 3 - 3QU CoRE ¦ 5QU LoRE | Red Flag Warning - Catastrophic Fires | equipment / facility failure | anchor / guy damage or failure | 0
HFTD - Distribution - Tier 3 - 3QU CoRE ¦ 5QU LoRE | Red Flag Warning - Catastrophic Fires | equipment / facility failure | capacitor bank damage or failure | 0
HFTD - Distribution - Tier 3 - 3QU CoRE ¦ 5QU LoRE | Red Flag Warning - Catastrophic Fires | equipment / facility failure | conductor damage or failure | 0.00014849
HFTD - Distribution - Tier 3 - 3QU CoRE ¦ 5QU LoRE | Red Flag Warning - Catastrophic Fires | equipment / facility failure | connection device damage or failure | 5.9547e-08
HFTD - Distribution - Tier 3 - 3QU CoRE ¦ 5QU LoRE | Red Flag Warning - Catastrophic Fires | equipment / facility failure | crossarm damage or failure | 7.5487e-05
HFTD - Distribution - Tier 3 - 3QU CoRE ¦ 5QU LoRE | Red Flag Warning - Catastrophic Fires | equipment / facility failure | fuse damage or failure | 3.9959e-05
HFTD - Distribution - Tier 3 - 3QU CoRE ¦ 5QU LoRE | Red Flag Warning - Catastrophic Fires | equipment / facility failure | insulator and brushing damage or failure | 3.1558e-05
HFTD - Distribution - Tier 3 - 3QU CoRE ¦ 5QU LoRE | Red Flag Warning - Catastrophic Fires | equipment / facility failure | lightning arrestor damage or failure | 6.8826e-06
HFTD - Distribution - Tier 3 - 3QU CoRE ¦ 5QU LoRE | Red Flag Warning - Catastrophic Fires | equipment / facility failure | other equipment / facility failure | 0.00014052
HFTD - Distribution - Tier 3 - 3QU CoRE ¦ 5QU LoRE | Red Flag Warning - Catastrophic Fires | equipment / facility failure | pole damage or failure | 1.2862e-05
HFTD - Distribution - Tier 3 - 3QU CoRE ¦ 5QU LoRE | Red Flag Warning - Catastrophic Fires | equipment / facility failure | switch damage or failure | 0
HFTD - Distribution - Tier 3 - 3QU CoRE ¦ 5QU LoRE | Red Flag Warning - Catastrophic Fires | equipment / facility failure | transformer damage or failure | 2.6026e-05
HFTD - Distribution - Tier 3 - 3QU CoRE ¦ 5QU LoRE | Red Flag Warning - Catastrophic Fires | equipment / facility failure | voltage regulator / booster damage or failure | 0
HFTD - Distribution - Tier 3 - 3QU CoRE ¦ 5QU LoRE | Red Flag Warning - Catastrophic Fires | other | all other | 0
HFTD - Distribution - Tier 3 - 3QU CoRE ¦ 5QU LoRE | Red Flag Warning - Catastrophic Fires | unknown | unknown | 0
HFTD - Distribution - Tier 3 - 3QU CoRE ¦ 5QU LoRE | Red Flag Warning - Catastrophic Fires | utility work / operation | utility work / operation | 0
HFTD - Distribution - Tier 3 - 3QU CoRE ¦ 5QU LoRE | Red Flag Warning - Catastrophic Fires | vandalism / theft | vandalism / theft | 0
HFTD - Distribution - Tier 3 - 3QU CoRE ¦ 5QU LoRE | Red Flag Warning - Catastrophic Fires | vegetation contact | branch (not overhanging, 4-12ft) | 1.3501e-05
HFTD - Distribution - Tier 3 - 3QU CoRE ¦ 5QU LoRE | Red Flag Warning - Catastrophic Fires | vegetation contact | branch (not overhanging, > 12ft) | 1.9272e-05
HFTD - Distribution - Tier 3 - 3QU CoRE ¦ 5QU LoRE | Red Flag Warning - Catastrophic Fires | vegetation contact | branch (not overhanging, distance unknown) | 9.3149e-05
HFTD - Distribution - Tier 3 - 3QU CoRE ¦ 5QU LoRE | Red Flag Warning - Catastrophic Fires | vegetation contact | branch (not overhanging, within 4ft) | 3.5257e-06
HFTD - Distribution - Tier 3 - 3QU CoRE ¦ 5QU LoRE | Red Flag Warning - Catastrophic Fires | vegetation contact | branch (overhanging) | 0.00020802
HFTD - Distribution - Tier 3 - 3QU CoRE ¦ 5QU LoRE | Red Flag Warning - Catastrophic Fires | vegetation contact | dead | 7.0665e-05
HFTD - Distribution - Tier 3 - 3QU CoRE ¦ 5QU LoRE | Red Flag Warning - Catastrophic Fires | vegetation contact | fell into (moderate-severe defect) | 5.8043e-05
HFTD - Distribution - Tier 3 - 3QU CoRE ¦ 5QU LoRE | Red Flag Warning - Catastrophic Fires | vegetation contact | fell into (no defect) | 0.00023769
HFTD - Distribution - Tier 3 - 3QU CoRE ¦ 5QU LoRE | Red Flag Warning - Catastrophic Fires | vegetation contact | fell into (slight defect) | 6.2561e-05
HFTD - Distribution - Tier 3 - 3QU CoRE ¦ 5QU LoRE | Red Flag Warning - Catastrophic Fires | vegetation contact | grow into | 6.5853e-06
HFTD - Distribution - Tier 3 - 3QU CoRE ¦ 5QU LoRE | Red Flag Warning - Catastrophic Fires | vegetation contact | other/unknown | 0.0003212
HFTD - Distribution - Tier 3 - 3QU CoRE ¦ 5QU LoRE | Red Flag Warning - Catastrophic Fires | wire-to-wire contact | wire-to-wire contact / contamination | 0
HFTD - Distribution - Tier 3 - 3QU CoRE ¦ 5QU LoRE | Red Flag Warning - Destructive Fires | contact from object | animal contact | 0
HFTD - Distribution - Tier 3 - 3QU CoRE ¦ 5QU LoRE | Red Flag Warning - Destructive Fires | contact from object | balloon contact | 0
HFTD - Distribution - Tier 3 - 3QU CoRE ¦ 5QU LoRE | Red Flag Warning - Destructive Fires | contact from object | other contact from object | 0
HFTD - Distribution - Tier 3 - 3QU CoRE ¦ 5QU LoRE | Red Flag Warning - Destructive Fires | contact from object | vehicle contact | 0
HFTD - Distribution - Tier 3 - 3QU CoRE ¦ 5QU LoRE | Red Flag Warning - Destructive Fires | contamination | contamination | 0
HFTD - Distribution - Tier 3 - 3QU CoRE ¦ 5QU LoRE | Red Flag Warning - Destructive Fires | equipment / facility failure | anchor / guy damage or failure | 0
HFTD - Distribution - Tier 3 - 3QU CoRE ¦ 5QU LoRE | Red Flag Warning - Destructive Fires | equipment / facility failure | capacitor bank damage or failure | 0
HFTD - Distribution - Tier 3 - 3QU CoRE ¦ 5QU LoRE | Red Flag Warning - Destructive Fires | equipment / facility failure | conductor damage or failure | 2.6942e-05
HFTD - Distribution - Tier 3 - 3QU CoRE ¦ 5QU LoRE | Red Flag Warning - Destructive Fires | equipment / facility failure | connection device damage or failure | 0
HFTD - Distribution - Tier 3 - 3QU CoRE ¦ 5QU LoRE | Red Flag Warning - Destructive Fires | equipment / facility failure | crossarm damage or failure | 1.366e-05
HFTD - Distribution - Tier 3 - 3QU CoRE ¦ 5QU LoRE | Red Flag Warning - Destructive Fires | equipment / facility failure | fuse damage or failure | 6.9486e-06
HFTD - Distribution - Tier 3 - 3QU CoRE ¦ 5QU LoRE | Red Flag Warning - Destructive Fires | equipment / facility failure | insulator and brushing damage or failure | 5.5182e-06
HFTD - Distribution - Tier 3 - 3QU CoRE ¦ 5QU LoRE | Red Flag Warning - Destructive Fires | equipment / facility failure | lightning arrestor damage or failure | 1.1968e-06
HFTD - Distribution - Tier 3 - 3QU CoRE ¦ 5QU LoRE | Red Flag Warning - Destructive Fires | equipment / facility failure | other equipment / facility failure | 3.19e-05
HFTD - Distribution - Tier 3 - 3QU CoRE ¦ 5QU LoRE | Red Flag Warning - Destructive Fires | equipment / facility failure | pole damage or failure | 2.3334e-06
HFTD - Distribution - Tier 3 - 3QU CoRE ¦ 5QU LoRE | Red Flag Warning - Destructive Fires | equipment / facility failure | switch damage or failure | 0
HFTD - Distribution - Tier 3 - 3QU CoRE ¦ 5QU LoRE | Red Flag Warning - Destructive Fires | equipment / facility failure | transformer damage or failure | 4.7301e-06
HFTD - Distribution - Tier 3 - 3QU CoRE ¦ 5QU LoRE | Red Flag Warning - Destructive Fires | equipment / facility failure | voltage regulator / booster damage or failure | 0
HFTD - Distribution - Tier 3 - 3QU CoRE ¦ 5QU LoRE | Red Flag Warning - Destructive Fires | other | all other | 0
HFTD - Distribution - Tier 3 - 3QU CoRE ¦ 5QU LoRE | Red Flag Warning - Destructive Fires | unknown | unknown | 0
HFTD - Distribution - Tier 3 - 3QU CoRE ¦ 5QU LoRE | Red Flag Warning - Destructive Fires | utility work / operation | utility work / operation | 0
HFTD - Distribution - Tier 3 - 3QU CoRE ¦ 5QU LoRE | Red Flag Warning - Destructive Fires | vandalism / theft | vandalism / theft | 0
HFTD - Distribution - Tier 3 - 3QU CoRE ¦ 5QU LoRE | Red Flag Warning - Destructive Fires | vegetation contact | branch (not overhanging, 4-12ft) | 1.7697e-06
HFTD - Distribution - Tier 3 - 3QU CoRE ¦ 5QU LoRE | Red Flag Warning - Destructive Fires | vegetation contact | branch (not overhanging, > 12ft) | 2.5259e-06
HFTD - Distribution - Tier 3 - 3QU CoRE ¦ 5QU LoRE | Red Flag Warning - Destructive Fires | vegetation contact | branch (not overhanging, distance unknown) | 1.2209e-05
HFTD - Distribution - Tier 3 - 3QU CoRE ¦ 5QU LoRE | Red Flag Warning - Destructive Fires | vegetation contact | branch (not overhanging, within 4ft) | 4.6222e-07
HFTD - Distribution - Tier 3 - 3QU CoRE ¦ 5QU LoRE | Red Flag Warning - Destructive Fires | vegetation contact | branch (overhanging) | 2.7271e-05
HFTD - Distribution - Tier 3 - 3QU CoRE ¦ 5QU LoRE | Red Flag Warning - Destructive Fires | vegetation contact | dead | 9.2617e-06
HFTD - Distribution - Tier 3 - 3QU CoRE ¦ 5QU LoRE | Red Flag Warning - Destructive Fires | vegetation contact | fell into (moderate-severe defect) | 7.6074e-06
HFTD - Distribution - Tier 3 - 3QU CoRE ¦ 5QU LoRE | Red Flag Warning - Destructive Fires | vegetation contact | fell into (no defect) | 3.1153e-05
HFTD - Distribution - Tier 3 - 3QU CoRE ¦ 5QU LoRE | Red Flag Warning - Destructive Fires | vegetation contact | fell into (slight defect) | 8.1996e-06
HFTD - Distribution - Tier 3 - 3QU CoRE ¦ 5QU LoRE | Red Flag Warning - Destructive Fires | vegetation contact | grow into | 8.6312e-07
HFTD - Distribution - Tier 3 - 3QU CoRE ¦ 5QU LoRE | Red Flag Warning - Destructive Fires | vegetation contact | other/unknown | 4.2099e-05
HFTD - Distribution - Tier 3 - 3QU CoRE ¦ 5QU LoRE | Red Flag Warning - Destructive Fires | wire-to-wire contact | wire-to-wire contact / contamination | 0
HFTD - Distribution - Tier 3 - 3QU CoRE ¦ 5QU LoRE | Red Flag Warning - Large Fires | contact from object | animal contact | 0
HFTD - Distribution - Tier 3 - 3QU CoRE ¦ 5QU LoRE | Red Flag Warning - Large Fires | contact from object | balloon contact | 0
HFTD - Distribution - Tier 3 - 3QU CoRE ¦ 5QU LoRE | Red Flag Warning - Large Fires | contact from object | other contact from object | 0
HFTD - Distribution - Tier 3 - 3QU CoRE ¦ 5QU LoRE | Red Flag Warning - Large Fires | contact from object | vehicle contact | 0
HFTD - Distribution - Tier 3 - 3QU CoRE ¦ 5QU LoRE | Red Flag Warning - Large Fires | contamination | contamination | 0
HFTD - Distribution - Tier 3 - 3QU CoRE ¦ 5QU LoRE | Red Flag Warning - Large Fires | equipment / facility failure | anchor / guy damage or failure | 0
HFTD - Distribution - Tier 3 - 3QU CoRE ¦ 5QU LoRE | Red Flag Warning - Large Fires | equipment / facility failure | capacitor bank damage or failure | 0
HFTD - Distribution - Tier 3 - 3QU CoRE ¦ 5QU LoRE | Red Flag Warning - Large Fires | equipment / facility failure | conductor damage or failure | 0.00012304
HFTD - Distribution - Tier 3 - 3QU CoRE ¦ 5QU LoRE | Red Flag Warning - Large Fires | equipment / facility failure | connection device damage or failure | 4.2393e-07
HFTD - Distribution - Tier 3 - 3QU CoRE ¦ 5QU LoRE | Red Flag Warning - Large Fires | equipment / facility failure | crossarm damage or failure | 0.00010293
HFTD - Distribution - Tier 3 - 3QU CoRE ¦ 5QU LoRE | Red Flag Warning - Large Fires | equipment / facility failure | fuse damage or failure | 4.1213e-05
HFTD - Distribution - Tier 3 - 3QU CoRE ¦ 5QU LoRE | Red Flag Warning - Large Fires | equipment / facility failure | insulator and brushing damage or failure | 3.6891e-05
HFTD - Distribution - Tier 3 - 3QU CoRE ¦ 5QU LoRE | Red Flag Warning - Large Fires | equipment / facility failure | lightning arrestor damage or failure | 7.0986e-06
HFTD - Distribution - Tier 3 - 3QU CoRE ¦ 5QU LoRE | Red Flag Warning - Large Fires | equipment / facility failure | other equipment / facility failure | 0.00022046
HFTD - Distribution - Tier 3 - 3QU CoRE ¦ 5QU LoRE | Red Flag Warning - Large Fires | equipment / facility failure | pole damage or failure | 2.1068e-05
HFTD - Distribution - Tier 3 - 3QU CoRE ¦ 5QU LoRE | Red Flag Warning - Large Fires | equipment / facility failure | switch damage or failure | 0
HFTD - Distribution - Tier 3 - 3QU CoRE ¦ 5QU LoRE | Red Flag Warning - Large Fires | equipment / facility failure | transformer damage or failure | 4.8672e-05
HFTD - Distribution - Tier 3 - 3QU CoRE ¦ 5QU LoRE | Red Flag Warning - Large Fires | equipment / facility failure | voltage regulator / booster damage or failure | 0
HFTD - Distribution - Tier 3 - 3QU CoRE ¦ 5QU LoRE | Red Flag Warning - Large Fires | other | all other | 0
HFTD - Distribution - Tier 3 - 3QU CoRE ¦ 5QU LoRE | Red Flag Warning - Large Fires | unknown | unknown | 0
HFTD - Distribution - Tier 3 - 3QU CoRE ¦ 5QU LoRE | Red Flag Warning - Large Fires | utility work / operation | utility work / operation | 0
HFTD - Distribution - Tier 3 - 3QU CoRE ¦ 5QU LoRE | Red Flag Warning - Large Fires | vandalism / theft | vandalism / theft | 0
HFTD - Distribution - Tier 3 - 3QU CoRE ¦ 5QU LoRE | Red Flag Warning - Large Fires | vegetation contact | branch (not overhanging, 4-12ft) | 1.5109e-05
HFTD - Distribution - Tier 3 - 3QU CoRE ¦ 5QU LoRE | Red Flag Warning - Large Fires | vegetation contact | branch (not overhanging, > 12ft) | 2.1542e-05
HFTD - Distribution - Tier 3 - 3QU CoRE ¦ 5QU LoRE | Red Flag Warning - Large Fires | vegetation contact | branch (not overhanging, distance unknown) | 0.00010412
HFTD - Distribution - Tier 3 - 3QU CoRE ¦ 5QU LoRE | Red Flag Warning - Large Fires | vegetation contact | branch (not overhanging, within 4ft) | 3.9494e-06
HFTD - Distribution - Tier 3 - 3QU CoRE ¦ 5QU LoRE | Red Flag Warning - Large Fires | vegetation contact | branch (overhanging) | 0.00023302
HFTD - Distribution - Tier 3 - 3QU CoRE ¦ 5QU LoRE | Red Flag Warning - Large Fires | vegetation contact | dead | 7.8986e-05
HFTD - Distribution - Tier 3 - 3QU CoRE ¦ 5QU LoRE | Red Flag Warning - Large Fires | vegetation contact | fell into (moderate-severe defect) | 6.4878e-05
HFTD - Distribution - Tier 3 - 3QU CoRE ¦ 5QU LoRE | Red Flag Warning - Large Fires | vegetation contact | fell into (no defect) | 0.00026568
HFTD - Distribution - Tier 3 - 3QU CoRE ¦ 5QU LoRE | Red Flag Warning - Large Fires | vegetation contact | fell into (slight defect) | 6.9928e-05
HFTD - Distribution - Tier 3 - 3QU CoRE ¦ 5QU LoRE | Red Flag Warning - Large Fires | vegetation contact | grow into | 7.3608e-06
HFTD - Distribution - Tier 3 - 3QU CoRE ¦ 5QU LoRE | Red Flag Warning - Large Fires | vegetation contact | other/unknown | 0.00035903
HFTD - Distribution - Tier 3 - 3QU CoRE ¦ 5QU LoRE | Red Flag Warning - Large Fires | wire-to-wire contact | wire-to-wire contact / contamination | 0
HFTD - Distribution - Tier 3 - 3QU CoRE ¦ 5QU LoRE | Red Flag Warning - Small Fires | contact from object | animal contact | 0.0001326
HFTD - Distribution - Tier 3 - 3QU CoRE ¦ 5QU LoRE | Red Flag Warning - Small Fires | contact from object | balloon contact | 0
HFTD - Distribution - Tier 3 - 3QU CoRE ¦ 5QU LoRE | Red Flag Warning - Small Fires | contact from object | other contact from object | 0.00053116
HFTD - Distribution - Tier 3 - 3QU CoRE ¦ 5QU LoRE | Red Flag Warning - Small Fires | contact from object | vehicle contact | 0.00015875
HFTD - Distribution - Tier 3 - 3QU CoRE ¦ 5QU LoRE | Red Flag Warning - Small Fires | contamination | contamination | 9.2224e-06
HFTD - Distribution - Tier 3 - 3QU CoRE ¦ 5QU LoRE | Red Flag Warning - Small Fires | equipment / facility failure | anchor / guy damage or failure | 0
HFTD - Distribution - Tier 3 - 3QU CoRE ¦ 5QU LoRE | Red Flag Warning - Small Fires | equipment / facility failure | capacitor bank damage or failure | 0
HFTD - Distribution - Tier 3 - 3QU CoRE ¦ 5QU LoRE | Red Flag Warning - Small Fires | equipment / facility failure | conductor damage or failure | 0.0016491
HFTD - Distribution - Tier 3 - 3QU CoRE ¦ 5QU LoRE | Red Flag Warning - Small Fires | equipment / facility failure | connection device damage or failure | 6.441e-06
HFTD - Distribution - Tier 3 - 3QU CoRE ¦ 5QU LoRE | Red Flag Warning - Small Fires | equipment / facility failure | crossarm damage or failure | 0.00089292
HFTD - Distribution - Tier 3 - 3QU CoRE ¦ 5QU LoRE | Red Flag Warning - Small Fires | equipment / facility failure | fuse damage or failure | 0.00051498
HFTD - Distribution - Tier 3 - 3QU CoRE ¦ 5QU LoRE | Red Flag Warning - Small Fires | equipment / facility failure | insulator and brushing damage or failure | 0.00050257
HFTD - Distribution - Tier 3 - 3QU CoRE ¦ 5QU LoRE | Red Flag Warning - Small Fires | equipment / facility failure | lightning arrestor damage or failure | 8.8703e-05
HFTD - Distribution - Tier 3 - 3QU CoRE ¦ 5QU LoRE | Red Flag Warning - Small Fires | equipment / facility failure | other equipment / facility failure | 0.0014657
HFTD - Distribution - Tier 3 - 3QU CoRE ¦ 5QU LoRE | Red Flag Warning - Small Fires | equipment / facility failure | pole damage or failure | 0.00018974
HFTD - Distribution - Tier 3 - 3QU CoRE ¦ 5QU LoRE | Red Flag Warning - Small Fires | equipment / facility failure | switch damage or failure | 0
HFTD - Distribution - Tier 3 - 3QU CoRE ¦ 5QU LoRE | Red Flag Warning - Small Fires | equipment / facility failure | transformer damage or failure | 0.00033568
HFTD - Distribution - Tier 3 - 3QU CoRE ¦ 5QU LoRE | Red Flag Warning - Small Fires | equipment / facility failure | voltage regulator / booster damage or failure | 0
HFTD - Distribution - Tier 3 - 3QU CoRE ¦ 5QU LoRE | Red Flag Warning - Small Fires | other | all other | 2.7645e-05
HFTD - Distribution - Tier 3 - 3QU CoRE ¦ 5QU LoRE | Red Flag Warning - Small Fires | unknown | unknown | 0.00023613
HFTD - Distribution - Tier 3 - 3QU CoRE ¦ 5QU LoRE | Red Flag Warning - Small Fires | utility work / operation | utility work / operation | 0
HFTD - Distribution - Tier 3 - 3QU CoRE ¦ 5QU LoRE | Red Flag Warning - Small Fires | vandalism / theft | vandalism / theft | 0
HFTD - Distribution - Tier 3 - 3QU CoRE ¦ 5QU LoRE | Red Flag Warning - Small Fires | vegetation contact | branch (not overhanging, 4-12ft) | 0.0003391
HFTD - Distribution - Tier 3 - 3QU CoRE ¦ 5QU LoRE | Red Flag Warning - Small Fires | vegetation contact | branch (not overhanging, > 12ft) | 0.00048403
HFTD - Distribution - Tier 3 - 3QU CoRE ¦ 5QU LoRE | Red Flag Warning - Small Fires | vegetation contact | branch (not overhanging, distance unknown) | 0.0023395
HFTD - Distribution - Tier 3 - 3QU CoRE ¦ 5QU LoRE | Red Flag Warning - Small Fires | vegetation contact | branch (not overhanging, within 4ft) | 8.8561e-05
HFTD - Distribution - Tier 3 - 3QU CoRE ¦ 5QU LoRE | Red Flag Warning - Small Fires | vegetation contact | branch (overhanging) | 0.0052251
HFTD - Distribution - Tier 3 - 3QU CoRE ¦ 5QU LoRE | Red Flag Warning - Small Fires | vegetation contact | dead | 0.0017748
HFTD - Distribution - Tier 3 - 3QU CoRE ¦ 5QU LoRE | Red Flag Warning - Small Fires | vegetation contact | fell into (moderate-severe defect) | 0.0014578
HFTD - Distribution - Tier 3 - 3QU CoRE ¦ 5QU LoRE | Red Flag Warning - Small Fires | vegetation contact | fell into (no defect) | 0.0059697
HFTD - Distribution - Tier 3 - 3QU CoRE ¦ 5QU LoRE | Red Flag Warning - Small Fires | vegetation contact | fell into (slight defect) | 0.0015712
HFTD - Distribution - Tier 3 - 3QU CoRE ¦ 5QU LoRE | Red Flag Warning - Small Fires | vegetation contact | grow into | 0.00016539
HFTD - Distribution - Tier 3 - 3QU CoRE ¦ 5QU LoRE | Red Flag Warning - Small Fires | vegetation contact | other/unknown | 0.0080671
HFTD - Distribution - Tier 3 - 3QU CoRE ¦ 5QU LoRE | Red Flag Warning - Small Fires | wire-to-wire contact | wire-to-wire contact / contamination | 0.00036239
HFTD - Distribution - Tier 3 - 4QU CoRE ¦ 1QU LoRE | Seismic - Non-Red Flag Warning - Catastrophic Fires | cc - seismic scenario | seismic scenario | 3.9147e-07
HFTD - Distribution - Tier 3 - 4QU CoRE ¦ 1QU LoRE | Non-Red Flag Warning - Catastrophic Fires | contact from object | animal contact | 6.973e-05
HFTD - Distribution - Tier 3 - 4QU CoRE ¦ 1QU LoRE | Non-Red Flag Warning - Catastrophic Fires | contact from object | balloon contact | 9.3348e-06
HFTD - Distribution - Tier 3 - 4QU CoRE ¦ 1QU LoRE | Non-Red Flag Warning - Catastrophic Fires | contact from object | other contact from object | 4.4776e-05
HFTD - Distribution - Tier 3 - 4QU CoRE ¦ 1QU LoRE | Non-Red Flag Warning - Catastrophic Fires | contact from object | vehicle contact | 0.00014752
HFTD - Distribution - Tier 3 - 4QU CoRE ¦ 1QU LoRE | Non-Red Flag Warning - Catastrophic Fires | contamination | contamination | 5.1402e-06
HFTD - Distribution - Tier 3 - 4QU CoRE ¦ 1QU LoRE | Non-Red Flag Warning - Catastrophic Fires | equipment / facility failure | anchor / guy damage or failure | 8.7093e-08
HFTD - Distribution - Tier 3 - 4QU CoRE ¦ 1QU LoRE | Non-Red Flag Warning - Catastrophic Fires | equipment / facility failure | capacitor bank damage or failure | 9.595e-07
HFTD - Distribution - Tier 3 - 4QU CoRE ¦ 1QU LoRE | Non-Red Flag Warning - Catastrophic Fires | equipment / facility failure | conductor damage or failure | 2.882e-06
HFTD - Distribution - Tier 3 - 4QU CoRE ¦ 1QU LoRE | Non-Red Flag Warning - Catastrophic Fires | equipment / facility failure | connection device damage or failure | 8.897e-07
HFTD - Distribution - Tier 3 - 4QU CoRE ¦ 1QU LoRE | Non-Red Flag Warning - Catastrophic Fires | equipment / facility failure | crossarm damage or failure | 5.5474e-07
HFTD - Distribution - Tier 3 - 4QU CoRE ¦ 1QU LoRE | Non-Red Flag Warning - Catastrophic Fires | equipment / facility failure | fuse damage or failure | 5.9562e-07
HFTD - Distribution - Tier 3 - 4QU CoRE ¦ 1QU LoRE | Non-Red Flag Warning - Catastrophic Fires | equipment / facility failure | insulator and brushing damage or failure | 3.48e-07
HFTD - Distribution - Tier 3 - 4QU CoRE ¦ 1QU LoRE | Non-Red Flag Warning - Catastrophic Fires | equipment / facility failure | lightning arrestor damage or failure | 6.3338e-08
HFTD - Distribution - Tier 3 - 4QU CoRE ¦ 1QU LoRE | Non-Red Flag Warning - Catastrophic Fires | equipment / facility failure | other equipment / facility failure | 2.2886e-06
HFTD - Distribution - Tier 3 - 4QU CoRE ¦ 1QU LoRE | Non-Red Flag Warning - Catastrophic Fires | equipment / facility failure | pole damage or failure | 8.7962e-07
HFTD - Distribution - Tier 3 - 4QU CoRE ¦ 1QU LoRE | Non-Red Flag Warning - Catastrophic Fires | equipment / facility failure | recloser damage or failure | 0
HFTD - Distribution - Tier 3 - 4QU CoRE ¦ 1QU LoRE | Non-Red Flag Warning - Catastrophic Fires | equipment / facility failure | sectionalizer damage or failure | 0
HFTD - Distribution - Tier 3 - 4QU CoRE ¦ 1QU LoRE | Non-Red Flag Warning - Catastrophic Fires | equipment / facility failure | switch damage or failure | 0
HFTD - Distribution - Tier 3 - 4QU CoRE ¦ 1QU LoRE | Non-Red Flag Warning - Catastrophic Fires | equipment / facility failure | transformer damage or failure | 1.4819e-06
HFTD - Distribution - Tier 3 - 4QU CoRE ¦ 1QU LoRE | Non-Red Flag Warning - Catastrophic Fires | equipment / facility failure | voltage regulator / booster damage or failure | 9.1306e-08
HFTD - Distribution - Tier 3 - 4QU CoRE ¦ 1QU LoRE | Non-Red Flag Warning - Catastrophic Fires | other | all other | 4.4237e-05
HFTD - Distribution - Tier 3 - 4QU CoRE ¦ 1QU LoRE | Non-Red Flag Warning - Catastrophic Fires | unknown | unknown | 5.8501e-05
HFTD - Distribution - Tier 3 - 4QU CoRE ¦ 1QU LoRE | Non-Red Flag Warning - Catastrophic Fires | utility work / operation | utility work / operation | 9.5278e-06
HFTD - Distribution - Tier 3 - 4QU CoRE ¦ 1QU LoRE | Non-Red Flag Warning - Catastrophic Fires | vandalism / theft | vandalism / theft | 2.116e-07
HFTD - Distribution - Tier 3 - 4QU CoRE ¦ 1QU LoRE | Non-Red Flag Warning - Catastrophic Fires | vegetation contact | branch (not overhanging, 4-12ft) | 6.2838e-07
HFTD - Distribution - Tier 3 - 4QU CoRE ¦ 1QU LoRE | Non-Red Flag Warning - Catastrophic Fires | vegetation contact | branch (not overhanging, > 12ft) | 1.5214e-06
HFTD - Distribution - Tier 3 - 4QU CoRE ¦ 1QU LoRE | Non-Red Flag Warning - Catastrophic Fires | vegetation contact | branch (not overhanging, distance unknown) | 5.1934e-06
HFTD - Distribution - Tier 3 - 4QU CoRE ¦ 1QU LoRE | Non-Red Flag Warning - Catastrophic Fires | vegetation contact | branch (not overhanging, within 4ft) | 2.6414e-07
HFTD - Distribution - Tier 3 - 4QU CoRE ¦ 1QU LoRE | Non-Red Flag Warning - Catastrophic Fires | vegetation contact | branch (overhanging) | 1.1754e-05
HFTD - Distribution - Tier 3 - 4QU CoRE ¦ 1QU LoRE | Non-Red Flag Warning - Catastrophic Fires | vegetation contact | dead | 5.5253e-06
HFTD - Distribution - Tier 3 - 4QU CoRE ¦ 1QU LoRE | Non-Red Flag Warning - Catastrophic Fires | vegetation contact | fell into (moderate-severe defect) | 6.3197e-06
HFTD - Distribution - Tier 3 - 4QU CoRE ¦ 1QU LoRE | Non-Red Flag Warning - Catastrophic Fires | vegetation contact | fell into (no defect) | 3.7225e-05
HFTD - Distribution - Tier 3 - 4QU CoRE ¦ 1QU LoRE | Non-Red Flag Warning - Catastrophic Fires | vegetation contact | fell into (slight defect) | 7.8126e-06
HFTD - Distribution - Tier 3 - 4QU CoRE ¦ 1QU LoRE | Non-Red Flag Warning - Catastrophic Fires | vegetation contact | grow into | 6.7623e-07
HFTD - Distribution - Tier 3 - 4QU CoRE ¦ 1QU LoRE | Non-Red Flag Warning - Catastrophic Fires | vegetation contact | other/unknown | 3.2066e-05
HFTD - Distribution - Tier 3 - 4QU CoRE ¦ 1QU LoRE | Non-Red Flag Warning - Catastrophic Fires | wire-to-wire contact | wire-to-wire contact / contamination | 7.4018e-05
HFTD - Distribution - Tier 3 - 4QU CoRE ¦ 1QU LoRE | Non-Red Flag Warning - Destructive Fires | contact from object | animal contact | 5.0332e-05
HFTD - Distribution - Tier 3 - 4QU CoRE ¦ 1QU LoRE | Non-Red Flag Warning - Destructive Fires | contact from object | balloon contact | 6.1626e-06
HFTD - Distribution - Tier 3 - 4QU CoRE ¦ 1QU LoRE | Non-Red Flag Warning - Destructive Fires | contact from object | other contact from object | 3.2682e-05
HFTD - Distribution - Tier 3 - 4QU CoRE ¦ 1QU LoRE | Non-Red Flag Warning - Destructive Fires | contact from object | vehicle contact | 0.0001025
HFTD - Distribution - Tier 3 - 4QU CoRE ¦ 1QU LoRE | Non-Red Flag Warning - Destructive Fires | contamination | contamination | 3.5543e-06
HFTD - Distribution - Tier 3 - 4QU CoRE ¦ 1QU LoRE | Non-Red Flag Warning - Destructive Fires | equipment / facility failure | anchor / guy damage or failure | 3.389e-07
HFTD - Distribution - Tier 3 - 4QU CoRE ¦ 1QU LoRE | Non-Red Flag Warning - Destructive Fires | equipment / facility failure | capacitor bank damage or failure | 3.507e-06
HFTD - Distribution - Tier 3 - 4QU CoRE ¦ 1QU LoRE | Non-Red Flag Warning - Destructive Fires | equipment / facility failure | conductor damage or failure | 1.2059e-05
HFTD - Distribution - Tier 3 - 4QU CoRE ¦ 1QU LoRE | Non-Red Flag Warning - Destructive Fires | equipment / facility failure | connection device damage or failure | 4.197e-06
HFTD - Distribution - Tier 3 - 4QU CoRE ¦ 1QU LoRE | Non-Red Flag Warning - Destructive Fires | equipment / facility failure | crossarm damage or failure | 2.2075e-06
HFTD - Distribution - Tier 3 - 4QU CoRE ¦ 1QU LoRE | Non-Red Flag Warning - Destructive Fires | equipment / facility failure | fuse damage or failure | 2.3698e-06
HFTD - Distribution - Tier 3 - 4QU CoRE ¦ 1QU LoRE | Non-Red Flag Warning - Destructive Fires | equipment / facility failure | insulator and brushing damage or failure | 1.325e-06
HFTD - Distribution - Tier 3 - 4QU CoRE ¦ 1QU LoRE | Non-Red Flag Warning - Destructive Fires | equipment / facility failure | lightning arrestor damage or failure | 2.429e-07
HFTD - Distribution - Tier 3 - 4QU CoRE ¦ 1QU LoRE | Non-Red Flag Warning - Destructive Fires | equipment / facility failure | other equipment / facility failure | 8.9943e-06
HFTD - Distribution - Tier 3 - 4QU CoRE ¦ 1QU LoRE | Non-Red Flag Warning - Destructive Fires | equipment / facility failure | pole damage or failure | 3.4054e-06
HFTD - Distribution - Tier 3 - 4QU CoRE ¦ 1QU LoRE | Non-Red Flag Warning - Destructive Fires | equipment / facility failure | recloser damage or failure | 0
HFTD - Distribution - Tier 3 - 4QU CoRE ¦ 1QU LoRE | Non-Red Flag Warning - Destructive Fires | equipment / facility failure | sectionalizer damage or failure | 0
HFTD - Distribution - Tier 3 - 4QU CoRE ¦ 1QU LoRE | Non-Red Flag Warning - Destructive Fires | equipment / facility failure | switch damage or failure | 0
HFTD - Distribution - Tier 3 - 4QU CoRE ¦ 1QU LoRE | Non-Red Flag Warning - Destructive Fires | equipment / facility failure | transformer damage or failure | 5.6796e-06
HFTD - Distribution - Tier 3 - 4QU CoRE ¦ 1QU LoRE | Non-Red Flag Warning - Destructive Fires | equipment / facility failure | voltage regulator / booster damage or failure | 3.3145e-07
HFTD - Distribution - Tier 3 - 4QU CoRE ¦ 1QU LoRE | Non-Red Flag Warning - Destructive Fires | other | all other | 3.2459e-05
HFTD - Distribution - Tier 3 - 4QU CoRE ¦ 1QU LoRE | Non-Red Flag Warning - Destructive Fires | unknown | unknown | 4.3864e-05
HFTD - Distribution - Tier 3 - 4QU CoRE ¦ 1QU LoRE | Non-Red Flag Warning - Destructive Fires | utility work / operation | utility work / operation | 7.9215e-06
HFTD - Distribution - Tier 3 - 4QU CoRE ¦ 1QU LoRE | Non-Red Flag Warning - Destructive Fires | vandalism / theft | vandalism / theft | 1.6578e-07
HFTD - Distribution - Tier 3 - 4QU CoRE ¦ 1QU LoRE | Non-Red Flag Warning - Destructive Fires | vegetation contact | branch (not overhanging, 4-12ft) | 1.7263e-06
HFTD - Distribution - Tier 3 - 4QU CoRE ¦ 1QU LoRE | Non-Red Flag Warning - Destructive Fires | vegetation contact | branch (not overhanging, > 12ft) | 4.1657e-06
HFTD - Distribution - Tier 3 - 4QU CoRE ¦ 1QU LoRE | Non-Red Flag Warning - Destructive Fires | vegetation contact | branch (not overhanging, distance unknown) | 1.422e-05
HFTD - Distribution - Tier 3 - 4QU CoRE ¦ 1QU LoRE | Non-Red Flag Warning - Destructive Fires | vegetation contact | branch (not overhanging, within 4ft) | 7.2799e-07
HFTD - Distribution - Tier 3 - 4QU CoRE ¦ 1QU LoRE | Non-Red Flag Warning - Destructive Fires | vegetation contact | branch (overhanging) | 3.2395e-05
HFTD - Distribution - Tier 3 - 4QU CoRE ¦ 1QU LoRE | Non-Red Flag Warning - Destructive Fires | vegetation contact | dead | 1.5129e-05
HFTD - Distribution - Tier 3 - 4QU CoRE ¦ 1QU LoRE | Non-Red Flag Warning - Destructive Fires | vegetation contact | fell into (moderate-severe defect) | 1.7304e-05
HFTD - Distribution - Tier 3 - 4QU CoRE ¦ 1QU LoRE | Non-Red Flag Warning - Destructive Fires | vegetation contact | fell into (no defect) | 0.00010193
HFTD - Distribution - Tier 3 - 4QU CoRE ¦ 1QU LoRE | Non-Red Flag Warning - Destructive Fires | vegetation contact | fell into (slight defect) | 2.1392e-05
HFTD - Distribution - Tier 3 - 4QU CoRE ¦ 1QU LoRE | Non-Red Flag Warning - Destructive Fires | vegetation contact | grow into | 1.8516e-06
HFTD - Distribution - Tier 3 - 4QU CoRE ¦ 1QU LoRE | Non-Red Flag Warning - Destructive Fires | vegetation contact | other/unknown | 8.7803e-05
HFTD - Distribution - Tier 3 - 4QU CoRE ¦ 1QU LoRE | Non-Red Flag Warning - Destructive Fires | wire-to-wire contact | wire-to-wire contact / contamination | 5.8297e-05
HFTD - Distribution - Tier 3 - 4QU CoRE ¦ 1QU LoRE | Non-Red Flag Warning - Large Fires | contact from object | animal contact | 0.00090706
HFTD - Distribution - Tier 3 - 4QU CoRE ¦ 1QU LoRE | Non-Red Flag Warning - Large Fires | contact from object | balloon contact | 0.00010909
HFTD - Distribution - Tier 3 - 4QU CoRE ¦ 1QU LoRE | Non-Red Flag Warning - Large Fires | contact from object | other contact from object | 0.0006074
HFTD - Distribution - Tier 3 - 4QU CoRE ¦ 1QU LoRE | Non-Red Flag Warning - Large Fires | contact from object | vehicle contact | 0.0021406
HFTD - Distribution - Tier 3 - 4QU CoRE ¦ 1QU LoRE | Non-Red Flag Warning - Large Fires | contamination | contamination | 6.9064e-05
HFTD - Distribution - Tier 3 - 4QU CoRE ¦ 1QU LoRE | Non-Red Flag Warning - Large Fires | equipment / facility failure | anchor / guy damage or failure | 8.8163e-06
HFTD - Distribution - Tier 3 - 4QU CoRE ¦ 1QU LoRE | Non-Red Flag Warning - Large Fires | equipment / facility failure | capacitor bank damage or failure | 8.3207e-05
HFTD - Distribution - Tier 3 - 4QU CoRE ¦ 1QU LoRE | Non-Red Flag Warning - Large Fires | equipment / facility failure | conductor damage or failure | 0.00036307
HFTD - Distribution - Tier 3 - 4QU CoRE ¦ 1QU LoRE | Non-Red Flag Warning - Large Fires | equipment / facility failure | connection device damage or failure | 9.7665e-05
HFTD - Distribution - Tier 3 - 4QU CoRE ¦ 1QU LoRE | Non-Red Flag Warning - Large Fires | equipment / facility failure | crossarm damage or failure | 5.704e-05
HFTD - Distribution - Tier 3 - 4QU CoRE ¦ 1QU LoRE | Non-Red Flag Warning - Large Fires | equipment / facility failure | fuse damage or failure | 6.324e-05
HFTD - Distribution - Tier 3 - 4QU CoRE ¦ 1QU LoRE | Non-Red Flag Warning - Large Fires | equipment / facility failure | insulator and brushing damage or failure | 3.5082e-05
HFTD - Distribution - Tier 3 - 4QU CoRE ¦ 1QU LoRE | Non-Red Flag Warning - Large Fires | equipment / facility failure | lightning arrestor damage or failure | 5.4526e-06
HFTD - Distribution - Tier 3 - 4QU CoRE ¦ 1QU LoRE | Non-Red Flag Warning - Large Fires | equipment / facility failure | other equipment / facility failure | 0.00022915
HFTD - Distribution - Tier 3 - 4QU CoRE ¦ 1QU LoRE | Non-Red Flag Warning - Large Fires | equipment / facility failure | pole damage or failure | 8.9971e-05
HFTD - Distribution - Tier 3 - 4QU CoRE ¦ 1QU LoRE | Non-Red Flag Warning - Large Fires | equipment / facility failure | recloser damage or failure | 0
HFTD - Distribution - Tier 3 - 4QU CoRE ¦ 1QU LoRE | Non-Red Flag Warning - Large Fires | equipment / facility failure | sectionalizer damage or failure | 0
HFTD - Distribution - Tier 3 - 4QU CoRE ¦ 1QU LoRE | Non-Red Flag Warning - Large Fires | equipment / facility failure | switch damage or failure | 0
HFTD - Distribution - Tier 3 - 4QU CoRE ¦ 1QU LoRE | Non-Red Flag Warning - Large Fires | equipment / facility failure | transformer damage or failure | 0.00014653
HFTD - Distribution - Tier 3 - 4QU CoRE ¦ 1QU LoRE | Non-Red Flag Warning - Large Fires | equipment / facility failure | voltage regulator / booster damage or failure | 7.7556e-06
HFTD - Distribution - Tier 3 - 4QU CoRE ¦ 1QU LoRE | Non-Red Flag Warning - Large Fires | other | all other | 0.00045193
HFTD - Distribution - Tier 3 - 4QU CoRE ¦ 1QU LoRE | Non-Red Flag Warning - Large Fires | unknown | unknown | 0.00080519
HFTD - Distribution - Tier 3 - 4QU CoRE ¦ 1QU LoRE | Non-Red Flag Warning - Large Fires | utility work / operation | utility work / operation | 0.00011456
HFTD - Distribution - Tier 3 - 4QU CoRE ¦ 1QU LoRE | Non-Red Flag Warning - Large Fires | vandalism / theft | vandalism / theft | 6.1118e-06
HFTD - Distribution - Tier 3 - 4QU CoRE ¦ 1QU LoRE | Non-Red Flag Warning - Large Fires | vegetation contact | branch (not overhanging, 4-12ft) | 3.9825e-05
HFTD - Distribution - Tier 3 - 4QU CoRE ¦ 1QU LoRE | Non-Red Flag Warning - Large Fires | vegetation contact | branch (not overhanging, > 12ft) | 9.599e-05
HFTD - Distribution - Tier 3 - 4QU CoRE ¦ 1QU LoRE | Non-Red Flag Warning - Large Fires | vegetation contact | branch (not overhanging, distance unknown) | 0.00032767
HFTD - Distribution - Tier 3 - 4QU CoRE ¦ 1QU LoRE | Non-Red Flag Warning - Large Fires | vegetation contact | branch (not overhanging, within 4ft) | 1.6812e-05
HFTD - Distribution - Tier 3 - 4QU CoRE ¦ 1QU LoRE | Non-Red Flag Warning - Large Fires | vegetation contact | branch (overhanging) | 0.00074816
HFTD - Distribution - Tier 3 - 4QU CoRE ¦ 1QU LoRE | Non-Red Flag Warning - Large Fires | vegetation contact | dead | 0.00034862
HFTD - Distribution - Tier 3 - 4QU CoRE ¦ 1QU LoRE | Non-Red Flag Warning - Large Fires | vegetation contact | fell into (moderate-severe defect) | 0.00039874
HFTD - Distribution - Tier 3 - 4QU CoRE ¦ 1QU LoRE | Non-Red Flag Warning - Large Fires | vegetation contact | fell into (no defect) | 0.0023487
HFTD - Distribution - Tier 3 - 4QU CoRE ¦ 1QU LoRE | Non-Red Flag Warning - Large Fires | vegetation contact | fell into (slight defect) | 0.00049293
HFTD - Distribution - Tier 3 - 4QU CoRE ¦ 1QU LoRE | Non-Red Flag Warning - Large Fires | vegetation contact | grow into | 4.2667e-05
HFTD - Distribution - Tier 3 - 4QU CoRE ¦ 1QU LoRE | Non-Red Flag Warning - Large Fires | vegetation contact | other/unknown | 0.0020232
HFTD - Distribution - Tier 3 - 4QU CoRE ¦ 1QU LoRE | Non-Red Flag Warning - Large Fires | wire-to-wire contact | wire-to-wire contact / contamination | 0.00087954
HFTD - Distribution - Tier 3 - 4QU CoRE ¦ 1QU LoRE | Non-Red Flag Warning - Small Fires | contact from object | animal contact | 0.22432
HFTD - Distribution - Tier 3 - 4QU CoRE ¦ 1QU LoRE | Non-Red Flag Warning - Small Fires | contact from object | balloon contact | 0.015269
HFTD - Distribution - Tier 3 - 4QU CoRE ¦ 1QU LoRE | Non-Red Flag Warning - Small Fires | contact from object | other contact from object | 0.15339
HFTD - Distribution - Tier 3 - 4QU CoRE ¦ 1QU LoRE | Non-Red Flag Warning - Small Fires | contact from object | vehicle contact | 0.49221
HFTD - Distribution - Tier 3 - 4QU CoRE ¦ 1QU LoRE | Non-Red Flag Warning - Small Fires | contamination | contamination | 0.017087
HFTD - Distribution - Tier 3 - 4QU CoRE ¦ 1QU LoRE | Non-Red Flag Warning - Small Fires | equipment / facility failure | anchor / guy damage or failure | 0.0071131
HFTD - Distribution - Tier 3 - 4QU CoRE ¦ 1QU LoRE | Non-Red Flag Warning - Small Fires | equipment / facility failure | capacitor bank damage or failure | 0.0657
HFTD - Distribution - Tier 3 - 4QU CoRE ¦ 1QU LoRE | Non-Red Flag Warning - Small Fires | equipment / facility failure | conductor damage or failure | 0.26941
HFTD - Distribution - Tier 3 - 4QU CoRE ¦ 1QU LoRE | Non-Red Flag Warning - Small Fires | equipment / facility failure | connection device damage or failure | 0.064611
HFTD - Distribution - Tier 3 - 4QU CoRE ¦ 1QU LoRE | Non-Red Flag Warning - Small Fires | equipment / facility failure | crossarm damage or failure | 0.043656
HFTD - Distribution - Tier 3 - 4QU CoRE ¦ 1QU LoRE | Non-Red Flag Warning - Small Fires | equipment / facility failure | fuse damage or failure | 0.050458
HFTD - Distribution - Tier 3 - 4QU CoRE ¦ 1QU LoRE | Non-Red Flag Warning - Small Fires | equipment / facility failure | insulator and brushing damage or failure | 0.029404
HFTD - Distribution - Tier 3 - 4QU CoRE ¦ 1QU LoRE | Non-Red Flag Warning - Small Fires | equipment / facility failure | lightning arrestor damage or failure | 0.0046929
HFTD - Distribution - Tier 3 - 4QU CoRE ¦ 1QU LoRE | Non-Red Flag Warning - Small Fires | equipment / facility failure | other equipment / facility failure | 0.18356
HFTD - Distribution - Tier 3 - 4QU CoRE ¦ 1QU LoRE | Non-Red Flag Warning - Small Fires | equipment / facility failure | pole damage or failure | 0.071989
HFTD - Distribution - Tier 3 - 4QU CoRE ¦ 1QU LoRE | Non-Red Flag Warning - Small Fires | equipment / facility failure | recloser damage or failure | 0
HFTD - Distribution - Tier 3 - 4QU CoRE ¦ 1QU LoRE | Non-Red Flag Warning - Small Fires | equipment / facility failure | sectionalizer damage or failure | 0
HFTD - Distribution - Tier 3 - 4QU CoRE ¦ 1QU LoRE | Non-Red Flag Warning - Small Fires | equipment / facility failure | switch damage or failure | 0
HFTD - Distribution - Tier 3 - 4QU CoRE ¦ 1QU LoRE | Non-Red Flag Warning - Small Fires | equipment / facility failure | transformer damage or failure | 0.11736
HFTD - Distribution - Tier 3 - 4QU CoRE ¦ 1QU LoRE | Non-Red Flag Warning - Small Fires | equipment / facility failure | voltage regulator / booster damage or failure | 0.0062063
HFTD - Distribution - Tier 3 - 4QU CoRE ¦ 1QU LoRE | Non-Red Flag Warning - Small Fires | other | all other | 0.10794
HFTD - Distribution - Tier 3 - 4QU CoRE ¦ 1QU LoRE | Non-Red Flag Warning - Small Fires | unknown | unknown | 0.1992
HFTD - Distribution - Tier 3 - 4QU CoRE ¦ 1QU LoRE | Non-Red Flag Warning - Small Fires | utility work / operation | utility work / operation | 0.028557
HFTD - Distribution - Tier 3 - 4QU CoRE ¦ 1QU LoRE | Non-Red Flag Warning - Small Fires | vandalism / theft | vandalism / theft | 0.0016181
HFTD - Distribution - Tier 3 - 4QU CoRE ¦ 1QU LoRE | Non-Red Flag Warning - Small Fires | vegetation contact | branch (not overhanging, 4-12ft) | 0.016585
HFTD - Distribution - Tier 3 - 4QU CoRE ¦ 1QU LoRE | Non-Red Flag Warning - Small Fires | vegetation contact | branch (not overhanging, > 12ft) | 0.039613
HFTD - Distribution - Tier 3 - 4QU CoRE ¦ 1QU LoRE | Non-Red Flag Warning - Small Fires | vegetation contact | branch (not overhanging, distance unknown) | 0.13522
HFTD - Distribution - Tier 3 - 4QU CoRE ¦ 1QU LoRE | Non-Red Flag Warning - Small Fires | vegetation contact | branch (not overhanging, within 4ft) | 0.0070622
HFTD - Distribution - Tier 3 - 4QU CoRE ¦ 1QU LoRE | Non-Red Flag Warning - Small Fires | vegetation contact | branch (overhanging) | 0.31427
HFTD - Distribution - Tier 3 - 4QU CoRE ¦ 1QU LoRE | Non-Red Flag Warning - Small Fires | vegetation contact | dead | 0.14387
HFTD - Distribution - Tier 3 - 4QU CoRE ¦ 1QU LoRE | Non-Red Flag Warning - Small Fires | vegetation contact | fell into (moderate-severe defect) | 0.16455
HFTD - Distribution - Tier 3 - 4QU CoRE ¦ 1QU LoRE | Non-Red Flag Warning - Small Fires | vegetation contact | fell into (no defect) | 0.96925
HFTD - Distribution - Tier 3 - 4QU CoRE ¦ 1QU LoRE | Non-Red Flag Warning - Small Fires | vegetation contact | fell into (slight defect) | 0.20342
HFTD - Distribution - Tier 3 - 4QU CoRE ¦ 1QU LoRE | Non-Red Flag Warning - Small Fires | vegetation contact | grow into | 0.017607
HFTD - Distribution - Tier 3 - 4QU CoRE ¦ 1QU LoRE | Non-Red Flag Warning - Small Fires | vegetation contact | other/unknown | 0.83492
HFTD - Distribution - Tier 3 - 4QU CoRE ¦ 1QU LoRE | Non-Red Flag Warning - Small Fires | wire-to-wire contact | wire-to-wire contact / contamination | 0.20807
HFTD - Distribution - Tier 3 - 4QU CoRE ¦ 1QU LoRE | Seismic - Red Flag Warning - Catastrophic Fires | cc - seismic scenario | seismic scenario | 1.6883e-05
HFTD - Distribution - Tier 3 - 4QU CoRE ¦ 1QU LoRE | Red Flag Warning - Catastrophic Fires | contact from object | animal contact | 0
HFTD - Distribution - Tier 3 - 4QU CoRE ¦ 1QU LoRE | Red Flag Warning - Catastrophic Fires | contact from object | balloon contact | 0
HFTD - Distribution - Tier 3 - 4QU CoRE ¦ 1QU LoRE | Red Flag Warning - Catastrophic Fires | contact from object | other contact from object | 0
HFTD - Distribution - Tier 3 - 4QU CoRE ¦ 1QU LoRE | Red Flag Warning - Catastrophic Fires | contact from object | vehicle contact | 0
HFTD - Distribution - Tier 3 - 4QU CoRE ¦ 1QU LoRE | Red Flag Warning - Catastrophic Fires | contamination | contamination | 0
HFTD - Distribution - Tier 3 - 4QU CoRE ¦ 1QU LoRE | Red Flag Warning - Catastrophic Fires | equipment / facility failure | anchor / guy damage or failure | 6.2774e-05
HFTD - Distribution - Tier 3 - 4QU CoRE ¦ 1QU LoRE | Red Flag Warning - Catastrophic Fires | equipment / facility failure | capacitor bank damage or failure | 0.00011035
HFTD - Distribution - Tier 3 - 4QU CoRE ¦ 1QU LoRE | Red Flag Warning - Catastrophic Fires | equipment / facility failure | conductor damage or failure | 0.0013131
HFTD - Distribution - Tier 3 - 4QU CoRE ¦ 1QU LoRE | Red Flag Warning - Catastrophic Fires | equipment / facility failure | connection device damage or failure | 0.00028334
HFTD - Distribution - Tier 3 - 4QU CoRE ¦ 1QU LoRE | Red Flag Warning - Catastrophic Fires | equipment / facility failure | crossarm damage or failure | 0.00022838
HFTD - Distribution - Tier 3 - 4QU CoRE ¦ 1QU LoRE | Red Flag Warning - Catastrophic Fires | equipment / facility failure | fuse damage or failure | 0.00038385
HFTD - Distribution - Tier 3 - 4QU CoRE ¦ 1QU LoRE | Red Flag Warning - Catastrophic Fires | equipment / facility failure | insulator and brushing damage or failure | 0.00027769
HFTD - Distribution - Tier 3 - 4QU CoRE ¦ 1QU LoRE | Red Flag Warning - Catastrophic Fires | equipment / facility failure | lightning arrestor damage or failure | 3.1952e-05
HFTD - Distribution - Tier 3 - 4QU CoRE ¦ 1QU LoRE | Red Flag Warning - Catastrophic Fires | equipment / facility failure | other equipment / facility failure | 0.00032642
HFTD - Distribution - Tier 3 - 4QU CoRE ¦ 1QU LoRE | Red Flag Warning - Catastrophic Fires | equipment / facility failure | pole damage or failure | 0.00015507
HFTD - Distribution - Tier 3 - 4QU CoRE ¦ 1QU LoRE | Red Flag Warning - Catastrophic Fires | equipment / facility failure | recloser damage or failure | 0
HFTD - Distribution - Tier 3 - 4QU CoRE ¦ 1QU LoRE | Red Flag Warning - Catastrophic Fires | equipment / facility failure | sectionalizer damage or failure | 0
HFTD - Distribution - Tier 3 - 4QU CoRE ¦ 1QU LoRE | Red Flag Warning - Catastrophic Fires | equipment / facility failure | switch damage or failure | 0
HFTD - Distribution - Tier 3 - 4QU CoRE ¦ 1QU LoRE | Red Flag Warning - Catastrophic Fires | equipment / facility failure | transformer damage or failure | 0.00013404
HFTD - Distribution - Tier 3 - 4QU CoRE ¦ 1QU LoRE | Red Flag Warning - Catastrophic Fires | equipment / facility failure | voltage regulator / booster damage or failure | 3.3418e-06
HFTD - Distribution - Tier 3 - 4QU CoRE ¦ 1QU LoRE | Red Flag Warning - Catastrophic Fires | other | all other | 0
HFTD - Distribution - Tier 3 - 4QU CoRE ¦ 1QU LoRE | Red Flag Warning - Catastrophic Fires | unknown | unknown | 0
HFTD - Distribution - Tier 3 - 4QU CoRE ¦ 1QU LoRE | Red Flag Warning - Catastrophic Fires | utility work / operation | utility work / operation | 0
HFTD - Distribution - Tier 3 - 4QU CoRE ¦ 1QU LoRE | Red Flag Warning - Catastrophic Fires | vandalism / theft | vandalism / theft | 0
HFTD - Distribution - Tier 3 - 4QU CoRE ¦ 1QU LoRE | Red Flag Warning - Catastrophic Fires | vegetation contact | branch (not overhanging, 4-12ft) | 0.00010055
HFTD - Distribution - Tier 3 - 4QU CoRE ¦ 1QU LoRE | Red Flag Warning - Catastrophic Fires | vegetation contact | branch (not overhanging, > 12ft) | 0.00015774
HFTD - Distribution - Tier 3 - 4QU CoRE ¦ 1QU LoRE | Red Flag Warning - Catastrophic Fires | vegetation contact | branch (not overhanging, distance unknown) | 0.00076243
HFTD - Distribution - Tier 3 - 4QU CoRE ¦ 1QU LoRE | Red Flag Warning - Catastrophic Fires | vegetation contact | branch (not overhanging, within 4ft) | 2.4169e-05
HFTD - Distribution - Tier 3 - 4QU CoRE ¦ 1QU LoRE | Red Flag Warning - Catastrophic Fires | vegetation contact | branch (overhanging) | 0.0014259
HFTD - Distribution - Tier 3 - 4QU CoRE ¦ 1QU LoRE | Red Flag Warning - Catastrophic Fires | vegetation contact | dead | 0.0005784
HFTD - Distribution - Tier 3 - 4QU CoRE ¦ 1QU LoRE | Red Flag Warning - Catastrophic Fires | vegetation contact | fell into (moderate-severe defect) | 0.00047508
HFTD - Distribution - Tier 3 - 4QU CoRE ¦ 1QU LoRE | Red Flag Warning - Catastrophic Fires | vegetation contact | fell into (no defect) | 0.0019455
HFTD - Distribution - Tier 3 - 4QU CoRE ¦ 1QU LoRE | Red Flag Warning - Catastrophic Fires | vegetation contact | fell into (slight defect) | 0.00051207
HFTD - Distribution - Tier 3 - 4QU CoRE ¦ 1QU LoRE | Red Flag Warning - Catastrophic Fires | vegetation contact | grow into | 5.3902e-05
HFTD - Distribution - Tier 3 - 4QU CoRE ¦ 1QU LoRE | Red Flag Warning - Catastrophic Fires | vegetation contact | other/unknown | 0.0026291
HFTD - Distribution - Tier 3 - 4QU CoRE ¦ 1QU LoRE | Red Flag Warning - Catastrophic Fires | wire-to-wire contact | wire-to-wire contact / contamination | 0
HFTD - Distribution - Tier 3 - 4QU CoRE ¦ 1QU LoRE | Red Flag Warning - Destructive Fires | contact from object | animal contact | 0
HFTD - Distribution - Tier 3 - 4QU CoRE ¦ 1QU LoRE | Red Flag Warning - Destructive Fires | contact from object | balloon contact | 0
HFTD - Distribution - Tier 3 - 4QU CoRE ¦ 1QU LoRE | Red Flag Warning - Destructive Fires | contact from object | other contact from object | 0
HFTD - Distribution - Tier 3 - 4QU CoRE ¦ 1QU LoRE | Red Flag Warning - Destructive Fires | contact from object | vehicle contact | 0
HFTD - Distribution - Tier 3 - 4QU CoRE ¦ 1QU LoRE | Red Flag Warning - Destructive Fires | contamination | contamination | 0
HFTD - Distribution - Tier 3 - 4QU CoRE ¦ 1QU LoRE | Red Flag Warning - Destructive Fires | equipment / facility failure | anchor / guy damage or failure | 1.2293e-05
HFTD - Distribution - Tier 3 - 4QU CoRE ¦ 1QU LoRE | Red Flag Warning - Destructive Fires | equipment / facility failure | capacitor bank damage or failure | 2.0299e-05
HFTD - Distribution - Tier 3 - 4QU CoRE ¦ 1QU LoRE | Red Flag Warning - Destructive Fires | equipment / facility failure | conductor damage or failure | 0.00027651
HFTD - Distribution - Tier 3 - 4QU CoRE ¦ 1QU LoRE | Red Flag Warning - Destructive Fires | equipment / facility failure | connection device damage or failure | 6.7268e-05
HFTD - Distribution - Tier 3 - 4QU CoRE ¦ 1QU LoRE | Red Flag Warning - Destructive Fires | equipment / facility failure | crossarm damage or failure | 4.5738e-05
HFTD - Distribution - Tier 3 - 4QU CoRE ¦ 1QU LoRE | Red Flag Warning - Destructive Fires | equipment / facility failure | fuse damage or failure | 7.6862e-05
HFTD - Distribution - Tier 3 - 4QU CoRE ¦ 1QU LoRE | Red Flag Warning - Destructive Fires | equipment / facility failure | insulator and brushing damage or failure | 5.3211e-05
HFTD - Distribution - Tier 3 - 4QU CoRE ¦ 1QU LoRE | Red Flag Warning - Destructive Fires | equipment / facility failure | lightning arrestor damage or failure | 6.1667e-06
HFTD - Distribution - Tier 3 - 4QU CoRE ¦ 1QU LoRE | Red Flag Warning - Destructive Fires | equipment / facility failure | other equipment / facility failure | 6.4561e-05
HFTD - Distribution - Tier 3 - 4QU CoRE ¦ 1QU LoRE | Red Flag Warning - Destructive Fires | equipment / facility failure | pole damage or failure | 3.0213e-05
HFTD - Distribution - Tier 3 - 4QU CoRE ¦ 1QU LoRE | Red Flag Warning - Destructive Fires | equipment / facility failure | recloser damage or failure | 0
HFTD - Distribution - Tier 3 - 4QU CoRE ¦ 1QU LoRE | Red Flag Warning - Destructive Fires | equipment / facility failure | sectionalizer damage or failure | 0
HFTD - Distribution - Tier 3 - 4QU CoRE ¦ 1QU LoRE | Red Flag Warning - Destructive Fires | equipment / facility failure | switch damage or failure | 0
HFTD - Distribution - Tier 3 - 4QU CoRE ¦ 1QU LoRE | Red Flag Warning - Destructive Fires | equipment / facility failure | transformer damage or failure | 2.5854e-05
HFTD - Distribution - Tier 3 - 4QU CoRE ¦ 1QU LoRE | Red Flag Warning - Destructive Fires | equipment / facility failure | voltage regulator / booster damage or failure | 6.1053e-07
HFTD - Distribution - Tier 3 - 4QU CoRE ¦ 1QU LoRE | Red Flag Warning - Destructive Fires | other | all other | 0
HFTD - Distribution - Tier 3 - 4QU CoRE ¦ 1QU LoRE | Red Flag Warning - Destructive Fires | unknown | unknown | 0
HFTD - Distribution - Tier 3 - 4QU CoRE ¦ 1QU LoRE | Red Flag Warning - Destructive Fires | utility work / operation | utility work / operation | 0
HFTD - Distribution - Tier 3 - 4QU CoRE ¦ 1QU LoRE | Red Flag Warning - Destructive Fires | vandalism / theft | vandalism / theft | 0
HFTD - Distribution - Tier 3 - 4QU CoRE ¦ 1QU LoRE | Red Flag Warning - Destructive Fires | vegetation contact | branch (not overhanging, 4-12ft) | 1.3902e-05
HFTD - Distribution - Tier 3 - 4QU CoRE ¦ 1QU LoRE | Red Flag Warning - Destructive Fires | vegetation contact | branch (not overhanging, > 12ft) | 2.1738e-05
HFTD - Distribution - Tier 3 - 4QU CoRE ¦ 1QU LoRE | Red Flag Warning - Destructive Fires | vegetation contact | branch (not overhanging, distance unknown) | 0.00010507
HFTD - Distribution - Tier 3 - 4QU CoRE ¦ 1QU LoRE | Red Flag Warning - Destructive Fires | vegetation contact | branch (not overhanging, within 4ft) | 3.3523e-06
HFTD - Distribution - Tier 3 - 4QU CoRE ¦ 1QU LoRE | Red Flag Warning - Destructive Fires | vegetation contact | branch (overhanging) | 0.00019778
HFTD - Distribution - Tier 3 - 4QU CoRE ¦ 1QU LoRE | Red Flag Warning - Destructive Fires | vegetation contact | dead | 7.9705e-05
HFTD - Distribution - Tier 3 - 4QU CoRE ¦ 1QU LoRE | Red Flag Warning - Destructive Fires | vegetation contact | fell into (moderate-severe defect) | 6.5468e-05
HFTD - Distribution - Tier 3 - 4QU CoRE ¦ 1QU LoRE | Red Flag Warning - Destructive Fires | vegetation contact | fell into (no defect) | 0.0002681
HFTD - Distribution - Tier 3 - 4QU CoRE ¦ 1QU LoRE | Red Flag Warning - Destructive Fires | vegetation contact | fell into (slight defect) | 7.0564e-05
HFTD - Distribution - Tier 3 - 4QU CoRE ¦ 1QU LoRE | Red Flag Warning - Destructive Fires | vegetation contact | grow into | 7.4278e-06
HFTD - Distribution - Tier 3 - 4QU CoRE ¦ 1QU LoRE | Red Flag Warning - Destructive Fires | vegetation contact | other/unknown | 0.0003623
HFTD - Distribution - Tier 3 - 4QU CoRE ¦ 1QU LoRE | Red Flag Warning - Destructive Fires | wire-to-wire contact | wire-to-wire contact / contamination | 0
HFTD - Distribution - Tier 3 - 4QU CoRE ¦ 1QU LoRE | Red Flag Warning - Large Fires | contact from object | animal contact | 0
HFTD - Distribution - Tier 3 - 4QU CoRE ¦ 1QU LoRE | Red Flag Warning - Large Fires | contact from object | balloon contact | 0
HFTD - Distribution - Tier 3 - 4QU CoRE ¦ 1QU LoRE | Red Flag Warning - Large Fires | contact from object | other contact from object | 0
HFTD - Distribution - Tier 3 - 4QU CoRE ¦ 1QU LoRE | Red Flag Warning - Large Fires | contact from object | vehicle contact | 0
HFTD - Distribution - Tier 3 - 4QU CoRE ¦ 1QU LoRE | Red Flag Warning - Large Fires | contamination | contamination | 0
HFTD - Distribution - Tier 3 - 4QU CoRE ¦ 1QU LoRE | Red Flag Warning - Large Fires | equipment / facility failure | anchor / guy damage or failure | 0.0001751
HFTD - Distribution - Tier 3 - 4QU CoRE ¦ 1QU LoRE | Red Flag Warning - Large Fires | equipment / facility failure | capacitor bank damage or failure | 0.0002637
HFTD - Distribution - Tier 3 - 4QU CoRE ¦ 1QU LoRE | Red Flag Warning - Large Fires | equipment / facility failure | conductor damage or failure | 0.0045583
HFTD - Distribution - Tier 3 - 4QU CoRE ¦ 1QU LoRE | Red Flag Warning - Large Fires | equipment / facility failure | connection device damage or failure | 0.00085708
HFTD - Distribution - Tier 3 - 4QU CoRE ¦ 1QU LoRE | Red Flag Warning - Large Fires | equipment / facility failure | crossarm damage or failure | 0.00064708
HFTD - Distribution - Tier 3 - 4QU CoRE ¦ 1QU LoRE | Red Flag Warning - Large Fires | equipment / facility failure | fuse damage or failure | 0.001123
HFTD - Distribution - Tier 3 - 4QU CoRE ¦ 1QU LoRE | Red Flag Warning - Large Fires | equipment / facility failure | insulator and brushing damage or failure | 0.00077139
HFTD - Distribution - Tier 3 - 4QU CoRE ¦ 1QU LoRE | Red Flag Warning - Large Fires | equipment / facility failure | lightning arrestor damage or failure | 7.5795e-05
HFTD - Distribution - Tier 3 - 4QU CoRE ¦ 1QU LoRE | Red Flag Warning - Large Fires | equipment / facility failure | other equipment / facility failure | 0.0009006
HFTD - Distribution - Tier 3 - 4QU CoRE ¦ 1QU LoRE | Red Flag Warning - Large Fires | equipment / facility failure | pole damage or failure | 0.00043705
HFTD - Distribution - Tier 3 - 4QU CoRE ¦ 1QU LoRE | Red Flag Warning - Large Fires | equipment / facility failure | recloser damage or failure | 0
HFTD - Distribution - Tier 3 - 4QU CoRE ¦ 1QU LoRE | Red Flag Warning - Large Fires | equipment / facility failure | sectionalizer damage or failure | 0
HFTD - Distribution - Tier 3 - 4QU CoRE ¦ 1QU LoRE | Red Flag Warning - Large Fires | equipment / facility failure | switch damage or failure | 0
HFTD - Distribution - Tier 3 - 4QU CoRE ¦ 1QU LoRE | Red Flag Warning - Large Fires | equipment / facility failure | transformer damage or failure | 0.0003652
HFTD - Distribution - Tier 3 - 4QU CoRE ¦ 1QU LoRE | Red Flag Warning - Large Fires | equipment / facility failure | voltage regulator / booster damage or failure | 7.8218e-06
HFTD - Distribution - Tier 3 - 4QU CoRE ¦ 1QU LoRE | Red Flag Warning - Large Fires | other | all other | 0
HFTD - Distribution - Tier 3 - 4QU CoRE ¦ 1QU LoRE | Red Flag Warning - Large Fires | unknown | unknown | 0
HFTD - Distribution - Tier 3 - 4QU CoRE ¦ 1QU LoRE | Red Flag Warning - Large Fires | utility work / operation | utility work / operation | 0
HFTD - Distribution - Tier 3 - 4QU CoRE ¦ 1QU LoRE | Red Flag Warning - Large Fires | vandalism / theft | vandalism / theft | 0
HFTD - Distribution - Tier 3 - 4QU CoRE ¦ 1QU LoRE | Red Flag Warning - Large Fires | vegetation contact | branch (not overhanging, 4-12ft) | 0.0001756
HFTD - Distribution - Tier 3 - 4QU CoRE ¦ 1QU LoRE | Red Flag Warning - Large Fires | vegetation contact | branch (not overhanging, > 12ft) | 0.00027426
HFTD - Distribution - Tier 3 - 4QU CoRE ¦ 1QU LoRE | Red Flag Warning - Large Fires | vegetation contact | branch (not overhanging, distance unknown) | 0.0013256
HFTD - Distribution - Tier 3 - 4QU CoRE ¦ 1QU LoRE | Red Flag Warning - Large Fires | vegetation contact | branch (not overhanging, within 4ft) | 4.2389e-05
HFTD - Distribution - Tier 3 - 4QU CoRE ¦ 1QU LoRE | Red Flag Warning - Large Fires | vegetation contact | branch (overhanging) | 0.002501
HFTD - Distribution - Tier 3 - 4QU CoRE ¦ 1QU LoRE | Red Flag Warning - Large Fires | vegetation contact | dead | 0.0010056
HFTD - Distribution - Tier 3 - 4QU CoRE ¦ 1QU LoRE | Red Flag Warning - Large Fires | vegetation contact | fell into (moderate-severe defect) | 0.00082598
HFTD - Distribution - Tier 3 - 4QU CoRE ¦ 1QU LoRE | Red Flag Warning - Large Fires | vegetation contact | fell into (no defect) | 0.0033825
HFTD - Distribution - Tier 3 - 4QU CoRE ¦ 1QU LoRE | Red Flag Warning - Large Fires | vegetation contact | fell into (slight defect) | 0.00089028
HFTD - Distribution - Tier 3 - 4QU CoRE ¦ 1QU LoRE | Red Flag Warning - Large Fires | vegetation contact | grow into | 9.3714e-05
HFTD - Distribution - Tier 3 - 4QU CoRE ¦ 1QU LoRE | Red Flag Warning - Large Fires | vegetation contact | other/unknown | 0.0045709
HFTD - Distribution - Tier 3 - 4QU CoRE ¦ 1QU LoRE | Red Flag Warning - Large Fires | wire-to-wire contact | wire-to-wire contact / contamination | 0
HFTD - Distribution - Tier 3 - 4QU CoRE ¦ 1QU LoRE | Red Flag Warning - Small Fires | contact from object | animal contact | 0.0042838
HFTD - Distribution - Tier 3 - 4QU CoRE ¦ 1QU LoRE | Red Flag Warning - Small Fires | contact from object | balloon contact | 0.00050938
HFTD - Distribution - Tier 3 - 4QU CoRE ¦ 1QU LoRE | Red Flag Warning - Small Fires | contact from object | other contact from object | 0.0052855
HFTD - Distribution - Tier 3 - 4QU CoRE ¦ 1QU LoRE | Red Flag Warning - Small Fires | contact from object | vehicle contact | 0.020079
HFTD - Distribution - Tier 3 - 4QU CoRE ¦ 1QU LoRE | Red Flag Warning - Small Fires | contamination | contamination | 0.00018581
HFTD - Distribution - Tier 3 - 4QU CoRE ¦ 1QU LoRE | Red Flag Warning - Small Fires | equipment / facility failure | anchor / guy damage or failure | 0.0022105
HFTD - Distribution - Tier 3 - 4QU CoRE ¦ 1QU LoRE | Red Flag Warning - Small Fires | equipment / facility failure | capacitor bank damage or failure | 0.0032579
HFTD - Distribution - Tier 3 - 4QU CoRE ¦ 1QU LoRE | Red Flag Warning - Small Fires | equipment / facility failure | conductor damage or failure | 0.052926
HFTD - Distribution - Tier 3 - 4QU CoRE ¦ 1QU LoRE | Red Flag Warning - Small Fires | equipment / facility failure | connection device damage or failure | 0.008872
HFTD - Distribution - Tier 3 - 4QU CoRE ¦ 1QU LoRE | Red Flag Warning - Small Fires | equipment / facility failure | crossarm damage or failure | 0.0077493
HFTD - Distribution - Tier 3 - 4QU CoRE ¦ 1QU LoRE | Red Flag Warning - Small Fires | equipment / facility failure | fuse damage or failure | 0.01402
HFTD - Distribution - Tier 3 - 4QU CoRE ¦ 1QU LoRE | Red Flag Warning - Small Fires | equipment / facility failure | insulator and brushing damage or failure | 0.010116
HFTD - Distribution - Tier 3 - 4QU CoRE ¦ 1QU LoRE | Red Flag Warning - Small Fires | equipment / facility failure | lightning arrestor damage or failure | 0.0010207
HFTD - Distribution - Tier 3 - 4QU CoRE ¦ 1QU LoRE | Red Flag Warning - Small Fires | equipment / facility failure | other equipment / facility failure | 0.011288
HFTD - Distribution - Tier 3 - 4QU CoRE ¦ 1QU LoRE | Red Flag Warning - Small Fires | equipment / facility failure | pole damage or failure | 0.0054718
HFTD - Distribution - Tier 3 - 4QU CoRE ¦ 1QU LoRE | Red Flag Warning - Small Fires | equipment / facility failure | recloser damage or failure | 0
HFTD - Distribution - Tier 3 - 4QU CoRE ¦ 1QU LoRE | Red Flag Warning - Small Fires | equipment / facility failure | sectionalizer damage or failure | 0
HFTD - Distribution - Tier 3 - 4QU CoRE ¦ 1QU LoRE | Red Flag Warning - Small Fires | equipment / facility failure | switch damage or failure | 0
HFTD - Distribution - Tier 3 - 4QU CoRE ¦ 1QU LoRE | Red Flag Warning - Small Fires | equipment / facility failure | transformer damage or failure | 0.004577
HFTD - Distribution - Tier 3 - 4QU CoRE ¦ 1QU LoRE | Red Flag Warning - Small Fires | equipment / facility failure | voltage regulator / booster damage or failure | 9.7939e-05
HFTD - Distribution - Tier 3 - 4QU CoRE ¦ 1QU LoRE | Red Flag Warning - Small Fires | other | all other | 0.0032195
HFTD - Distribution - Tier 3 - 4QU CoRE ¦ 1QU LoRE | Red Flag Warning - Small Fires | unknown | unknown | 0.0084559
HFTD - Distribution - Tier 3 - 4QU CoRE ¦ 1QU LoRE | Red Flag Warning - Small Fires | utility work / operation | utility work / operation | 0.00076489
HFTD - Distribution - Tier 3 - 4QU CoRE ¦ 1QU LoRE | Red Flag Warning - Small Fires | vandalism / theft | vandalism / theft | 2.7178e-05
HFTD - Distribution - Tier 3 - 4QU CoRE ¦ 1QU LoRE | Red Flag Warning - Small Fires | vegetation contact | branch (not overhanging, 4-12ft) | 0.0065948
HFTD - Distribution - Tier 3 - 4QU CoRE ¦ 1QU LoRE | Red Flag Warning - Small Fires | vegetation contact | branch (not overhanging, > 12ft) | 0.010206
HFTD - Distribution - Tier 3 - 4QU CoRE ¦ 1QU LoRE | Red Flag Warning - Small Fires | vegetation contact | branch (not overhanging, distance unknown) | 0.04933
HFTD - Distribution - Tier 3 - 4QU CoRE ¦ 1QU LoRE | Red Flag Warning - Small Fires | vegetation contact | branch (not overhanging, within 4ft) | 0.0016057
HFTD - Distribution - Tier 3 - 4QU CoRE ¦ 1QU LoRE | Red Flag Warning - Small Fires | vegetation contact | branch (overhanging) | 0.094736
HFTD - Distribution - Tier 3 - 4QU CoRE ¦ 1QU LoRE | Red Flag Warning - Small Fires | vegetation contact | dead | 0.037423
HFTD - Distribution - Tier 3 - 4QU CoRE ¦ 1QU LoRE | Red Flag Warning - Small Fires | vegetation contact | fell into (moderate-severe defect) | 0.030738
HFTD - Distribution - Tier 3 - 4QU CoRE ¦ 1QU LoRE | Red Flag Warning - Small Fires | vegetation contact | fell into (no defect) | 0.12588
HFTD - Distribution - Tier 3 - 4QU CoRE ¦ 1QU LoRE | Red Flag Warning - Small Fires | vegetation contact | fell into (slight defect) | 0.033131
HFTD - Distribution - Tier 3 - 4QU CoRE ¦ 1QU LoRE | Red Flag Warning - Small Fires | vegetation contact | grow into | 0.0034875
HFTD - Distribution - Tier 3 - 4QU CoRE ¦ 1QU LoRE | Red Flag Warning - Small Fires | vegetation contact | other/unknown | 0.1701
HFTD - Distribution - Tier 3 - 4QU CoRE ¦ 1QU LoRE | Red Flag Warning - Small Fires | wire-to-wire contact | wire-to-wire contact / contamination | 0.006941
HFTD - Distribution - Tier 3 - 4QU CoRE ¦ 2QU LoRE | Seismic - Non-Red Flag Warning - Catastrophic Fires | cc - seismic scenario | seismic scenario | 1.7794e-07
HFTD - Distribution - Tier 3 - 4QU CoRE ¦ 2QU LoRE | Non-Red Flag Warning - Catastrophic Fires | contact from object | animal contact | 3.0668e-05
HFTD - Distribution - Tier 3 - 4QU CoRE ¦ 2QU LoRE | Non-Red Flag Warning - Catastrophic Fires | contact from object | balloon contact | 1.9703e-06
HFTD - Distribution - Tier 3 - 4QU CoRE ¦ 2QU LoRE | Non-Red Flag Warning - Catastrophic Fires | contact from object | other contact from object | 2.5372e-05
HFTD - Distribution - Tier 3 - 4QU CoRE ¦ 2QU LoRE | Non-Red Flag Warning - Catastrophic Fires | contact from object | vehicle contact | 6.9611e-05
HFTD - Distribution - Tier 3 - 4QU CoRE ¦ 2QU LoRE | Non-Red Flag Warning - Catastrophic Fires | contamination | contamination | 2.9062e-06
HFTD - Distribution - Tier 3 - 4QU CoRE ¦ 2QU LoRE | Non-Red Flag Warning - Catastrophic Fires | equipment / facility failure | anchor / guy damage or failure | 2.4156e-08
HFTD - Distribution - Tier 3 - 4QU CoRE ¦ 2QU LoRE | Non-Red Flag Warning - Catastrophic Fires | equipment / facility failure | capacitor bank damage or failure | 2.7051e-07
HFTD - Distribution - Tier 3 - 4QU CoRE ¦ 2QU LoRE | Non-Red Flag Warning - Catastrophic Fires | equipment / facility failure | conductor damage or failure | 1.1114e-06
HFTD - Distribution - Tier 3 - 4QU CoRE ¦ 2QU LoRE | Non-Red Flag Warning - Catastrophic Fires | equipment / facility failure | connection device damage or failure | 2.9064e-07
HFTD - Distribution - Tier 3 - 4QU CoRE ¦ 2QU LoRE | Non-Red Flag Warning - Catastrophic Fires | equipment / facility failure | crossarm damage or failure | 4.7436e-07
HFTD - Distribution - Tier 3 - 4QU CoRE ¦ 2QU LoRE | Non-Red Flag Warning - Catastrophic Fires | equipment / facility failure | fuse damage or failure | 3.024e-07
HFTD - Distribution - Tier 3 - 4QU CoRE ¦ 2QU LoRE | Non-Red Flag Warning - Catastrophic Fires | equipment / facility failure | insulator and brushing damage or failure | 3.0822e-07
HFTD - Distribution - Tier 3 - 4QU CoRE ¦ 2QU LoRE | Non-Red Flag Warning - Catastrophic Fires | equipment / facility failure | lightning arrestor damage or failure | 3.1606e-08
HFTD - Distribution - Tier 3 - 4QU CoRE ¦ 2QU LoRE | Non-Red Flag Warning - Catastrophic Fires | equipment / facility failure | other equipment / facility failure | 1.3306e-06
HFTD - Distribution - Tier 3 - 4QU CoRE ¦ 2QU LoRE | Non-Red Flag Warning - Catastrophic Fires | equipment / facility failure | pole damage or failure | 5.3217e-07
HFTD - Distribution - Tier 3 - 4QU CoRE ¦ 2QU LoRE | Non-Red Flag Warning - Catastrophic Fires | equipment / facility failure | recloser damage or failure | 0
HFTD - Distribution - Tier 3 - 4QU CoRE ¦ 2QU LoRE | Non-Red Flag Warning - Catastrophic Fires | equipment / facility failure | sectionalizer damage or failure | 0
HFTD - Distribution - Tier 3 - 4QU CoRE ¦ 2QU LoRE | Non-Red Flag Warning - Catastrophic Fires | equipment / facility failure | switch damage or failure | 0
HFTD - Distribution - Tier 3 - 4QU CoRE ¦ 2QU LoRE | Non-Red Flag Warning - Catastrophic Fires | equipment / facility failure | transformer damage or failure | 1.0953e-06
HFTD - Distribution - Tier 3 - 4QU CoRE ¦ 2QU LoRE | Non-Red Flag Warning - Catastrophic Fires | equipment / facility failure | voltage regulator / booster damage or failure | 8.8604e-08
HFTD - Distribution - Tier 3 - 4QU CoRE ¦ 2QU LoRE | Non-Red Flag Warning - Catastrophic Fires | other | all other | 1.8157e-05
HFTD - Distribution - Tier 3 - 4QU CoRE ¦ 2QU LoRE | Non-Red Flag Warning - Catastrophic Fires | unknown | unknown | 1.9758e-05
HFTD - Distribution - Tier 3 - 4QU CoRE ¦ 2QU LoRE | Non-Red Flag Warning - Catastrophic Fires | utility work / operation | utility work / operation | 3.1835e-06
HFTD - Distribution - Tier 3 - 4QU CoRE ¦ 2QU LoRE | Non-Red Flag Warning - Catastrophic Fires | vandalism / theft | vandalism / theft | 1.8067e-06
HFTD - Distribution - Tier 3 - 4QU CoRE ¦ 2QU LoRE | Non-Red Flag Warning - Catastrophic Fires | vegetation contact | branch (not overhanging, 4-12ft) | 3.7786e-07
HFTD - Distribution - Tier 3 - 4QU CoRE ¦ 2QU LoRE | Non-Red Flag Warning - Catastrophic Fires | vegetation contact | branch (not overhanging, > 12ft) | 8.6848e-07
HFTD - Distribution - Tier 3 - 4QU CoRE ¦ 2QU LoRE | Non-Red Flag Warning - Catastrophic Fires | vegetation contact | branch (not overhanging, distance unknown) | 2.9647e-06
HFTD - Distribution - Tier 3 - 4QU CoRE ¦ 2QU LoRE | Non-Red Flag Warning - Catastrophic Fires | vegetation contact | branch (not overhanging, within 4ft) | 1.6656e-07
HFTD - Distribution - Tier 3 - 4QU CoRE ¦ 2QU LoRE | Non-Red Flag Warning - Catastrophic Fires | vegetation contact | branch (overhanging) | 7.412e-06
HFTD - Distribution - Tier 3 - 4QU CoRE ¦ 2QU LoRE | Non-Red Flag Warning - Catastrophic Fires | vegetation contact | dead | 3.1542e-06
HFTD - Distribution - Tier 3 - 4QU CoRE ¦ 2QU LoRE | Non-Red Flag Warning - Catastrophic Fires | vegetation contact | fell into (moderate-severe defect) | 3.6076e-06
HFTD - Distribution - Tier 3 - 4QU CoRE ¦ 2QU LoRE | Non-Red Flag Warning - Catastrophic Fires | vegetation contact | fell into (no defect) | 2.125e-05
HFTD - Distribution - Tier 3 - 4QU CoRE ¦ 2QU LoRE | Non-Red Flag Warning - Catastrophic Fires | vegetation contact | fell into (slight defect) | 4.4599e-06
HFTD - Distribution - Tier 3 - 4QU CoRE ¦ 2QU LoRE | Non-Red Flag Warning - Catastrophic Fires | vegetation contact | grow into | 3.8603e-07
HFTD - Distribution - Tier 3 - 4QU CoRE ¦ 2QU LoRE | Non-Red Flag Warning - Catastrophic Fires | vegetation contact | other/unknown | 1.8305e-05
HFTD - Distribution - Tier 3 - 4QU CoRE ¦ 2QU LoRE | Non-Red Flag Warning - Catastrophic Fires | wire-to-wire contact | wire-to-wire contact / contamination | 2.3317e-05
HFTD - Distribution - Tier 3 - 4QU CoRE ¦ 2QU LoRE | Non-Red Flag Warning - Destructive Fires | contact from object | animal contact | 2.0796e-05
HFTD - Distribution - Tier 3 - 4QU CoRE ¦ 2QU LoRE | Non-Red Flag Warning - Destructive Fires | contact from object | balloon contact | 1.3954e-06
HFTD - Distribution - Tier 3 - 4QU CoRE ¦ 2QU LoRE | Non-Red Flag Warning - Destructive Fires | contact from object | other contact from object | 1.736e-05
HFTD - Distribution - Tier 3 - 4QU CoRE ¦ 2QU LoRE | Non-Red Flag Warning - Destructive Fires | contact from object | vehicle contact | 4.8376e-05
HFTD - Distribution - Tier 3 - 4QU CoRE ¦ 2QU LoRE | Non-Red Flag Warning - Destructive Fires | contamination | contamination | 2.013e-06
HFTD - Distribution - Tier 3 - 4QU CoRE ¦ 2QU LoRE | Non-Red Flag Warning - Destructive Fires | equipment / facility failure | anchor / guy damage or failure | 9.073e-08
HFTD - Distribution - Tier 3 - 4QU CoRE ¦ 2QU LoRE | Non-Red Flag Warning - Destructive Fires | equipment / facility failure | capacitor bank damage or failure | 1.0316e-06
HFTD - Distribution - Tier 3 - 4QU CoRE ¦ 2QU LoRE | Non-Red Flag Warning - Destructive Fires | equipment / facility failure | conductor damage or failure | 4.2557e-06
HFTD - Distribution - Tier 3 - 4QU CoRE ¦ 2QU LoRE | Non-Red Flag Warning - Destructive Fires | equipment / facility failure | connection device damage or failure | 1.1192e-06
HFTD - Distribution - Tier 3 - 4QU CoRE ¦ 2QU LoRE | Non-Red Flag Warning - Destructive Fires | equipment / facility failure | crossarm damage or failure | 1.8066e-06
HFTD - Distribution - Tier 3 - 4QU CoRE ¦ 2QU LoRE | Non-Red Flag Warning - Destructive Fires | equipment / facility failure | fuse damage or failure | 1.181e-06
HFTD - Distribution - Tier 3 - 4QU CoRE ¦ 2QU LoRE | Non-Red Flag Warning - Destructive Fires | equipment / facility failure | insulator and brushing damage or failure | 1.1967e-06
HFTD - Distribution - Tier 3 - 4QU CoRE ¦ 2QU LoRE | Non-Red Flag Warning - Destructive Fires | equipment / facility failure | lightning arrestor damage or failure | 1.1968e-07
HFTD - Distribution - Tier 3 - 4QU CoRE ¦ 2QU LoRE | Non-Red Flag Warning - Destructive Fires | equipment / facility failure | other equipment / facility failure | 5.0617e-06
HFTD - Distribution - Tier 3 - 4QU CoRE ¦ 2QU LoRE | Non-Red Flag Warning - Destructive Fires | equipment / facility failure | pole damage or failure | 2.0581e-06
HFTD - Distribution - Tier 3 - 4QU CoRE ¦ 2QU LoRE | Non-Red Flag Warning - Destructive Fires | equipment / facility failure | recloser damage or failure | 0
HFTD - Distribution - Tier 3 - 4QU CoRE ¦ 2QU LoRE | Non-Red Flag Warning - Destructive Fires | equipment / facility failure | sectionalizer damage or failure | 0
HFTD - Distribution - Tier 3 - 4QU CoRE ¦ 2QU LoRE | Non-Red Flag Warning - Destructive Fires | equipment / facility failure | switch damage or failure | 0
HFTD - Distribution - Tier 3 - 4QU CoRE ¦ 2QU LoRE | Non-Red Flag Warning - Destructive Fires | equipment / facility failure | transformer damage or failure | 4.1745e-06
HFTD - Distribution - Tier 3 - 4QU CoRE ¦ 2QU LoRE | Non-Red Flag Warning - Destructive Fires | equipment / facility failure | voltage regulator / booster damage or failure | 3.2179e-07
HFTD - Distribution - Tier 3 - 4QU CoRE ¦ 2QU LoRE | Non-Red Flag Warning - Destructive Fires | other | all other | 1.2226e-05
HFTD - Distribution - Tier 3 - 4QU CoRE ¦ 2QU LoRE | Non-Red Flag Warning - Destructive Fires | unknown | unknown | 1.3812e-05
HFTD - Distribution - Tier 3 - 4QU CoRE ¦ 2QU LoRE | Non-Red Flag Warning - Destructive Fires | utility work / operation | utility work / operation | 2.2189e-06
HFTD - Distribution - Tier 3 - 4QU CoRE ¦ 2QU LoRE | Non-Red Flag Warning - Destructive Fires | vandalism / theft | vandalism / theft | 1.1979e-06
HFTD - Distribution - Tier 3 - 4QU CoRE ¦ 2QU LoRE | Non-Red Flag Warning - Destructive Fires | vegetation contact | branch (not overhanging, 4-12ft) | 1.0603e-06
HFTD - Distribution - Tier 3 - 4QU CoRE ¦ 2QU LoRE | Non-Red Flag Warning - Destructive Fires | vegetation contact | branch (not overhanging, > 12ft) | 2.4363e-06
HFTD - Distribution - Tier 3 - 4QU CoRE ¦ 2QU LoRE | Non-Red Flag Warning - Destructive Fires | vegetation contact | branch (not overhanging, distance unknown) | 8.3166e-06
HFTD - Distribution - Tier 3 - 4QU CoRE ¦ 2QU LoRE | Non-Red Flag Warning - Destructive Fires | vegetation contact | branch (not overhanging, within 4ft) | 4.6751e-07
HFTD - Distribution - Tier 3 - 4QU CoRE ¦ 2QU LoRE | Non-Red Flag Warning - Destructive Fires | vegetation contact | branch (overhanging) | 2.0804e-05
HFTD - Distribution - Tier 3 - 4QU CoRE ¦ 2QU LoRE | Non-Red Flag Warning - Destructive Fires | vegetation contact | dead | 8.8482e-06
HFTD - Distribution - Tier 3 - 4QU CoRE ¦ 2QU LoRE | Non-Red Flag Warning - Destructive Fires | vegetation contact | fell into (moderate-severe defect) | 1.012e-05
HFTD - Distribution - Tier 3 - 4QU CoRE ¦ 2QU LoRE | Non-Red Flag Warning - Destructive Fires | vegetation contact | fell into (no defect) | 5.9612e-05
HFTD - Distribution - Tier 3 - 4QU CoRE ¦ 2QU LoRE | Non-Red Flag Warning - Destructive Fires | vegetation contact | fell into (slight defect) | 1.2511e-05
HFTD - Distribution - Tier 3 - 4QU CoRE ¦ 2QU LoRE | Non-Red Flag Warning - Destructive Fires | vegetation contact | grow into | 1.0829e-06
HFTD - Distribution - Tier 3 - 4QU CoRE ¦ 2QU LoRE | Non-Red Flag Warning - Destructive Fires | vegetation contact | other/unknown | 5.135e-05
HFTD - Distribution - Tier 3 - 4QU CoRE ¦ 2QU LoRE | Non-Red Flag Warning - Destructive Fires | wire-to-wire contact | wire-to-wire contact / contamination | 1.5919e-05
HFTD - Distribution - Tier 3 - 4QU CoRE ¦ 2QU LoRE | Non-Red Flag Warning - Large Fires | contact from object | animal contact | 0.00042967
HFTD - Distribution - Tier 3 - 4QU CoRE ¦ 2QU LoRE | Non-Red Flag Warning - Large Fires | contact from object | balloon contact | 2.8719e-05
HFTD - Distribution - Tier 3 - 4QU CoRE ¦ 2QU LoRE | Non-Red Flag Warning - Large Fires | contact from object | other contact from object | 0.00038756
HFTD - Distribution - Tier 3 - 4QU CoRE ¦ 2QU LoRE | Non-Red Flag Warning - Large Fires | contact from object | vehicle contact | 0.0011078
HFTD - Distribution - Tier 3 - 4QU CoRE ¦ 2QU LoRE | Non-Red Flag Warning - Large Fires | contamination | contamination | 4.9077e-05
HFTD - Distribution - Tier 3 - 4QU CoRE ¦ 2QU LoRE | Non-Red Flag Warning - Large Fires | equipment / facility failure | anchor / guy damage or failure | 2.8609e-06
HFTD - Distribution - Tier 3 - 4QU CoRE ¦ 2QU LoRE | Non-Red Flag Warning - Large Fires | equipment / facility failure | capacitor bank damage or failure | 3.2843e-05
HFTD - Distribution - Tier 3 - 4QU CoRE ¦ 2QU LoRE | Non-Red Flag Warning - Large Fires | equipment / facility failure | conductor damage or failure | 0.00010329
HFTD - Distribution - Tier 3 - 4QU CoRE ¦ 2QU LoRE | Non-Red Flag Warning - Large Fires | equipment / facility failure | connection device damage or failure | 2.3743e-05
HFTD - Distribution - Tier 3 - 4QU CoRE ¦ 2QU LoRE | Non-Red Flag Warning - Large Fires | equipment / facility failure | crossarm damage or failure | 5.7653e-05
HFTD - Distribution - Tier 3 - 4QU CoRE ¦ 2QU LoRE | Non-Red Flag Warning - Large Fires | equipment / facility failure | fuse damage or failure | 3.5807e-05
HFTD - Distribution - Tier 3 - 4QU CoRE ¦ 2QU LoRE | Non-Red Flag Warning - Large Fires | equipment / facility failure | insulator and brushing damage or failure | 3.8929e-05
HFTD - Distribution - Tier 3 - 4QU CoRE ¦ 2QU LoRE | Non-Red Flag Warning - Large Fires | equipment / facility failure | lightning arrestor damage or failure | 4.0042e-06
HFTD - Distribution - Tier 3 - 4QU CoRE ¦ 2QU LoRE | Non-Red Flag Warning - Large Fires | equipment / facility failure | other equipment / facility failure | 0.00015314
HFTD - Distribution - Tier 3 - 4QU CoRE ¦ 2QU LoRE | Non-Red Flag Warning - Large Fires | equipment / facility failure | pole damage or failure | 6.3415e-05
HFTD - Distribution - Tier 3 - 4QU CoRE ¦ 2QU LoRE | Non-Red Flag Warning - Large Fires | equipment / facility failure | recloser damage or failure | 0
HFTD - Distribution - Tier 3 - 4QU CoRE ¦ 2QU LoRE | Non-Red Flag Warning - Large Fires | equipment / facility failure | sectionalizer damage or failure | 0
HFTD - Distribution - Tier 3 - 4QU CoRE ¦ 2QU LoRE | Non-Red Flag Warning - Large Fires | equipment / facility failure | switch damage or failure | 0
HFTD - Distribution - Tier 3 - 4QU CoRE ¦ 2QU LoRE | Non-Red Flag Warning - Large Fires | equipment / facility failure | transformer damage or failure | 0.00013639
HFTD - Distribution - Tier 3 - 4QU CoRE ¦ 2QU LoRE | Non-Red Flag Warning - Large Fires | equipment / facility failure | voltage regulator / booster damage or failure | 1.0157e-05
HFTD - Distribution - Tier 3 - 4QU CoRE ¦ 2QU LoRE | Non-Red Flag Warning - Large Fires | other | all other | 0.00021938
HFTD - Distribution - Tier 3 - 4QU CoRE ¦ 2QU LoRE | Non-Red Flag Warning - Large Fires | unknown | unknown | 0.00024546
HFTD - Distribution - Tier 3 - 4QU CoRE ¦ 2QU LoRE | Non-Red Flag Warning - Large Fires | utility work / operation | utility work / operation | 4.1237e-05
HFTD - Distribution - Tier 3 - 4QU CoRE ¦ 2QU LoRE | Non-Red Flag Warning - Large Fires | vandalism / theft | vandalism / theft | 3.0823e-05
HFTD - Distribution - Tier 3 - 4QU CoRE ¦ 2QU LoRE | Non-Red Flag Warning - Large Fires | vegetation contact | branch (not overhanging, 4-12ft) | 2.7585e-05
HFTD - Distribution - Tier 3 - 4QU CoRE ¦ 2QU LoRE | Non-Red Flag Warning - Large Fires | vegetation contact | branch (not overhanging, > 12ft) | 6.3633e-05
HFTD - Distribution - Tier 3 - 4QU CoRE ¦ 2QU LoRE | Non-Red Flag Warning - Large Fires | vegetation contact | branch (not overhanging, distance unknown) | 0.00021722
HFTD - Distribution - Tier 3 - 4QU CoRE ¦ 2QU LoRE | Non-Red Flag Warning - Large Fires | vegetation contact | branch (not overhanging, within 4ft) | 1.2121e-05
HFTD - Distribution - Tier 3 - 4QU CoRE ¦ 2QU LoRE | Non-Red Flag Warning - Large Fires | vegetation contact | branch (overhanging) | 0.00053938
HFTD - Distribution - Tier 3 - 4QU CoRE ¦ 2QU LoRE | Non-Red Flag Warning - Large Fires | vegetation contact | dead | 0.0002311
HFTD - Distribution - Tier 3 - 4QU CoRE ¦ 2QU LoRE | Non-Red Flag Warning - Large Fires | vegetation contact | fell into (moderate-severe defect) | 0.00026433
HFTD - Distribution - Tier 3 - 4QU CoRE ¦ 2QU LoRE | Non-Red Flag Warning - Large Fires | vegetation contact | fell into (no defect) | 0.001557
HFTD - Distribution - Tier 3 - 4QU CoRE ¦ 2QU LoRE | Non-Red Flag Warning - Large Fires | vegetation contact | fell into (slight defect) | 0.00032677
HFTD - Distribution - Tier 3 - 4QU CoRE ¦ 2QU LoRE | Non-Red Flag Warning - Large Fires | vegetation contact | grow into | 2.8284e-05
HFTD - Distribution - Tier 3 - 4QU CoRE ¦ 2QU LoRE | Non-Red Flag Warning - Large Fires | vegetation contact | other/unknown | 0.0013412
HFTD - Distribution - Tier 3 - 4QU CoRE ¦ 2QU LoRE | Non-Red Flag Warning - Large Fires | wire-to-wire contact | wire-to-wire contact / contamination | 0.00024631
HFTD - Distribution - Tier 3 - 4QU CoRE ¦ 2QU LoRE | Non-Red Flag Warning - Small Fires | contact from object | animal contact | 0.11417
HFTD - Distribution - Tier 3 - 4QU CoRE ¦ 2QU LoRE | Non-Red Flag Warning - Small Fires | contact from object | balloon contact | 0.0075509
HFTD - Distribution - Tier 3 - 4QU CoRE ¦ 2QU LoRE | Non-Red Flag Warning - Small Fires | contact from object | other contact from object | 0.10591
HFTD - Distribution - Tier 3 - 4QU CoRE ¦ 2QU LoRE | Non-Red Flag Warning - Small Fires | contact from object | vehicle contact | 0.30353
HFTD - Distribution - Tier 3 - 4QU CoRE ¦ 2QU LoRE | Non-Red Flag Warning - Small Fires | contamination | contamination | 0.013353
HFTD - Distribution - Tier 3 - 4QU CoRE ¦ 2QU LoRE | Non-Red Flag Warning - Small Fires | equipment / facility failure | anchor / guy damage or failure | 0.002429
HFTD - Distribution - Tier 3 - 4QU CoRE ¦ 2QU LoRE | Non-Red Flag Warning - Small Fires | equipment / facility failure | capacitor bank damage or failure | 0.028778
HFTD - Distribution - Tier 3 - 4QU CoRE ¦ 2QU LoRE | Non-Red Flag Warning - Small Fires | equipment / facility failure | conductor damage or failure | 0.083535
HFTD - Distribution - Tier 3 - 4QU CoRE ¦ 2QU LoRE | Non-Red Flag Warning - Small Fires | equipment / facility failure | connection device damage or failure | 0.01946
HFTD - Distribution - Tier 3 - 4QU CoRE ¦ 2QU LoRE | Non-Red Flag Warning - Small Fires | equipment / facility failure | crossarm damage or failure | 0.04821
HFTD - Distribution - Tier 3 - 4QU CoRE ¦ 2QU LoRE | Non-Red Flag Warning - Small Fires | equipment / facility failure | fuse damage or failure | 0.028983
HFTD - Distribution - Tier 3 - 4QU CoRE ¦ 2QU LoRE | Non-Red Flag Warning - Small Fires | equipment / facility failure | insulator and brushing damage or failure | 0.032547
HFTD - Distribution - Tier 3 - 4QU CoRE ¦ 2QU LoRE | Non-Red Flag Warning - Small Fires | equipment / facility failure | lightning arrestor damage or failure | 0.0032495
HFTD - Distribution - Tier 3 - 4QU CoRE ¦ 2QU LoRE | Non-Red Flag Warning - Small Fires | equipment / facility failure | other equipment / facility failure | 0.12816
HFTD - Distribution - Tier 3 - 4QU CoRE ¦ 2QU LoRE | Non-Red Flag Warning - Small Fires | equipment / facility failure | pole damage or failure | 0.05213
HFTD - Distribution - Tier 3 - 4QU CoRE ¦ 2QU LoRE | Non-Red Flag Warning - Small Fires | equipment / facility failure | recloser damage or failure | 0
HFTD - Distribution - Tier 3 - 4QU CoRE ¦ 2QU LoRE | Non-Red Flag Warning - Small Fires | equipment / facility failure | sectionalizer damage or failure | 0
HFTD - Distribution - Tier 3 - 4QU CoRE ¦ 2QU LoRE | Non-Red Flag Warning - Small Fires | equipment / facility failure | switch damage or failure | 0
HFTD - Distribution - Tier 3 - 4QU CoRE ¦ 2QU LoRE | Non-Red Flag Warning - Small Fires | equipment / facility failure | transformer damage or failure | 0.11314
HFTD - Distribution - Tier 3 - 4QU CoRE ¦ 2QU LoRE | Non-Red Flag Warning - Small Fires | equipment / facility failure | voltage regulator / booster damage or failure | 0.0087058
HFTD - Distribution - Tier 3 - 4QU CoRE ¦ 2QU LoRE | Non-Red Flag Warning - Small Fires | other | all other | 0.049894
HFTD - Distribution - Tier 3 - 4QU CoRE ¦ 2QU LoRE | Non-Red Flag Warning - Small Fires | unknown | unknown | 0.064459
HFTD - Distribution - Tier 3 - 4QU CoRE ¦ 2QU LoRE | Non-Red Flag Warning - Small Fires | utility work / operation | utility work / operation | 0.011064
HFTD - Distribution - Tier 3 - 4QU CoRE ¦ 2QU LoRE | Non-Red Flag Warning - Small Fires | vandalism / theft | vandalism / theft | 0.0082017
HFTD - Distribution - Tier 3 - 4QU CoRE ¦ 2QU LoRE | Non-Red Flag Warning - Small Fires | vegetation contact | branch (not overhanging, 4-12ft) | 0.011914
HFTD - Distribution - Tier 3 - 4QU CoRE ¦ 2QU LoRE | Non-Red Flag Warning - Small Fires | vegetation contact | branch (not overhanging, > 12ft) | 0.027377
HFTD - Distribution - Tier 3 - 4QU CoRE ¦ 2QU LoRE | Non-Red Flag Warning - Small Fires | vegetation contact | branch (not overhanging, distance unknown) | 0.093455
HFTD - Distribution - Tier 3 - 4QU CoRE ¦ 2QU LoRE | Non-Red Flag Warning - Small Fires | vegetation contact | branch (not overhanging, within 4ft) | 0.0052529
HFTD - Distribution - Tier 3 - 4QU CoRE ¦ 2QU LoRE | Non-Red Flag Warning - Small Fires | vegetation contact | branch (overhanging) | 0.23375
HFTD - Distribution - Tier 3 - 4QU CoRE ¦ 2QU LoRE | Non-Red Flag Warning - Small Fires | vegetation contact | dead | 0.099428
HFTD - Distribution - Tier 3 - 4QU CoRE ¦ 2QU LoRE | Non-Red Flag Warning - Small Fires | vegetation contact | fell into (moderate-severe defect) | 0.11372
HFTD - Distribution - Tier 3 - 4QU CoRE ¦ 2QU LoRE | Non-Red Flag Warning - Small Fires | vegetation contact | fell into (no defect) | 0.66986
HFTD - Distribution - Tier 3 - 4QU CoRE ¦ 2QU LoRE | Non-Red Flag Warning - Small Fires | vegetation contact | fell into (slight defect) | 0.14059
HFTD - Distribution - Tier 3 - 4QU CoRE ¦ 2QU LoRE | Non-Red Flag Warning - Small Fires | vegetation contact | grow into | 0.012169
HFTD - Distribution - Tier 3 - 4QU CoRE ¦ 2QU LoRE | Non-Red Flag Warning - Small Fires | vegetation contact | other/unknown | 0.57703
HFTD - Distribution - Tier 3 - 4QU CoRE ¦ 2QU LoRE | Non-Red Flag Warning - Small Fires | wire-to-wire contact | wire-to-wire contact / contamination | 0.065228
HFTD - Distribution - Tier 3 - 4QU CoRE ¦ 2QU LoRE | Seismic - Red Flag Warning - Catastrophic Fires | cc - seismic scenario | seismic scenario | 7.6745e-06
HFTD - Distribution - Tier 3 - 4QU CoRE ¦ 2QU LoRE | Red Flag Warning - Catastrophic Fires | contact from object | animal contact | 0
HFTD - Distribution - Tier 3 - 4QU CoRE ¦ 2QU LoRE | Red Flag Warning - Catastrophic Fires | contact from object | balloon contact | 0
HFTD - Distribution - Tier 3 - 4QU CoRE ¦ 2QU LoRE | Red Flag Warning - Catastrophic Fires | contact from object | other contact from object | 0
HFTD - Distribution - Tier 3 - 4QU CoRE ¦ 2QU LoRE | Red Flag Warning - Catastrophic Fires | contact from object | vehicle contact | 0
HFTD - Distribution - Tier 3 - 4QU CoRE ¦ 2QU LoRE | Red Flag Warning - Catastrophic Fires | contamination | contamination | 0
HFTD - Distribution - Tier 3 - 4QU CoRE ¦ 2QU LoRE | Red Flag Warning - Catastrophic Fires | equipment / facility failure | anchor / guy damage or failure | 1.7411e-05
HFTD - Distribution - Tier 3 - 4QU CoRE ¦ 2QU LoRE | Red Flag Warning - Catastrophic Fires | equipment / facility failure | capacitor bank damage or failure | 3.1112e-05
HFTD - Distribution - Tier 3 - 4QU CoRE ¦ 2QU LoRE | Red Flag Warning - Catastrophic Fires | equipment / facility failure | conductor damage or failure | 0.00050638
HFTD - Distribution - Tier 3 - 4QU CoRE ¦ 2QU LoRE | Red Flag Warning - Catastrophic Fires | equipment / facility failure | connection device damage or failure | 9.2561e-05
HFTD - Distribution - Tier 3 - 4QU CoRE ¦ 2QU LoRE | Red Flag Warning - Catastrophic Fires | equipment / facility failure | crossarm damage or failure | 0.00019529
HFTD - Distribution - Tier 3 - 4QU CoRE ¦ 2QU LoRE | Red Flag Warning - Catastrophic Fires | equipment / facility failure | fuse damage or failure | 0.00019488
HFTD - Distribution - Tier 3 - 4QU CoRE ¦ 2QU LoRE | Red Flag Warning - Catastrophic Fires | equipment / facility failure | insulator and brushing damage or failure | 0.00024594
HFTD - Distribution - Tier 3 - 4QU CoRE ¦ 2QU LoRE | Red Flag Warning - Catastrophic Fires | equipment / facility failure | lightning arrestor damage or failure | 1.5944e-05
HFTD - Distribution - Tier 3 - 4QU CoRE ¦ 2QU LoRE | Red Flag Warning - Catastrophic Fires | equipment / facility failure | other equipment / facility failure | 0.00018977
HFTD - Distribution - Tier 3 - 4QU CoRE ¦ 2QU LoRE | Red Flag Warning - Catastrophic Fires | equipment / facility failure | pole damage or failure | 9.3815e-05
HFTD - Distribution - Tier 3 - 4QU CoRE ¦ 2QU LoRE | Red Flag Warning - Catastrophic Fires | equipment / facility failure | recloser damage or failure | 0
HFTD - Distribution - Tier 3 - 4QU CoRE ¦ 2QU LoRE | Red Flag Warning - Catastrophic Fires | equipment / facility failure | sectionalizer damage or failure | 0
HFTD - Distribution - Tier 3 - 4QU CoRE ¦ 2QU LoRE | Red Flag Warning - Catastrophic Fires | equipment / facility failure | switch damage or failure | 0
HFTD - Distribution - Tier 3 - 4QU CoRE ¦ 2QU LoRE | Red Flag Warning - Catastrophic Fires | equipment / facility failure | transformer damage or failure | 9.9068e-05
HFTD - Distribution - Tier 3 - 4QU CoRE ¦ 2QU LoRE | Red Flag Warning - Catastrophic Fires | equipment / facility failure | voltage regulator / booster damage or failure | 3.2429e-06
HFTD - Distribution - Tier 3 - 4QU CoRE ¦ 2QU LoRE | Red Flag Warning - Catastrophic Fires | other | all other | 0
HFTD - Distribution - Tier 3 - 4QU CoRE ¦ 2QU LoRE | Red Flag Warning - Catastrophic Fires | unknown | unknown | 0
HFTD - Distribution - Tier 3 - 4QU CoRE ¦ 2QU LoRE | Red Flag Warning - Catastrophic Fires | utility work / operation | utility work / operation | 0
HFTD - Distribution - Tier 3 - 4QU CoRE ¦ 2QU LoRE | Red Flag Warning - Catastrophic Fires | vandalism / theft | vandalism / theft | 0
HFTD - Distribution - Tier 3 - 4QU CoRE ¦ 2QU LoRE | Red Flag Warning - Catastrophic Fires | vegetation contact | branch (not overhanging, 4-12ft) | 6.0463e-05
HFTD - Distribution - Tier 3 - 4QU CoRE ¦ 2QU LoRE | Red Flag Warning - Catastrophic Fires | vegetation contact | branch (not overhanging, > 12ft) | 9.005e-05
HFTD - Distribution - Tier 3 - 4QU CoRE ¦ 2QU LoRE | Red Flag Warning - Catastrophic Fires | vegetation contact | branch (not overhanging, distance unknown) | 0.00043524
HFTD - Distribution - Tier 3 - 4QU CoRE ¦ 2QU LoRE | Red Flag Warning - Catastrophic Fires | vegetation contact | branch (not overhanging, within 4ft) | 1.524e-05
HFTD - Distribution - Tier 3 - 4QU CoRE ¦ 2QU LoRE | Red Flag Warning - Catastrophic Fires | vegetation contact | branch (overhanging) | 0.00089917
HFTD - Distribution - Tier 3 - 4QU CoRE ¦ 2QU LoRE | Red Flag Warning - Catastrophic Fires | vegetation contact | dead | 0.00033018
HFTD - Distribution - Tier 3 - 4QU CoRE ¦ 2QU LoRE | Red Flag Warning - Catastrophic Fires | vegetation contact | fell into (moderate-severe defect) | 0.00027121
HFTD - Distribution - Tier 3 - 4QU CoRE ¦ 2QU LoRE | Red Flag Warning - Catastrophic Fires | vegetation contact | fell into (no defect) | 0.0011106
HFTD - Distribution - Tier 3 - 4QU CoRE ¦ 2QU LoRE | Red Flag Warning - Catastrophic Fires | vegetation contact | fell into (slight defect) | 0.00029232
HFTD - Distribution - Tier 3 - 4QU CoRE ¦ 2QU LoRE | Red Flag Warning - Catastrophic Fires | vegetation contact | grow into | 3.077e-05
HFTD - Distribution - Tier 3 - 4QU CoRE ¦ 2QU LoRE | Red Flag Warning - Catastrophic Fires | vegetation contact | other/unknown | 0.0015008
HFTD - Distribution - Tier 3 - 4QU CoRE ¦ 2QU LoRE | Red Flag Warning - Catastrophic Fires | wire-to-wire contact | wire-to-wire contact / contamination | 0
HFTD - Distribution - Tier 3 - 4QU CoRE ¦ 2QU LoRE | Red Flag Warning - Destructive Fires | contact from object | animal contact | 0
HFTD - Distribution - Tier 3 - 4QU CoRE ¦ 2QU LoRE | Red Flag Warning - Destructive Fires | contact from object | balloon contact | 0
HFTD - Distribution - Tier 3 - 4QU CoRE ¦ 2QU LoRE | Red Flag Warning - Destructive Fires | contact from object | other contact from object | 0
HFTD - Distribution - Tier 3 - 4QU CoRE ¦ 2QU LoRE | Red Flag Warning - Destructive Fires | contact from object | vehicle contact | 0
HFTD - Distribution - Tier 3 - 4QU CoRE ¦ 2QU LoRE | Red Flag Warning - Destructive Fires | contamination | contamination | 0
HFTD - Distribution - Tier 3 - 4QU CoRE ¦ 2QU LoRE | Red Flag Warning - Destructive Fires | equipment / facility failure | anchor / guy damage or failure | 3.2911e-06
HFTD - Distribution - Tier 3 - 4QU CoRE ¦ 2QU LoRE | Red Flag Warning - Destructive Fires | equipment / facility failure | capacitor bank damage or failure | 5.9708e-06
HFTD - Distribution - Tier 3 - 4QU CoRE ¦ 2QU LoRE | Red Flag Warning - Destructive Fires | equipment / facility failure | conductor damage or failure | 9.7585e-05
HFTD - Distribution - Tier 3 - 4QU CoRE ¦ 2QU LoRE | Red Flag Warning - Destructive Fires | equipment / facility failure | connection device damage or failure | 1.7938e-05
HFTD - Distribution - Tier 3 - 4QU CoRE ¦ 2QU LoRE | Red Flag Warning - Destructive Fires | equipment / facility failure | crossarm damage or failure | 3.7431e-05
HFTD - Distribution - Tier 3 - 4QU CoRE ¦ 2QU LoRE | Red Flag Warning - Destructive Fires | equipment / facility failure | fuse damage or failure | 3.8305e-05
HFTD - Distribution - Tier 3 - 4QU CoRE ¦ 2QU LoRE | Red Flag Warning - Destructive Fires | equipment / facility failure | insulator and brushing damage or failure | 4.8058e-05
HFTD - Distribution - Tier 3 - 4QU CoRE ¦ 2QU LoRE | Red Flag Warning - Destructive Fires | equipment / facility failure | lightning arrestor damage or failure | 3.0385e-06
HFTD - Distribution - Tier 3 - 4QU CoRE ¦ 2QU LoRE | Red Flag Warning - Destructive Fires | equipment / facility failure | other equipment / facility failure | 3.6332e-05
HFTD - Distribution - Tier 3 - 4QU CoRE ¦ 2QU LoRE | Red Flag Warning - Destructive Fires | equipment / facility failure | pole damage or failure | 1.826e-05
HFTD - Distribution - Tier 3 - 4QU CoRE ¦ 2QU LoRE | Red Flag Warning - Destructive Fires | equipment / facility failure | recloser damage or failure | 0
HFTD - Distribution - Tier 3 - 4QU CoRE ¦ 2QU LoRE | Red Flag Warning - Destructive Fires | equipment / facility failure | sectionalizer damage or failure | 0
HFTD - Distribution - Tier 3 - 4QU CoRE ¦ 2QU LoRE | Red Flag Warning - Destructive Fires | equipment / facility failure | switch damage or failure | 0
HFTD - Distribution - Tier 3 - 4QU CoRE ¦ 2QU LoRE | Red Flag Warning - Destructive Fires | equipment / facility failure | transformer damage or failure | 1.9003e-05
HFTD - Distribution - Tier 3 - 4QU CoRE ¦ 2QU LoRE | Red Flag Warning - Destructive Fires | equipment / facility failure | voltage regulator / booster damage or failure | 5.9274e-07
HFTD - Distribution - Tier 3 - 4QU CoRE ¦ 2QU LoRE | Red Flag Warning - Destructive Fires | other | all other | 0
HFTD - Distribution - Tier 3 - 4QU CoRE ¦ 2QU LoRE | Red Flag Warning - Destructive Fires | unknown | unknown | 0
HFTD - Distribution - Tier 3 - 4QU CoRE ¦ 2QU LoRE | Red Flag Warning - Destructive Fires | utility work / operation | utility work / operation | 0
HFTD - Distribution - Tier 3 - 4QU CoRE ¦ 2QU LoRE | Red Flag Warning - Destructive Fires | vandalism / theft | vandalism / theft | 0
HFTD - Distribution - Tier 3 - 4QU CoRE ¦ 2QU LoRE | Red Flag Warning - Destructive Fires | vegetation contact | branch (not overhanging, 4-12ft) | 8.5388e-06
HFTD - Distribution - Tier 3 - 4QU CoRE ¦ 2QU LoRE | Red Flag Warning - Destructive Fires | vegetation contact | branch (not overhanging, > 12ft) | 1.2713e-05
HFTD - Distribution - Tier 3 - 4QU CoRE ¦ 2QU LoRE | Red Flag Warning - Destructive Fires | vegetation contact | branch (not overhanging, distance unknown) | 6.1447e-05
HFTD - Distribution - Tier 3 - 4QU CoRE ¦ 2QU LoRE | Red Flag Warning - Destructive Fires | vegetation contact | branch (not overhanging, within 4ft) | 2.1528e-06
HFTD - Distribution - Tier 3 - 4QU CoRE ¦ 2QU LoRE | Red Flag Warning - Destructive Fires | vegetation contact | branch (overhanging) | 0.00012702
HFTD - Distribution - Tier 3 - 4QU CoRE ¦ 2QU LoRE | Red Flag Warning - Destructive Fires | vegetation contact | dead | 4.6615e-05
HFTD - Distribution - Tier 3 - 4QU CoRE ¦ 2QU LoRE | Red Flag Warning - Destructive Fires | vegetation contact | fell into (moderate-severe defect) | 3.8289e-05
HFTD - Distribution - Tier 3 - 4QU CoRE ¦ 2QU LoRE | Red Flag Warning - Destructive Fires | vegetation contact | fell into (no defect) | 0.0001568
HFTD - Distribution - Tier 3 - 4QU CoRE ¦ 2QU LoRE | Red Flag Warning - Destructive Fires | vegetation contact | fell into (slight defect) | 4.1269e-05
HFTD - Distribution - Tier 3 - 4QU CoRE ¦ 2QU LoRE | Red Flag Warning - Destructive Fires | vegetation contact | grow into | 4.3441e-06
HFTD - Distribution - Tier 3 - 4QU CoRE ¦ 2QU LoRE | Red Flag Warning - Destructive Fires | vegetation contact | other/unknown | 0.00021189
HFTD - Distribution - Tier 3 - 4QU CoRE ¦ 2QU LoRE | Red Flag Warning - Destructive Fires | wire-to-wire contact | wire-to-wire contact / contamination | 0
HFTD - Distribution - Tier 3 - 4QU CoRE ¦ 2QU LoRE | Red Flag Warning - Large Fires | contact from object | animal contact | 0
HFTD - Distribution - Tier 3 - 4QU CoRE ¦ 2QU LoRE | Red Flag Warning - Large Fires | contact from object | balloon contact | 0
HFTD - Distribution - Tier 3 - 4QU CoRE ¦ 2QU LoRE | Red Flag Warning - Large Fires | contact from object | other contact from object | 0
HFTD - Distribution - Tier 3 - 4QU CoRE ¦ 2QU LoRE | Red Flag Warning - Large Fires | contact from object | vehicle contact | 0
HFTD - Distribution - Tier 3 - 4QU CoRE ¦ 2QU LoRE | Red Flag Warning - Large Fires | contamination | contamination | 0
HFTD - Distribution - Tier 3 - 4QU CoRE ¦ 2QU LoRE | Red Flag Warning - Large Fires | equipment / facility failure | anchor / guy damage or failure | 5.6821e-05
HFTD - Distribution - Tier 3 - 4QU CoRE ¦ 2QU LoRE | Red Flag Warning - Large Fires | equipment / facility failure | capacitor bank damage or failure | 0.00010409
HFTD - Distribution - Tier 3 - 4QU CoRE ¦ 2QU LoRE | Red Flag Warning - Large Fires | equipment / facility failure | conductor damage or failure | 0.0012968
HFTD - Distribution - Tier 3 - 4QU CoRE ¦ 2QU LoRE | Red Flag Warning - Large Fires | equipment / facility failure | connection device damage or failure | 0.00020836
HFTD - Distribution - Tier 3 - 4QU CoRE ¦ 2QU LoRE | Red Flag Warning - Large Fires | equipment / facility failure | crossarm damage or failure | 0.00065403
HFTD - Distribution - Tier 3 - 4QU CoRE ¦ 2QU LoRE | Red Flag Warning - Large Fires | equipment / facility failure | fuse damage or failure | 0.00063587
HFTD - Distribution - Tier 3 - 4QU CoRE ¦ 2QU LoRE | Red Flag Warning - Large Fires | equipment / facility failure | insulator and brushing damage or failure | 0.00085597
HFTD - Distribution - Tier 3 - 4QU CoRE ¦ 2QU LoRE | Red Flag Warning - Large Fires | equipment / facility failure | lightning arrestor damage or failure | 5.5662e-05
HFTD - Distribution - Tier 3 - 4QU CoRE ¦ 2QU LoRE | Red Flag Warning - Large Fires | equipment / facility failure | other equipment / facility failure | 0.00060188
HFTD - Distribution - Tier 3 - 4QU CoRE ¦ 2QU LoRE | Red Flag Warning - Large Fires | equipment / facility failure | pole damage or failure | 0.00030805
HFTD - Distribution - Tier 3 - 4QU CoRE ¦ 2QU LoRE | Red Flag Warning - Large Fires | equipment / facility failure | recloser damage or failure | 0
HFTD - Distribution - Tier 3 - 4QU CoRE ¦ 2QU LoRE | Red Flag Warning - Large Fires | equipment / facility failure | sectionalizer damage or failure | 0
HFTD - Distribution - Tier 3 - 4QU CoRE ¦ 2QU LoRE | Red Flag Warning - Large Fires | equipment / facility failure | switch damage or failure | 0
HFTD - Distribution - Tier 3 - 4QU CoRE ¦ 2QU LoRE | Red Flag Warning - Large Fires | equipment / facility failure | transformer damage or failure | 0.00033993
HFTD - Distribution - Tier 3 - 4QU CoRE ¦ 2QU LoRE | Red Flag Warning - Large Fires | equipment / facility failure | voltage regulator / booster damage or failure | 1.0244e-05
HFTD - Distribution - Tier 3 - 4QU CoRE ¦ 2QU LoRE | Red Flag Warning - Large Fires | other | all other | 0
HFTD - Distribution - Tier 3 - 4QU CoRE ¦ 2QU LoRE | Red Flag Warning - Large Fires | unknown | unknown | 0
HFTD - Distribution - Tier 3 - 4QU CoRE ¦ 2QU LoRE | Red Flag Warning - Large Fires | utility work / operation | utility work / operation | 0
HFTD - Distribution - Tier 3 - 4QU CoRE ¦ 2QU LoRE | Red Flag Warning - Large Fires | vandalism / theft | vandalism / theft | 0
HFTD - Distribution - Tier 3 - 4QU CoRE ¦ 2QU LoRE | Red Flag Warning - Large Fires | vegetation contact | branch (not overhanging, 4-12ft) | 0.00012163
HFTD - Distribution - Tier 3 - 4QU CoRE ¦ 2QU LoRE | Red Flag Warning - Large Fires | vegetation contact | branch (not overhanging, > 12ft) | 0.00018181
HFTD - Distribution - Tier 3 - 4QU CoRE ¦ 2QU LoRE | Red Flag Warning - Large Fires | vegetation contact | branch (not overhanging, distance unknown) | 0.00087874
HFTD - Distribution - Tier 3 - 4QU CoRE ¦ 2QU LoRE | Red Flag Warning - Large Fires | vegetation contact | branch (not overhanging, within 4ft) | 3.056e-05
HFTD - Distribution - Tier 3 - 4QU CoRE ¦ 2QU LoRE | Red Flag Warning - Large Fires | vegetation contact | branch (overhanging) | 0.0018031
HFTD - Distribution - Tier 3 - 4QU CoRE ¦ 2QU LoRE | Red Flag Warning - Large Fires | vegetation contact | dead | 0.00066663
HFTD - Distribution - Tier 3 - 4QU CoRE ¦ 2QU LoRE | Red Flag Warning - Large Fires | vegetation contact | fell into (moderate-severe defect) | 0.00054756
HFTD - Distribution - Tier 3 - 4QU CoRE ¦ 2QU LoRE | Red Flag Warning - Large Fires | vegetation contact | fell into (no defect) | 0.0022423
HFTD - Distribution - Tier 3 - 4QU CoRE ¦ 2QU LoRE | Red Flag Warning - Large Fires | vegetation contact | fell into (slight defect) | 0.00059018
HFTD - Distribution - Tier 3 - 4QU CoRE ¦ 2QU LoRE | Red Flag Warning - Large Fires | vegetation contact | grow into | 6.2124e-05
HFTD - Distribution - Tier 3 - 4QU CoRE ¦ 2QU LoRE | Red Flag Warning - Large Fires | vegetation contact | other/unknown | 0.0030301
HFTD - Distribution - Tier 3 - 4QU CoRE ¦ 2QU LoRE | Red Flag Warning - Large Fires | wire-to-wire contact | wire-to-wire contact / contamination | 0
HFTD - Distribution - Tier 3 - 4QU CoRE ¦ 2QU LoRE | Red Flag Warning - Small Fires | contact from object | animal contact | 0.0021802
HFTD - Distribution - Tier 3 - 4QU CoRE ¦ 2QU LoRE | Red Flag Warning - Small Fires | contact from object | balloon contact | 0.00025189
HFTD - Distribution - Tier 3 - 4QU CoRE ¦ 2QU LoRE | Red Flag Warning - Small Fires | contact from object | other contact from object | 0.0036493
HFTD - Distribution - Tier 3 - 4QU CoRE ¦ 2QU LoRE | Red Flag Warning - Small Fires | contact from object | vehicle contact | 0.012382
HFTD - Distribution - Tier 3 - 4QU CoRE ¦ 2QU LoRE | Red Flag Warning - Small Fires | contamination | contamination | 0.0001452
HFTD - Distribution - Tier 3 - 4QU CoRE ¦ 2QU LoRE | Red Flag Warning - Small Fires | equipment / facility failure | anchor / guy damage or failure | 0.00075486
HFTD - Distribution - Tier 3 - 4QU CoRE ¦ 2QU LoRE | Red Flag Warning - Small Fires | equipment / facility failure | capacitor bank damage or failure | 0.001427
HFTD - Distribution - Tier 3 - 4QU CoRE ¦ 2QU LoRE | Red Flag Warning - Small Fires | equipment / facility failure | conductor damage or failure | 0.01641
HFTD - Distribution - Tier 3 - 4QU CoRE ¦ 2QU LoRE | Red Flag Warning - Small Fires | equipment / facility failure | connection device damage or failure | 0.0026722
HFTD - Distribution - Tier 3 - 4QU CoRE ¦ 2QU LoRE | Red Flag Warning - Small Fires | equipment / facility failure | crossarm damage or failure | 0.0085576
HFTD - Distribution - Tier 3 - 4QU CoRE ¦ 2QU LoRE | Red Flag Warning - Small Fires | equipment / facility failure | fuse damage or failure | 0.0080533
HFTD - Distribution - Tier 3 - 4QU CoRE ¦ 2QU LoRE | Red Flag Warning - Small Fires | equipment / facility failure | insulator and brushing damage or failure | 0.011198
HFTD - Distribution - Tier 3 - 4QU CoRE ¦ 2QU LoRE | Red Flag Warning - Small Fires | equipment / facility failure | lightning arrestor damage or failure | 0.00070679
HFTD - Distribution - Tier 3 - 4QU CoRE ¦ 2QU LoRE | Red Flag Warning - Small Fires | equipment / facility failure | other equipment / facility failure | 0.0078811
HFTD - Distribution - Tier 3 - 4QU CoRE ¦ 2QU LoRE | Red Flag Warning - Small Fires | equipment / facility failure | pole damage or failure | 0.0039624
HFTD - Distribution - Tier 3 - 4QU CoRE ¦ 2QU LoRE | Red Flag Warning - Small Fires | equipment / facility failure | recloser damage or failure | 0
HFTD - Distribution - Tier 3 - 4QU CoRE ¦ 2QU LoRE | Red Flag Warning - Small Fires | equipment / facility failure | sectionalizer damage or failure | 0
HFTD - Distribution - Tier 3 - 4QU CoRE ¦ 2QU LoRE | Red Flag Warning - Small Fires | equipment / facility failure | switch damage or failure | 0
HFTD - Distribution - Tier 3 - 4QU CoRE ¦ 2QU LoRE | Red Flag Warning - Small Fires | equipment / facility failure | transformer damage or failure | 0.0044124
HFTD - Distribution - Tier 3 - 4QU CoRE ¦ 2QU LoRE | Red Flag Warning - Small Fires | equipment / facility failure | voltage regulator / booster damage or failure | 0.00013738
HFTD - Distribution - Tier 3 - 4QU CoRE ¦ 2QU LoRE | Red Flag Warning - Small Fires | other | all other | 0.0014882
HFTD - Distribution - Tier 3 - 4QU CoRE ¦ 2QU LoRE | Red Flag Warning - Small Fires | unknown | unknown | 0.0027363
HFTD - Distribution - Tier 3 - 4QU CoRE ¦ 2QU LoRE | Red Flag Warning - Small Fires | utility work / operation | utility work / operation | 0.00029635
HFTD - Distribution - Tier 3 - 4QU CoRE ¦ 2QU LoRE | Red Flag Warning - Small Fires | vandalism / theft | vandalism / theft | 0.00013776
HFTD - Distribution - Tier 3 - 4QU CoRE ¦ 2QU LoRE | Red Flag Warning - Small Fires | vegetation contact | branch (not overhanging, 4-12ft) | 0.0047373
HFTD - Distribution - Tier 3 - 4QU CoRE ¦ 2QU LoRE | Red Flag Warning - Small Fires | vegetation contact | branch (not overhanging, > 12ft) | 0.0070536
HFTD - Distribution - Tier 3 - 4QU CoRE ¦ 2QU LoRE | Red Flag Warning - Small Fires | vegetation contact | branch (not overhanging, distance unknown) | 0.034093
HFTD - Distribution - Tier 3 - 4QU CoRE ¦ 2QU LoRE | Red Flag Warning - Small Fires | vegetation contact | branch (not overhanging, within 4ft) | 0.0011943
HFTD - Distribution - Tier 3 - 4QU CoRE ¦ 2QU LoRE | Red Flag Warning - Small Fires | vegetation contact | branch (overhanging) | 0.070465
HFTD - Distribution - Tier 3 - 4QU CoRE ¦ 2QU LoRE | Red Flag Warning - Small Fires | vegetation contact | dead | 0.025863
HFTD - Distribution - Tier 3 - 4QU CoRE ¦ 2QU LoRE | Red Flag Warning - Small Fires | vegetation contact | fell into (moderate-severe defect) | 0.021244
HFTD - Distribution - Tier 3 - 4QU CoRE ¦ 2QU LoRE | Red Flag Warning - Small Fires | vegetation contact | fell into (no defect) | 0.086995
HFTD - Distribution - Tier 3 - 4QU CoRE ¦ 2QU LoRE | Red Flag Warning - Small Fires | vegetation contact | fell into (slight defect) | 0.022897
HFTD - Distribution - Tier 3 - 4QU CoRE ¦ 2QU LoRE | Red Flag Warning - Small Fires | vegetation contact | grow into | 0.0024102
HFTD - Distribution - Tier 3 - 4QU CoRE ¦ 2QU LoRE | Red Flag Warning - Small Fires | vegetation contact | other/unknown | 0.11756
HFTD - Distribution - Tier 3 - 4QU CoRE ¦ 2QU LoRE | Red Flag Warning - Small Fires | wire-to-wire contact | wire-to-wire contact / contamination | 0.002176
HFTD - Distribution - Tier 3 - 4QU CoRE ¦ 3QU LoRE | Seismic - Non-Red Flag Warning - Catastrophic Fires | cc - seismic scenario | seismic scenario | 1.2371e-07
HFTD - Distribution - Tier 3 - 4QU CoRE ¦ 3QU LoRE | Non-Red Flag Warning - Catastrophic Fires | contact from object | animal contact | 2.2419e-05
HFTD - Distribution - Tier 3 - 4QU CoRE ¦ 3QU LoRE | Non-Red Flag Warning - Catastrophic Fires | contact from object | balloon contact | 1.227e-07
HFTD - Distribution - Tier 3 - 4QU CoRE ¦ 3QU LoRE | Non-Red Flag Warning - Catastrophic Fires | contact from object | other contact from object | 1.9176e-05
HFTD - Distribution - Tier 3 - 4QU CoRE ¦ 3QU LoRE | Non-Red Flag Warning - Catastrophic Fires | contact from object | vehicle contact | 2.5972e-05
HFTD - Distribution - Tier 3 - 4QU CoRE ¦ 3QU LoRE | Non-Red Flag Warning - Catastrophic Fires | contamination | contamination | 1.2245e-06
HFTD - Distribution - Tier 3 - 4QU CoRE ¦ 3QU LoRE | Non-Red Flag Warning - Catastrophic Fires | equipment / facility failure | anchor / guy damage or failure | 1.6203e-08
HFTD - Distribution - Tier 3 - 4QU CoRE ¦ 3QU LoRE | Non-Red Flag Warning - Catastrophic Fires | equipment / facility failure | capacitor bank damage or failure | 7.1204e-08
HFTD - Distribution - Tier 3 - 4QU CoRE ¦ 3QU LoRE | Non-Red Flag Warning - Catastrophic Fires | equipment / facility failure | conductor damage or failure | 4.0773e-07
HFTD - Distribution - Tier 3 - 4QU CoRE ¦ 3QU LoRE | Non-Red Flag Warning - Catastrophic Fires | equipment / facility failure | connection device damage or failure | 9.8505e-08
HFTD - Distribution - Tier 3 - 4QU CoRE ¦ 3QU LoRE | Non-Red Flag Warning - Catastrophic Fires | equipment / facility failure | crossarm damage or failure | 2.4303e-07
HFTD - Distribution - Tier 3 - 4QU CoRE ¦ 3QU LoRE | Non-Red Flag Warning - Catastrophic Fires | equipment / facility failure | fuse damage or failure | 1.4532e-07
HFTD - Distribution - Tier 3 - 4QU CoRE ¦ 3QU LoRE | Non-Red Flag Warning - Catastrophic Fires | equipment / facility failure | insulator and brushing damage or failure | 9.191e-08
HFTD - Distribution - Tier 3 - 4QU CoRE ¦ 3QU LoRE | Non-Red Flag Warning - Catastrophic Fires | equipment / facility failure | lightning arrestor damage or failure | 1.9044e-08
HFTD - Distribution - Tier 3 - 4QU CoRE ¦ 3QU LoRE | Non-Red Flag Warning - Catastrophic Fires | equipment / facility failure | other equipment / facility failure | 7.7446e-07
HFTD - Distribution - Tier 3 - 4QU CoRE ¦ 3QU LoRE | Non-Red Flag Warning - Catastrophic Fires | equipment / facility failure | pole damage or failure | 1.6996e-07
HFTD - Distribution - Tier 3 - 4QU CoRE ¦ 3QU LoRE | Non-Red Flag Warning - Catastrophic Fires | equipment / facility failure | recloser damage or failure | 0
HFTD - Distribution - Tier 3 - 4QU CoRE ¦ 3QU LoRE | Non-Red Flag Warning - Catastrophic Fires | equipment / facility failure | sectionalizer damage or failure | 0
HFTD - Distribution - Tier 3 - 4QU CoRE ¦ 3QU LoRE | Non-Red Flag Warning - Catastrophic Fires | equipment / facility failure | switch damage or failure | 0
HFTD - Distribution - Tier 3 - 4QU CoRE ¦ 3QU LoRE | Non-Red Flag Warning - Catastrophic Fires | equipment / facility failure | transformer damage or failure | 6.7381e-07
HFTD - Distribution - Tier 3 - 4QU CoRE ¦ 3QU LoRE | Non-Red Flag Warning - Catastrophic Fires | equipment / facility failure | voltage regulator / booster damage or failure | 6.0815e-08
HFTD - Distribution - Tier 3 - 4QU CoRE ¦ 3QU LoRE | Non-Red Flag Warning - Catastrophic Fires | other | all other | 5.3991e-06
HFTD - Distribution - Tier 3 - 4QU CoRE ¦ 3QU LoRE | Non-Red Flag Warning - Catastrophic Fires | unknown | unknown | 1.5726e-05
HFTD - Distribution - Tier 3 - 4QU CoRE ¦ 3QU LoRE | Non-Red Flag Warning - Catastrophic Fires | utility work / operation | utility work / operation | 9.9375e-07
HFTD - Distribution - Tier 3 - 4QU CoRE ¦ 3QU LoRE | Non-Red Flag Warning - Catastrophic Fires | vandalism / theft | vandalism / theft | 7.0488e-07
HFTD - Distribution - Tier 3 - 4QU CoRE ¦ 3QU LoRE | Non-Red Flag Warning - Catastrophic Fires | vegetation contact | branch (not overhanging, 4-12ft) | 1.5268e-07
HFTD - Distribution - Tier 3 - 4QU CoRE ¦ 3QU LoRE | Non-Red Flag Warning - Catastrophic Fires | vegetation contact | branch (not overhanging, > 12ft) | 3.6142e-07
HFTD - Distribution - Tier 3 - 4QU CoRE ¦ 3QU LoRE | Non-Red Flag Warning - Catastrophic Fires | vegetation contact | branch (not overhanging, distance unknown) | 1.2338e-06
HFTD - Distribution - Tier 3 - 4QU CoRE ¦ 3QU LoRE | Non-Red Flag Warning - Catastrophic Fires | vegetation contact | branch (not overhanging, within 4ft) | 6.5552e-08
HFTD - Distribution - Tier 3 - 4QU CoRE ¦ 3QU LoRE | Non-Red Flag Warning - Catastrophic Fires | vegetation contact | branch (overhanging) | 2.9171e-06
HFTD - Distribution - Tier 3 - 4QU CoRE ¦ 3QU LoRE | Non-Red Flag Warning - Catastrophic Fires | vegetation contact | dead | 1.3126e-06
HFTD - Distribution - Tier 3 - 4QU CoRE ¦ 3QU LoRE | Non-Red Flag Warning - Catastrophic Fires | vegetation contact | fell into (moderate-severe defect) | 1.5013e-06
HFTD - Distribution - Tier 3 - 4QU CoRE ¦ 3QU LoRE | Non-Red Flag Warning - Catastrophic Fires | vegetation contact | fell into (no defect) | 8.8434e-06
HFTD - Distribution - Tier 3 - 4QU CoRE ¦ 3QU LoRE | Non-Red Flag Warning - Catastrophic Fires | vegetation contact | fell into (slight defect) | 1.856e-06
HFTD - Distribution - Tier 3 - 4QU CoRE ¦ 3QU LoRE | Non-Red Flag Warning - Catastrophic Fires | vegetation contact | grow into | 1.6065e-07
HFTD - Distribution - Tier 3 - 4QU CoRE ¦ 3QU LoRE | Non-Red Flag Warning - Catastrophic Fires | vegetation contact | other/unknown | 7.6178e-06
HFTD - Distribution - Tier 3 - 4QU CoRE ¦ 3QU LoRE | Non-Red Flag Warning - Catastrophic Fires | wire-to-wire contact | wire-to-wire contact / contamination | 1.4758e-05
HFTD - Distribution - Tier 3 - 4QU CoRE ¦ 3QU LoRE | Non-Red Flag Warning - Destructive Fires | contact from object | animal contact | 1.5437e-05
HFTD - Distribution - Tier 3 - 4QU CoRE ¦ 3QU LoRE | Non-Red Flag Warning - Destructive Fires | contact from object | balloon contact | 8.9781e-08
HFTD - Distribution - Tier 3 - 4QU CoRE ¦ 3QU LoRE | Non-Red Flag Warning - Destructive Fires | contact from object | other contact from object | 1.4595e-05
HFTD - Distribution - Tier 3 - 4QU CoRE ¦ 3QU LoRE | Non-Red Flag Warning - Destructive Fires | contact from object | vehicle contact | 1.8038e-05
HFTD - Distribution - Tier 3 - 4QU CoRE ¦ 3QU LoRE | Non-Red Flag Warning - Destructive Fires | contamination | contamination | 8.8888e-07
HFTD - Distribution - Tier 3 - 4QU CoRE ¦ 3QU LoRE | Non-Red Flag Warning - Destructive Fires | equipment / facility failure | anchor / guy damage or failure | 6.8147e-08
HFTD - Distribution - Tier 3 - 4QU CoRE ¦ 3QU LoRE | Non-Red Flag Warning - Destructive Fires | equipment / facility failure | capacitor bank damage or failure | 3.3069e-07
HFTD - Distribution - Tier 3 - 4QU CoRE ¦ 3QU LoRE | Non-Red Flag Warning - Destructive Fires | equipment / facility failure | conductor damage or failure | 1.6131e-06
HFTD - Distribution - Tier 3 - 4QU CoRE ¦ 3QU LoRE | Non-Red Flag Warning - Destructive Fires | equipment / facility failure | connection device damage or failure | 4.3627e-07
HFTD - Distribution - Tier 3 - 4QU CoRE ¦ 3QU LoRE | Non-Red Flag Warning - Destructive Fires | equipment / facility failure | crossarm damage or failure | 9.4786e-07
HFTD - Distribution - Tier 3 - 4QU CoRE ¦ 3QU LoRE | Non-Red Flag Warning - Destructive Fires | equipment / facility failure | fuse damage or failure | 5.7872e-07
HFTD - Distribution - Tier 3 - 4QU CoRE ¦ 3QU LoRE | Non-Red Flag Warning - Destructive Fires | equipment / facility failure | insulator and brushing damage or failure | 3.8657e-07
HFTD - Distribution - Tier 3 - 4QU CoRE ¦ 3QU LoRE | Non-Red Flag Warning - Destructive Fires | equipment / facility failure | lightning arrestor damage or failure | 7.4628e-08
HFTD - Distribution - Tier 3 - 4QU CoRE ¦ 3QU LoRE | Non-Red Flag Warning - Destructive Fires | equipment / facility failure | other equipment / facility failure | 3.094e-06
HFTD - Distribution - Tier 3 - 4QU CoRE ¦ 3QU LoRE | Non-Red Flag Warning - Destructive Fires | equipment / facility failure | pole damage or failure | 6.7166e-07
HFTD - Distribution - Tier 3 - 4QU CoRE ¦ 3QU LoRE | Non-Red Flag Warning - Destructive Fires | equipment / facility failure | recloser damage or failure | 0
HFTD - Distribution - Tier 3 - 4QU CoRE ¦ 3QU LoRE | Non-Red Flag Warning - Destructive Fires | equipment / facility failure | sectionalizer damage or failure | 0
HFTD - Distribution - Tier 3 - 4QU CoRE ¦ 3QU LoRE | Non-Red Flag Warning - Destructive Fires | equipment / facility failure | switch damage or failure | 0
HFTD - Distribution - Tier 3 - 4QU CoRE ¦ 3QU LoRE | Non-Red Flag Warning - Destructive Fires | equipment / facility failure | transformer damage or failure | 2.7025e-06
HFTD - Distribution - Tier 3 - 4QU CoRE ¦ 3QU LoRE | Non-Red Flag Warning - Destructive Fires | equipment / facility failure | voltage regulator / booster damage or failure | 2.7293e-07
HFTD - Distribution - Tier 3 - 4QU CoRE ¦ 3QU LoRE | Non-Red Flag Warning - Destructive Fires | other | all other | 3.6712e-06
HFTD - Distribution - Tier 3 - 4QU CoRE ¦ 3QU LoRE | Non-Red Flag Warning - Destructive Fires | unknown | unknown | 1.1749e-05
HFTD - Distribution - Tier 3 - 4QU CoRE ¦ 3QU LoRE | Non-Red Flag Warning - Destructive Fires | utility work / operation | utility work / operation | 7.3086e-07
HFTD - Distribution - Tier 3 - 4QU CoRE ¦ 3QU LoRE | Non-Red Flag Warning - Destructive Fires | vandalism / theft | vandalism / theft | 5.3016e-07
HFTD - Distribution - Tier 3 - 4QU CoRE ¦ 3QU LoRE | Non-Red Flag Warning - Destructive Fires | vegetation contact | branch (not overhanging, 4-12ft) | 4.373e-07
HFTD - Distribution - Tier 3 - 4QU CoRE ¦ 3QU LoRE | Non-Red Flag Warning - Destructive Fires | vegetation contact | branch (not overhanging, > 12ft) | 1.03e-06
HFTD - Distribution - Tier 3 - 4QU CoRE ¦ 3QU LoRE | Non-Red Flag Warning - Destructive Fires | vegetation contact | branch (not overhanging, distance unknown) | 3.5161e-06
HFTD - Distribution - Tier 3 - 4QU CoRE ¦ 3QU LoRE | Non-Red Flag Warning - Destructive Fires | vegetation contact | branch (not overhanging, within 4ft) | 1.8861e-07
HFTD - Distribution - Tier 3 - 4QU CoRE ¦ 3QU LoRE | Non-Red Flag Warning - Destructive Fires | vegetation contact | branch (overhanging) | 8.3931e-06
HFTD - Distribution - Tier 3 - 4QU CoRE ¦ 3QU LoRE | Non-Red Flag Warning - Destructive Fires | vegetation contact | dead | 3.7408e-06
HFTD - Distribution - Tier 3 - 4QU CoRE ¦ 3QU LoRE | Non-Red Flag Warning - Destructive Fires | vegetation contact | fell into (moderate-severe defect) | 4.2787e-06
HFTD - Distribution - Tier 3 - 4QU CoRE ¦ 3QU LoRE | Non-Red Flag Warning - Destructive Fires | vegetation contact | fell into (no defect) | 2.5203e-05
HFTD - Distribution - Tier 3 - 4QU CoRE ¦ 3QU LoRE | Non-Red Flag Warning - Destructive Fires | vegetation contact | fell into (slight defect) | 5.2894e-06
HFTD - Distribution - Tier 3 - 4QU CoRE ¦ 3QU LoRE | Non-Red Flag Warning - Destructive Fires | vegetation contact | grow into | 4.5783e-07
HFTD - Distribution - Tier 3 - 4QU CoRE ¦ 3QU LoRE | Non-Red Flag Warning - Destructive Fires | vegetation contact | other/unknown | 2.171e-05
HFTD - Distribution - Tier 3 - 4QU CoRE ¦ 3QU LoRE | Non-Red Flag Warning - Destructive Fires | wire-to-wire contact | wire-to-wire contact / contamination | 1.0046e-05
HFTD - Distribution - Tier 3 - 4QU CoRE ¦ 3QU LoRE | Non-Red Flag Warning - Large Fires | contact from object | animal contact | 0.00035827
HFTD - Distribution - Tier 3 - 4QU CoRE ¦ 3QU LoRE | Non-Red Flag Warning - Large Fires | contact from object | balloon contact | 2.394e-06
HFTD - Distribution - Tier 3 - 4QU CoRE ¦ 3QU LoRE | Non-Red Flag Warning - Large Fires | contact from object | other contact from object | 0.0002694
HFTD - Distribution - Tier 3 - 4QU CoRE ¦ 3QU LoRE | Non-Red Flag Warning - Large Fires | contact from object | vehicle contact | 0.00043997
HFTD - Distribution - Tier 3 - 4QU CoRE ¦ 3QU LoRE | Non-Red Flag Warning - Large Fires | contamination | contamination | 2.211e-05
HFTD - Distribution - Tier 3 - 4QU CoRE ¦ 3QU LoRE | Non-Red Flag Warning - Large Fires | equipment / facility failure | anchor / guy damage or failure | 2.7215e-06
HFTD - Distribution - Tier 3 - 4QU CoRE ¦ 3QU LoRE | Non-Red Flag Warning - Large Fires | equipment / facility failure | capacitor bank damage or failure | 1.4681e-05
HFTD - Distribution - Tier 3 - 4QU CoRE ¦ 3QU LoRE | Non-Red Flag Warning - Large Fires | equipment / facility failure | conductor damage or failure | 4.5452e-05
HFTD - Distribution - Tier 3 - 4QU CoRE ¦ 3QU LoRE | Non-Red Flag Warning - Large Fires | equipment / facility failure | connection device damage or failure | 1.0809e-05
HFTD - Distribution - Tier 3 - 4QU CoRE ¦ 3QU LoRE | Non-Red Flag Warning - Large Fires | equipment / facility failure | crossarm damage or failure | 3.4477e-05
HFTD - Distribution - Tier 3 - 4QU CoRE ¦ 3QU LoRE | Non-Red Flag Warning - Large Fires | equipment / facility failure | fuse damage or failure | 1.7324e-05
HFTD - Distribution - Tier 3 - 4QU CoRE ¦ 3QU LoRE | Non-Red Flag Warning - Large Fires | equipment / facility failure | insulator and brushing damage or failure | 1.304e-05
HFTD - Distribution - Tier 3 - 4QU CoRE ¦ 3QU LoRE | Non-Red Flag Warning - Large Fires | equipment / facility failure | lightning arrestor damage or failure | 2.3427e-06
HFTD - Distribution - Tier 3 - 4QU CoRE ¦ 3QU LoRE | Non-Red Flag Warning - Large Fires | equipment / facility failure | other equipment / facility failure | 9.6567e-05
HFTD - Distribution - Tier 3 - 4QU CoRE ¦ 3QU LoRE | Non-Red Flag Warning - Large Fires | equipment / facility failure | pole damage or failure | 2.5468e-05
HFTD - Distribution - Tier 3 - 4QU CoRE ¦ 3QU LoRE | Non-Red Flag Warning - Large Fires | equipment / facility failure | recloser damage or failure | 0
HFTD - Distribution - Tier 3 - 4QU CoRE ¦ 3QU LoRE | Non-Red Flag Warning - Large Fires | equipment / facility failure | sectionalizer damage or failure | 0
HFTD - Distribution - Tier 3 - 4QU CoRE ¦ 3QU LoRE | Non-Red Flag Warning - Large Fires | equipment / facility failure | switch damage or failure | 0
HFTD - Distribution - Tier 3 - 4QU CoRE ¦ 3QU LoRE | Non-Red Flag Warning - Large Fires | equipment / facility failure | transformer damage or failure | 8.6954e-05
HFTD - Distribution - Tier 3 - 4QU CoRE ¦ 3QU LoRE | Non-Red Flag Warning - Large Fires | equipment / facility failure | voltage regulator / booster damage or failure | 9.5897e-06
HFTD - Distribution - Tier 3 - 4QU CoRE ¦ 3QU LoRE | Non-Red Flag Warning - Large Fires | other | all other | 7.7508e-05
HFTD - Distribution - Tier 3 - 4QU CoRE ¦ 3QU LoRE | Non-Red Flag Warning - Large Fires | unknown | unknown | 0.00021181
HFTD - Distribution - Tier 3 - 4QU CoRE ¦ 3QU LoRE | Non-Red Flag Warning - Large Fires | utility work / operation | utility work / operation | 1.5124e-05
HFTD - Distribution - Tier 3 - 4QU CoRE ¦ 3QU LoRE | Non-Red Flag Warning - Large Fires | vandalism / theft | vandalism / theft | 1.2057e-05
HFTD - Distribution - Tier 3 - 4QU CoRE ¦ 3QU LoRE | Non-Red Flag Warning - Large Fires | vegetation contact | branch (not overhanging, 4-12ft) | 1.2924e-05
HFTD - Distribution - Tier 3 - 4QU CoRE ¦ 3QU LoRE | Non-Red Flag Warning - Large Fires | vegetation contact | branch (not overhanging, > 12ft) | 3.0478e-05
HFTD - Distribution - Tier 3 - 4QU CoRE ¦ 3QU LoRE | Non-Red Flag Warning - Large Fires | vegetation contact | branch (not overhanging, distance unknown) | 0.00010404
HFTD - Distribution - Tier 3 - 4QU CoRE ¦ 3QU LoRE | Non-Red Flag Warning - Large Fires | vegetation contact | branch (not overhanging, within 4ft) | 5.568e-06
HFTD - Distribution - Tier 3 - 4QU CoRE ¦ 3QU LoRE | Non-Red Flag Warning - Large Fires | vegetation contact | branch (overhanging) | 0.00024777
HFTD - Distribution - Tier 3 - 4QU CoRE ¦ 3QU LoRE | Non-Red Flag Warning - Large Fires | vegetation contact | dead | 0.00011069
HFTD - Distribution - Tier 3 - 4QU CoRE ¦ 3QU LoRE | Non-Red Flag Warning - Large Fires | vegetation contact | fell into (moderate-severe defect) | 0.00012661
HFTD - Distribution - Tier 3 - 4QU CoRE ¦ 3QU LoRE | Non-Red Flag Warning - Large Fires | vegetation contact | fell into (no defect) | 0.00074575
HFTD - Distribution - Tier 3 - 4QU CoRE ¦ 3QU LoRE | Non-Red Flag Warning - Large Fires | vegetation contact | fell into (slight defect) | 0.00015651
HFTD - Distribution - Tier 3 - 4QU CoRE ¦ 3QU LoRE | Non-Red Flag Warning - Large Fires | vegetation contact | grow into | 1.3547e-05
HFTD - Distribution - Tier 3 - 4QU CoRE ¦ 3QU LoRE | Non-Red Flag Warning - Large Fires | vegetation contact | other/unknown | 0.0006424
HFTD - Distribution - Tier 3 - 4QU CoRE ¦ 3QU LoRE | Non-Red Flag Warning - Large Fires | wire-to-wire contact | wire-to-wire contact / contamination | 0.00015167
HFTD - Distribution - Tier 3 - 4QU CoRE ¦ 3QU LoRE | Non-Red Flag Warning - Small Fires | contact from object | animal contact | 0.080933
HFTD - Distribution - Tier 3 - 4QU CoRE ¦ 3QU LoRE | Non-Red Flag Warning - Small Fires | contact from object | balloon contact | 0.00068064
HFTD - Distribution - Tier 3 - 4QU CoRE ¦ 3QU LoRE | Non-Red Flag Warning - Small Fires | contact from object | other contact from object | 0.057921
HFTD - Distribution - Tier 3 - 4QU CoRE ¦ 3QU LoRE | Non-Red Flag Warning - Small Fires | contact from object | vehicle contact | 0.099508
HFTD - Distribution - Tier 3 - 4QU CoRE ¦ 3QU LoRE | Non-Red Flag Warning - Small Fires | contamination | contamination | 0.0056399
HFTD - Distribution - Tier 3 - 4QU CoRE ¦ 3QU LoRE | Non-Red Flag Warning - Small Fires | equipment / facility failure | anchor / guy damage or failure | 0.0023734
HFTD - Distribution - Tier 3 - 4QU CoRE ¦ 3QU LoRE | Non-Red Flag Warning - Small Fires | equipment / facility failure | capacitor bank damage or failure | 0.012846
HFTD - Distribution - Tier 3 - 4QU CoRE ¦ 3QU LoRE | Non-Red Flag Warning - Small Fires | equipment / facility failure | conductor damage or failure | 0.034687
HFTD - Distribution - Tier 3 - 4QU CoRE ¦ 3QU LoRE | Non-Red Flag Warning - Small Fires | equipment / facility failure | connection device damage or failure | 0.0084375
HFTD - Distribution - Tier 3 - 4QU CoRE ¦ 3QU LoRE | Non-Red Flag Warning - Small Fires | equipment / facility failure | crossarm damage or failure | 0.024551
HFTD - Distribution - Tier 3 - 4QU CoRE ¦ 3QU LoRE | Non-Red Flag Warning - Small Fires | equipment / facility failure | fuse damage or failure | 0.013935
HFTD - Distribution - Tier 3 - 4QU CoRE ¦ 3QU LoRE | Non-Red Flag Warning - Small Fires | equipment / facility failure | insulator and brushing damage or failure | 0.010992
HFTD - Distribution - Tier 3 - 4QU CoRE ¦ 3QU LoRE | Non-Red Flag Warning - Small Fires | equipment / facility failure | lightning arrestor damage or failure | 0.0019884
HFTD - Distribution - Tier 3 - 4QU CoRE ¦ 3QU LoRE | Non-Red Flag Warning - Small Fires | equipment / facility failure | other equipment / facility failure | 0.075376
HFTD - Distribution - Tier 3 - 4QU CoRE ¦ 3QU LoRE | Non-Red Flag Warning - Small Fires | equipment / facility failure | pole damage or failure | 0.019339
HFTD - Distribution - Tier 3 - 4QU CoRE ¦ 3QU LoRE | Non-Red Flag Warning - Small Fires | equipment / facility failure | recloser damage or failure | 0
HFTD - Distribution - Tier 3 - 4QU CoRE ¦ 3QU LoRE | Non-Red Flag Warning - Small Fires | equipment / facility failure | sectionalizer damage or failure | 0
HFTD - Distribution - Tier 3 - 4QU CoRE ¦ 3QU LoRE | Non-Red Flag Warning - Small Fires | equipment / facility failure | switch damage or failure | 0
HFTD - Distribution - Tier 3 - 4QU CoRE ¦ 3QU LoRE | Non-Red Flag Warning - Small Fires | equipment / facility failure | transformer damage or failure | 0.06654
HFTD - Distribution - Tier 3 - 4QU CoRE ¦ 3QU LoRE | Non-Red Flag Warning - Small Fires | equipment / facility failure | voltage regulator / booster damage or failure | 0.0084174
HFTD - Distribution - Tier 3 - 4QU CoRE ¦ 3QU LoRE | Non-Red Flag Warning - Small Fires | other | all other | 0.016669
HFTD - Distribution - Tier 3 - 4QU CoRE ¦ 3QU LoRE | Non-Red Flag Warning - Small Fires | unknown | unknown | 0.041712
HFTD - Distribution - Tier 3 - 4QU CoRE ¦ 3QU LoRE | Non-Red Flag Warning - Small Fires | utility work / operation | utility work / operation | 0.0035773
HFTD - Distribution - Tier 3 - 4QU CoRE ¦ 3QU LoRE | Non-Red Flag Warning - Small Fires | vandalism / theft | vandalism / theft | 0.0032039
HFTD - Distribution - Tier 3 - 4QU CoRE ¦ 3QU LoRE | Non-Red Flag Warning - Small Fires | vegetation contact | branch (not overhanging, 4-12ft) | 0.0051222
HFTD - Distribution - Tier 3 - 4QU CoRE ¦ 3QU LoRE | Non-Red Flag Warning - Small Fires | vegetation contact | branch (not overhanging, > 12ft) | 0.012067
HFTD - Distribution - Tier 3 - 4QU CoRE ¦ 3QU LoRE | Non-Red Flag Warning - Small Fires | vegetation contact | branch (not overhanging, distance unknown) | 0.041193
HFTD - Distribution - Tier 3 - 4QU CoRE ¦ 3QU LoRE | Non-Red Flag Warning - Small Fires | vegetation contact | branch (not overhanging, within 4ft) | 0.0022089
HFTD - Distribution - Tier 3 - 4QU CoRE ¦ 3QU LoRE | Non-Red Flag Warning - Small Fires | vegetation contact | branch (overhanging) | 0.098294
HFTD - Distribution - Tier 3 - 4QU CoRE ¦ 3QU LoRE | Non-Red Flag Warning - Small Fires | vegetation contact | dead | 0.043826
HFTD - Distribution - Tier 3 - 4QU CoRE ¦ 3QU LoRE | Non-Red Flag Warning - Small Fires | vegetation contact | fell into (moderate-severe defect) | 0.050127
HFTD - Distribution - Tier 3 - 4QU CoRE ¦ 3QU LoRE | Non-Red Flag Warning - Small Fires | vegetation contact | fell into (no defect) | 0.29526
HFTD - Distribution - Tier 3 - 4QU CoRE ¦ 3QU LoRE | Non-Red Flag Warning - Small Fires | vegetation contact | fell into (slight defect) | 0.061969
HFTD - Distribution - Tier 3 - 4QU CoRE ¦ 3QU LoRE | Non-Red Flag Warning - Small Fires | vegetation contact | grow into | 0.0053638
HFTD - Distribution - Tier 3 - 4QU CoRE ¦ 3QU LoRE | Non-Red Flag Warning - Small Fires | vegetation contact | other/unknown | 0.25434
HFTD - Distribution - Tier 3 - 4QU CoRE ¦ 3QU LoRE | Non-Red Flag Warning - Small Fires | wire-to-wire contact | wire-to-wire contact / contamination | 0.03749
HFTD - Distribution - Tier 3 - 4QU CoRE ¦ 3QU LoRE | Seismic - Red Flag Warning - Catastrophic Fires | cc - seismic scenario | seismic scenario | 5.3354e-06
HFTD - Distribution - Tier 3 - 4QU CoRE ¦ 3QU LoRE | Red Flag Warning - Catastrophic Fires | contact from object | animal contact | 0
HFTD - Distribution - Tier 3 - 4QU CoRE ¦ 3QU LoRE | Red Flag Warning - Catastrophic Fires | contact from object | balloon contact | 0
HFTD - Distribution - Tier 3 - 4QU CoRE ¦ 3QU LoRE | Red Flag Warning - Catastrophic Fires | contact from object | other contact from object | 0
HFTD - Distribution - Tier 3 - 4QU CoRE ¦ 3QU LoRE | Red Flag Warning - Catastrophic Fires | contact from object | vehicle contact | 0
HFTD - Distribution - Tier 3 - 4QU CoRE ¦ 3QU LoRE | Red Flag Warning - Catastrophic Fires | contamination | contamination | 0
HFTD - Distribution - Tier 3 - 4QU CoRE ¦ 3QU LoRE | Red Flag Warning - Catastrophic Fires | equipment / facility failure | anchor / guy damage or failure | 1.1679e-05
HFTD - Distribution - Tier 3 - 4QU CoRE ¦ 3QU LoRE | Red Flag Warning - Catastrophic Fires | equipment / facility failure | capacitor bank damage or failure | 8.1891e-06
HFTD - Distribution - Tier 3 - 4QU CoRE ¦ 3QU LoRE | Red Flag Warning - Catastrophic Fires | equipment / facility failure | conductor damage or failure | 0.00018577
HFTD - Distribution - Tier 3 - 4QU CoRE ¦ 3QU LoRE | Red Flag Warning - Catastrophic Fires | equipment / facility failure | connection device damage or failure | 3.1371e-05
HFTD - Distribution - Tier 3 - 4QU CoRE ¦ 3QU LoRE | Red Flag Warning - Catastrophic Fires | equipment / facility failure | crossarm damage or failure | 0.00010006
HFTD - Distribution - Tier 3 - 4QU CoRE ¦ 3QU LoRE | Red Flag Warning - Catastrophic Fires | equipment / facility failure | fuse damage or failure | 9.3649e-05
HFTD - Distribution - Tier 3 - 4QU CoRE ¦ 3QU LoRE | Red Flag Warning - Catastrophic Fires | equipment / facility failure | insulator and brushing damage or failure | 7.3339e-05
HFTD - Distribution - Tier 3 - 4QU CoRE ¦ 3QU LoRE | Red Flag Warning - Catastrophic Fires | equipment / facility failure | lightning arrestor damage or failure | 9.6068e-06
HFTD - Distribution - Tier 3 - 4QU CoRE ¦ 3QU LoRE | Red Flag Warning - Catastrophic Fires | equipment / facility failure | other equipment / facility failure | 0.00011046
HFTD - Distribution - Tier 3 - 4QU CoRE ¦ 3QU LoRE | Red Flag Warning - Catastrophic Fires | equipment / facility failure | pole damage or failure | 2.9962e-05
HFTD - Distribution - Tier 3 - 4QU CoRE ¦ 3QU LoRE | Red Flag Warning - Catastrophic Fires | equipment / facility failure | recloser damage or failure | 0
HFTD - Distribution - Tier 3 - 4QU CoRE ¦ 3QU LoRE | Red Flag Warning - Catastrophic Fires | equipment / facility failure | sectionalizer damage or failure | 0
HFTD - Distribution - Tier 3 - 4QU CoRE ¦ 3QU LoRE | Red Flag Warning - Catastrophic Fires | equipment / facility failure | switch damage or failure | 0
HFTD - Distribution - Tier 3 - 4QU CoRE ¦ 3QU LoRE | Red Flag Warning - Catastrophic Fires | equipment / facility failure | transformer damage or failure | 6.0947e-05
HFTD - Distribution - Tier 3 - 4QU CoRE ¦ 3QU LoRE | Red Flag Warning - Catastrophic Fires | equipment / facility failure | voltage regulator / booster damage or failure | 2.2258e-06
HFTD - Distribution - Tier 3 - 4QU CoRE ¦ 3QU LoRE | Red Flag Warning - Catastrophic Fires | other | all other | 0
HFTD - Distribution - Tier 3 - 4QU CoRE ¦ 3QU LoRE | Red Flag Warning - Catastrophic Fires | unknown | unknown | 0
HFTD - Distribution - Tier 3 - 4QU CoRE ¦ 3QU LoRE | Red Flag Warning - Catastrophic Fires | utility work / operation | utility work / operation | 0
HFTD - Distribution - Tier 3 - 4QU CoRE ¦ 3QU LoRE | Red Flag Warning - Catastrophic Fires | vandalism / theft | vandalism / theft | 0
HFTD - Distribution - Tier 3 - 4QU CoRE ¦ 3QU LoRE | Red Flag Warning - Catastrophic Fires | vegetation contact | branch (not overhanging, 4-12ft) | 2.4431e-05
HFTD - Distribution - Tier 3 - 4QU CoRE ¦ 3QU LoRE | Red Flag Warning - Catastrophic Fires | vegetation contact | branch (not overhanging, > 12ft) | 3.7475e-05
HFTD - Distribution - Tier 3 - 4QU CoRE ¦ 3QU LoRE | Red Flag Warning - Catastrophic Fires | vegetation contact | branch (not overhanging, distance unknown) | 0.00018113
HFTD - Distribution - Tier 3 - 4QU CoRE ¦ 3QU LoRE | Red Flag Warning - Catastrophic Fires | vegetation contact | branch (not overhanging, within 4ft) | 5.998e-06
HFTD - Distribution - Tier 3 - 4QU CoRE ¦ 3QU LoRE | Red Flag Warning - Catastrophic Fires | vegetation contact | branch (overhanging) | 0.00035388
HFTD - Distribution - Tier 3 - 4QU CoRE ¦ 3QU LoRE | Red Flag Warning - Catastrophic Fires | vegetation contact | dead | 0.00013741
HFTD - Distribution - Tier 3 - 4QU CoRE ¦ 3QU LoRE | Red Flag Warning - Catastrophic Fires | vegetation contact | fell into (moderate-severe defect) | 0.00011286
HFTD - Distribution - Tier 3 - 4QU CoRE ¦ 3QU LoRE | Red Flag Warning - Catastrophic Fires | vegetation contact | fell into (no defect) | 0.00046219
HFTD - Distribution - Tier 3 - 4QU CoRE ¦ 3QU LoRE | Red Flag Warning - Catastrophic Fires | vegetation contact | fell into (slight defect) | 0.00012165
HFTD - Distribution - Tier 3 - 4QU CoRE ¦ 3QU LoRE | Red Flag Warning - Catastrophic Fires | vegetation contact | grow into | 1.2805e-05
HFTD - Distribution - Tier 3 - 4QU CoRE ¦ 3QU LoRE | Red Flag Warning - Catastrophic Fires | vegetation contact | other/unknown | 0.00062458
HFTD - Distribution - Tier 3 - 4QU CoRE ¦ 3QU LoRE | Red Flag Warning - Catastrophic Fires | wire-to-wire contact | wire-to-wire contact / contamination | 0
HFTD - Distribution - Tier 3 - 4QU CoRE ¦ 3QU LoRE | Red Flag Warning - Destructive Fires | contact from object | animal contact | 0
HFTD - Distribution - Tier 3 - 4QU CoRE ¦ 3QU LoRE | Red Flag Warning - Destructive Fires | contact from object | balloon contact | 0
HFTD - Distribution - Tier 3 - 4QU CoRE ¦ 3QU LoRE | Red Flag Warning - Destructive Fires | contact from object | other contact from object | 0
HFTD - Distribution - Tier 3 - 4QU CoRE ¦ 3QU LoRE | Red Flag Warning - Destructive Fires | contact from object | vehicle contact | 0
HFTD - Distribution - Tier 3 - 4QU CoRE ¦ 3QU LoRE | Red Flag Warning - Destructive Fires | contamination | contamination | 0
HFTD - Distribution - Tier 3 - 4QU CoRE ¦ 3QU LoRE | Red Flag Warning - Destructive Fires | equipment / facility failure | anchor / guy damage or failure | 2.472e-06
HFTD - Distribution - Tier 3 - 4QU CoRE ¦ 3QU LoRE | Red Flag Warning - Destructive Fires | equipment / facility failure | capacitor bank damage or failure | 1.9141e-06
HFTD - Distribution - Tier 3 - 4QU CoRE ¦ 3QU LoRE | Red Flag Warning - Destructive Fires | equipment / facility failure | conductor damage or failure | 3.699e-05
HFTD - Distribution - Tier 3 - 4QU CoRE ¦ 3QU LoRE | Red Flag Warning - Destructive Fires | equipment / facility failure | connection device damage or failure | 6.9924e-06
HFTD - Distribution - Tier 3 - 4QU CoRE ¦ 3QU LoRE | Red Flag Warning - Destructive Fires | equipment / facility failure | crossarm damage or failure | 1.9639e-05
HFTD - Distribution - Tier 3 - 4QU CoRE ¦ 3QU LoRE | Red Flag Warning - Destructive Fires | equipment / facility failure | fuse damage or failure | 1.877e-05
HFTD - Distribution - Tier 3 - 4QU CoRE ¦ 3QU LoRE | Red Flag Warning - Destructive Fires | equipment / facility failure | insulator and brushing damage or failure | 1.5524e-05
HFTD - Distribution - Tier 3 - 4QU CoRE ¦ 3QU LoRE | Red Flag Warning - Destructive Fires | equipment / facility failure | lightning arrestor damage or failure | 1.8947e-06
HFTD - Distribution - Tier 3 - 4QU CoRE ¦ 3QU LoRE | Red Flag Warning - Destructive Fires | equipment / facility failure | other equipment / facility failure | 2.2209e-05
HFTD - Distribution - Tier 3 - 4QU CoRE ¦ 3QU LoRE | Red Flag Warning - Destructive Fires | equipment / facility failure | pole damage or failure | 5.959e-06
HFTD - Distribution - Tier 3 - 4QU CoRE ¦ 3QU LoRE | Red Flag Warning - Destructive Fires | equipment / facility failure | recloser damage or failure | 0
HFTD - Distribution - Tier 3 - 4QU CoRE ¦ 3QU LoRE | Red Flag Warning - Destructive Fires | equipment / facility failure | sectionalizer damage or failure | 0
HFTD - Distribution - Tier 3 - 4QU CoRE ¦ 3QU LoRE | Red Flag Warning - Destructive Fires | equipment / facility failure | switch damage or failure | 0
HFTD - Distribution - Tier 3 - 4QU CoRE ¦ 3QU LoRE | Red Flag Warning - Destructive Fires | equipment / facility failure | transformer damage or failure | 1.2302e-05
HFTD - Distribution - Tier 3 - 4QU CoRE ¦ 3QU LoRE | Red Flag Warning - Destructive Fires | equipment / facility failure | voltage regulator / booster damage or failure | 5.0273e-07
HFTD - Distribution - Tier 3 - 4QU CoRE ¦ 3QU LoRE | Red Flag Warning - Destructive Fires | other | all other | 0
HFTD - Distribution - Tier 3 - 4QU CoRE ¦ 3QU LoRE | Red Flag Warning - Destructive Fires | unknown | unknown | 0
HFTD - Distribution - Tier 3 - 4QU CoRE ¦ 3QU LoRE | Red Flag Warning - Destructive Fires | utility work / operation | utility work / operation | 0
HFTD - Distribution - Tier 3 - 4QU CoRE ¦ 3QU LoRE | Red Flag Warning - Destructive Fires | vandalism / theft | vandalism / theft | 0
HFTD - Distribution - Tier 3 - 4QU CoRE ¦ 3QU LoRE | Red Flag Warning - Destructive Fires | vegetation contact | branch (not overhanging, 4-12ft) | 3.5216e-06
HFTD - Distribution - Tier 3 - 4QU CoRE ¦ 3QU LoRE | Red Flag Warning - Destructive Fires | vegetation contact | branch (not overhanging, > 12ft) | 5.3749e-06
HFTD - Distribution - Tier 3 - 4QU CoRE ¦ 3QU LoRE | Red Flag Warning - Destructive Fires | vegetation contact | branch (not overhanging, distance unknown) | 2.5978e-05
HFTD - Distribution - Tier 3 - 4QU CoRE ¦ 3QU LoRE | Red Flag Warning - Destructive Fires | vegetation contact | branch (not overhanging, within 4ft) | 8.6852e-07
HFTD - Distribution - Tier 3 - 4QU CoRE ¦ 3QU LoRE | Red Flag Warning - Destructive Fires | vegetation contact | branch (overhanging) | 5.1243e-05
HFTD - Distribution - Tier 3 - 4QU CoRE ¦ 3QU LoRE | Red Flag Warning - Destructive Fires | vegetation contact | dead | 1.9708e-05
HFTD - Distribution - Tier 3 - 4QU CoRE ¦ 3QU LoRE | Red Flag Warning - Destructive Fires | vegetation contact | fell into (moderate-severe defect) | 1.6188e-05
HFTD - Distribution - Tier 3 - 4QU CoRE ¦ 3QU LoRE | Red Flag Warning - Destructive Fires | vegetation contact | fell into (no defect) | 6.629e-05
HFTD - Distribution - Tier 3 - 4QU CoRE ¦ 3QU LoRE | Red Flag Warning - Destructive Fires | vegetation contact | fell into (slight defect) | 1.7448e-05
HFTD - Distribution - Tier 3 - 4QU CoRE ¦ 3QU LoRE | Red Flag Warning - Destructive Fires | vegetation contact | grow into | 1.8366e-06
HFTD - Distribution - Tier 3 - 4QU CoRE ¦ 3QU LoRE | Red Flag Warning - Destructive Fires | vegetation contact | other/unknown | 8.9581e-05
HFTD - Distribution - Tier 3 - 4QU CoRE ¦ 3QU LoRE | Red Flag Warning - Destructive Fires | wire-to-wire contact | wire-to-wire contact / contamination | 0
HFTD - Distribution - Tier 3 - 4QU CoRE ¦ 3QU LoRE | Red Flag Warning - Large Fires | contact from object | animal contact | 0
HFTD - Distribution - Tier 3 - 4QU CoRE ¦ 3QU LoRE | Red Flag Warning - Large Fires | contact from object | balloon contact | 0
HFTD - Distribution - Tier 3 - 4QU CoRE ¦ 3QU LoRE | Red Flag Warning - Large Fires | contact from object | other contact from object | 0
HFTD - Distribution - Tier 3 - 4QU CoRE ¦ 3QU LoRE | Red Flag Warning - Large Fires | contact from object | vehicle contact | 0
HFTD - Distribution - Tier 3 - 4QU CoRE ¦ 3QU LoRE | Red Flag Warning - Large Fires | contamination | contamination | 0
HFTD - Distribution - Tier 3 - 4QU CoRE ¦ 3QU LoRE | Red Flag Warning - Large Fires | equipment / facility failure | anchor / guy damage or failure | 5.4053e-05
HFTD - Distribution - Tier 3 - 4QU CoRE ¦ 3QU LoRE | Red Flag Warning - Large Fires | equipment / facility failure | capacitor bank damage or failure | 4.6525e-05
HFTD - Distribution - Tier 3 - 4QU CoRE ¦ 3QU LoRE | Red Flag Warning - Large Fires | equipment / facility failure | conductor damage or failure | 0.00057065
HFTD - Distribution - Tier 3 - 4QU CoRE ¦ 3QU LoRE | Red Flag Warning - Large Fires | equipment / facility failure | connection device damage or failure | 9.4854e-05
HFTD - Distribution - Tier 3 - 4QU CoRE ¦ 3QU LoRE | Red Flag Warning - Large Fires | equipment / facility failure | crossarm damage or failure | 0.00039112
HFTD - Distribution - Tier 3 - 4QU CoRE ¦ 3QU LoRE | Red Flag Warning - Large Fires | equipment / facility failure | fuse damage or failure | 0.00030765
HFTD - Distribution - Tier 3 - 4QU CoRE ¦ 3QU LoRE | Red Flag Warning - Large Fires | equipment / facility failure | insulator and brushing damage or failure | 0.00028673
HFTD - Distribution - Tier 3 - 4QU CoRE ¦ 3QU LoRE | Red Flag Warning - Large Fires | equipment / facility failure | lightning arrestor damage or failure | 3.2565e-05
HFTD - Distribution - Tier 3 - 4QU CoRE ¦ 3QU LoRE | Red Flag Warning - Large Fires | equipment / facility failure | other equipment / facility failure | 0.00037952
HFTD - Distribution - Tier 3 - 4QU CoRE ¦ 3QU LoRE | Red Flag Warning - Large Fires | equipment / facility failure | pole damage or failure | 0.00012372
HFTD - Distribution - Tier 3 - 4QU CoRE ¦ 3QU LoRE | Red Flag Warning - Large Fires | equipment / facility failure | recloser damage or failure | 0
HFTD - Distribution - Tier 3 - 4QU CoRE ¦ 3QU LoRE | Red Flag Warning - Large Fires | equipment / facility failure | sectionalizer damage or failure | 0
HFTD - Distribution - Tier 3 - 4QU CoRE ¦ 3QU LoRE | Red Flag Warning - Large Fires | equipment / facility failure | switch damage or failure | 0
HFTD - Distribution - Tier 3 - 4QU CoRE ¦ 3QU LoRE | Red Flag Warning - Large Fires | equipment / facility failure | transformer damage or failure | 0.00021673
HFTD - Distribution - Tier 3 - 4QU CoRE ¦ 3QU LoRE | Red Flag Warning - Large Fires | equipment / facility failure | voltage regulator / booster damage or failure | 9.6716e-06
HFTD - Distribution - Tier 3 - 4QU CoRE ¦ 3QU LoRE | Red Flag Warning - Large Fires | other | all other | 0
HFTD - Distribution - Tier 3 - 4QU CoRE ¦ 3QU LoRE | Red Flag Warning - Large Fires | unknown | unknown | 0
HFTD - Distribution - Tier 3 - 4QU CoRE ¦ 3QU LoRE | Red Flag Warning - Large Fires | utility work / operation | utility work / operation | 0
HFTD - Distribution - Tier 3 - 4QU CoRE ¦ 3QU LoRE | Red Flag Warning - Large Fires | vandalism / theft | vandalism / theft | 0
HFTD - Distribution - Tier 3 - 4QU CoRE ¦ 3QU LoRE | Red Flag Warning - Large Fires | vegetation contact | branch (not overhanging, 4-12ft) | 5.6986e-05
HFTD - Distribution - Tier 3 - 4QU CoRE ¦ 3QU LoRE | Red Flag Warning - Large Fires | vegetation contact | branch (not overhanging, > 12ft) | 8.708e-05
HFTD - Distribution - Tier 3 - 4QU CoRE ¦ 3QU LoRE | Red Flag Warning - Large Fires | vegetation contact | branch (not overhanging, distance unknown) | 0.00042089
HFTD - Distribution - Tier 3 - 4QU CoRE ¦ 3QU LoRE | Red Flag Warning - Large Fires | vegetation contact | branch (not overhanging, within 4ft) | 1.4039e-05
HFTD - Distribution - Tier 3 - 4QU CoRE ¦ 3QU LoRE | Red Flag Warning - Large Fires | vegetation contact | branch (overhanging) | 0.00082827
HFTD - Distribution - Tier 3 - 4QU CoRE ¦ 3QU LoRE | Red Flag Warning - Large Fires | vegetation contact | dead | 0.00031929
HFTD - Distribution - Tier 3 - 4QU CoRE ¦ 3QU LoRE | Red Flag Warning - Large Fires | vegetation contact | fell into (moderate-severe defect) | 0.00026226
HFTD - Distribution - Tier 3 - 4QU CoRE ¦ 3QU LoRE | Red Flag Warning - Large Fires | vegetation contact | fell into (no defect) | 0.001074
HFTD - Distribution - Tier 3 - 4QU CoRE ¦ 3QU LoRE | Red Flag Warning - Large Fires | vegetation contact | fell into (slight defect) | 0.00028268
HFTD - Distribution - Tier 3 - 4QU CoRE ¦ 3QU LoRE | Red Flag Warning - Large Fires | vegetation contact | grow into | 2.9756e-05
HFTD - Distribution - Tier 3 - 4QU CoRE ¦ 3QU LoRE | Red Flag Warning - Large Fires | vegetation contact | other/unknown | 0.0014513
HFTD - Distribution - Tier 3 - 4QU CoRE ¦ 3QU LoRE | Red Flag Warning - Large Fires | wire-to-wire contact | wire-to-wire contact / contamination | 0
HFTD - Distribution - Tier 3 - 4QU CoRE ¦ 3QU LoRE | Red Flag Warning - Small Fires | contact from object | animal contact | 0.0015455
HFTD - Distribution - Tier 3 - 4QU CoRE ¦ 3QU LoRE | Red Flag Warning - Small Fires | contact from object | balloon contact | 2.2706e-05
HFTD - Distribution - Tier 3 - 4QU CoRE ¦ 3QU LoRE | Red Flag Warning - Small Fires | contact from object | other contact from object | 0.0019958
HFTD - Distribution - Tier 3 - 4QU CoRE ¦ 3QU LoRE | Red Flag Warning - Small Fires | contact from object | vehicle contact | 0.0040592
HFTD - Distribution - Tier 3 - 4QU CoRE ¦ 3QU LoRE | Red Flag Warning - Small Fires | contamination | contamination | 6.1329e-05
HFTD - Distribution - Tier 3 - 4QU CoRE ¦ 3QU LoRE | Red Flag Warning - Small Fires | equipment / facility failure | anchor / guy damage or failure | 0.00073757
HFTD - Distribution - Tier 3 - 4QU CoRE ¦ 3QU LoRE | Red Flag Warning - Small Fires | equipment / facility failure | capacitor bank damage or failure | 0.00063703
HFTD - Distribution - Tier 3 - 4QU CoRE ¦ 3QU LoRE | Red Flag Warning - Small Fires | equipment / facility failure | conductor damage or failure | 0.0068142
HFTD - Distribution - Tier 3 - 4QU CoRE ¦ 3QU LoRE | Red Flag Warning - Small Fires | equipment / facility failure | connection device damage or failure | 0.0011586
HFTD - Distribution - Tier 3 - 4QU CoRE ¦ 3QU LoRE | Red Flag Warning - Small Fires | equipment / facility failure | crossarm damage or failure | 0.004358
HFTD - Distribution - Tier 3 - 4QU CoRE ¦ 3QU LoRE | Red Flag Warning - Small Fires | equipment / facility failure | fuse damage or failure | 0.0038721
HFTD - Distribution - Tier 3 - 4QU CoRE ¦ 3QU LoRE | Red Flag Warning - Small Fires | equipment / facility failure | insulator and brushing damage or failure | 0.0037816
HFTD - Distribution - Tier 3 - 4QU CoRE ¦ 3QU LoRE | Red Flag Warning - Small Fires | equipment / facility failure | lightning arrestor damage or failure | 0.0004325
HFTD - Distribution - Tier 3 - 4QU CoRE ¦ 3QU LoRE | Red Flag Warning - Small Fires | equipment / facility failure | other equipment / facility failure | 0.0046352
HFTD - Distribution - Tier 3 - 4QU CoRE ¦ 3QU LoRE | Red Flag Warning - Small Fires | equipment / facility failure | pole damage or failure | 0.00147
HFTD - Distribution - Tier 3 - 4QU CoRE ¦ 3QU LoRE | Red Flag Warning - Small Fires | equipment / facility failure | recloser damage or failure | 0
HFTD - Distribution - Tier 3 - 4QU CoRE ¦ 3QU LoRE | Red Flag Warning - Small Fires | equipment / facility failure | sectionalizer damage or failure | 0
HFTD - Distribution - Tier 3 - 4QU CoRE ¦ 3QU LoRE | Red Flag Warning - Small Fires | equipment / facility failure | switch damage or failure | 0
HFTD - Distribution - Tier 3 - 4QU CoRE ¦ 3QU LoRE | Red Flag Warning - Small Fires | equipment / facility failure | transformer damage or failure | 0.002595
HFTD - Distribution - Tier 3 - 4QU CoRE ¦ 3QU LoRE | Red Flag Warning - Small Fires | equipment / facility failure | voltage regulator / booster damage or failure | 0.00013283
HFTD - Distribution - Tier 3 - 4QU CoRE ¦ 3QU LoRE | Red Flag Warning - Small Fires | other | all other | 0.00049718
HFTD - Distribution - Tier 3 - 4QU CoRE ¦ 3QU LoRE | Red Flag Warning - Small Fires | unknown | unknown | 0.0017707
HFTD - Distribution - Tier 3 - 4QU CoRE ¦ 3QU LoRE | Red Flag Warning - Small Fires | utility work / operation | utility work / operation | 9.5816e-05
HFTD - Distribution - Tier 3 - 4QU CoRE ¦ 3QU LoRE | Red Flag Warning - Small Fires | vandalism / theft | vandalism / theft | 5.3814e-05
HFTD - Distribution - Tier 3 - 4QU CoRE ¦ 3QU LoRE | Red Flag Warning - Small Fires | vegetation contact | branch (not overhanging, 4-12ft) | 0.0020367
HFTD - Distribution - Tier 3 - 4QU CoRE ¦ 3QU LoRE | Red Flag Warning - Small Fires | vegetation contact | branch (not overhanging, > 12ft) | 0.0031091
HFTD - Distribution - Tier 3 - 4QU CoRE ¦ 3QU LoRE | Red Flag Warning - Small Fires | vegetation contact | branch (not overhanging, distance unknown) | 0.015027
HFTD - Distribution - Tier 3 - 4QU CoRE ¦ 3QU LoRE | Red Flag Warning - Small Fires | vegetation contact | branch (not overhanging, within 4ft) | 0.00050222
HFTD - Distribution - Tier 3 - 4QU CoRE ¦ 3QU LoRE | Red Flag Warning - Small Fires | vegetation contact | branch (overhanging) | 0.029631
HFTD - Distribution - Tier 3 - 4QU CoRE ¦ 3QU LoRE | Red Flag Warning - Small Fires | vegetation contact | dead | 0.0114
HFTD - Distribution - Tier 3 - 4QU CoRE ¦ 3QU LoRE | Red Flag Warning - Small Fires | vegetation contact | fell into (moderate-severe defect) | 0.0093638
HFTD - Distribution - Tier 3 - 4QU CoRE ¦ 3QU LoRE | Red Flag Warning - Small Fires | vegetation contact | fell into (no defect) | 0.038346
HFTD - Distribution - Tier 3 - 4QU CoRE ¦ 3QU LoRE | Red Flag Warning - Small Fires | vegetation contact | fell into (slight defect) | 0.010093
HFTD - Distribution - Tier 3 - 4QU CoRE ¦ 3QU LoRE | Red Flag Warning - Small Fires | vegetation contact | grow into | 0.0010624
HFTD - Distribution - Tier 3 - 4QU CoRE ¦ 3QU LoRE | Red Flag Warning - Small Fires | vegetation contact | other/unknown | 0.051819
HFTD - Distribution - Tier 3 - 4QU CoRE ¦ 3QU LoRE | Red Flag Warning - Small Fires | wire-to-wire contact | wire-to-wire contact / contamination | 0.0012506
HFTD - Distribution - Tier 3 - 4QU CoRE ¦ 4QU LoRE | Seismic - Non-Red Flag Warning - Catastrophic Fires | cc - seismic scenario | seismic scenario | 6.4062e-08
HFTD - Distribution - Tier 3 - 4QU CoRE ¦ 4QU LoRE | Non-Red Flag Warning - Catastrophic Fires | contact from object | animal contact | 1.2182e-05
HFTD - Distribution - Tier 3 - 4QU CoRE ¦ 4QU LoRE | Non-Red Flag Warning - Catastrophic Fires | contact from object | balloon contact | 5.4074e-07
HFTD - Distribution - Tier 3 - 4QU CoRE ¦ 4QU LoRE | Non-Red Flag Warning - Catastrophic Fires | contact from object | other contact from object | 1.3388e-05
HFTD - Distribution - Tier 3 - 4QU CoRE ¦ 4QU LoRE | Non-Red Flag Warning - Catastrophic Fires | contact from object | vehicle contact | 1.0091e-05
HFTD - Distribution - Tier 3 - 4QU CoRE ¦ 4QU LoRE | Non-Red Flag Warning - Catastrophic Fires | contamination | contamination | 1.0388e-06
HFTD - Distribution - Tier 3 - 4QU CoRE ¦ 4QU LoRE | Non-Red Flag Warning - Catastrophic Fires | equipment / facility failure | anchor / guy damage or failure | 0
HFTD - Distribution - Tier 3 - 4QU CoRE ¦ 4QU LoRE | Non-Red Flag Warning - Catastrophic Fires | equipment / facility failure | capacitor bank damage or failure | 0
HFTD - Distribution - Tier 3 - 4QU CoRE ¦ 4QU LoRE | Non-Red Flag Warning - Catastrophic Fires | equipment / facility failure | conductor damage or failure | 4.1553e-07
HFTD - Distribution - Tier 3 - 4QU CoRE ¦ 4QU LoRE | Non-Red Flag Warning - Catastrophic Fires | equipment / facility failure | connection device damage or failure | 1.337e-07
HFTD - Distribution - Tier 3 - 4QU CoRE ¦ 4QU LoRE | Non-Red Flag Warning - Catastrophic Fires | equipment / facility failure | crossarm damage or failure | 2.1638e-07
HFTD - Distribution - Tier 3 - 4QU CoRE ¦ 4QU LoRE | Non-Red Flag Warning - Catastrophic Fires | equipment / facility failure | fuse damage or failure | 4.6659e-08
HFTD - Distribution - Tier 3 - 4QU CoRE ¦ 4QU LoRE | Non-Red Flag Warning - Catastrophic Fires | equipment / facility failure | insulator and brushing damage or failure | 2.3066e-07
HFTD - Distribution - Tier 3 - 4QU CoRE ¦ 4QU LoRE | Non-Red Flag Warning - Catastrophic Fires | equipment / facility failure | lightning arrestor damage or failure | 1.1135e-08
HFTD - Distribution - Tier 3 - 4QU CoRE ¦ 4QU LoRE | Non-Red Flag Warning - Catastrophic Fires | equipment / facility failure | other equipment / facility failure | 5.2586e-07
HFTD - Distribution - Tier 3 - 4QU CoRE ¦ 4QU LoRE | Non-Red Flag Warning - Catastrophic Fires | equipment / facility failure | pole damage or failure | 2.0898e-07
HFTD - Distribution - Tier 3 - 4QU CoRE ¦ 4QU LoRE | Non-Red Flag Warning - Catastrophic Fires | equipment / facility failure | recloser damage or failure | 0
HFTD - Distribution - Tier 3 - 4QU CoRE ¦ 4QU LoRE | Non-Red Flag Warning - Catastrophic Fires | equipment / facility failure | sectionalizer damage or failure | 0
HFTD - Distribution - Tier 3 - 4QU CoRE ¦ 4QU LoRE | Non-Red Flag Warning - Catastrophic Fires | equipment / facility failure | switch damage or failure | 0
HFTD - Distribution - Tier 3 - 4QU CoRE ¦ 4QU LoRE | Non-Red Flag Warning - Catastrophic Fires | equipment / facility failure | transformer damage or failure | 4.282e-07
HFTD - Distribution - Tier 3 - 4QU CoRE ¦ 4QU LoRE | Non-Red Flag Warning - Catastrophic Fires | equipment / facility failure | voltage regulator / booster damage or failure | 0
HFTD - Distribution - Tier 3 - 4QU CoRE ¦ 4QU LoRE | Non-Red Flag Warning - Catastrophic Fires | other | all other | 5.2636e-06
HFTD - Distribution - Tier 3 - 4QU CoRE ¦ 4QU LoRE | Non-Red Flag Warning - Catastrophic Fires | unknown | unknown | 8.489e-06
HFTD - Distribution - Tier 3 - 4QU CoRE ¦ 4QU LoRE | Non-Red Flag Warning - Catastrophic Fires | utility work / operation | utility work / operation | 1.7743e-06
HFTD - Distribution - Tier 3 - 4QU CoRE ¦ 4QU LoRE | Non-Red Flag Warning - Catastrophic Fires | vandalism / theft | vandalism / theft | 2.0353e-09
HFTD - Distribution - Tier 3 - 4QU CoRE ¦ 4QU LoRE | Non-Red Flag Warning - Catastrophic Fires | vegetation contact | branch (not overhanging, 4-12ft) | 1.0229e-07
HFTD - Distribution - Tier 3 - 4QU CoRE ¦ 4QU LoRE | Non-Red Flag Warning - Catastrophic Fires | vegetation contact | branch (not overhanging, > 12ft) | 2.3162e-07
HFTD - Distribution - Tier 3 - 4QU CoRE ¦ 4QU LoRE | Non-Red Flag Warning - Catastrophic Fires | vegetation contact | branch (not overhanging, distance unknown) | 7.9066e-07
HFTD - Distribution - Tier 3 - 4QU CoRE ¦ 4QU LoRE | Non-Red Flag Warning - Catastrophic Fires | vegetation contact | branch (not overhanging, within 4ft) | 4.5675e-08
HFTD - Distribution - Tier 3 - 4QU CoRE ¦ 4QU LoRE | Non-Red Flag Warning - Catastrophic Fires | vegetation contact | branch (overhanging) | 2.0325e-06
HFTD - Distribution - Tier 3 - 4QU CoRE ¦ 4QU LoRE | Non-Red Flag Warning - Catastrophic Fires | vegetation contact | dead | 8.4119e-07
HFTD - Distribution - Tier 3 - 4QU CoRE ¦ 4QU LoRE | Non-Red Flag Warning - Catastrophic Fires | vegetation contact | fell into (moderate-severe defect) | 9.6213e-07
HFTD - Distribution - Tier 3 - 4QU CoRE ¦ 4QU LoRE | Non-Red Flag Warning - Catastrophic Fires | vegetation contact | fell into (no defect) | 5.6673e-06
HFTD - Distribution - Tier 3 - 4QU CoRE ¦ 4QU LoRE | Non-Red Flag Warning - Catastrophic Fires | vegetation contact | fell into (slight defect) | 1.1894e-06
HFTD - Distribution - Tier 3 - 4QU CoRE ¦ 4QU LoRE | Non-Red Flag Warning - Catastrophic Fires | vegetation contact | grow into | 1.0295e-07
HFTD - Distribution - Tier 3 - 4QU CoRE ¦ 4QU LoRE | Non-Red Flag Warning - Catastrophic Fires | vegetation contact | other/unknown | 4.8819e-06
HFTD - Distribution - Tier 3 - 4QU CoRE ¦ 4QU LoRE | Non-Red Flag Warning - Catastrophic Fires | wire-to-wire contact | wire-to-wire contact / contamination | 1.4994e-05
HFTD - Distribution - Tier 3 - 4QU CoRE ¦ 4QU LoRE | Non-Red Flag Warning - Destructive Fires | contact from object | animal contact | 8.931e-06
HFTD - Distribution - Tier 3 - 4QU CoRE ¦ 4QU LoRE | Non-Red Flag Warning - Destructive Fires | contact from object | balloon contact | 3.4659e-07
HFTD - Distribution - Tier 3 - 4QU CoRE ¦ 4QU LoRE | Non-Red Flag Warning - Destructive Fires | contact from object | other contact from object | 1.0025e-05
HFTD - Distribution - Tier 3 - 4QU CoRE ¦ 4QU LoRE | Non-Red Flag Warning - Destructive Fires | contact from object | vehicle contact | 7.2758e-06
HFTD - Distribution - Tier 3 - 4QU CoRE ¦ 4QU LoRE | Non-Red Flag Warning - Destructive Fires | contamination | contamination | 7.642e-07
HFTD - Distribution - Tier 3 - 4QU CoRE ¦ 4QU LoRE | Non-Red Flag Warning - Destructive Fires | equipment / facility failure | anchor / guy damage or failure | 0
HFTD - Distribution - Tier 3 - 4QU CoRE ¦ 4QU LoRE | Non-Red Flag Warning - Destructive Fires | equipment / facility failure | capacitor bank damage or failure | 0
HFTD - Distribution - Tier 3 - 4QU CoRE ¦ 4QU LoRE | Non-Red Flag Warning - Destructive Fires | equipment / facility failure | conductor damage or failure | 1.6595e-06
HFTD - Distribution - Tier 3 - 4QU CoRE ¦ 4QU LoRE | Non-Red Flag Warning - Destructive Fires | equipment / facility failure | connection device damage or failure | 5.2792e-07
HFTD - Distribution - Tier 3 - 4QU CoRE ¦ 4QU LoRE | Non-Red Flag Warning - Destructive Fires | equipment / facility failure | crossarm damage or failure | 8.9261e-07
HFTD - Distribution - Tier 3 - 4QU CoRE ¦ 4QU LoRE | Non-Red Flag Warning - Destructive Fires | equipment / facility failure | fuse damage or failure | 1.9947e-07
HFTD - Distribution - Tier 3 - 4QU CoRE ¦ 4QU LoRE | Non-Red Flag Warning - Destructive Fires | equipment / facility failure | insulator and brushing damage or failure | 9.6257e-07
HFTD - Distribution - Tier 3 - 4QU CoRE ¦ 4QU LoRE | Non-Red Flag Warning - Destructive Fires | equipment / facility failure | lightning arrestor damage or failure | 4.808e-08
HFTD - Distribution - Tier 3 - 4QU CoRE ¦ 4QU LoRE | Non-Red Flag Warning - Destructive Fires | equipment / facility failure | other equipment / facility failure | 2.1568e-06
HFTD - Distribution - Tier 3 - 4QU CoRE ¦ 4QU LoRE | Non-Red Flag Warning - Destructive Fires | equipment / facility failure | pole damage or failure | 8.484e-07
HFTD - Distribution - Tier 3 - 4QU CoRE ¦ 4QU LoRE | Non-Red Flag Warning - Destructive Fires | equipment / facility failure | recloser damage or failure | 0
HFTD - Distribution - Tier 3 - 4QU CoRE ¦ 4QU LoRE | Non-Red Flag Warning - Destructive Fires | equipment / facility failure | sectionalizer damage or failure | 0
HFTD - Distribution - Tier 3 - 4QU CoRE ¦ 4QU LoRE | Non-Red Flag Warning - Destructive Fires | equipment / facility failure | switch damage or failure | 0
HFTD - Distribution - Tier 3 - 4QU CoRE ¦ 4QU LoRE | Non-Red Flag Warning - Destructive Fires | equipment / facility failure | transformer damage or failure | 1.7313e-06
HFTD - Distribution - Tier 3 - 4QU CoRE ¦ 4QU LoRE | Non-Red Flag Warning - Destructive Fires | equipment / facility failure | voltage regulator / booster damage or failure | 0
HFTD - Distribution - Tier 3 - 4QU CoRE ¦ 4QU LoRE | Non-Red Flag Warning - Destructive Fires | other | all other | 3.7186e-06
HFTD - Distribution - Tier 3 - 4QU CoRE ¦ 4QU LoRE | Non-Red Flag Warning - Destructive Fires | unknown | unknown | 6.0721e-06
HFTD - Distribution - Tier 3 - 4QU CoRE ¦ 4QU LoRE | Non-Red Flag Warning - Destructive Fires | utility work / operation | utility work / operation | 1.295e-06
HFTD - Distribution - Tier 3 - 4QU CoRE ¦ 4QU LoRE | Non-Red Flag Warning - Destructive Fires | vandalism / theft | vandalism / theft | 1.4577e-09
HFTD - Distribution - Tier 3 - 4QU CoRE ¦ 4QU LoRE | Non-Red Flag Warning - Destructive Fires | vegetation contact | branch (not overhanging, 4-12ft) | 2.954e-07
HFTD - Distribution - Tier 3 - 4QU CoRE ¦ 4QU LoRE | Non-Red Flag Warning - Destructive Fires | vegetation contact | branch (not overhanging, > 12ft) | 6.6894e-07
HFTD - Distribution - Tier 3 - 4QU CoRE ¦ 4QU LoRE | Non-Red Flag Warning - Destructive Fires | vegetation contact | branch (not overhanging, distance unknown) | 2.2835e-06
HFTD - Distribution - Tier 3 - 4QU CoRE ¦ 4QU LoRE | Non-Red Flag Warning - Destructive Fires | vegetation contact | branch (not overhanging, within 4ft) | 1.3189e-07
HFTD - Distribution - Tier 3 - 4QU CoRE ¦ 4QU LoRE | Non-Red Flag Warning - Destructive Fires | vegetation contact | branch (overhanging) | 5.869e-06
HFTD - Distribution - Tier 3 - 4QU CoRE ¦ 4QU LoRE | Non-Red Flag Warning - Destructive Fires | vegetation contact | dead | 2.4295e-06
HFTD - Distribution - Tier 3 - 4QU CoRE ¦ 4QU LoRE | Non-Red Flag Warning - Destructive Fires | vegetation contact | fell into (moderate-severe defect) | 2.7787e-06
HFTD - Distribution - Tier 3 - 4QU CoRE ¦ 4QU LoRE | Non-Red Flag Warning - Destructive Fires | vegetation contact | fell into (no defect) | 1.6368e-05
HFTD - Distribution - Tier 3 - 4QU CoRE ¦ 4QU LoRE | Non-Red Flag Warning - Destructive Fires | vegetation contact | fell into (slight defect) | 3.4352e-06
HFTD - Distribution - Tier 3 - 4QU CoRE ¦ 4QU LoRE | Non-Red Flag Warning - Destructive Fires | vegetation contact | grow into | 2.9733e-07
HFTD - Distribution - Tier 3 - 4QU CoRE ¦ 4QU LoRE | Non-Red Flag Warning - Destructive Fires | vegetation contact | other/unknown | 1.4099e-05
HFTD - Distribution - Tier 3 - 4QU CoRE ¦ 4QU LoRE | Non-Red Flag Warning - Destructive Fires | wire-to-wire contact | wire-to-wire contact / contamination | 1.0981e-05
HFTD - Distribution - Tier 3 - 4QU CoRE ¦ 4QU LoRE | Non-Red Flag Warning - Large Fires | contact from object | animal contact | 0.00017262
HFTD - Distribution - Tier 3 - 4QU CoRE ¦ 4QU LoRE | Non-Red Flag Warning - Large Fires | contact from object | balloon contact | 9.9934e-06
HFTD - Distribution - Tier 3 - 4QU CoRE ¦ 4QU LoRE | Non-Red Flag Warning - Large Fires | contact from object | other contact from object | 0.00017978
HFTD - Distribution - Tier 3 - 4QU CoRE ¦ 4QU LoRE | Non-Red Flag Warning - Large Fires | contact from object | vehicle contact | 0.00012235
HFTD - Distribution - Tier 3 - 4QU CoRE ¦ 4QU LoRE | Non-Red Flag Warning - Large Fires | contamination | contamination | 1.4601e-05
HFTD - Distribution - Tier 3 - 4QU CoRE ¦ 4QU LoRE | Non-Red Flag Warning - Large Fires | equipment / facility failure | anchor / guy damage or failure | 0
HFTD - Distribution - Tier 3 - 4QU CoRE ¦ 4QU LoRE | Non-Red Flag Warning - Large Fires | equipment / facility failure | capacitor bank damage or failure | 0
HFTD - Distribution - Tier 3 - 4QU CoRE ¦ 4QU LoRE | Non-Red Flag Warning - Large Fires | equipment / facility failure | conductor damage or failure | 3.7027e-05
HFTD - Distribution - Tier 3 - 4QU CoRE ¦ 4QU LoRE | Non-Red Flag Warning - Large Fires | equipment / facility failure | connection device damage or failure | 1.2689e-05
HFTD - Distribution - Tier 3 - 4QU CoRE ¦ 4QU LoRE | Non-Red Flag Warning - Large Fires | equipment / facility failure | crossarm damage or failure | 2.0722e-05
HFTD - Distribution - Tier 3 - 4QU CoRE ¦ 4QU LoRE | Non-Red Flag Warning - Large Fires | equipment / facility failure | fuse damage or failure | 5.6257e-06
HFTD - Distribution - Tier 3 - 4QU CoRE ¦ 4QU LoRE | Non-Red Flag Warning - Large Fires | equipment / facility failure | insulator and brushing damage or failure | 2.038e-05
HFTD - Distribution - Tier 3 - 4QU CoRE ¦ 4QU LoRE | Non-Red Flag Warning - Large Fires | equipment / facility failure | lightning arrestor damage or failure | 1.2148e-06
HFTD - Distribution - Tier 3 - 4QU CoRE ¦ 4QU LoRE | Non-Red Flag Warning - Large Fires | equipment / facility failure | other equipment / facility failure | 5.5701e-05
HFTD - Distribution - Tier 3 - 4QU CoRE ¦ 4QU LoRE | Non-Red Flag Warning - Large Fires | equipment / facility failure | pole damage or failure | 2.1082e-05
HFTD - Distribution - Tier 3 - 4QU CoRE ¦ 4QU LoRE | Non-Red Flag Warning - Large Fires | equipment / facility failure | recloser damage or failure | 0
HFTD - Distribution - Tier 3 - 4QU CoRE ¦ 4QU LoRE | Non-Red Flag Warning - Large Fires | equipment / facility failure | sectionalizer damage or failure | 0
HFTD - Distribution - Tier 3 - 4QU CoRE ¦ 4QU LoRE | Non-Red Flag Warning - Large Fires | equipment / facility failure | switch damage or failure | 0
HFTD - Distribution - Tier 3 - 4QU CoRE ¦ 4QU LoRE | Non-Red Flag Warning - Large Fires | equipment / facility failure | transformer damage or failure | 4.2349e-05
HFTD - Distribution - Tier 3 - 4QU CoRE ¦ 4QU LoRE | Non-Red Flag Warning - Large Fires | equipment / facility failure | voltage regulator / booster damage or failure | 0
HFTD - Distribution - Tier 3 - 4QU CoRE ¦ 4QU LoRE | Non-Red Flag Warning - Large Fires | other | all other | 6.6034e-05
HFTD - Distribution - Tier 3 - 4QU CoRE ¦ 4QU LoRE | Non-Red Flag Warning - Large Fires | unknown | unknown | 0.00010346
HFTD - Distribution - Tier 3 - 4QU CoRE ¦ 4QU LoRE | Non-Red Flag Warning - Large Fires | utility work / operation | utility work / operation | 2.1202e-05
HFTD - Distribution - Tier 3 - 4QU CoRE ¦ 4QU LoRE | Non-Red Flag Warning - Large Fires | vandalism / theft | vandalism / theft | 4.0887e-08
HFTD - Distribution - Tier 3 - 4QU CoRE ¦ 4QU LoRE | Non-Red Flag Warning - Large Fires | vegetation contact | branch (not overhanging, 4-12ft) | 7.311e-06
HFTD - Distribution - Tier 3 - 4QU CoRE ¦ 4QU LoRE | Non-Red Flag Warning - Large Fires | vegetation contact | branch (not overhanging, > 12ft) | 1.6502e-05
HFTD - Distribution - Tier 3 - 4QU CoRE ¦ 4QU LoRE | Non-Red Flag Warning - Large Fires | vegetation contact | branch (not overhanging, distance unknown) | 5.633e-05
HFTD - Distribution - Tier 3 - 4QU CoRE ¦ 4QU LoRE | Non-Red Flag Warning - Large Fires | vegetation contact | branch (not overhanging, within 4ft) | 3.2731e-06
HFTD - Distribution - Tier 3 - 4QU CoRE ¦ 4QU LoRE | Non-Red Flag Warning - Large Fires | vegetation contact | branch (overhanging) | 0.00014565
HFTD - Distribution - Tier 3 - 4QU CoRE ¦ 4QU LoRE | Non-Red Flag Warning - Large Fires | vegetation contact | dead | 5.9931e-05
HFTD - Distribution - Tier 3 - 4QU CoRE ¦ 4QU LoRE | Non-Red Flag Warning - Large Fires | vegetation contact | fell into (moderate-severe defect) | 6.8547e-05
HFTD - Distribution - Tier 3 - 4QU CoRE ¦ 4QU LoRE | Non-Red Flag Warning - Large Fires | vegetation contact | fell into (no defect) | 0.00040376
HFTD - Distribution - Tier 3 - 4QU CoRE ¦ 4QU LoRE | Non-Red Flag Warning - Large Fires | vegetation contact | fell into (slight defect) | 8.474e-05
HFTD - Distribution - Tier 3 - 4QU CoRE ¦ 4QU LoRE | Non-Red Flag Warning - Large Fires | vegetation contact | grow into | 7.3348e-06
HFTD - Distribution - Tier 3 - 4QU CoRE ¦ 4QU LoRE | Non-Red Flag Warning - Large Fires | vegetation contact | other/unknown | 0.00034781
HFTD - Distribution - Tier 3 - 4QU CoRE ¦ 4QU LoRE | Non-Red Flag Warning - Large Fires | wire-to-wire contact | wire-to-wire contact / contamination | 0.00018031
HFTD - Distribution - Tier 3 - 4QU CoRE ¦ 4QU LoRE | Non-Red Flag Warning - Small Fires | contact from object | animal contact | 0.046216
HFTD - Distribution - Tier 3 - 4QU CoRE ¦ 4QU LoRE | Non-Red Flag Warning - Small Fires | contact from object | balloon contact | 0.0019815
HFTD - Distribution - Tier 3 - 4QU CoRE ¦ 4QU LoRE | Non-Red Flag Warning - Small Fires | contact from object | other contact from object | 0.051435
HFTD - Distribution - Tier 3 - 4QU CoRE ¦ 4QU LoRE | Non-Red Flag Warning - Small Fires | contact from object | vehicle contact | 0.03671
HFTD - Distribution - Tier 3 - 4QU CoRE ¦ 4QU LoRE | Non-Red Flag Warning - Small Fires | contamination | contamination | 0.0040247
HFTD - Distribution - Tier 3 - 4QU CoRE ¦ 4QU LoRE | Non-Red Flag Warning - Small Fires | equipment / facility failure | anchor / guy damage or failure | 0
HFTD - Distribution - Tier 3 - 4QU CoRE ¦ 4QU LoRE | Non-Red Flag Warning - Small Fires | equipment / facility failure | capacitor bank damage or failure | 0
HFTD - Distribution - Tier 3 - 4QU CoRE ¦ 4QU LoRE | Non-Red Flag Warning - Small Fires | equipment / facility failure | conductor damage or failure | 0.029991
HFTD - Distribution - Tier 3 - 4QU CoRE ¦ 4QU LoRE | Non-Red Flag Warning - Small Fires | equipment / facility failure | connection device damage or failure | 0.010641
HFTD - Distribution - Tier 3 - 4QU CoRE ¦ 4QU LoRE | Non-Red Flag Warning - Small Fires | equipment / facility failure | crossarm damage or failure | 0.017941
HFTD - Distribution - Tier 3 - 4QU CoRE ¦ 4QU LoRE | Non-Red Flag Warning - Small Fires | equipment / facility failure | fuse damage or failure | 0.0049397
HFTD - Distribution - Tier 3 - 4QU CoRE ¦ 4QU LoRE | Non-Red Flag Warning - Small Fires | equipment / facility failure | insulator and brushing damage or failure | 0.017961
HFTD - Distribution - Tier 3 - 4QU CoRE ¦ 4QU LoRE | Non-Red Flag Warning - Small Fires | equipment / facility failure | lightning arrestor damage or failure | 0.0010955
HFTD - Distribution - Tier 3 - 4QU CoRE ¦ 4QU LoRE | Non-Red Flag Warning - Small Fires | equipment / facility failure | other equipment / facility failure | 0.04446
HFTD - Distribution - Tier 3 - 4QU CoRE ¦ 4QU LoRE | Non-Red Flag Warning - Small Fires | equipment / facility failure | pole damage or failure | 0.017492
HFTD - Distribution - Tier 3 - 4QU CoRE ¦ 4QU LoRE | Non-Red Flag Warning - Small Fires | equipment / facility failure | recloser damage or failure | 0
HFTD - Distribution - Tier 3 - 4QU CoRE ¦ 4QU LoRE | Non-Red Flag Warning - Small Fires | equipment / facility failure | sectionalizer damage or failure | 0
HFTD - Distribution - Tier 3 - 4QU CoRE ¦ 4QU LoRE | Non-Red Flag Warning - Small Fires | equipment / facility failure | switch damage or failure | 0
HFTD - Distribution - Tier 3 - 4QU CoRE ¦ 4QU LoRE | Non-Red Flag Warning - Small Fires | equipment / facility failure | transformer damage or failure | 0.034199
HFTD - Distribution - Tier 3 - 4QU CoRE ¦ 4QU LoRE | Non-Red Flag Warning - Small Fires | equipment / facility failure | voltage regulator / booster damage or failure | 0
HFTD - Distribution - Tier 3 - 4QU CoRE ¦ 4QU LoRE | Non-Red Flag Warning - Small Fires | other | all other | 0.01615
HFTD - Distribution - Tier 3 - 4QU CoRE ¦ 4QU LoRE | Non-Red Flag Warning - Small Fires | unknown | unknown | 0.027177
HFTD - Distribution - Tier 3 - 4QU CoRE ¦ 4QU LoRE | Non-Red Flag Warning - Small Fires | utility work / operation | utility work / operation | 0.0058032
HFTD - Distribution - Tier 3 - 4QU CoRE ¦ 4QU LoRE | Non-Red Flag Warning - Small Fires | vandalism / theft | vandalism / theft | 9.8876e-06
HFTD - Distribution - Tier 3 - 4QU CoRE ¦ 4QU LoRE | Non-Red Flag Warning - Small Fires | vegetation contact | branch (not overhanging, 4-12ft) | 0.0029897
HFTD - Distribution - Tier 3 - 4QU CoRE ¦ 4QU LoRE | Non-Red Flag Warning - Small Fires | vegetation contact | branch (not overhanging, > 12ft) | 0.0067487
HFTD - Distribution - Tier 3 - 4QU CoRE ¦ 4QU LoRE | Non-Red Flag Warning - Small Fires | vegetation contact | branch (not overhanging, distance unknown) | 0.023038
HFTD - Distribution - Tier 3 - 4QU CoRE ¦ 4QU LoRE | Non-Red Flag Warning - Small Fires | vegetation contact | branch (not overhanging, within 4ft) | 0.0013384
HFTD - Distribution - Tier 3 - 4QU CoRE ¦ 4QU LoRE | Non-Red Flag Warning - Small Fires | vegetation contact | branch (overhanging) | 0.059559
HFTD - Distribution - Tier 3 - 4QU CoRE ¦ 4QU LoRE | Non-Red Flag Warning - Small Fires | vegetation contact | dead | 0.02451
HFTD - Distribution - Tier 3 - 4QU CoRE ¦ 4QU LoRE | Non-Red Flag Warning - Small Fires | vegetation contact | fell into (moderate-severe defect) | 0.028034
HFTD - Distribution - Tier 3 - 4QU CoRE ¦ 4QU LoRE | Non-Red Flag Warning - Small Fires | vegetation contact | fell into (no defect) | 0.16513
HFTD - Distribution - Tier 3 - 4QU CoRE ¦ 4QU LoRE | Non-Red Flag Warning - Small Fires | vegetation contact | fell into (slight defect) | 0.034656
HFTD - Distribution - Tier 3 - 4QU CoRE ¦ 4QU LoRE | Non-Red Flag Warning - Small Fires | vegetation contact | grow into | 0.0029997
HFTD - Distribution - Tier 3 - 4QU CoRE ¦ 4QU LoRE | Non-Red Flag Warning - Small Fires | vegetation contact | other/unknown | 0.14224
HFTD - Distribution - Tier 3 - 4QU CoRE ¦ 4QU LoRE | Non-Red Flag Warning - Small Fires | wire-to-wire contact | wire-to-wire contact / contamination | 0.046232
HFTD - Distribution - Tier 3 - 4QU CoRE ¦ 4QU LoRE | Seismic - Red Flag Warning - Catastrophic Fires | cc - seismic scenario | seismic scenario | 2.7629e-06
HFTD - Distribution - Tier 3 - 4QU CoRE ¦ 4QU LoRE | Red Flag Warning - Catastrophic Fires | contact from object | animal contact | 0
HFTD - Distribution - Tier 3 - 4QU CoRE ¦ 4QU LoRE | Red Flag Warning - Catastrophic Fires | contact from object | balloon contact | 0
HFTD - Distribution - Tier 3 - 4QU CoRE ¦ 4QU LoRE | Red Flag Warning - Catastrophic Fires | contact from object | other contact from object | 0
HFTD - Distribution - Tier 3 - 4QU CoRE ¦ 4QU LoRE | Red Flag Warning - Catastrophic Fires | contact from object | vehicle contact | 0
HFTD - Distribution - Tier 3 - 4QU CoRE ¦ 4QU LoRE | Red Flag Warning - Catastrophic Fires | contamination | contamination | 0
HFTD - Distribution - Tier 3 - 4QU CoRE ¦ 4QU LoRE | Red Flag Warning - Catastrophic Fires | equipment / facility failure | anchor / guy damage or failure | 0
HFTD - Distribution - Tier 3 - 4QU CoRE ¦ 4QU LoRE | Red Flag Warning - Catastrophic Fires | equipment / facility failure | capacitor bank damage or failure | 0
HFTD - Distribution - Tier 3 - 4QU CoRE ¦ 4QU LoRE | Red Flag Warning - Catastrophic Fires | equipment / facility failure | conductor damage or failure | 0.00018933
HFTD - Distribution - Tier 3 - 4QU CoRE ¦ 4QU LoRE | Red Flag Warning - Catastrophic Fires | equipment / facility failure | connection device damage or failure | 4.2578e-05
HFTD - Distribution - Tier 3 - 4QU CoRE ¦ 4QU LoRE | Red Flag Warning - Catastrophic Fires | equipment / facility failure | crossarm damage or failure | 8.908e-05
HFTD - Distribution - Tier 3 - 4QU CoRE ¦ 4QU LoRE | Red Flag Warning - Catastrophic Fires | equipment / facility failure | fuse damage or failure | 3.007e-05
HFTD - Distribution - Tier 3 - 4QU CoRE ¦ 4QU LoRE | Red Flag Warning - Catastrophic Fires | equipment / facility failure | insulator and brushing damage or failure | 0.00018406
HFTD - Distribution - Tier 3 - 4QU CoRE ¦ 4QU LoRE | Red Flag Warning - Catastrophic Fires | equipment / facility failure | lightning arrestor damage or failure | 5.6171e-06
HFTD - Distribution - Tier 3 - 4QU CoRE ¦ 4QU LoRE | Red Flag Warning - Catastrophic Fires | equipment / facility failure | other equipment / facility failure | 7.5001e-05
HFTD - Distribution - Tier 3 - 4QU CoRE ¦ 4QU LoRE | Red Flag Warning - Catastrophic Fires | equipment / facility failure | pole damage or failure | 3.6841e-05
HFTD - Distribution - Tier 3 - 4QU CoRE ¦ 4QU LoRE | Red Flag Warning - Catastrophic Fires | equipment / facility failure | recloser damage or failure | 0
HFTD - Distribution - Tier 3 - 4QU CoRE ¦ 4QU LoRE | Red Flag Warning - Catastrophic Fires | equipment / facility failure | sectionalizer damage or failure | 0
HFTD - Distribution - Tier 3 - 4QU CoRE ¦ 4QU LoRE | Red Flag Warning - Catastrophic Fires | equipment / facility failure | switch damage or failure | 0
HFTD - Distribution - Tier 3 - 4QU CoRE ¦ 4QU LoRE | Red Flag Warning - Catastrophic Fires | equipment / facility failure | transformer damage or failure | 3.8731e-05
HFTD - Distribution - Tier 3 - 4QU CoRE ¦ 4QU LoRE | Red Flag Warning - Catastrophic Fires | equipment / facility failure | voltage regulator / booster damage or failure | 0
HFTD - Distribution - Tier 3 - 4QU CoRE ¦ 4QU LoRE | Red Flag Warning - Catastrophic Fires | other | all other | 0
HFTD - Distribution - Tier 3 - 4QU CoRE ¦ 4QU LoRE | Red Flag Warning - Catastrophic Fires | unknown | unknown | 0
HFTD - Distribution - Tier 3 - 4QU CoRE ¦ 4QU LoRE | Red Flag Warning - Catastrophic Fires | utility work / operation | utility work / operation | 0
HFTD - Distribution - Tier 3 - 4QU CoRE ¦ 4QU LoRE | Red Flag Warning - Catastrophic Fires | vandalism / theft | vandalism / theft | 0
HFTD - Distribution - Tier 3 - 4QU CoRE ¦ 4QU LoRE | Red Flag Warning - Catastrophic Fires | vegetation contact | branch (not overhanging, 4-12ft) | 1.6369e-05
HFTD - Distribution - Tier 3 - 4QU CoRE ¦ 4QU LoRE | Red Flag Warning - Catastrophic Fires | vegetation contact | branch (not overhanging, > 12ft) | 2.4016e-05
HFTD - Distribution - Tier 3 - 4QU CoRE ¦ 4QU LoRE | Red Flag Warning - Catastrophic Fires | vegetation contact | branch (not overhanging, distance unknown) | 0.00011608
HFTD - Distribution - Tier 3 - 4QU CoRE ¦ 4QU LoRE | Red Flag Warning - Catastrophic Fires | vegetation contact | branch (not overhanging, within 4ft) | 4.1792e-06
HFTD - Distribution - Tier 3 - 4QU CoRE ¦ 4QU LoRE | Red Flag Warning - Catastrophic Fires | vegetation contact | branch (overhanging) | 0.00024657
HFTD - Distribution - Tier 3 - 4QU CoRE ¦ 4QU LoRE | Red Flag Warning - Catastrophic Fires | vegetation contact | dead | 8.8057e-05
HFTD - Distribution - Tier 3 - 4QU CoRE ¦ 4QU LoRE | Red Flag Warning - Catastrophic Fires | vegetation contact | fell into (moderate-severe defect) | 7.2329e-05
HFTD - Distribution - Tier 3 - 4QU CoRE ¦ 4QU LoRE | Red Flag Warning - Catastrophic Fires | vegetation contact | fell into (no defect) | 0.00029619
HFTD - Distribution - Tier 3 - 4QU CoRE ¦ 4QU LoRE | Red Flag Warning - Catastrophic Fires | vegetation contact | fell into (slight defect) | 7.7959e-05
HFTD - Distribution - Tier 3 - 4QU CoRE ¦ 4QU LoRE | Red Flag Warning - Catastrophic Fires | vegetation contact | grow into | 8.2062e-06
HFTD - Distribution - Tier 3 - 4QU CoRE ¦ 4QU LoRE | Red Flag Warning - Catastrophic Fires | vegetation contact | other/unknown | 0.00040026
HFTD - Distribution - Tier 3 - 4QU CoRE ¦ 4QU LoRE | Red Flag Warning - Catastrophic Fires | wire-to-wire contact | wire-to-wire contact / contamination | 0
HFTD - Distribution - Tier 3 - 4QU CoRE ¦ 4QU LoRE | Red Flag Warning - Destructive Fires | contact from object | animal contact | 0
HFTD - Distribution - Tier 3 - 4QU CoRE ¦ 4QU LoRE | Red Flag Warning - Destructive Fires | contact from object | balloon contact | 0
HFTD - Distribution - Tier 3 - 4QU CoRE ¦ 4QU LoRE | Red Flag Warning - Destructive Fires | contact from object | other contact from object | 0
HFTD - Distribution - Tier 3 - 4QU CoRE ¦ 4QU LoRE | Red Flag Warning - Destructive Fires | contact from object | vehicle contact | 0
HFTD - Distribution - Tier 3 - 4QU CoRE ¦ 4QU LoRE | Red Flag Warning - Destructive Fires | contamination | contamination | 0
HFTD - Distribution - Tier 3 - 4QU CoRE ¦ 4QU LoRE | Red Flag Warning - Destructive Fires | equipment / facility failure | anchor / guy damage or failure | 0
HFTD - Distribution - Tier 3 - 4QU CoRE ¦ 4QU LoRE | Red Flag Warning - Destructive Fires | equipment / facility failure | capacitor bank damage or failure | 0
HFTD - Distribution - Tier 3 - 4QU CoRE ¦ 4QU LoRE | Red Flag Warning - Destructive Fires | equipment / facility failure | conductor damage or failure | 3.8052e-05
HFTD - Distribution - Tier 3 - 4QU CoRE ¦ 4QU LoRE | Red Flag Warning - Destructive Fires | equipment / facility failure | connection device damage or failure | 8.4614e-06
HFTD - Distribution - Tier 3 - 4QU CoRE ¦ 4QU LoRE | Red Flag Warning - Destructive Fires | equipment / facility failure | crossarm damage or failure | 1.8494e-05
HFTD - Distribution - Tier 3 - 4QU CoRE ¦ 4QU LoRE | Red Flag Warning - Destructive Fires | equipment / facility failure | fuse damage or failure | 6.4693e-06
HFTD - Distribution - Tier 3 - 4QU CoRE ¦ 4QU LoRE | Red Flag Warning - Destructive Fires | equipment / facility failure | insulator and brushing damage or failure | 3.8655e-05
HFTD - Distribution - Tier 3 - 4QU CoRE ¦ 4QU LoRE | Red Flag Warning - Destructive Fires | equipment / facility failure | lightning arrestor damage or failure | 1.2207e-06
HFTD - Distribution - Tier 3 - 4QU CoRE ¦ 4QU LoRE | Red Flag Warning - Destructive Fires | equipment / facility failure | other equipment / facility failure | 1.5481e-05
HFTD - Distribution - Tier 3 - 4QU CoRE ¦ 4QU LoRE | Red Flag Warning - Destructive Fires | equipment / facility failure | pole damage or failure | 7.527e-06
HFTD - Distribution - Tier 3 - 4QU CoRE ¦ 4QU LoRE | Red Flag Warning - Destructive Fires | equipment / facility failure | recloser damage or failure | 0
HFTD - Distribution - Tier 3 - 4QU CoRE ¦ 4QU LoRE | Red Flag Warning - Destructive Fires | equipment / facility failure | sectionalizer damage or failure | 0
HFTD - Distribution - Tier 3 - 4QU CoRE ¦ 4QU LoRE | Red Flag Warning - Destructive Fires | equipment / facility failure | switch damage or failure | 0
HFTD - Distribution - Tier 3 - 4QU CoRE ¦ 4QU LoRE | Red Flag Warning - Destructive Fires | equipment / facility failure | transformer damage or failure | 7.8812e-06
HFTD - Distribution - Tier 3 - 4QU CoRE ¦ 4QU LoRE | Red Flag Warning - Destructive Fires | equipment / facility failure | voltage regulator / booster damage or failure | 0
HFTD - Distribution - Tier 3 - 4QU CoRE ¦ 4QU LoRE | Red Flag Warning - Destructive Fires | other | all other | 0
HFTD - Distribution - Tier 3 - 4QU CoRE ¦ 4QU LoRE | Red Flag Warning - Destructive Fires | unknown | unknown | 0
HFTD - Distribution - Tier 3 - 4QU CoRE ¦ 4QU LoRE | Red Flag Warning - Destructive Fires | utility work / operation | utility work / operation | 0
HFTD - Distribution - Tier 3 - 4QU CoRE ¦ 4QU LoRE | Red Flag Warning - Destructive Fires | vandalism / theft | vandalism / theft | 0
HFTD - Distribution - Tier 3 - 4QU CoRE ¦ 4QU LoRE | Red Flag Warning - Destructive Fires | vegetation contact | branch (not overhanging, 4-12ft) | 2.3789e-06
HFTD - Distribution - Tier 3 - 4QU CoRE ¦ 4QU LoRE | Red Flag Warning - Destructive Fires | vegetation contact | branch (not overhanging, > 12ft) | 3.4906e-06
HFTD - Distribution - Tier 3 - 4QU CoRE ¦ 4QU LoRE | Red Flag Warning - Destructive Fires | vegetation contact | branch (not overhanging, distance unknown) | 1.6871e-05
HFTD - Distribution - Tier 3 - 4QU CoRE ¦ 4QU LoRE | Red Flag Warning - Destructive Fires | vegetation contact | branch (not overhanging, within 4ft) | 6.0733e-07
HFTD - Distribution - Tier 3 - 4QU CoRE ¦ 4QU LoRE | Red Flag Warning - Destructive Fires | vegetation contact | branch (overhanging) | 3.5832e-05
HFTD - Distribution - Tier 3 - 4QU CoRE ¦ 4QU LoRE | Red Flag Warning - Destructive Fires | vegetation contact | dead | 1.2799e-05
HFTD - Distribution - Tier 3 - 4QU CoRE ¦ 4QU LoRE | Red Flag Warning - Destructive Fires | vegetation contact | fell into (moderate-severe defect) | 1.0513e-05
HFTD - Distribution - Tier 3 - 4QU CoRE ¦ 4QU LoRE | Red Flag Warning - Destructive Fires | vegetation contact | fell into (no defect) | 4.3051e-05
HFTD - Distribution - Tier 3 - 4QU CoRE ¦ 4QU LoRE | Red Flag Warning - Destructive Fires | vegetation contact | fell into (slight defect) | 1.1331e-05
HFTD - Distribution - Tier 3 - 4QU CoRE ¦ 4QU LoRE | Red Flag Warning - Destructive Fires | vegetation contact | grow into | 1.1928e-06
HFTD - Distribution - Tier 3 - 4QU CoRE ¦ 4QU LoRE | Red Flag Warning - Destructive Fires | vegetation contact | other/unknown | 5.8177e-05
HFTD - Distribution - Tier 3 - 4QU CoRE ¦ 4QU LoRE | Red Flag Warning - Destructive Fires | wire-to-wire contact | wire-to-wire contact / contamination | 0
HFTD - Distribution - Tier 3 - 4QU CoRE ¦ 4QU LoRE | Red Flag Warning - Large Fires | contact from object | animal contact | 0
HFTD - Distribution - Tier 3 - 4QU CoRE ¦ 4QU LoRE | Red Flag Warning - Large Fires | contact from object | balloon contact | 0
HFTD - Distribution - Tier 3 - 4QU CoRE ¦ 4QU LoRE | Red Flag Warning - Large Fires | contact from object | other contact from object | 0
HFTD - Distribution - Tier 3 - 4QU CoRE ¦ 4QU LoRE | Red Flag Warning - Large Fires | contact from object | vehicle contact | 0
HFTD - Distribution - Tier 3 - 4QU CoRE ¦ 4QU LoRE | Red Flag Warning - Large Fires | contamination | contamination | 0
HFTD - Distribution - Tier 3 - 4QU CoRE ¦ 4QU LoRE | Red Flag Warning - Large Fires | equipment / facility failure | anchor / guy damage or failure | 0
HFTD - Distribution - Tier 3 - 4QU CoRE ¦ 4QU LoRE | Red Flag Warning - Large Fires | equipment / facility failure | capacitor bank damage or failure | 0
HFTD - Distribution - Tier 3 - 4QU CoRE ¦ 4QU LoRE | Red Flag Warning - Large Fires | equipment / facility failure | conductor damage or failure | 0.00046488
HFTD - Distribution - Tier 3 - 4QU CoRE ¦ 4QU LoRE | Red Flag Warning - Large Fires | equipment / facility failure | connection device damage or failure | 0.00011135
HFTD - Distribution - Tier 3 - 4QU CoRE ¦ 4QU LoRE | Red Flag Warning - Large Fires | equipment / facility failure | crossarm damage or failure | 0.00023508
HFTD - Distribution - Tier 3 - 4QU CoRE ¦ 4QU LoRE | Red Flag Warning - Large Fires | equipment / facility failure | fuse damage or failure | 9.9902e-05
HFTD - Distribution - Tier 3 - 4QU CoRE ¦ 4QU LoRE | Red Flag Warning - Large Fires | equipment / facility failure | insulator and brushing damage or failure | 0.00044812
HFTD - Distribution - Tier 3 - 4QU CoRE ¦ 4QU LoRE | Red Flag Warning - Large Fires | equipment / facility failure | lightning arrestor damage or failure | 1.6887e-05
HFTD - Distribution - Tier 3 - 4QU CoRE ¦ 4QU LoRE | Red Flag Warning - Large Fires | equipment / facility failure | other equipment / facility failure | 0.00021891
HFTD - Distribution - Tier 3 - 4QU CoRE ¦ 4QU LoRE | Red Flag Warning - Large Fires | equipment / facility failure | pole damage or failure | 0.00010241
HFTD - Distribution - Tier 3 - 4QU CoRE ¦ 4QU LoRE | Red Flag Warning - Large Fires | equipment / facility failure | recloser damage or failure | 0
HFTD - Distribution - Tier 3 - 4QU CoRE ¦ 4QU LoRE | Red Flag Warning - Large Fires | equipment / facility failure | sectionalizer damage or failure | 0
HFTD - Distribution - Tier 3 - 4QU CoRE ¦ 4QU LoRE | Red Flag Warning - Large Fires | equipment / facility failure | switch damage or failure | 0
HFTD - Distribution - Tier 3 - 4QU CoRE ¦ 4QU LoRE | Red Flag Warning - Large Fires | equipment / facility failure | transformer damage or failure | 0.00010555
HFTD - Distribution - Tier 3 - 4QU CoRE ¦ 4QU LoRE | Red Flag Warning - Large Fires | equipment / facility failure | voltage regulator / booster damage or failure | 0
HFTD - Distribution - Tier 3 - 4QU CoRE ¦ 4QU LoRE | Red Flag Warning - Large Fires | other | all other | 0
HFTD - Distribution - Tier 3 - 4QU CoRE ¦ 4QU LoRE | Red Flag Warning - Large Fires | unknown | unknown | 0
HFTD - Distribution - Tier 3 - 4QU CoRE ¦ 4QU LoRE | Red Flag Warning - Large Fires | utility work / operation | utility work / operation | 0
HFTD - Distribution - Tier 3 - 4QU CoRE ¦ 4QU LoRE | Red Flag Warning - Large Fires | vandalism / theft | vandalism / theft | 0
HFTD - Distribution - Tier 3 - 4QU CoRE ¦ 4QU LoRE | Red Flag Warning - Large Fires | vegetation contact | branch (not overhanging, 4-12ft) | 3.2236e-05
HFTD - Distribution - Tier 3 - 4QU CoRE ¦ 4QU LoRE | Red Flag Warning - Large Fires | vegetation contact | branch (not overhanging, > 12ft) | 4.7147e-05
HFTD - Distribution - Tier 3 - 4QU CoRE ¦ 4QU LoRE | Red Flag Warning - Large Fires | vegetation contact | branch (not overhanging, distance unknown) | 0.00022788
HFTD - Distribution - Tier 3 - 4QU CoRE ¦ 4QU LoRE | Red Flag Warning - Large Fires | vegetation contact | branch (not overhanging, within 4ft) | 8.2525e-06
HFTD - Distribution - Tier 3 - 4QU CoRE ¦ 4QU LoRE | Red Flag Warning - Large Fires | vegetation contact | branch (overhanging) | 0.0004869
HFTD - Distribution - Tier 3 - 4QU CoRE ¦ 4QU LoRE | Red Flag Warning - Large Fires | vegetation contact | dead | 0.00017287
HFTD - Distribution - Tier 3 - 4QU CoRE ¦ 4QU LoRE | Red Flag Warning - Large Fires | vegetation contact | fell into (moderate-severe defect) | 0.00014199
HFTD - Distribution - Tier 3 - 4QU CoRE ¦ 4QU LoRE | Red Flag Warning - Large Fires | vegetation contact | fell into (no defect) | 0.00058148
HFTD - Distribution - Tier 3 - 4QU CoRE ¦ 4QU LoRE | Red Flag Warning - Large Fires | vegetation contact | fell into (slight defect) | 0.00015305
HFTD - Distribution - Tier 3 - 4QU CoRE ¦ 4QU LoRE | Red Flag Warning - Large Fires | vegetation contact | grow into | 1.611e-05
HFTD - Distribution - Tier 3 - 4QU CoRE ¦ 4QU LoRE | Red Flag Warning - Large Fires | vegetation contact | other/unknown | 0.00078578
HFTD - Distribution - Tier 3 - 4QU CoRE ¦ 4QU LoRE | Red Flag Warning - Large Fires | wire-to-wire contact | wire-to-wire contact / contamination | 0
HFTD - Distribution - Tier 3 - 4QU CoRE ¦ 4QU LoRE | Red Flag Warning - Small Fires | contact from object | animal contact | 0.00088257
HFTD - Distribution - Tier 3 - 4QU CoRE ¦ 4QU LoRE | Red Flag Warning - Small Fires | contact from object | balloon contact | 6.6101e-05
HFTD - Distribution - Tier 3 - 4QU CoRE ¦ 4QU LoRE | Red Flag Warning - Small Fires | contact from object | other contact from object | 0.0017723
HFTD - Distribution - Tier 3 - 4QU CoRE ¦ 4QU LoRE | Red Flag Warning - Small Fires | contact from object | vehicle contact | 0.0014975
HFTD - Distribution - Tier 3 - 4QU CoRE ¦ 4QU LoRE | Red Flag Warning - Small Fires | contamination | contamination | 4.3764e-05
HFTD - Distribution - Tier 3 - 4QU CoRE ¦ 4QU LoRE | Red Flag Warning - Small Fires | equipment / facility failure | anchor / guy damage or failure | 0
HFTD - Distribution - Tier 3 - 4QU CoRE ¦ 4QU LoRE | Red Flag Warning - Small Fires | equipment / facility failure | capacitor bank damage or failure | 0
HFTD - Distribution - Tier 3 - 4QU CoRE ¦ 4QU LoRE | Red Flag Warning - Small Fires | equipment / facility failure | conductor damage or failure | 0.0058918
HFTD - Distribution - Tier 3 - 4QU CoRE ¦ 4QU LoRE | Red Flag Warning - Small Fires | equipment / facility failure | connection device damage or failure | 0.0014611
HFTD - Distribution - Tier 3 - 4QU CoRE ¦ 4QU LoRE | Red Flag Warning - Small Fires | equipment / facility failure | crossarm damage or failure | 0.0031846
HFTD - Distribution - Tier 3 - 4QU CoRE ¦ 4QU LoRE | Red Flag Warning - Small Fires | equipment / facility failure | fuse damage or failure | 0.0013726
HFTD - Distribution - Tier 3 - 4QU CoRE ¦ 4QU LoRE | Red Flag Warning - Small Fires | equipment / facility failure | insulator and brushing damage or failure | 0.0061796
HFTD - Distribution - Tier 3 - 4QU CoRE ¦ 4QU LoRE | Red Flag Warning - Small Fires | equipment / facility failure | lightning arrestor damage or failure | 0.00023828
HFTD - Distribution - Tier 3 - 4QU CoRE ¦ 4QU LoRE | Red Flag Warning - Small Fires | equipment / facility failure | other equipment / facility failure | 0.0027341
HFTD - Distribution - Tier 3 - 4QU CoRE ¦ 4QU LoRE | Red Flag Warning - Small Fires | equipment / facility failure | pole damage or failure | 0.0013295
HFTD - Distribution - Tier 3 - 4QU CoRE ¦ 4QU LoRE | Red Flag Warning - Small Fires | equipment / facility failure | recloser damage or failure | 0
HFTD - Distribution - Tier 3 - 4QU CoRE ¦ 4QU LoRE | Red Flag Warning - Small Fires | equipment / facility failure | sectionalizer damage or failure | 0
HFTD - Distribution - Tier 3 - 4QU CoRE ¦ 4QU LoRE | Red Flag Warning - Small Fires | equipment / facility failure | switch damage or failure | 0
HFTD - Distribution - Tier 3 - 4QU CoRE ¦ 4QU LoRE | Red Flag Warning - Small Fires | equipment / facility failure | transformer damage or failure | 0.0013337
HFTD - Distribution - Tier 3 - 4QU CoRE ¦ 4QU LoRE | Red Flag Warning - Small Fires | equipment / facility failure | voltage regulator / booster damage or failure | 0
HFTD - Distribution - Tier 3 - 4QU CoRE ¦ 4QU LoRE | Red Flag Warning - Small Fires | other | all other | 0.00048173
HFTD - Distribution - Tier 3 - 4QU CoRE ¦ 4QU LoRE | Red Flag Warning - Small Fires | unknown | unknown | 0.0011537
HFTD - Distribution - Tier 3 - 4QU CoRE ¦ 4QU LoRE | Red Flag Warning - Small Fires | utility work / operation | utility work / operation | 0.00015544
HFTD - Distribution - Tier 3 - 4QU CoRE ¦ 4QU LoRE | Red Flag Warning - Small Fires | vandalism / theft | vandalism / theft | 1.6607e-07
HFTD - Distribution - Tier 3 - 4QU CoRE ¦ 4QU LoRE | Red Flag Warning - Small Fires | vegetation contact | branch (not overhanging, 4-12ft) | 0.0011888
HFTD - Distribution - Tier 3 - 4QU CoRE ¦ 4QU LoRE | Red Flag Warning - Small Fires | vegetation contact | branch (not overhanging, > 12ft) | 0.0017388
HFTD - Distribution - Tier 3 - 4QU CoRE ¦ 4QU LoRE | Red Flag Warning - Small Fires | vegetation contact | branch (not overhanging, distance unknown) | 0.0084042
HFTD - Distribution - Tier 3 - 4QU CoRE ¦ 4QU LoRE | Red Flag Warning - Small Fires | vegetation contact | branch (not overhanging, within 4ft) | 0.00030431
HFTD - Distribution - Tier 3 - 4QU CoRE ¦ 4QU LoRE | Red Flag Warning - Small Fires | vegetation contact | branch (overhanging) | 0.017954
HFTD - Distribution - Tier 3 - 4QU CoRE ¦ 4QU LoRE | Red Flag Warning - Small Fires | vegetation contact | dead | 0.0063756
HFTD - Distribution - Tier 3 - 4QU CoRE ¦ 4QU LoRE | Red Flag Warning - Small Fires | vegetation contact | fell into (moderate-severe defect) | 0.0052368
HFTD - Distribution - Tier 3 - 4QU CoRE ¦ 4QU LoRE | Red Flag Warning - Small Fires | vegetation contact | fell into (no defect) | 0.021445
HFTD - Distribution - Tier 3 - 4QU CoRE ¦ 4QU LoRE | Red Flag Warning - Small Fires | vegetation contact | fell into (slight defect) | 0.0056444
HFTD - Distribution - Tier 3 - 4QU CoRE ¦ 4QU LoRE | Red Flag Warning - Small Fires | vegetation contact | grow into | 0.00059415
HFTD - Distribution - Tier 3 - 4QU CoRE ¦ 4QU LoRE | Red Flag Warning - Small Fires | vegetation contact | other/unknown | 0.02898
HFTD - Distribution - Tier 3 - 4QU CoRE ¦ 4QU LoRE | Red Flag Warning - Small Fires | wire-to-wire contact | wire-to-wire contact / contamination | 0.0015423
HFTD - Distribution - Tier 3 - 4QU CoRE ¦ 5QU LoRE | Seismic - Non-Red Flag Warning - Catastrophic Fires | cc - seismic scenario | seismic scenario | 2.754e-08
HFTD - Distribution - Tier 3 - 4QU CoRE ¦ 5QU LoRE | Non-Red Flag Warning - Catastrophic Fires | contact from object | animal contact | 8.8246e-07
HFTD - Distribution - Tier 3 - 4QU CoRE ¦ 5QU LoRE | Non-Red Flag Warning - Catastrophic Fires | contact from object | balloon contact | 1.4189e-10
HFTD - Distribution - Tier 3 - 4QU CoRE ¦ 5QU LoRE | Non-Red Flag Warning - Catastrophic Fires | contact from object | other contact from object | 1.2816e-06
HFTD - Distribution - Tier 3 - 4QU CoRE ¦ 5QU LoRE | Non-Red Flag Warning - Catastrophic Fires | contact from object | vehicle contact | 2.1689e-06
HFTD - Distribution - Tier 3 - 4QU CoRE ¦ 5QU LoRE | Non-Red Flag Warning - Catastrophic Fires | contamination | contamination | 1.5453e-07
HFTD - Distribution - Tier 3 - 4QU CoRE ¦ 5QU LoRE | Non-Red Flag Warning - Catastrophic Fires | equipment / facility failure | anchor / guy damage or failure | 0
HFTD - Distribution - Tier 3 - 4QU CoRE ¦ 5QU LoRE | Non-Red Flag Warning - Catastrophic Fires | equipment / facility failure | capacitor bank damage or failure | 0
HFTD - Distribution - Tier 3 - 4QU CoRE ¦ 5QU LoRE | Non-Red Flag Warning - Catastrophic Fires | equipment / facility failure | conductor damage or failure | 1.7812e-08
HFTD - Distribution - Tier 3 - 4QU CoRE ¦ 5QU LoRE | Non-Red Flag Warning - Catastrophic Fires | equipment / facility failure | connection device damage or failure | 9.8033e-10
HFTD - Distribution - Tier 3 - 4QU CoRE ¦ 5QU LoRE | Non-Red Flag Warning - Catastrophic Fires | equipment / facility failure | crossarm damage or failure | 3.8519e-08
HFTD - Distribution - Tier 3 - 4QU CoRE ¦ 5QU LoRE | Non-Red Flag Warning - Catastrophic Fires | equipment / facility failure | fuse damage or failure | 7.6586e-09
HFTD - Distribution - Tier 3 - 4QU CoRE ¦ 5QU LoRE | Non-Red Flag Warning - Catastrophic Fires | equipment / facility failure | insulator and brushing damage or failure | 3.1544e-09
HFTD - Distribution - Tier 3 - 4QU CoRE ¦ 5QU LoRE | Non-Red Flag Warning - Catastrophic Fires | equipment / facility failure | lightning arrestor damage or failure | 0
HFTD - Distribution - Tier 3 - 4QU CoRE ¦ 5QU LoRE | Non-Red Flag Warning - Catastrophic Fires | equipment / facility failure | other equipment / facility failure | 9.8995e-08
HFTD - Distribution - Tier 3 - 4QU CoRE ¦ 5QU LoRE | Non-Red Flag Warning - Catastrophic Fires | equipment / facility failure | pole damage or failure | 1.535e-07
HFTD - Distribution - Tier 3 - 4QU CoRE ¦ 5QU LoRE | Non-Red Flag Warning - Catastrophic Fires | equipment / facility failure | recloser damage or failure | 0
HFTD - Distribution - Tier 3 - 4QU CoRE ¦ 5QU LoRE | Non-Red Flag Warning - Catastrophic Fires | equipment / facility failure | sectionalizer damage or failure | 0
HFTD - Distribution - Tier 3 - 4QU CoRE ¦ 5QU LoRE | Non-Red Flag Warning - Catastrophic Fires | equipment / facility failure | switch damage or failure | 0
HFTD - Distribution - Tier 3 - 4QU CoRE ¦ 5QU LoRE | Non-Red Flag Warning - Catastrophic Fires | equipment / facility failure | transformer damage or failure | 4.3112e-08
HFTD - Distribution - Tier 3 - 4QU CoRE ¦ 5QU LoRE | Non-Red Flag Warning - Catastrophic Fires | equipment / facility failure | voltage regulator / booster damage or failure | 0
HFTD - Distribution - Tier 3 - 4QU CoRE ¦ 5QU LoRE | Non-Red Flag Warning - Catastrophic Fires | other | all other | 7.3729e-07
HFTD - Distribution - Tier 3 - 4QU CoRE ¦ 5QU LoRE | Non-Red Flag Warning - Catastrophic Fires | unknown | unknown | 1.5813e-06
HFTD - Distribution - Tier 3 - 4QU CoRE ¦ 5QU LoRE | Non-Red Flag Warning - Catastrophic Fires | utility work / operation | utility work / operation | 4.0074e-08
HFTD - Distribution - Tier 3 - 4QU CoRE ¦ 5QU LoRE | Non-Red Flag Warning - Catastrophic Fires | vandalism / theft | vandalism / theft | 2.8605e-11
HFTD - Distribution - Tier 3 - 4QU CoRE ¦ 5QU LoRE | Non-Red Flag Warning - Catastrophic Fires | vegetation contact | branch (not overhanging, 4-12ft) | 3.221e-08
HFTD - Distribution - Tier 3 - 4QU CoRE ¦ 5QU LoRE | Non-Red Flag Warning - Catastrophic Fires | vegetation contact | branch (not overhanging, > 12ft) | 7.4294e-08
HFTD - Distribution - Tier 3 - 4QU CoRE ¦ 5QU LoRE | Non-Red Flag Warning - Catastrophic Fires | vegetation contact | branch (not overhanging, distance unknown) | 2.5361e-07
HFTD - Distribution - Tier 3 - 4QU CoRE ¦ 5QU LoRE | Non-Red Flag Warning - Catastrophic Fires | vegetation contact | branch (not overhanging, within 4ft) | 1.4155e-08
HFTD - Distribution - Tier 3 - 4QU CoRE ¦ 5QU LoRE | Non-Red Flag Warning - Catastrophic Fires | vegetation contact | branch (overhanging) | 6.299e-07
HFTD - Distribution - Tier 3 - 4QU CoRE ¦ 5QU LoRE | Non-Red Flag Warning - Catastrophic Fires | vegetation contact | dead | 2.6982e-07
HFTD - Distribution - Tier 3 - 4QU CoRE ¦ 5QU LoRE | Non-Red Flag Warning - Catastrophic Fires | vegetation contact | fell into (moderate-severe defect) | 3.0862e-07
HFTD - Distribution - Tier 3 - 4QU CoRE ¦ 5QU LoRE | Non-Red Flag Warning - Catastrophic Fires | vegetation contact | fell into (no defect) | 1.8178e-06
HFTD - Distribution - Tier 3 - 4QU CoRE ¦ 5QU LoRE | Non-Red Flag Warning - Catastrophic Fires | vegetation contact | fell into (slight defect) | 3.8152e-07
HFTD - Distribution - Tier 3 - 4QU CoRE ¦ 5QU LoRE | Non-Red Flag Warning - Catastrophic Fires | vegetation contact | grow into | 3.3023e-08
HFTD - Distribution - Tier 3 - 4QU CoRE ¦ 5QU LoRE | Non-Red Flag Warning - Catastrophic Fires | vegetation contact | other/unknown | 1.5659e-06
HFTD - Distribution - Tier 3 - 4QU CoRE ¦ 5QU LoRE | Non-Red Flag Warning - Catastrophic Fires | wire-to-wire contact | wire-to-wire contact / contamination | 3.7439e-06
HFTD - Distribution - Tier 3 - 4QU CoRE ¦ 5QU LoRE | Non-Red Flag Warning - Destructive Fires | contact from object | animal contact | 6.0526e-07
HFTD - Distribution - Tier 3 - 4QU CoRE ¦ 5QU LoRE | Non-Red Flag Warning - Destructive Fires | contact from object | balloon contact | 1.3341e-10
HFTD - Distribution - Tier 3 - 4QU CoRE ¦ 5QU LoRE | Non-Red Flag Warning - Destructive Fires | contact from object | other contact from object | 8.8027e-07
HFTD - Distribution - Tier 3 - 4QU CoRE ¦ 5QU LoRE | Non-Red Flag Warning - Destructive Fires | contact from object | vehicle contact | 1.4242e-06
HFTD - Distribution - Tier 3 - 4QU CoRE ¦ 5QU LoRE | Non-Red Flag Warning - Destructive Fires | contamination | contamination | 1.0724e-07
HFTD - Distribution - Tier 3 - 4QU CoRE ¦ 5QU LoRE | Non-Red Flag Warning - Destructive Fires | equipment / facility failure | anchor / guy damage or failure | 0
HFTD - Distribution - Tier 3 - 4QU CoRE ¦ 5QU LoRE | Non-Red Flag Warning - Destructive Fires | equipment / facility failure | capacitor bank damage or failure | 0
HFTD - Distribution - Tier 3 - 4QU CoRE ¦ 5QU LoRE | Non-Red Flag Warning - Destructive Fires | equipment / facility failure | conductor damage or failure | 7.6376e-08
HFTD - Distribution - Tier 3 - 4QU CoRE ¦ 5QU LoRE | Non-Red Flag Warning - Destructive Fires | equipment / facility failure | connection device damage or failure | 1.0321e-08
HFTD - Distribution - Tier 3 - 4QU CoRE ¦ 5QU LoRE | Non-Red Flag Warning - Destructive Fires | equipment / facility failure | crossarm damage or failure | 1.6785e-07
HFTD - Distribution - Tier 3 - 4QU CoRE ¦ 5QU LoRE | Non-Red Flag Warning - Destructive Fires | equipment / facility failure | fuse damage or failure | 2.9156e-08
HFTD - Distribution - Tier 3 - 4QU CoRE ¦ 5QU LoRE | Non-Red Flag Warning - Destructive Fires | equipment / facility failure | insulator and brushing damage or failure | 1.2009e-08
HFTD - Distribution - Tier 3 - 4QU CoRE ¦ 5QU LoRE | Non-Red Flag Warning - Destructive Fires | equipment / facility failure | lightning arrestor damage or failure | 0
HFTD - Distribution - Tier 3 - 4QU CoRE ¦ 5QU LoRE | Non-Red Flag Warning - Destructive Fires | equipment / facility failure | other equipment / facility failure | 4.0467e-07
HFTD - Distribution - Tier 3 - 4QU CoRE ¦ 5QU LoRE | Non-Red Flag Warning - Destructive Fires | equipment / facility failure | pole damage or failure | 6.2451e-07
HFTD - Distribution - Tier 3 - 4QU CoRE ¦ 5QU LoRE | Non-Red Flag Warning - Destructive Fires | equipment / facility failure | recloser damage or failure | 0
HFTD - Distribution - Tier 3 - 4QU CoRE ¦ 5QU LoRE | Non-Red Flag Warning - Destructive Fires | equipment / facility failure | sectionalizer damage or failure | 0
HFTD - Distribution - Tier 3 - 4QU CoRE ¦ 5QU LoRE | Non-Red Flag Warning - Destructive Fires | equipment / facility failure | switch damage or failure | 0
HFTD - Distribution - Tier 3 - 4QU CoRE ¦ 5QU LoRE | Non-Red Flag Warning - Destructive Fires | equipment / facility failure | transformer damage or failure | 1.5787e-07
HFTD - Distribution - Tier 3 - 4QU CoRE ¦ 5QU LoRE | Non-Red Flag Warning - Destructive Fires | equipment / facility failure | voltage regulator / booster damage or failure | 0
HFTD - Distribution - Tier 3 - 4QU CoRE ¦ 5QU LoRE | Non-Red Flag Warning - Destructive Fires | other | all other | 6.6201e-07
HFTD - Distribution - Tier 3 - 4QU CoRE ¦ 5QU LoRE | Non-Red Flag Warning - Destructive Fires | unknown | unknown | 1.3566e-06
HFTD - Distribution - Tier 3 - 4QU CoRE ¦ 5QU LoRE | Non-Red Flag Warning - Destructive Fires | utility work / operation | utility work / operation | 2.8603e-08
HFTD - Distribution - Tier 3 - 4QU CoRE ¦ 5QU LoRE | Non-Red Flag Warning - Destructive Fires | vandalism / theft | vandalism / theft | 2.6895e-11
HFTD - Distribution - Tier 3 - 4QU CoRE ¦ 5QU LoRE | Non-Red Flag Warning - Destructive Fires | vegetation contact | branch (not overhanging, 4-12ft) | 8.7627e-08
HFTD - Distribution - Tier 3 - 4QU CoRE ¦ 5QU LoRE | Non-Red Flag Warning - Destructive Fires | vegetation contact | branch (not overhanging, > 12ft) | 2.0206e-07
HFTD - Distribution - Tier 3 - 4QU CoRE ¦ 5QU LoRE | Non-Red Flag Warning - Destructive Fires | vegetation contact | branch (not overhanging, distance unknown) | 6.8975e-07
HFTD - Distribution - Tier 3 - 4QU CoRE ¦ 5QU LoRE | Non-Red Flag Warning - Destructive Fires | vegetation contact | branch (not overhanging, within 4ft) | 3.8518e-08
HFTD - Distribution - Tier 3 - 4QU CoRE ¦ 5QU LoRE | Non-Red Flag Warning - Destructive Fires | vegetation contact | branch (overhanging) | 1.7141e-06
HFTD - Distribution - Tier 3 - 4QU CoRE ¦ 5QU LoRE | Non-Red Flag Warning - Destructive Fires | vegetation contact | dead | 7.3383e-07
HFTD - Distribution - Tier 3 - 4QU CoRE ¦ 5QU LoRE | Non-Red Flag Warning - Destructive Fires | vegetation contact | fell into (moderate-severe defect) | 8.3934e-07
HFTD - Distribution - Tier 3 - 4QU CoRE ¦ 5QU LoRE | Non-Red Flag Warning - Destructive Fires | vegetation contact | fell into (no defect) | 4.9439e-06
HFTD - Distribution - Tier 3 - 4QU CoRE ¦ 5QU LoRE | Non-Red Flag Warning - Destructive Fires | vegetation contact | fell into (slight defect) | 1.0376e-06
HFTD - Distribution - Tier 3 - 4QU CoRE ¦ 5QU LoRE | Non-Red Flag Warning - Destructive Fires | vegetation contact | grow into | 8.9812e-08
HFTD - Distribution - Tier 3 - 4QU CoRE ¦ 5QU LoRE | Non-Red Flag Warning - Destructive Fires | vegetation contact | other/unknown | 4.2588e-06
HFTD - Distribution - Tier 3 - 4QU CoRE ¦ 5QU LoRE | Non-Red Flag Warning - Destructive Fires | wire-to-wire contact | wire-to-wire contact / contamination | 3.3116e-06
HFTD - Distribution - Tier 3 - 4QU CoRE ¦ 5QU LoRE | Non-Red Flag Warning - Large Fires | contact from object | animal contact | 1.2782e-05
HFTD - Distribution - Tier 3 - 4QU CoRE ¦ 5QU LoRE | Non-Red Flag Warning - Large Fires | contact from object | balloon contact | 4.4915e-09
HFTD - Distribution - Tier 3 - 4QU CoRE ¦ 5QU LoRE | Non-Red Flag Warning - Large Fires | contact from object | other contact from object | 1.8558e-05
HFTD - Distribution - Tier 3 - 4QU CoRE ¦ 5QU LoRE | Non-Red Flag Warning - Large Fires | contact from object | vehicle contact | 2.6061e-05
HFTD - Distribution - Tier 3 - 4QU CoRE ¦ 5QU LoRE | Non-Red Flag Warning - Large Fires | contamination | contamination | 2.5167e-06
HFTD - Distribution - Tier 3 - 4QU CoRE ¦ 5QU LoRE | Non-Red Flag Warning - Large Fires | equipment / facility failure | anchor / guy damage or failure | 0
HFTD - Distribution - Tier 3 - 4QU CoRE ¦ 5QU LoRE | Non-Red Flag Warning - Large Fires | equipment / facility failure | capacitor bank damage or failure | 0
HFTD - Distribution - Tier 3 - 4QU CoRE ¦ 5QU LoRE | Non-Red Flag Warning - Large Fires | equipment / facility failure | conductor damage or failure | 1.5665e-06
HFTD - Distribution - Tier 3 - 4QU CoRE ¦ 5QU LoRE | Non-Red Flag Warning - Large Fires | equipment / facility failure | connection device damage or failure | 8.3221e-08
HFTD - Distribution - Tier 3 - 4QU CoRE ¦ 5QU LoRE | Non-Red Flag Warning - Large Fires | equipment / facility failure | crossarm damage or failure | 7.2408e-06
HFTD - Distribution - Tier 3 - 4QU CoRE ¦ 5QU LoRE | Non-Red Flag Warning - Large Fires | equipment / facility failure | fuse damage or failure | 8.4835e-07
HFTD - Distribution - Tier 3 - 4QU CoRE ¦ 5QU LoRE | Non-Red Flag Warning - Large Fires | equipment / facility failure | insulator and brushing damage or failure | 3.4942e-07
HFTD - Distribution - Tier 3 - 4QU CoRE ¦ 5QU LoRE | Non-Red Flag Warning - Large Fires | equipment / facility failure | lightning arrestor damage or failure | 0
HFTD - Distribution - Tier 3 - 4QU CoRE ¦ 5QU LoRE | Non-Red Flag Warning - Large Fires | equipment / facility failure | other equipment / facility failure | 1.5071e-05
HFTD - Distribution - Tier 3 - 4QU CoRE ¦ 5QU LoRE | Non-Red Flag Warning - Large Fires | equipment / facility failure | pole damage or failure | 1.9211e-05
HFTD - Distribution - Tier 3 - 4QU CoRE ¦ 5QU LoRE | Non-Red Flag Warning - Large Fires | equipment / facility failure | recloser damage or failure | 0
HFTD - Distribution - Tier 3 - 4QU CoRE ¦ 5QU LoRE | Non-Red Flag Warning - Large Fires | equipment / facility failure | sectionalizer damage or failure | 0
HFTD - Distribution - Tier 3 - 4QU CoRE ¦ 5QU LoRE | Non-Red Flag Warning - Large Fires | equipment / facility failure | switch damage or failure | 0
HFTD - Distribution - Tier 3 - 4QU CoRE ¦ 5QU LoRE | Non-Red Flag Warning - Large Fires | equipment / facility failure | transformer damage or failure | 4.1711e-06
HFTD - Distribution - Tier 3 - 4QU CoRE ¦ 5QU LoRE | Non-Red Flag Warning - Large Fires | equipment / facility failure | voltage regulator / booster damage or failure | 0
HFTD - Distribution - Tier 3 - 4QU CoRE ¦ 5QU LoRE | Non-Red Flag Warning - Large Fires | other | all other | 9.427e-06
HFTD - Distribution - Tier 3 - 4QU CoRE ¦ 5QU LoRE | Non-Red Flag Warning - Large Fires | unknown | unknown | 2.4205e-05
HFTD - Distribution - Tier 3 - 4QU CoRE ¦ 5QU LoRE | Non-Red Flag Warning - Large Fires | utility work / operation | utility work / operation | 5.1177e-07
HFTD - Distribution - Tier 3 - 4QU CoRE ¦ 5QU LoRE | Non-Red Flag Warning - Large Fires | vandalism / theft | vandalism / theft | 9.0547e-10
HFTD - Distribution - Tier 3 - 4QU CoRE ¦ 5QU LoRE | Non-Red Flag Warning - Large Fires | vegetation contact | branch (not overhanging, 4-12ft) | 2.5165e-06
HFTD - Distribution - Tier 3 - 4QU CoRE ¦ 5QU LoRE | Non-Red Flag Warning - Large Fires | vegetation contact | branch (not overhanging, > 12ft) | 5.7708e-06
HFTD - Distribution - Tier 3 - 4QU CoRE ¦ 5QU LoRE | Non-Red Flag Warning - Large Fires | vegetation contact | branch (not overhanging, distance unknown) | 1.9699e-05
HFTD - Distribution - Tier 3 - 4QU CoRE ¦ 5QU LoRE | Non-Red Flag Warning - Large Fires | vegetation contact | branch (not overhanging, within 4ft) | 1.1115e-06
HFTD - Distribution - Tier 3 - 4QU CoRE ¦ 5QU LoRE | Non-Red Flag Warning - Large Fires | vegetation contact | branch (overhanging) | 4.9463e-05
HFTD - Distribution - Tier 3 - 4QU CoRE ¦ 5QU LoRE | Non-Red Flag Warning - Large Fires | vegetation contact | dead | 2.0958e-05
HFTD - Distribution - Tier 3 - 4QU CoRE ¦ 5QU LoRE | Non-Red Flag Warning - Large Fires | vegetation contact | fell into (moderate-severe defect) | 2.3972e-05
HFTD - Distribution - Tier 3 - 4QU CoRE ¦ 5QU LoRE | Non-Red Flag Warning - Large Fires | vegetation contact | fell into (no defect) | 0.0001412
HFTD - Distribution - Tier 3 - 4QU CoRE ¦ 5QU LoRE | Non-Red Flag Warning - Large Fires | vegetation contact | fell into (slight defect) | 2.9634e-05
HFTD - Distribution - Tier 3 - 4QU CoRE ¦ 5QU LoRE | Non-Red Flag Warning - Large Fires | vegetation contact | grow into | 2.565e-06
HFTD - Distribution - Tier 3 - 4QU CoRE ¦ 5QU LoRE | Non-Red Flag Warning - Large Fires | vegetation contact | other/unknown | 0.00012163
HFTD - Distribution - Tier 3 - 4QU CoRE ¦ 5QU LoRE | Non-Red Flag Warning - Large Fires | wire-to-wire contact | wire-to-wire contact / contamination | 6.7799e-05
HFTD - Distribution - Tier 3 - 4QU CoRE ¦ 5QU LoRE | Non-Red Flag Warning - Small Fires | contact from object | animal contact | 0.0030392
HFTD - Distribution - Tier 3 - 4QU CoRE ¦ 5QU LoRE | Non-Red Flag Warning - Small Fires | contact from object | balloon contact | 9.1777e-07
HFTD - Distribution - Tier 3 - 4QU CoRE ¦ 5QU LoRE | Non-Red Flag Warning - Small Fires | contact from object | other contact from object | 0.0046133
HFTD - Distribution - Tier 3 - 4QU CoRE ¦ 5QU LoRE | Non-Red Flag Warning - Small Fires | contact from object | vehicle contact | 0.0068001
HFTD - Distribution - Tier 3 - 4QU CoRE ¦ 5QU LoRE | Non-Red Flag Warning - Small Fires | contamination | contamination | 0.00056606
HFTD - Distribution - Tier 3 - 4QU CoRE ¦ 5QU LoRE | Non-Red Flag Warning - Small Fires | equipment / facility failure | anchor / guy damage or failure | 0
HFTD - Distribution - Tier 3 - 4QU CoRE ¦ 5QU LoRE | Non-Red Flag Warning - Small Fires | equipment / facility failure | capacitor bank damage or failure | 0
HFTD - Distribution - Tier 3 - 4QU CoRE ¦ 5QU LoRE | Non-Red Flag Warning - Small Fires | equipment / facility failure | conductor damage or failure | 0.0012182
HFTD - Distribution - Tier 3 - 4QU CoRE ¦ 5QU LoRE | Non-Red Flag Warning - Small Fires | equipment / facility failure | connection device damage or failure | 5.6932e-05
HFTD - Distribution - Tier 3 - 4QU CoRE ¦ 5QU LoRE | Non-Red Flag Warning - Small Fires | equipment / facility failure | crossarm damage or failure | 0.0039677
HFTD - Distribution - Tier 3 - 4QU CoRE ¦ 5QU LoRE | Non-Red Flag Warning - Small Fires | equipment / facility failure | fuse damage or failure | 0.00068112
HFTD - Distribution - Tier 3 - 4QU CoRE ¦ 5QU LoRE | Non-Red Flag Warning - Small Fires | equipment / facility failure | insulator and brushing damage or failure | 0.00028054
HFTD - Distribution - Tier 3 - 4QU CoRE ¦ 5QU LoRE | Non-Red Flag Warning - Small Fires | equipment / facility failure | lightning arrestor damage or failure | 0
HFTD - Distribution - Tier 3 - 4QU CoRE ¦ 5QU LoRE | Non-Red Flag Warning - Small Fires | equipment / facility failure | other equipment / facility failure | 0.0081712
HFTD - Distribution - Tier 3 - 4QU CoRE ¦ 5QU LoRE | Non-Red Flag Warning - Small Fires | equipment / facility failure | pole damage or failure | 0.010601
HFTD - Distribution - Tier 3 - 4QU CoRE ¦ 5QU LoRE | Non-Red Flag Warning - Small Fires | equipment / facility failure | recloser damage or failure | 0
HFTD - Distribution - Tier 3 - 4QU CoRE ¦ 5QU LoRE | Non-Red Flag Warning - Small Fires | equipment / facility failure | sectionalizer damage or failure | 0
HFTD - Distribution - Tier 3 - 4QU CoRE ¦ 5QU LoRE | Non-Red Flag Warning - Small Fires | equipment / facility failure | switch damage or failure | 0
HFTD - Distribution - Tier 3 - 4QU CoRE ¦ 5QU LoRE | Non-Red Flag Warning - Small Fires | equipment / facility failure | transformer damage or failure | 0.0031708
HFTD - Distribution - Tier 3 - 4QU CoRE ¦ 5QU LoRE | Non-Red Flag Warning - Small Fires | equipment / facility failure | voltage regulator / booster damage or failure | 0
HFTD - Distribution - Tier 3 - 4QU CoRE ¦ 5QU LoRE | Non-Red Flag Warning - Small Fires | other | all other | 0.0018071
HFTD - Distribution - Tier 3 - 4QU CoRE ¦ 5QU LoRE | Non-Red Flag Warning - Small Fires | unknown | unknown | 0.0032949
HFTD - Distribution - Tier 3 - 4QU CoRE ¦ 5QU LoRE | Non-Red Flag Warning - Small Fires | utility work / operation | utility work / operation | 0.00013009
HFTD - Distribution - Tier 3 - 4QU CoRE ¦ 5QU LoRE | Non-Red Flag Warning - Small Fires | vandalism / theft | vandalism / theft | 1.8502e-07
HFTD - Distribution - Tier 3 - 4QU CoRE ¦ 5QU LoRE | Non-Red Flag Warning - Small Fires | vegetation contact | branch (not overhanging, 4-12ft) | 0.00077475
HFTD - Distribution - Tier 3 - 4QU CoRE ¦ 5QU LoRE | Non-Red Flag Warning - Small Fires | vegetation contact | branch (not overhanging, > 12ft) | 0.0018022
HFTD - Distribution - Tier 3 - 4QU CoRE ¦ 5QU LoRE | Non-Red Flag Warning - Small Fires | vegetation contact | branch (not overhanging, distance unknown) | 0.0061519
HFTD - Distribution - Tier 3 - 4QU CoRE ¦ 5QU LoRE | Non-Red Flag Warning - Small Fires | vegetation contact | branch (not overhanging, within 4ft) | 0.00033794
HFTD - Distribution - Tier 3 - 4QU CoRE ¦ 5QU LoRE | Non-Red Flag Warning - Small Fires | vegetation contact | branch (overhanging) | 0.015038
HFTD - Distribution - Tier 3 - 4QU CoRE ¦ 5QU LoRE | Non-Red Flag Warning - Small Fires | vegetation contact | dead | 0.0065451
HFTD - Distribution - Tier 3 - 4QU CoRE ¦ 5QU LoRE | Non-Red Flag Warning - Small Fires | vegetation contact | fell into (moderate-severe defect) | 0.0074861
HFTD - Distribution - Tier 3 - 4QU CoRE ¦ 5QU LoRE | Non-Red Flag Warning - Small Fires | vegetation contact | fell into (no defect) | 0.044096
HFTD - Distribution - Tier 3 - 4QU CoRE ¦ 5QU LoRE | Non-Red Flag Warning - Small Fires | vegetation contact | fell into (slight defect) | 0.0092546
HFTD - Distribution - Tier 3 - 4QU CoRE ¦ 5QU LoRE | Non-Red Flag Warning - Small Fires | vegetation contact | grow into | 0.00080104
HFTD - Distribution - Tier 3 - 4QU CoRE ¦ 5QU LoRE | Non-Red Flag Warning - Small Fires | vegetation contact | other/unknown | 0.037985
HFTD - Distribution - Tier 3 - 4QU CoRE ¦ 5QU LoRE | Non-Red Flag Warning - Small Fires | wire-to-wire contact | wire-to-wire contact / contamination | 0.0072434
HFTD - Distribution - Tier 3 - 4QU CoRE ¦ 5QU LoRE | Seismic - Red Flag Warning - Catastrophic Fires | cc - seismic scenario | seismic scenario | 1.1878e-06
HFTD - Distribution - Tier 3 - 4QU CoRE ¦ 5QU LoRE | Red Flag Warning - Catastrophic Fires | contact from object | animal contact | 0
HFTD - Distribution - Tier 3 - 4QU CoRE ¦ 5QU LoRE | Red Flag Warning - Catastrophic Fires | contact from object | balloon contact | 0
HFTD - Distribution - Tier 3 - 4QU CoRE ¦ 5QU LoRE | Red Flag Warning - Catastrophic Fires | contact from object | other contact from object | 0
HFTD - Distribution - Tier 3 - 4QU CoRE ¦ 5QU LoRE | Red Flag Warning - Catastrophic Fires | contact from object | vehicle contact | 0
HFTD - Distribution - Tier 3 - 4QU CoRE ¦ 5QU LoRE | Red Flag Warning - Catastrophic Fires | contamination | contamination | 0
HFTD - Distribution - Tier 3 - 4QU CoRE ¦ 5QU LoRE | Red Flag Warning - Catastrophic Fires | equipment / facility failure | anchor / guy damage or failure | 0
HFTD - Distribution - Tier 3 - 4QU CoRE ¦ 5QU LoRE | Red Flag Warning - Catastrophic Fires | equipment / facility failure | capacitor bank damage or failure | 0
HFTD - Distribution - Tier 3 - 4QU CoRE ¦ 5QU LoRE | Red Flag Warning - Catastrophic Fires | equipment / facility failure | conductor damage or failure | 8.1157e-06
HFTD - Distribution - Tier 3 - 4QU CoRE ¦ 5QU LoRE | Red Flag Warning - Catastrophic Fires | equipment / facility failure | connection device damage or failure | 3.1221e-07
HFTD - Distribution - Tier 3 - 4QU CoRE ¦ 5QU LoRE | Red Flag Warning - Catastrophic Fires | equipment / facility failure | crossarm damage or failure | 1.5858e-05
HFTD - Distribution - Tier 3 - 4QU CoRE ¦ 5QU LoRE | Red Flag Warning - Catastrophic Fires | equipment / facility failure | fuse damage or failure | 4.9356e-06
HFTD - Distribution - Tier 3 - 4QU CoRE ¦ 5QU LoRE | Red Flag Warning - Catastrophic Fires | equipment / facility failure | insulator and brushing damage or failure | 2.5171e-06
HFTD - Distribution - Tier 3 - 4QU CoRE ¦ 5QU LoRE | Red Flag Warning - Catastrophic Fires | equipment / facility failure | lightning arrestor damage or failure | 0
HFTD - Distribution - Tier 3 - 4QU CoRE ¦ 5QU LoRE | Red Flag Warning - Catastrophic Fires | equipment / facility failure | other equipment / facility failure | 1.4119e-05
HFTD - Distribution - Tier 3 - 4QU CoRE ¦ 5QU LoRE | Red Flag Warning - Catastrophic Fires | equipment / facility failure | pole damage or failure | 2.7061e-05
HFTD - Distribution - Tier 3 - 4QU CoRE ¦ 5QU LoRE | Red Flag Warning - Catastrophic Fires | equipment / facility failure | recloser damage or failure | 0
HFTD - Distribution - Tier 3 - 4QU CoRE ¦ 5QU LoRE | Red Flag Warning - Catastrophic Fires | equipment / facility failure | sectionalizer damage or failure | 0
HFTD - Distribution - Tier 3 - 4QU CoRE ¦ 5QU LoRE | Red Flag Warning - Catastrophic Fires | equipment / facility failure | switch damage or failure | 0
HFTD - Distribution - Tier 3 - 4QU CoRE ¦ 5QU LoRE | Red Flag Warning - Catastrophic Fires | equipment / facility failure | transformer damage or failure | 3.8995e-06
HFTD - Distribution - Tier 3 - 4QU CoRE ¦ 5QU LoRE | Red Flag Warning - Catastrophic Fires | equipment / facility failure | voltage regulator / booster damage or failure | 0
HFTD - Distribution - Tier 3 - 4QU CoRE ¦ 5QU LoRE | Red Flag Warning - Catastrophic Fires | other | all other | 0
HFTD - Distribution - Tier 3 - 4QU CoRE ¦ 5QU LoRE | Red Flag Warning - Catastrophic Fires | unknown | unknown | 0
HFTD - Distribution - Tier 3 - 4QU CoRE ¦ 5QU LoRE | Red Flag Warning - Catastrophic Fires | utility work / operation | utility work / operation | 0
HFTD - Distribution - Tier 3 - 4QU CoRE ¦ 5QU LoRE | Red Flag Warning - Catastrophic Fires | vandalism / theft | vandalism / theft | 0
HFTD - Distribution - Tier 3 - 4QU CoRE ¦ 5QU LoRE | Red Flag Warning - Catastrophic Fires | vegetation contact | branch (not overhanging, 4-12ft) | 5.1542e-06
HFTD - Distribution - Tier 3 - 4QU CoRE ¦ 5QU LoRE | Red Flag Warning - Catastrophic Fires | vegetation contact | branch (not overhanging, > 12ft) | 7.7033e-06
HFTD - Distribution - Tier 3 - 4QU CoRE ¦ 5QU LoRE | Red Flag Warning - Catastrophic Fires | vegetation contact | branch (not overhanging, distance unknown) | 3.7233e-05
HFTD - Distribution - Tier 3 - 4QU CoRE ¦ 5QU LoRE | Red Flag Warning - Catastrophic Fires | vegetation contact | branch (not overhanging, within 4ft) | 1.2952e-06
HFTD - Distribution - Tier 3 - 4QU CoRE ¦ 5QU LoRE | Red Flag Warning - Catastrophic Fires | vegetation contact | branch (overhanging) | 7.6415e-05
HFTD - Distribution - Tier 3 - 4QU CoRE ¦ 5QU LoRE | Red Flag Warning - Catastrophic Fires | vegetation contact | dead | 2.8245e-05
HFTD - Distribution - Tier 3 - 4QU CoRE ¦ 5QU LoRE | Red Flag Warning - Catastrophic Fires | vegetation contact | fell into (moderate-severe defect) | 2.32e-05
HFTD - Distribution - Tier 3 - 4QU CoRE ¦ 5QU LoRE | Red Flag Warning - Catastrophic Fires | vegetation contact | fell into (no defect) | 9.5007e-05
HFTD - Distribution - Tier 3 - 4QU CoRE ¦ 5QU LoRE | Red Flag Warning - Catastrophic Fires | vegetation contact | fell into (slight defect) | 2.5006e-05
HFTD - Distribution - Tier 3 - 4QU CoRE ¦ 5QU LoRE | Red Flag Warning - Catastrophic Fires | vegetation contact | grow into | 2.6322e-06
HFTD - Distribution - Tier 3 - 4QU CoRE ¦ 5QU LoRE | Red Flag Warning - Catastrophic Fires | vegetation contact | other/unknown | 0.00012839
HFTD - Distribution - Tier 3 - 4QU CoRE ¦ 5QU LoRE | Red Flag Warning - Catastrophic Fires | wire-to-wire contact | wire-to-wire contact / contamination | 0
HFTD - Distribution - Tier 3 - 4QU CoRE ¦ 5QU LoRE | Red Flag Warning - Destructive Fires | contact from object | animal contact | 0
HFTD - Distribution - Tier 3 - 4QU CoRE ¦ 5QU LoRE | Red Flag Warning - Destructive Fires | contact from object | balloon contact | 0
HFTD - Distribution - Tier 3 - 4QU CoRE ¦ 5QU LoRE | Red Flag Warning - Destructive Fires | contact from object | other contact from object | 0
HFTD - Distribution - Tier 3 - 4QU CoRE ¦ 5QU LoRE | Red Flag Warning - Destructive Fires | contact from object | vehicle contact | 0
HFTD - Distribution - Tier 3 - 4QU CoRE ¦ 5QU LoRE | Red Flag Warning - Destructive Fires | contamination | contamination | 0
HFTD - Distribution - Tier 3 - 4QU CoRE ¦ 5QU LoRE | Red Flag Warning - Destructive Fires | equipment / facility failure | anchor / guy damage or failure | 0
HFTD - Distribution - Tier 3 - 4QU CoRE ¦ 5QU LoRE | Red Flag Warning - Destructive Fires | equipment / facility failure | capacitor bank damage or failure | 0
HFTD - Distribution - Tier 3 - 4QU CoRE ¦ 5QU LoRE | Red Flag Warning - Destructive Fires | equipment / facility failure | conductor damage or failure | 1.7513e-06
HFTD - Distribution - Tier 3 - 4QU CoRE ¦ 5QU LoRE | Red Flag Warning - Destructive Fires | equipment / facility failure | connection device damage or failure | 1.6542e-07
HFTD - Distribution - Tier 3 - 4QU CoRE ¦ 5QU LoRE | Red Flag Warning - Destructive Fires | equipment / facility failure | crossarm damage or failure | 3.4777e-06
HFTD - Distribution - Tier 3 - 4QU CoRE ¦ 5QU LoRE | Red Flag Warning - Destructive Fires | equipment / facility failure | fuse damage or failure | 9.4564e-07
HFTD - Distribution - Tier 3 - 4QU CoRE ¦ 5QU LoRE | Red Flag Warning - Destructive Fires | equipment / facility failure | insulator and brushing damage or failure | 4.8226e-07
HFTD - Distribution - Tier 3 - 4QU CoRE ¦ 5QU LoRE | Red Flag Warning - Destructive Fires | equipment / facility failure | lightning arrestor damage or failure | 0
HFTD - Distribution - Tier 3 - 4QU CoRE ¦ 5QU LoRE | Red Flag Warning - Destructive Fires | equipment / facility failure | other equipment / facility failure | 2.9047e-06
HFTD - Distribution - Tier 3 - 4QU CoRE ¦ 5QU LoRE | Red Flag Warning - Destructive Fires | equipment / facility failure | pole damage or failure | 5.5407e-06
HFTD - Distribution - Tier 3 - 4QU CoRE ¦ 5QU LoRE | Red Flag Warning - Destructive Fires | equipment / facility failure | recloser damage or failure | 0
HFTD - Distribution - Tier 3 - 4QU CoRE ¦ 5QU LoRE | Red Flag Warning - Destructive Fires | equipment / facility failure | sectionalizer damage or failure | 0
HFTD - Distribution - Tier 3 - 4QU CoRE ¦ 5QU LoRE | Red Flag Warning - Destructive Fires | equipment / facility failure | switch damage or failure | 0
HFTD - Distribution - Tier 3 - 4QU CoRE ¦ 5QU LoRE | Red Flag Warning - Destructive Fires | equipment / facility failure | transformer damage or failure | 7.1864e-07
HFTD - Distribution - Tier 3 - 4QU CoRE ¦ 5QU LoRE | Red Flag Warning - Destructive Fires | equipment / facility failure | voltage regulator / booster damage or failure | 0
HFTD - Distribution - Tier 3 - 4QU CoRE ¦ 5QU LoRE | Red Flag Warning - Destructive Fires | other | all other | 0
HFTD - Distribution - Tier 3 - 4QU CoRE ¦ 5QU LoRE | Red Flag Warning - Destructive Fires | unknown | unknown | 0
HFTD - Distribution - Tier 3 - 4QU CoRE ¦ 5QU LoRE | Red Flag Warning - Destructive Fires | utility work / operation | utility work / operation | 0
HFTD - Distribution - Tier 3 - 4QU CoRE ¦ 5QU LoRE | Red Flag Warning - Destructive Fires | vandalism / theft | vandalism / theft | 0
HFTD - Distribution - Tier 3 - 4QU CoRE ¦ 5QU LoRE | Red Flag Warning - Destructive Fires | vegetation contact | branch (not overhanging, 4-12ft) | 7.0567e-07
HFTD - Distribution - Tier 3 - 4QU CoRE ¦ 5QU LoRE | Red Flag Warning - Destructive Fires | vegetation contact | branch (not overhanging, > 12ft) | 1.0544e-06
HFTD - Distribution - Tier 3 - 4QU CoRE ¦ 5QU LoRE | Red Flag Warning - Destructive Fires | vegetation contact | branch (not overhanging, distance unknown) | 5.0961e-06
HFTD - Distribution - Tier 3 - 4QU CoRE ¦ 5QU LoRE | Red Flag Warning - Destructive Fires | vegetation contact | branch (not overhanging, within 4ft) | 1.7737e-07
HFTD - Distribution - Tier 3 - 4QU CoRE ¦ 5QU LoRE | Red Flag Warning - Destructive Fires | vegetation contact | branch (overhanging) | 1.0465e-05
HFTD - Distribution - Tier 3 - 4QU CoRE ¦ 5QU LoRE | Red Flag Warning - Destructive Fires | vegetation contact | dead | 3.866e-06
HFTD - Distribution - Tier 3 - 4QU CoRE ¦ 5QU LoRE | Red Flag Warning - Destructive Fires | vegetation contact | fell into (moderate-severe defect) | 3.1755e-06
HFTD - Distribution - Tier 3 - 4QU CoRE ¦ 5QU LoRE | Red Flag Warning - Destructive Fires | vegetation contact | fell into (no defect) | 1.3004e-05
HFTD - Distribution - Tier 3 - 4QU CoRE ¦ 5QU LoRE | Red Flag Warning - Destructive Fires | vegetation contact | fell into (slight defect) | 3.4227e-06
HFTD - Distribution - Tier 3 - 4QU CoRE ¦ 5QU LoRE | Red Flag Warning - Destructive Fires | vegetation contact | grow into | 3.6028e-07
HFTD - Distribution - Tier 3 - 4QU CoRE ¦ 5QU LoRE | Red Flag Warning - Destructive Fires | vegetation contact | other/unknown | 1.7573e-05
HFTD - Distribution - Tier 3 - 4QU CoRE ¦ 5QU LoRE | Red Flag Warning - Destructive Fires | wire-to-wire contact | wire-to-wire contact / contamination | 0
HFTD - Distribution - Tier 3 - 4QU CoRE ¦ 5QU LoRE | Red Flag Warning - Large Fires | contact from object | animal contact | 0
HFTD - Distribution - Tier 3 - 4QU CoRE ¦ 5QU LoRE | Red Flag Warning - Large Fires | contact from object | balloon contact | 0
HFTD - Distribution - Tier 3 - 4QU CoRE ¦ 5QU LoRE | Red Flag Warning - Large Fires | contact from object | other contact from object | 0
HFTD - Distribution - Tier 3 - 4QU CoRE ¦ 5QU LoRE | Red Flag Warning - Large Fires | contact from object | vehicle contact | 0
HFTD - Distribution - Tier 3 - 4QU CoRE ¦ 5QU LoRE | Red Flag Warning - Large Fires | contamination | contamination | 0
HFTD - Distribution - Tier 3 - 4QU CoRE ¦ 5QU LoRE | Red Flag Warning - Large Fires | equipment / facility failure | anchor / guy damage or failure | 0
HFTD - Distribution - Tier 3 - 4QU CoRE ¦ 5QU LoRE | Red Flag Warning - Large Fires | equipment / facility failure | capacitor bank damage or failure | 0
HFTD - Distribution - Tier 3 - 4QU CoRE ¦ 5QU LoRE | Red Flag Warning - Large Fires | equipment / facility failure | conductor damage or failure | 1.9667e-05
HFTD - Distribution - Tier 3 - 4QU CoRE ¦ 5QU LoRE | Red Flag Warning - Large Fires | equipment / facility failure | connection device damage or failure | 7.3032e-07
HFTD - Distribution - Tier 3 - 4QU CoRE ¦ 5QU LoRE | Red Flag Warning - Large Fires | equipment / facility failure | crossarm damage or failure | 8.2142e-05
HFTD - Distribution - Tier 3 - 4QU CoRE ¦ 5QU LoRE | Red Flag Warning - Large Fires | equipment / facility failure | fuse damage or failure | 1.5065e-05
HFTD - Distribution - Tier 3 - 4QU CoRE ¦ 5QU LoRE | Red Flag Warning - Large Fires | equipment / facility failure | insulator and brushing damage or failure | 7.6829e-06
HFTD - Distribution - Tier 3 - 4QU CoRE ¦ 5QU LoRE | Red Flag Warning - Large Fires | equipment / facility failure | lightning arrestor damage or failure | 0
HFTD - Distribution - Tier 3 - 4QU CoRE ¦ 5QU LoRE | Red Flag Warning - Large Fires | equipment / facility failure | other equipment / facility failure | 5.9231e-05
HFTD - Distribution - Tier 3 - 4QU CoRE ¦ 5QU LoRE | Red Flag Warning - Large Fires | equipment / facility failure | pole damage or failure | 9.3321e-05
HFTD - Distribution - Tier 3 - 4QU CoRE ¦ 5QU LoRE | Red Flag Warning - Large Fires | equipment / facility failure | recloser damage or failure | 0
HFTD - Distribution - Tier 3 - 4QU CoRE ¦ 5QU LoRE | Red Flag Warning - Large Fires | equipment / facility failure | sectionalizer damage or failure | 0
HFTD - Distribution - Tier 3 - 4QU CoRE ¦ 5QU LoRE | Red Flag Warning - Large Fires | equipment / facility failure | switch damage or failure | 0
HFTD - Distribution - Tier 3 - 4QU CoRE ¦ 5QU LoRE | Red Flag Warning - Large Fires | equipment / facility failure | transformer damage or failure | 1.0396e-05
HFTD - Distribution - Tier 3 - 4QU CoRE ¦ 5QU LoRE | Red Flag Warning - Large Fires | equipment / facility failure | voltage regulator / booster damage or failure | 0
HFTD - Distribution - Tier 3 - 4QU CoRE ¦ 5QU LoRE | Red Flag Warning - Large Fires | other | all other | 0
HFTD - Distribution - Tier 3 - 4QU CoRE ¦ 5QU LoRE | Red Flag Warning - Large Fires | unknown | unknown | 0
HFTD - Distribution - Tier 3 - 4QU CoRE ¦ 5QU LoRE | Red Flag Warning - Large Fires | utility work / operation | utility work / operation | 0
HFTD - Distribution - Tier 3 - 4QU CoRE ¦ 5QU LoRE | Red Flag Warning - Large Fires | vandalism / theft | vandalism / theft | 0
HFTD - Distribution - Tier 3 - 4QU CoRE ¦ 5QU LoRE | Red Flag Warning - Large Fires | vegetation contact | branch (not overhanging, 4-12ft) | 1.1096e-05
HFTD - Distribution - Tier 3 - 4QU CoRE ¦ 5QU LoRE | Red Flag Warning - Large Fires | vegetation contact | branch (not overhanging, > 12ft) | 1.6488e-05
HFTD - Distribution - Tier 3 - 4QU CoRE ¦ 5QU LoRE | Red Flag Warning - Large Fires | vegetation contact | branch (not overhanging, distance unknown) | 7.9691e-05
HFTD - Distribution - Tier 3 - 4QU CoRE ¦ 5QU LoRE | Red Flag Warning - Large Fires | vegetation contact | branch (not overhanging, within 4ft) | 2.8025e-06
HFTD - Distribution - Tier 3 - 4QU CoRE ¦ 5QU LoRE | Red Flag Warning - Large Fires | vegetation contact | branch (overhanging) | 0.00016535
HFTD - Distribution - Tier 3 - 4QU CoRE ¦ 5QU LoRE | Red Flag Warning - Large Fires | vegetation contact | dead | 6.0455e-05
HFTD - Distribution - Tier 3 - 4QU CoRE ¦ 5QU LoRE | Red Flag Warning - Large Fires | vegetation contact | fell into (moderate-severe defect) | 4.9657e-05
HFTD - Distribution - Tier 3 - 4QU CoRE ¦ 5QU LoRE | Red Flag Warning - Large Fires | vegetation contact | fell into (no defect) | 0.00020335
HFTD - Distribution - Tier 3 - 4QU CoRE ¦ 5QU LoRE | Red Flag Warning - Large Fires | vegetation contact | fell into (slight defect) | 5.3522e-05
HFTD - Distribution - Tier 3 - 4QU CoRE ¦ 5QU LoRE | Red Flag Warning - Large Fires | vegetation contact | grow into | 5.6339e-06
HFTD - Distribution - Tier 3 - 4QU CoRE ¦ 5QU LoRE | Red Flag Warning - Large Fires | vegetation contact | other/unknown | 0.0002748
HFTD - Distribution - Tier 3 - 4QU CoRE ¦ 5QU LoRE | Red Flag Warning - Large Fires | wire-to-wire contact | wire-to-wire contact / contamination | 0
HFTD - Distribution - Tier 3 - 4QU CoRE ¦ 5QU LoRE | Red Flag Warning - Small Fires | contact from object | animal contact | 5.8039e-05
HFTD - Distribution - Tier 3 - 4QU CoRE ¦ 5QU LoRE | Red Flag Warning - Small Fires | contact from object | balloon contact | 3.0616e-08
HFTD - Distribution - Tier 3 - 4QU CoRE ¦ 5QU LoRE | Red Flag Warning - Small Fires | contact from object | other contact from object | 0.00015896
HFTD - Distribution - Tier 3 - 4QU CoRE ¦ 5QU LoRE | Red Flag Warning - Small Fires | contact from object | vehicle contact | 0.0002774
HFTD - Distribution - Tier 3 - 4QU CoRE ¦ 5QU LoRE | Red Flag Warning - Small Fires | contamination | contamination | 6.1553e-06
HFTD - Distribution - Tier 3 - 4QU CoRE ¦ 5QU LoRE | Red Flag Warning - Small Fires | equipment / facility failure | anchor / guy damage or failure | 0
HFTD - Distribution - Tier 3 - 4QU CoRE ¦ 5QU LoRE | Red Flag Warning - Small Fires | equipment / facility failure | capacitor bank damage or failure | 0
HFTD - Distribution - Tier 3 - 4QU CoRE ¦ 5QU LoRE | Red Flag Warning - Small Fires | equipment / facility failure | conductor damage or failure | 0.00023932
HFTD - Distribution - Tier 3 - 4QU CoRE ¦ 5QU LoRE | Red Flag Warning - Small Fires | equipment / facility failure | connection device damage or failure | 7.8175e-06
HFTD - Distribution - Tier 3 - 4QU CoRE ¦ 5QU LoRE | Red Flag Warning - Small Fires | equipment / facility failure | crossarm damage or failure | 0.00070429
HFTD - Distribution - Tier 3 - 4QU CoRE ¦ 5QU LoRE | Red Flag Warning - Small Fires | equipment / facility failure | fuse damage or failure | 0.00018926
HFTD - Distribution - Tier 3 - 4QU CoRE ¦ 5QU LoRE | Red Flag Warning - Small Fires | equipment / facility failure | insulator and brushing damage or failure | 9.6519e-05
HFTD - Distribution - Tier 3 - 4QU CoRE ¦ 5QU LoRE | Red Flag Warning - Small Fires | equipment / facility failure | lightning arrestor damage or failure | 0
HFTD - Distribution - Tier 3 - 4QU CoRE ¦ 5QU LoRE | Red Flag Warning - Small Fires | equipment / facility failure | other equipment / facility failure | 0.00050249
HFTD - Distribution - Tier 3 - 4QU CoRE ¦ 5QU LoRE | Red Flag Warning - Small Fires | equipment / facility failure | pole damage or failure | 0.00080578
HFTD - Distribution - Tier 3 - 4QU CoRE ¦ 5QU LoRE | Red Flag Warning - Small Fires | equipment / facility failure | recloser damage or failure | 0
HFTD - Distribution - Tier 3 - 4QU CoRE ¦ 5QU LoRE | Red Flag Warning - Small Fires | equipment / facility failure | sectionalizer damage or failure | 0
HFTD - Distribution - Tier 3 - 4QU CoRE ¦ 5QU LoRE | Red Flag Warning - Small Fires | equipment / facility failure | switch damage or failure | 0
HFTD - Distribution - Tier 3 - 4QU CoRE ¦ 5QU LoRE | Red Flag Warning - Small Fires | equipment / facility failure | transformer damage or failure | 0.00012366
HFTD - Distribution - Tier 3 - 4QU CoRE ¦ 5QU LoRE | Red Flag Warning - Small Fires | equipment / facility failure | voltage regulator / booster damage or failure | 0
HFTD - Distribution - Tier 3 - 4QU CoRE ¦ 5QU LoRE | Red Flag Warning - Small Fires | other | all other | 5.3901e-05
HFTD - Distribution - Tier 3 - 4QU CoRE ¦ 5QU LoRE | Red Flag Warning - Small Fires | unknown | unknown | 0.00013987
HFTD - Distribution - Tier 3 - 4QU CoRE ¦ 5QU LoRE | Red Flag Warning - Small Fires | utility work / operation | utility work / operation | 3.4845e-06
HFTD - Distribution - Tier 3 - 4QU CoRE ¦ 5QU LoRE | Red Flag Warning - Small Fires | vandalism / theft | vandalism / theft | 3.1077e-09
HFTD - Distribution - Tier 3 - 4QU CoRE ¦ 5QU LoRE | Red Flag Warning - Small Fires | vegetation contact | branch (not overhanging, 4-12ft) | 0.00030806
HFTD - Distribution - Tier 3 - 4QU CoRE ¦ 5QU LoRE | Red Flag Warning - Small Fires | vegetation contact | branch (not overhanging, > 12ft) | 0.00046432
HFTD - Distribution - Tier 3 - 4QU CoRE ¦ 5QU LoRE | Red Flag Warning - Small Fires | vegetation contact | branch (not overhanging, distance unknown) | 0.0022442
HFTD - Distribution - Tier 3 - 4QU CoRE ¦ 5QU LoRE | Red Flag Warning - Small Fires | vegetation contact | branch (not overhanging, within 4ft) | 7.6836e-05
HFTD - Distribution - Tier 3 - 4QU CoRE ¦ 5QU LoRE | Red Flag Warning - Small Fires | vegetation contact | branch (overhanging) | 0.0045333
HFTD - Distribution - Tier 3 - 4QU CoRE ¦ 5QU LoRE | Red Flag Warning - Small Fires | vegetation contact | dead | 0.0017025
HFTD - Distribution - Tier 3 - 4QU CoRE ¦ 5QU LoRE | Red Flag Warning - Small Fires | vegetation contact | fell into (moderate-severe defect) | 0.0013984
HFTD - Distribution - Tier 3 - 4QU CoRE ¦ 5QU LoRE | Red Flag Warning - Small Fires | vegetation contact | fell into (no defect) | 0.0057267
HFTD - Distribution - Tier 3 - 4QU CoRE ¦ 5QU LoRE | Red Flag Warning - Small Fires | vegetation contact | fell into (slight defect) | 0.0015073
HFTD - Distribution - Tier 3 - 4QU CoRE ¦ 5QU LoRE | Red Flag Warning - Small Fires | vegetation contact | grow into | 0.00015866
HFTD - Distribution - Tier 3 - 4QU CoRE ¦ 5QU LoRE | Red Flag Warning - Small Fires | vegetation contact | other/unknown | 0.0077387
HFTD - Distribution - Tier 3 - 4QU CoRE ¦ 5QU LoRE | Red Flag Warning - Small Fires | wire-to-wire contact | wire-to-wire contact / contamination | 0.00024163
HFTD - Distribution - Tier 3 - 5QU CoRE ¦ 1QU LoRE | Seismic - Non-Red Flag Warning - Catastrophic Fires | cc - seismic scenario | seismic scenario | 8.8653e-07
HFTD - Distribution - Tier 3 - 5QU CoRE ¦ 1QU LoRE | Non-Red Flag Warning - Catastrophic Fires | contact from object | animal contact | 2.2413e-05
HFTD - Distribution - Tier 3 - 5QU CoRE ¦ 1QU LoRE | Non-Red Flag Warning - Catastrophic Fires | contact from object | balloon contact | 1.0114e-06
HFTD - Distribution - Tier 3 - 5QU CoRE ¦ 1QU LoRE | Non-Red Flag Warning - Catastrophic Fires | contact from object | other contact from object | 1.3451e-05
HFTD - Distribution - Tier 3 - 5QU CoRE ¦ 1QU LoRE | Non-Red Flag Warning - Catastrophic Fires | contact from object | vehicle contact | 3.5298e-05
HFTD - Distribution - Tier 3 - 5QU CoRE ¦ 1QU LoRE | Non-Red Flag Warning - Catastrophic Fires | contamination | contamination | 1.4912e-06
HFTD - Distribution - Tier 3 - 5QU CoRE ¦ 1QU LoRE | Non-Red Flag Warning - Catastrophic Fires | equipment / facility failure | anchor / guy damage or failure | 4.587e-08
HFTD - Distribution - Tier 3 - 5QU CoRE ¦ 1QU LoRE | Non-Red Flag Warning - Catastrophic Fires | equipment / facility failure | capacitor bank damage or failure | 1.4962e-08
HFTD - Distribution - Tier 3 - 5QU CoRE ¦ 1QU LoRE | Non-Red Flag Warning - Catastrophic Fires | equipment / facility failure | conductor damage or failure | 9.3275e-07
HFTD - Distribution - Tier 3 - 5QU CoRE ¦ 1QU LoRE | Non-Red Flag Warning - Catastrophic Fires | equipment / facility failure | connection device damage or failure | 2.5713e-07
HFTD - Distribution - Tier 3 - 5QU CoRE ¦ 1QU LoRE | Non-Red Flag Warning - Catastrophic Fires | equipment / facility failure | crossarm damage or failure | 2.2211e-07
HFTD - Distribution - Tier 3 - 5QU CoRE ¦ 1QU LoRE | Non-Red Flag Warning - Catastrophic Fires | equipment / facility failure | fuse damage or failure | 1.307e-07
HFTD - Distribution - Tier 3 - 5QU CoRE ¦ 1QU LoRE | Non-Red Flag Warning - Catastrophic Fires | equipment / facility failure | insulator and brushing damage or failure | 7.8911e-08
HFTD - Distribution - Tier 3 - 5QU CoRE ¦ 1QU LoRE | Non-Red Flag Warning - Catastrophic Fires | equipment / facility failure | lightning arrestor damage or failure | 9.2992e-09
HFTD - Distribution - Tier 3 - 5QU CoRE ¦ 1QU LoRE | Non-Red Flag Warning - Catastrophic Fires | equipment / facility failure | other equipment / facility failure | 6.5057e-07
HFTD - Distribution - Tier 3 - 5QU CoRE ¦ 1QU LoRE | Non-Red Flag Warning - Catastrophic Fires | equipment / facility failure | pole damage or failure | 2.4103e-07
HFTD - Distribution - Tier 3 - 5QU CoRE ¦ 1QU LoRE | Non-Red Flag Warning - Catastrophic Fires | equipment / facility failure | recloser damage or failure | 0
HFTD - Distribution - Tier 3 - 5QU CoRE ¦ 1QU LoRE | Non-Red Flag Warning - Catastrophic Fires | equipment / facility failure | sectionalizer damage or failure | 0
HFTD - Distribution - Tier 3 - 5QU CoRE ¦ 1QU LoRE | Non-Red Flag Warning - Catastrophic Fires | equipment / facility failure | switch damage or failure | 0
HFTD - Distribution - Tier 3 - 5QU CoRE ¦ 1QU LoRE | Non-Red Flag Warning - Catastrophic Fires | equipment / facility failure | transformer damage or failure | 5.722e-07
HFTD - Distribution - Tier 3 - 5QU CoRE ¦ 1QU LoRE | Non-Red Flag Warning - Catastrophic Fires | equipment / facility failure | voltage regulator / booster damage or failure | 1.8381e-08
HFTD - Distribution - Tier 3 - 5QU CoRE ¦ 1QU LoRE | Non-Red Flag Warning - Catastrophic Fires | other | all other | 9.9211e-06
HFTD - Distribution - Tier 3 - 5QU CoRE ¦ 1QU LoRE | Non-Red Flag Warning - Catastrophic Fires | unknown | unknown | 1.784e-05
HFTD - Distribution - Tier 3 - 5QU CoRE ¦ 1QU LoRE | Non-Red Flag Warning - Catastrophic Fires | utility work / operation | utility work / operation | 2.4637e-06
HFTD - Distribution - Tier 3 - 5QU CoRE ¦ 1QU LoRE | Non-Red Flag Warning - Catastrophic Fires | vandalism / theft | vandalism / theft | 1.7294e-07
HFTD - Distribution - Tier 3 - 5QU CoRE ¦ 1QU LoRE | Non-Red Flag Warning - Catastrophic Fires | vegetation contact | branch (not overhanging, 4-12ft) | 1.8415e-07
HFTD - Distribution - Tier 3 - 5QU CoRE ¦ 1QU LoRE | Non-Red Flag Warning - Catastrophic Fires | vegetation contact | branch (not overhanging, > 12ft) | 4.2047e-07
HFTD - Distribution - Tier 3 - 5QU CoRE ¦ 1QU LoRE | Non-Red Flag Warning - Catastrophic Fires | vegetation contact | branch (not overhanging, distance unknown) | 1.4353e-06
HFTD - Distribution - Tier 3 - 5QU CoRE ¦ 1QU LoRE | Non-Red Flag Warning - Catastrophic Fires | vegetation contact | branch (not overhanging, within 4ft) | 8.164e-08
HFTD - Distribution - Tier 3 - 5QU CoRE ¦ 1QU LoRE | Non-Red Flag Warning - Catastrophic Fires | vegetation contact | branch (overhanging) | 3.633e-06
HFTD - Distribution - Tier 3 - 5QU CoRE ¦ 1QU LoRE | Non-Red Flag Warning - Catastrophic Fires | vegetation contact | dead | 1.5271e-06
HFTD - Distribution - Tier 3 - 5QU CoRE ¦ 1QU LoRE | Non-Red Flag Warning - Catastrophic Fires | vegetation contact | fell into (moderate-severe defect) | 1.7466e-06
HFTD - Distribution - Tier 3 - 5QU CoRE ¦ 1QU LoRE | Non-Red Flag Warning - Catastrophic Fires | vegetation contact | fell into (no defect) | 1.0288e-05
HFTD - Distribution - Tier 3 - 5QU CoRE ¦ 1QU LoRE | Non-Red Flag Warning - Catastrophic Fires | vegetation contact | fell into (slight defect) | 2.1592e-06
HFTD - Distribution - Tier 3 - 5QU CoRE ¦ 1QU LoRE | Non-Red Flag Warning - Catastrophic Fires | vegetation contact | grow into | 1.8689e-07
HFTD - Distribution - Tier 3 - 5QU CoRE ¦ 1QU LoRE | Non-Red Flag Warning - Catastrophic Fires | vegetation contact | other/unknown | 8.8623e-06
HFTD - Distribution - Tier 3 - 5QU CoRE ¦ 1QU LoRE | Non-Red Flag Warning - Catastrophic Fires | wire-to-wire contact | wire-to-wire contact / contamination | 2.544e-05
HFTD - Distribution - Tier 3 - 5QU CoRE ¦ 1QU LoRE | Non-Red Flag Warning - Destructive Fires | contact from object | animal contact | 1.6934e-05
HFTD - Distribution - Tier 3 - 5QU CoRE ¦ 1QU LoRE | Non-Red Flag Warning - Destructive Fires | contact from object | balloon contact | 8.5638e-07
HFTD - Distribution - Tier 3 - 5QU CoRE ¦ 1QU LoRE | Non-Red Flag Warning - Destructive Fires | contact from object | other contact from object | 1.0396e-05
HFTD - Distribution - Tier 3 - 5QU CoRE ¦ 1QU LoRE | Non-Red Flag Warning - Destructive Fires | contact from object | vehicle contact | 2.7191e-05
HFTD - Distribution - Tier 3 - 5QU CoRE ¦ 1QU LoRE | Non-Red Flag Warning - Destructive Fires | contamination | contamination | 1.1516e-06
HFTD - Distribution - Tier 3 - 5QU CoRE ¦ 1QU LoRE | Non-Red Flag Warning - Destructive Fires | equipment / facility failure | anchor / guy damage or failure | 2.023e-07
HFTD - Distribution - Tier 3 - 5QU CoRE ¦ 1QU LoRE | Non-Red Flag Warning - Destructive Fires | equipment / facility failure | capacitor bank damage or failure | 7.1942e-08
HFTD - Distribution - Tier 3 - 5QU CoRE ¦ 1QU LoRE | Non-Red Flag Warning - Destructive Fires | equipment / facility failure | conductor damage or failure | 4.0404e-06
HFTD - Distribution - Tier 3 - 5QU CoRE ¦ 1QU LoRE | Non-Red Flag Warning - Destructive Fires | equipment / facility failure | connection device damage or failure | 1.0527e-06
HFTD - Distribution - Tier 3 - 5QU CoRE ¦ 1QU LoRE | Non-Red Flag Warning - Destructive Fires | equipment / facility failure | crossarm damage or failure | 9.4152e-07
HFTD - Distribution - Tier 3 - 5QU CoRE ¦ 1QU LoRE | Non-Red Flag Warning - Destructive Fires | equipment / facility failure | fuse damage or failure | 5.6452e-07
HFTD - Distribution - Tier 3 - 5QU CoRE ¦ 1QU LoRE | Non-Red Flag Warning - Destructive Fires | equipment / facility failure | insulator and brushing damage or failure | 3.3837e-07
HFTD - Distribution - Tier 3 - 5QU CoRE ¦ 1QU LoRE | Non-Red Flag Warning - Destructive Fires | equipment / facility failure | lightning arrestor damage or failure | 4.0104e-08
HFTD - Distribution - Tier 3 - 5QU CoRE ¦ 1QU LoRE | Non-Red Flag Warning - Destructive Fires | equipment / facility failure | other equipment / facility failure | 2.7806e-06
HFTD - Distribution - Tier 3 - 5QU CoRE ¦ 1QU LoRE | Non-Red Flag Warning - Destructive Fires | equipment / facility failure | pole damage or failure | 1.044e-06
HFTD - Distribution - Tier 3 - 5QU CoRE ¦ 1QU LoRE | Non-Red Flag Warning - Destructive Fires | equipment / facility failure | recloser damage or failure | 0
HFTD - Distribution - Tier 3 - 5QU CoRE ¦ 1QU LoRE | Non-Red Flag Warning - Destructive Fires | equipment / facility failure | sectionalizer damage or failure | 0
HFTD - Distribution - Tier 3 - 5QU CoRE ¦ 1QU LoRE | Non-Red Flag Warning - Destructive Fires | equipment / facility failure | switch damage or failure | 0
HFTD - Distribution - Tier 3 - 5QU CoRE ¦ 1QU LoRE | Non-Red Flag Warning - Destructive Fires | equipment / facility failure | transformer damage or failure | 2.4343e-06
HFTD - Distribution - Tier 3 - 5QU CoRE ¦ 1QU LoRE | Non-Red Flag Warning - Destructive Fires | equipment / facility failure | voltage regulator / booster damage or failure | 6.9315e-08
HFTD - Distribution - Tier 3 - 5QU CoRE ¦ 1QU LoRE | Non-Red Flag Warning - Destructive Fires | other | all other | 7.3221e-06
HFTD - Distribution - Tier 3 - 5QU CoRE ¦ 1QU LoRE | Non-Red Flag Warning - Destructive Fires | unknown | unknown | 1.3626e-05
HFTD - Distribution - Tier 3 - 5QU CoRE ¦ 1QU LoRE | Non-Red Flag Warning - Destructive Fires | utility work / operation | utility work / operation | 1.8911e-06
HFTD - Distribution - Tier 3 - 5QU CoRE ¦ 1QU LoRE | Non-Red Flag Warning - Destructive Fires | vandalism / theft | vandalism / theft | 1.0697e-07
HFTD - Distribution - Tier 3 - 5QU CoRE ¦ 1QU LoRE | Non-Red Flag Warning - Destructive Fires | vegetation contact | branch (not overhanging, 4-12ft) | 5.6044e-07
HFTD - Distribution - Tier 3 - 5QU CoRE ¦ 1QU LoRE | Non-Red Flag Warning - Destructive Fires | vegetation contact | branch (not overhanging, > 12ft) | 1.2788e-06
HFTD - Distribution - Tier 3 - 5QU CoRE ¦ 1QU LoRE | Non-Red Flag Warning - Destructive Fires | vegetation contact | branch (not overhanging, distance unknown) | 4.3653e-06
HFTD - Distribution - Tier 3 - 5QU CoRE ¦ 1QU LoRE | Non-Red Flag Warning - Destructive Fires | vegetation contact | branch (not overhanging, within 4ft) | 2.4861e-07
HFTD - Distribution - Tier 3 - 5QU CoRE ¦ 1QU LoRE | Non-Red Flag Warning - Destructive Fires | vegetation contact | branch (overhanging) | 1.1063e-05
HFTD - Distribution - Tier 3 - 5QU CoRE ¦ 1QU LoRE | Non-Red Flag Warning - Destructive Fires | vegetation contact | dead | 4.6443e-06
HFTD - Distribution - Tier 3 - 5QU CoRE ¦ 1QU LoRE | Non-Red Flag Warning - Destructive Fires | vegetation contact | fell into (moderate-severe defect) | 5.312e-06
HFTD - Distribution - Tier 3 - 5QU CoRE ¦ 1QU LoRE | Non-Red Flag Warning - Destructive Fires | vegetation contact | fell into (no defect) | 3.1289e-05
HFTD - Distribution - Tier 3 - 5QU CoRE ¦ 1QU LoRE | Non-Red Flag Warning - Destructive Fires | vegetation contact | fell into (slight defect) | 6.5669e-06
HFTD - Distribution - Tier 3 - 5QU CoRE ¦ 1QU LoRE | Non-Red Flag Warning - Destructive Fires | vegetation contact | grow into | 5.684e-07
HFTD - Distribution - Tier 3 - 5QU CoRE ¦ 1QU LoRE | Non-Red Flag Warning - Destructive Fires | vegetation contact | other/unknown | 2.6953e-05
HFTD - Distribution - Tier 3 - 5QU CoRE ¦ 1QU LoRE | Non-Red Flag Warning - Destructive Fires | wire-to-wire contact | wire-to-wire contact / contamination | 1.9177e-05
HFTD - Distribution - Tier 3 - 5QU CoRE ¦ 1QU LoRE | Non-Red Flag Warning - Large Fires | contact from object | animal contact | 0.0029644
HFTD - Distribution - Tier 3 - 5QU CoRE ¦ 1QU LoRE | Non-Red Flag Warning - Large Fires | contact from object | balloon contact | 0.00011124
HFTD - Distribution - Tier 3 - 5QU CoRE ¦ 1QU LoRE | Non-Red Flag Warning - Large Fires | contact from object | other contact from object | 0.0014359
HFTD - Distribution - Tier 3 - 5QU CoRE ¦ 1QU LoRE | Non-Red Flag Warning - Large Fires | contact from object | vehicle contact | 0.0042317
HFTD - Distribution - Tier 3 - 5QU CoRE ¦ 1QU LoRE | Non-Red Flag Warning - Large Fires | contamination | contamination | 0.00017331
HFTD - Distribution - Tier 3 - 5QU CoRE ¦ 1QU LoRE | Non-Red Flag Warning - Large Fires | equipment / facility failure | anchor / guy damage or failure | 3.7702e-05
HFTD - Distribution - Tier 3 - 5QU CoRE ¦ 1QU LoRE | Non-Red Flag Warning - Large Fires | equipment / facility failure | capacitor bank damage or failure | 1.0868e-05
HFTD - Distribution - Tier 3 - 5QU CoRE ¦ 1QU LoRE | Non-Red Flag Warning - Large Fires | equipment / facility failure | conductor damage or failure | 0.0009703
HFTD - Distribution - Tier 3 - 5QU CoRE ¦ 1QU LoRE | Non-Red Flag Warning - Large Fires | equipment / facility failure | connection device damage or failure | 0.00027867
HFTD - Distribution - Tier 3 - 5QU CoRE ¦ 1QU LoRE | Non-Red Flag Warning - Large Fires | equipment / facility failure | crossarm damage or failure | 0.00018124
HFTD - Distribution - Tier 3 - 5QU CoRE ¦ 1QU LoRE | Non-Red Flag Warning - Large Fires | equipment / facility failure | fuse damage or failure | 0.00013659
HFTD - Distribution - Tier 3 - 5QU CoRE ¦ 1QU LoRE | Non-Red Flag Warning - Large Fires | equipment / facility failure | insulator and brushing damage or failure | 6.9257e-05
HFTD - Distribution - Tier 3 - 5QU CoRE ¦ 1QU LoRE | Non-Red Flag Warning - Large Fires | equipment / facility failure | lightning arrestor damage or failure | 5.1392e-06
HFTD - Distribution - Tier 3 - 5QU CoRE ¦ 1QU LoRE | Non-Red Flag Warning - Large Fires | equipment / facility failure | other equipment / facility failure | 0.00058895
HFTD - Distribution - Tier 3 - 5QU CoRE ¦ 1QU LoRE | Non-Red Flag Warning - Large Fires | equipment / facility failure | pole damage or failure | 0.00021818
HFTD - Distribution - Tier 3 - 5QU CoRE ¦ 1QU LoRE | Non-Red Flag Warning - Large Fires | equipment / facility failure | recloser damage or failure | 0
HFTD - Distribution - Tier 3 - 5QU CoRE ¦ 1QU LoRE | Non-Red Flag Warning - Large Fires | equipment / facility failure | sectionalizer damage or failure | 0
HFTD - Distribution - Tier 3 - 5QU CoRE ¦ 1QU LoRE | Non-Red Flag Warning - Large Fires | equipment / facility failure | switch damage or failure | 0
HFTD - Distribution - Tier 3 - 5QU CoRE ¦ 1QU LoRE | Non-Red Flag Warning - Large Fires | equipment / facility failure | transformer damage or failure | 0.00049363
HFTD - Distribution - Tier 3 - 5QU CoRE ¦ 1QU LoRE | Non-Red Flag Warning - Large Fires | equipment / facility failure | voltage regulator / booster damage or failure | 1.6362e-05
HFTD - Distribution - Tier 3 - 5QU CoRE ¦ 1QU LoRE | Non-Red Flag Warning - Large Fires | other | all other | 0.0018071
HFTD - Distribution - Tier 3 - 5QU CoRE ¦ 1QU LoRE | Non-Red Flag Warning - Large Fires | unknown | unknown | 0.0028989
HFTD - Distribution - Tier 3 - 5QU CoRE ¦ 1QU LoRE | Non-Red Flag Warning - Large Fires | utility work / operation | utility work / operation | 0.00036369
HFTD - Distribution - Tier 3 - 5QU CoRE ¦ 1QU LoRE | Non-Red Flag Warning - Large Fires | vandalism / theft | vandalism / theft | 2.6696e-05
HFTD - Distribution - Tier 3 - 5QU CoRE ¦ 1QU LoRE | Non-Red Flag Warning - Large Fires | vegetation contact | branch (not overhanging, 4-12ft) | 9.7359e-05
HFTD - Distribution - Tier 3 - 5QU CoRE ¦ 1QU LoRE | Non-Red Flag Warning - Large Fires | vegetation contact | branch (not overhanging, > 12ft) | 0.00021931
HFTD - Distribution - Tier 3 - 5QU CoRE ¦ 1QU LoRE | Non-Red Flag Warning - Large Fires | vegetation contact | branch (not overhanging, distance unknown) | 0.00074863
HFTD - Distribution - Tier 3 - 5QU CoRE ¦ 1QU LoRE | Non-Red Flag Warning - Large Fires | vegetation contact | branch (not overhanging, within 4ft) | 4.3661e-05
HFTD - Distribution - Tier 3 - 5QU CoRE ¦ 1QU LoRE | Non-Red Flag Warning - Large Fires | vegetation contact | branch (overhanging) | 0.0019429
HFTD - Distribution - Tier 3 - 5QU CoRE ¦ 1QU LoRE | Non-Red Flag Warning - Large Fires | vegetation contact | dead | 0.00079648
HFTD - Distribution - Tier 3 - 5QU CoRE ¦ 1QU LoRE | Non-Red Flag Warning - Large Fires | vegetation contact | fell into (moderate-severe defect) | 0.00091099
HFTD - Distribution - Tier 3 - 5QU CoRE ¦ 1QU LoRE | Non-Red Flag Warning - Large Fires | vegetation contact | fell into (no defect) | 0.005366
HFTD - Distribution - Tier 3 - 5QU CoRE ¦ 1QU LoRE | Non-Red Flag Warning - Large Fires | vegetation contact | fell into (slight defect) | 0.0011262
HFTD - Distribution - Tier 3 - 5QU CoRE ¦ 1QU LoRE | Non-Red Flag Warning - Large Fires | vegetation contact | grow into | 9.7479e-05
HFTD - Distribution - Tier 3 - 5QU CoRE ¦ 1QU LoRE | Non-Red Flag Warning - Large Fires | vegetation contact | other/unknown | 0.0046224
HFTD - Distribution - Tier 3 - 5QU CoRE ¦ 1QU LoRE | Non-Red Flag Warning - Large Fires | wire-to-wire contact | wire-to-wire contact / contamination | 0.0029638
HFTD - Distribution - Tier 3 - 5QU CoRE ¦ 1QU LoRE | Non-Red Flag Warning - Small Fires | contact from object | animal contact | 0.83965
HFTD - Distribution - Tier 3 - 5QU CoRE ¦ 1QU LoRE | Non-Red Flag Warning - Small Fires | contact from object | balloon contact | 0.030803
HFTD - Distribution - Tier 3 - 5QU CoRE ¦ 1QU LoRE | Non-Red Flag Warning - Small Fires | contact from object | other contact from object | 0.40383
HFTD - Distribution - Tier 3 - 5QU CoRE ¦ 1QU LoRE | Non-Red Flag Warning - Small Fires | contact from object | vehicle contact | 1.1689
HFTD - Distribution - Tier 3 - 5QU CoRE ¦ 1QU LoRE | Non-Red Flag Warning - Small Fires | contamination | contamination | 0.047774
HFTD - Distribution - Tier 3 - 5QU CoRE ¦ 1QU LoRE | Non-Red Flag Warning - Small Fires | equipment / facility failure | anchor / guy damage or failure | 0.031202
HFTD - Distribution - Tier 3 - 5QU CoRE ¦ 1QU LoRE | Non-Red Flag Warning - Small Fires | equipment / facility failure | capacitor bank damage or failure | 0.009504
HFTD - Distribution - Tier 3 - 5QU CoRE ¦ 1QU LoRE | Non-Red Flag Warning - Small Fires | equipment / facility failure | conductor damage or failure | 0.80987
HFTD - Distribution - Tier 3 - 5QU CoRE ¦ 1QU LoRE | Non-Red Flag Warning - Small Fires | equipment / facility failure | connection device damage or failure | 0.23469
HFTD - Distribution - Tier 3 - 5QU CoRE ¦ 1QU LoRE | Non-Red Flag Warning - Small Fires | equipment / facility failure | crossarm damage or failure | 0.15147
HFTD - Distribution - Tier 3 - 5QU CoRE ¦ 1QU LoRE | Non-Red Flag Warning - Small Fires | equipment / facility failure | fuse damage or failure | 0.11473
HFTD - Distribution - Tier 3 - 5QU CoRE ¦ 1QU LoRE | Non-Red Flag Warning - Small Fires | equipment / facility failure | insulator and brushing damage or failure | 0.058623
HFTD - Distribution - Tier 3 - 5QU CoRE ¦ 1QU LoRE | Non-Red Flag Warning - Small Fires | equipment / facility failure | lightning arrestor damage or failure | 0.0043078
HFTD - Distribution - Tier 3 - 5QU CoRE ¦ 1QU LoRE | Non-Red Flag Warning - Small Fires | equipment / facility failure | other equipment / facility failure | 0.49328
HFTD - Distribution - Tier 3 - 5QU CoRE ¦ 1QU LoRE | Non-Red Flag Warning - Small Fires | equipment / facility failure | pole damage or failure | 0.18139
HFTD - Distribution - Tier 3 - 5QU CoRE ¦ 1QU LoRE | Non-Red Flag Warning - Small Fires | equipment / facility failure | recloser damage or failure | 0
HFTD - Distribution - Tier 3 - 5QU CoRE ¦ 1QU LoRE | Non-Red Flag Warning - Small Fires | equipment / facility failure | sectionalizer damage or failure | 0
HFTD - Distribution - Tier 3 - 5QU CoRE ¦ 1QU LoRE | Non-Red Flag Warning - Small Fires | equipment / facility failure | switch damage or failure | 0
HFTD - Distribution - Tier 3 - 5QU CoRE ¦ 1QU LoRE | Non-Red Flag Warning - Small Fires | equipment / facility failure | transformer damage or failure | 0.41414
HFTD - Distribution - Tier 3 - 5QU CoRE ¦ 1QU LoRE | Non-Red Flag Warning - Small Fires | equipment / facility failure | voltage regulator / booster damage or failure | 0.014535
HFTD - Distribution - Tier 3 - 5QU CoRE ¦ 1QU LoRE | Non-Red Flag Warning - Small Fires | other | all other | 0.53902
HFTD - Distribution - Tier 3 - 5QU CoRE ¦ 1QU LoRE | Non-Red Flag Warning - Small Fires | unknown | unknown | 0.78844
HFTD - Distribution - Tier 3 - 5QU CoRE ¦ 1QU LoRE | Non-Red Flag Warning - Small Fires | utility work / operation | utility work / operation | 0.099028
HFTD - Distribution - Tier 3 - 5QU CoRE ¦ 1QU LoRE | Non-Red Flag Warning - Small Fires | vandalism / theft | vandalism / theft | 0.007114
HFTD - Distribution - Tier 3 - 5QU CoRE ¦ 1QU LoRE | Non-Red Flag Warning - Small Fires | vegetation contact | branch (not overhanging, 4-12ft) | 0.042161
HFTD - Distribution - Tier 3 - 5QU CoRE ¦ 1QU LoRE | Non-Red Flag Warning - Small Fires | vegetation contact | branch (not overhanging, > 12ft) | 0.095114
HFTD - Distribution - Tier 3 - 5QU CoRE ¦ 1QU LoRE | Non-Red Flag Warning - Small Fires | vegetation contact | branch (not overhanging, distance unknown) | 0.32468
HFTD - Distribution - Tier 3 - 5QU CoRE ¦ 1QU LoRE | Non-Red Flag Warning - Small Fires | vegetation contact | branch (not overhanging, within 4ft) | 0.018884
HFTD - Distribution - Tier 3 - 5QU CoRE ¦ 1QU LoRE | Non-Red Flag Warning - Small Fires | vegetation contact | branch (overhanging) | 0.84032
HFTD - Distribution - Tier 3 - 5QU CoRE ¦ 1QU LoRE | Non-Red Flag Warning - Small Fires | vegetation contact | dead | 0.34543
HFTD - Distribution - Tier 3 - 5QU CoRE ¦ 1QU LoRE | Non-Red Flag Warning - Small Fires | vegetation contact | fell into (moderate-severe defect) | 0.3951
HFTD - Distribution - Tier 3 - 5QU CoRE ¦ 1QU LoRE | Non-Red Flag Warning - Small Fires | vegetation contact | fell into (no defect) | 2.3273
HFTD - Distribution - Tier 3 - 5QU CoRE ¦ 1QU LoRE | Non-Red Flag Warning - Small Fires | vegetation contact | fell into (slight defect) | 0.48843
HFTD - Distribution - Tier 3 - 5QU CoRE ¦ 1QU LoRE | Non-Red Flag Warning - Small Fires | vegetation contact | grow into | 0.042277
HFTD - Distribution - Tier 3 - 5QU CoRE ¦ 1QU LoRE | Non-Red Flag Warning - Small Fires | vegetation contact | other/unknown | 2.0047
HFTD - Distribution - Tier 3 - 5QU CoRE ¦ 1QU LoRE | Non-Red Flag Warning - Small Fires | wire-to-wire contact | wire-to-wire contact / contamination | 0.81274
HFTD - Distribution - Tier 3 - 5QU CoRE ¦ 1QU LoRE | Seismic - Red Flag Warning - Catastrophic Fires | cc - seismic scenario | seismic scenario | 3.8235e-05
HFTD - Distribution - Tier 3 - 5QU CoRE ¦ 1QU LoRE | Red Flag Warning - Catastrophic Fires | contact from object | animal contact | 0
HFTD - Distribution - Tier 3 - 5QU CoRE ¦ 1QU LoRE | Red Flag Warning - Catastrophic Fires | contact from object | balloon contact | 0
HFTD - Distribution - Tier 3 - 5QU CoRE ¦ 1QU LoRE | Red Flag Warning - Catastrophic Fires | contact from object | other contact from object | 0
HFTD - Distribution - Tier 3 - 5QU CoRE ¦ 1QU LoRE | Red Flag Warning - Catastrophic Fires | contact from object | vehicle contact | 0
HFTD - Distribution - Tier 3 - 5QU CoRE ¦ 1QU LoRE | Red Flag Warning - Catastrophic Fires | contamination | contamination | 0
HFTD - Distribution - Tier 3 - 5QU CoRE ¦ 1QU LoRE | Red Flag Warning - Catastrophic Fires | equipment / facility failure | anchor / guy damage or failure | 3.3062e-05
HFTD - Distribution - Tier 3 - 5QU CoRE ¦ 1QU LoRE | Red Flag Warning - Catastrophic Fires | equipment / facility failure | capacitor bank damage or failure | 1.7208e-06
HFTD - Distribution - Tier 3 - 5QU CoRE ¦ 1QU LoRE | Red Flag Warning - Catastrophic Fires | equipment / facility failure | conductor damage or failure | 0.00042499
HFTD - Distribution - Tier 3 - 5QU CoRE ¦ 1QU LoRE | Red Flag Warning - Catastrophic Fires | equipment / facility failure | connection device damage or failure | 8.189e-05
HFTD - Distribution - Tier 3 - 5QU CoRE ¦ 1QU LoRE | Red Flag Warning - Catastrophic Fires | equipment / facility failure | crossarm damage or failure | 9.1442e-05
HFTD - Distribution - Tier 3 - 5QU CoRE ¦ 1QU LoRE | Red Flag Warning - Catastrophic Fires | equipment / facility failure | fuse damage or failure | 8.423e-05
HFTD - Distribution - Tier 3 - 5QU CoRE ¦ 1QU LoRE | Red Flag Warning - Catastrophic Fires | equipment / facility failure | insulator and brushing damage or failure | 6.2967e-05
HFTD - Distribution - Tier 3 - 5QU CoRE ¦ 1QU LoRE | Red Flag Warning - Catastrophic Fires | equipment / facility failure | lightning arrestor damage or failure | 4.6911e-06
HFTD - Distribution - Tier 3 - 5QU CoRE ¦ 1QU LoRE | Red Flag Warning - Catastrophic Fires | equipment / facility failure | other equipment / facility failure | 9.2788e-05
HFTD - Distribution - Tier 3 - 5QU CoRE ¦ 1QU LoRE | Red Flag Warning - Catastrophic Fires | equipment / facility failure | pole damage or failure | 4.249e-05
HFTD - Distribution - Tier 3 - 5QU CoRE ¦ 1QU LoRE | Red Flag Warning - Catastrophic Fires | equipment / facility failure | recloser damage or failure | 0
HFTD - Distribution - Tier 3 - 5QU CoRE ¦ 1QU LoRE | Red Flag Warning - Catastrophic Fires | equipment / facility failure | sectionalizer damage or failure | 0
HFTD - Distribution - Tier 3 - 5QU CoRE ¦ 1QU LoRE | Red Flag Warning - Catastrophic Fires | equipment / facility failure | switch damage or failure | 0
HFTD - Distribution - Tier 3 - 5QU CoRE ¦ 1QU LoRE | Red Flag Warning - Catastrophic Fires | equipment / facility failure | transformer damage or failure | 5.1756e-05
HFTD - Distribution - Tier 3 - 5QU CoRE ¦ 1QU LoRE | Red Flag Warning - Catastrophic Fires | equipment / facility failure | voltage regulator / booster damage or failure | 6.7276e-07
HFTD - Distribution - Tier 3 - 5QU CoRE ¦ 1QU LoRE | Red Flag Warning - Catastrophic Fires | other | all other | 0
HFTD - Distribution - Tier 3 - 5QU CoRE ¦ 1QU LoRE | Red Flag Warning - Catastrophic Fires | unknown | unknown | 0
HFTD - Distribution - Tier 3 - 5QU CoRE ¦ 1QU LoRE | Red Flag Warning - Catastrophic Fires | utility work / operation | utility work / operation | 0
HFTD - Distribution - Tier 3 - 5QU CoRE ¦ 1QU LoRE | Red Flag Warning - Catastrophic Fires | vandalism / theft | vandalism / theft | 0
HFTD - Distribution - Tier 3 - 5QU CoRE ¦ 1QU LoRE | Red Flag Warning - Catastrophic Fires | vegetation contact | branch (not overhanging, 4-12ft) | 2.9467e-05
HFTD - Distribution - Tier 3 - 5QU CoRE ¦ 1QU LoRE | Red Flag Warning - Catastrophic Fires | vegetation contact | branch (not overhanging, > 12ft) | 4.3597e-05
HFTD - Distribution - Tier 3 - 5QU CoRE ¦ 1QU LoRE | Red Flag Warning - Catastrophic Fires | vegetation contact | branch (not overhanging, distance unknown) | 0.00021072
HFTD - Distribution - Tier 3 - 5QU CoRE ¦ 1QU LoRE | Red Flag Warning - Catastrophic Fires | vegetation contact | branch (not overhanging, within 4ft) | 7.47e-06
HFTD - Distribution - Tier 3 - 5QU CoRE ¦ 1QU LoRE | Red Flag Warning - Catastrophic Fires | vegetation contact | branch (overhanging) | 0.00044073
HFTD - Distribution - Tier 3 - 5QU CoRE ¦ 1QU LoRE | Red Flag Warning - Catastrophic Fires | vegetation contact | dead | 0.00015985
HFTD - Distribution - Tier 3 - 5QU CoRE ¦ 1QU LoRE | Red Flag Warning - Catastrophic Fires | vegetation contact | fell into (moderate-severe defect) | 0.0001313
HFTD - Distribution - Tier 3 - 5QU CoRE ¦ 1QU LoRE | Red Flag Warning - Catastrophic Fires | vegetation contact | fell into (no defect) | 0.00053769
HFTD - Distribution - Tier 3 - 5QU CoRE ¦ 1QU LoRE | Red Flag Warning - Catastrophic Fires | vegetation contact | fell into (slight defect) | 0.00014152
HFTD - Distribution - Tier 3 - 5QU CoRE ¦ 1QU LoRE | Red Flag Warning - Catastrophic Fires | vegetation contact | grow into | 1.4897e-05
HFTD - Distribution - Tier 3 - 5QU CoRE ¦ 1QU LoRE | Red Flag Warning - Catastrophic Fires | vegetation contact | other/unknown | 0.00072661
HFTD - Distribution - Tier 3 - 5QU CoRE ¦ 1QU LoRE | Red Flag Warning - Catastrophic Fires | wire-to-wire contact | wire-to-wire contact / contamination | 0
HFTD - Distribution - Tier 3 - 5QU CoRE ¦ 1QU LoRE | Red Flag Warning - Destructive Fires | contact from object | animal contact | 0
HFTD - Distribution - Tier 3 - 5QU CoRE ¦ 1QU LoRE | Red Flag Warning - Destructive Fires | contact from object | balloon contact | 0
HFTD - Distribution - Tier 3 - 5QU CoRE ¦ 1QU LoRE | Red Flag Warning - Destructive Fires | contact from object | other contact from object | 0
HFTD - Distribution - Tier 3 - 5QU CoRE ¦ 1QU LoRE | Red Flag Warning - Destructive Fires | contact from object | vehicle contact | 0
HFTD - Distribution - Tier 3 - 5QU CoRE ¦ 1QU LoRE | Red Flag Warning - Destructive Fires | contamination | contamination | 0
HFTD - Distribution - Tier 3 - 5QU CoRE ¦ 1QU LoRE | Red Flag Warning - Destructive Fires | equipment / facility failure | anchor / guy damage or failure | 7.3382e-06
HFTD - Distribution - Tier 3 - 5QU CoRE ¦ 1QU LoRE | Red Flag Warning - Destructive Fires | equipment / facility failure | capacitor bank damage or failure | 4.1641e-07
HFTD - Distribution - Tier 3 - 5QU CoRE ¦ 1QU LoRE | Red Flag Warning - Destructive Fires | equipment / facility failure | conductor damage or failure | 9.2648e-05
HFTD - Distribution - Tier 3 - 5QU CoRE ¦ 1QU LoRE | Red Flag Warning - Destructive Fires | equipment / facility failure | connection device damage or failure | 1.6873e-05
HFTD - Distribution - Tier 3 - 5QU CoRE ¦ 1QU LoRE | Red Flag Warning - Destructive Fires | equipment / facility failure | crossarm damage or failure | 1.9508e-05
HFTD - Distribution - Tier 3 - 5QU CoRE ¦ 1QU LoRE | Red Flag Warning - Destructive Fires | equipment / facility failure | fuse damage or failure | 1.8309e-05
HFTD - Distribution - Tier 3 - 5QU CoRE ¦ 1QU LoRE | Red Flag Warning - Destructive Fires | equipment / facility failure | insulator and brushing damage or failure | 1.3588e-05
HFTD - Distribution - Tier 3 - 5QU CoRE ¦ 1QU LoRE | Red Flag Warning - Destructive Fires | equipment / facility failure | lightning arrestor damage or failure | 1.0182e-06
HFTD - Distribution - Tier 3 - 5QU CoRE ¦ 1QU LoRE | Red Flag Warning - Destructive Fires | equipment / facility failure | other equipment / facility failure | 1.9959e-05
HFTD - Distribution - Tier 3 - 5QU CoRE ¦ 1QU LoRE | Red Flag Warning - Destructive Fires | equipment / facility failure | pole damage or failure | 9.2628e-06
HFTD - Distribution - Tier 3 - 5QU CoRE ¦ 1QU LoRE | Red Flag Warning - Destructive Fires | equipment / facility failure | recloser damage or failure | 0
HFTD - Distribution - Tier 3 - 5QU CoRE ¦ 1QU LoRE | Red Flag Warning - Destructive Fires | equipment / facility failure | sectionalizer damage or failure | 0
HFTD - Distribution - Tier 3 - 5QU CoRE ¦ 1QU LoRE | Red Flag Warning - Destructive Fires | equipment / facility failure | switch damage or failure | 0
HFTD - Distribution - Tier 3 - 5QU CoRE ¦ 1QU LoRE | Red Flag Warning - Destructive Fires | equipment / facility failure | transformer damage or failure | 1.1081e-05
HFTD - Distribution - Tier 3 - 5QU CoRE ¦ 1QU LoRE | Red Flag Warning - Destructive Fires | equipment / facility failure | voltage regulator / booster damage or failure | 1.2768e-07
HFTD - Distribution - Tier 3 - 5QU CoRE ¦ 1QU LoRE | Red Flag Warning - Destructive Fires | other | all other | 0
HFTD - Distribution - Tier 3 - 5QU CoRE ¦ 1QU LoRE | Red Flag Warning - Destructive Fires | unknown | unknown | 0
HFTD - Distribution - Tier 3 - 5QU CoRE ¦ 1QU LoRE | Red Flag Warning - Destructive Fires | utility work / operation | utility work / operation | 0
HFTD - Distribution - Tier 3 - 5QU CoRE ¦ 1QU LoRE | Red Flag Warning - Destructive Fires | vandalism / theft | vandalism / theft | 0
HFTD - Distribution - Tier 3 - 5QU CoRE ¦ 1QU LoRE | Red Flag Warning - Destructive Fires | vegetation contact | branch (not overhanging, 4-12ft) | 4.5133e-06
HFTD - Distribution - Tier 3 - 5QU CoRE ¦ 1QU LoRE | Red Flag Warning - Destructive Fires | vegetation contact | branch (not overhanging, > 12ft) | 6.6729e-06
HFTD - Distribution - Tier 3 - 5QU CoRE ¦ 1QU LoRE | Red Flag Warning - Destructive Fires | vegetation contact | branch (not overhanging, distance unknown) | 3.2252e-05
HFTD - Distribution - Tier 3 - 5QU CoRE ¦ 1QU LoRE | Red Flag Warning - Destructive Fires | vegetation contact | branch (not overhanging, within 4ft) | 1.1448e-06
HFTD - Distribution - Tier 3 - 5QU CoRE ¦ 1QU LoRE | Red Flag Warning - Destructive Fires | vegetation contact | branch (overhanging) | 6.7543e-05
HFTD - Distribution - Tier 3 - 5QU CoRE ¦ 1QU LoRE | Red Flag Warning - Destructive Fires | vegetation contact | dead | 2.4467e-05
HFTD - Distribution - Tier 3 - 5QU CoRE ¦ 1QU LoRE | Red Flag Warning - Destructive Fires | vegetation contact | fell into (moderate-severe defect) | 2.0097e-05
HFTD - Distribution - Tier 3 - 5QU CoRE ¦ 1QU LoRE | Red Flag Warning - Destructive Fires | vegetation contact | fell into (no defect) | 8.2299e-05
HFTD - Distribution - Tier 3 - 5QU CoRE ¦ 1QU LoRE | Red Flag Warning - Destructive Fires | vegetation contact | fell into (slight defect) | 2.1661e-05
HFTD - Distribution - Tier 3 - 5QU CoRE ¦ 1QU LoRE | Red Flag Warning - Destructive Fires | vegetation contact | grow into | 2.2802e-06
HFTD - Distribution - Tier 3 - 5QU CoRE ¦ 1QU LoRE | Red Flag Warning - Destructive Fires | vegetation contact | other/unknown | 0.00011122
HFTD - Distribution - Tier 3 - 5QU CoRE ¦ 1QU LoRE | Red Flag Warning - Destructive Fires | wire-to-wire contact | wire-to-wire contact / contamination | 0
HFTD - Distribution - Tier 3 - 5QU CoRE ¦ 1QU LoRE | Red Flag Warning - Large Fires | contact from object | animal contact | 0
HFTD - Distribution - Tier 3 - 5QU CoRE ¦ 1QU LoRE | Red Flag Warning - Large Fires | contact from object | balloon contact | 0
HFTD - Distribution - Tier 3 - 5QU CoRE ¦ 1QU LoRE | Red Flag Warning - Large Fires | contact from object | other contact from object | 0
HFTD - Distribution - Tier 3 - 5QU CoRE ¦ 1QU LoRE | Red Flag Warning - Large Fires | contact from object | vehicle contact | 0
HFTD - Distribution - Tier 3 - 5QU CoRE ¦ 1QU LoRE | Red Flag Warning - Large Fires | contamination | contamination | 0
HFTD - Distribution - Tier 3 - 5QU CoRE ¦ 1QU LoRE | Red Flag Warning - Large Fires | equipment / facility failure | anchor / guy damage or failure | 0.00074881
HFTD - Distribution - Tier 3 - 5QU CoRE ¦ 1QU LoRE | Red Flag Warning - Large Fires | equipment / facility failure | capacitor bank damage or failure | 3.4444e-05
HFTD - Distribution - Tier 3 - 5QU CoRE ¦ 1QU LoRE | Red Flag Warning - Large Fires | equipment / facility failure | conductor damage or failure | 0.012182
HFTD - Distribution - Tier 3 - 5QU CoRE ¦ 1QU LoRE | Red Flag Warning - Large Fires | equipment / facility failure | connection device damage or failure | 0.0024455
HFTD - Distribution - Tier 3 - 5QU CoRE ¦ 1QU LoRE | Red Flag Warning - Large Fires | equipment / facility failure | crossarm damage or failure | 0.002056
HFTD - Distribution - Tier 3 - 5QU CoRE ¦ 1QU LoRE | Red Flag Warning - Large Fires | equipment / facility failure | fuse damage or failure | 0.0024256
HFTD - Distribution - Tier 3 - 5QU CoRE ¦ 1QU LoRE | Red Flag Warning - Large Fires | equipment / facility failure | insulator and brushing damage or failure | 0.0015228
HFTD - Distribution - Tier 3 - 5QU CoRE ¦ 1QU LoRE | Red Flag Warning - Large Fires | equipment / facility failure | lightning arrestor damage or failure | 7.1438e-05
HFTD - Distribution - Tier 3 - 5QU CoRE ¦ 1QU LoRE | Red Flag Warning - Large Fires | equipment / facility failure | other equipment / facility failure | 0.0023147
HFTD - Distribution - Tier 3 - 5QU CoRE ¦ 1QU LoRE | Red Flag Warning - Large Fires | equipment / facility failure | pole damage or failure | 0.0010598
HFTD - Distribution - Tier 3 - 5QU CoRE ¦ 1QU LoRE | Red Flag Warning - Large Fires | equipment / facility failure | recloser damage or failure | 0
HFTD - Distribution - Tier 3 - 5QU CoRE ¦ 1QU LoRE | Red Flag Warning - Large Fires | equipment / facility failure | sectionalizer damage or failure | 0
HFTD - Distribution - Tier 3 - 5QU CoRE ¦ 1QU LoRE | Red Flag Warning - Large Fires | equipment / facility failure | switch damage or failure | 0
HFTD - Distribution - Tier 3 - 5QU CoRE ¦ 1QU LoRE | Red Flag Warning - Large Fires | equipment / facility failure | transformer damage or failure | 0.0012303
HFTD - Distribution - Tier 3 - 5QU CoRE ¦ 1QU LoRE | Red Flag Warning - Large Fires | equipment / facility failure | voltage regulator / booster damage or failure | 1.6501e-05
HFTD - Distribution - Tier 3 - 5QU CoRE ¦ 1QU LoRE | Red Flag Warning - Large Fires | other | all other | 0
HFTD - Distribution - Tier 3 - 5QU CoRE ¦ 1QU LoRE | Red Flag Warning - Large Fires | unknown | unknown | 0
HFTD - Distribution - Tier 3 - 5QU CoRE ¦ 1QU LoRE | Red Flag Warning - Large Fires | utility work / operation | utility work / operation | 0
HFTD - Distribution - Tier 3 - 5QU CoRE ¦ 1QU LoRE | Red Flag Warning - Large Fires | vandalism / theft | vandalism / theft | 0
HFTD - Distribution - Tier 3 - 5QU CoRE ¦ 1QU LoRE | Red Flag Warning - Large Fires | vegetation contact | branch (not overhanging, 4-12ft) | 0.00042929
HFTD - Distribution - Tier 3 - 5QU CoRE ¦ 1QU LoRE | Red Flag Warning - Large Fires | vegetation contact | branch (not overhanging, > 12ft) | 0.00062659
HFTD - Distribution - Tier 3 - 5QU CoRE ¦ 1QU LoRE | Red Flag Warning - Large Fires | vegetation contact | branch (not overhanging, distance unknown) | 0.0030285
HFTD - Distribution - Tier 3 - 5QU CoRE ¦ 1QU LoRE | Red Flag Warning - Large Fires | vegetation contact | branch (not overhanging, within 4ft) | 0.00011008
HFTD - Distribution - Tier 3 - 5QU CoRE ¦ 1QU LoRE | Red Flag Warning - Large Fires | vegetation contact | branch (overhanging) | 0.0064948
HFTD - Distribution - Tier 3 - 5QU CoRE ¦ 1QU LoRE | Red Flag Warning - Large Fires | vegetation contact | dead | 0.0022975
HFTD - Distribution - Tier 3 - 5QU CoRE ¦ 1QU LoRE | Red Flag Warning - Large Fires | vegetation contact | fell into (moderate-severe defect) | 0.0018871
HFTD - Distribution - Tier 3 - 5QU CoRE ¦ 1QU LoRE | Red Flag Warning - Large Fires | vegetation contact | fell into (no defect) | 0.0077279
HFTD - Distribution - Tier 3 - 5QU CoRE ¦ 1QU LoRE | Red Flag Warning - Large Fires | vegetation contact | fell into (slight defect) | 0.002034
HFTD - Distribution - Tier 3 - 5QU CoRE ¦ 1QU LoRE | Red Flag Warning - Large Fires | vegetation contact | grow into | 0.00021411
HFTD - Distribution - Tier 3 - 5QU CoRE ¦ 1QU LoRE | Red Flag Warning - Large Fires | vegetation contact | other/unknown | 0.010443
HFTD - Distribution - Tier 3 - 5QU CoRE ¦ 1QU LoRE | Red Flag Warning - Large Fires | wire-to-wire contact | wire-to-wire contact / contamination | 0
HFTD - Distribution - Tier 3 - 5QU CoRE ¦ 1QU LoRE | Red Flag Warning - Small Fires | contact from object | animal contact | 0.016034
HFTD - Distribution - Tier 3 - 5QU CoRE ¦ 1QU LoRE | Red Flag Warning - Small Fires | contact from object | balloon contact | 0.0010276
HFTD - Distribution - Tier 3 - 5QU CoRE ¦ 1QU LoRE | Red Flag Warning - Small Fires | contact from object | other contact from object | 0.013915
HFTD - Distribution - Tier 3 - 5QU CoRE ¦ 1QU LoRE | Red Flag Warning - Small Fires | contact from object | vehicle contact | 0.047682
HFTD - Distribution - Tier 3 - 5QU CoRE ¦ 1QU LoRE | Red Flag Warning - Small Fires | contamination | contamination | 0.0005195
HFTD - Distribution - Tier 3 - 5QU CoRE ¦ 1QU LoRE | Red Flag Warning - Small Fires | equipment / facility failure | anchor / guy damage or failure | 0.0096965
HFTD - Distribution - Tier 3 - 5QU CoRE ¦ 1QU LoRE | Red Flag Warning - Small Fires | equipment / facility failure | capacitor bank damage or failure | 0.00047129
HFTD - Distribution - Tier 3 - 5QU CoRE ¦ 1QU LoRE | Red Flag Warning - Small Fires | equipment / facility failure | conductor damage or failure | 0.1591
HFTD - Distribution - Tier 3 - 5QU CoRE ¦ 1QU LoRE | Red Flag Warning - Small Fires | equipment / facility failure | connection device damage or failure | 0.032227
HFTD - Distribution - Tier 3 - 5QU CoRE ¦ 1QU LoRE | Red Flag Warning - Small Fires | equipment / facility failure | crossarm damage or failure | 0.026888
HFTD - Distribution - Tier 3 - 5QU CoRE ¦ 1QU LoRE | Red Flag Warning - Small Fires | equipment / facility failure | fuse damage or failure | 0.031881
HFTD - Distribution - Tier 3 - 5QU CoRE ¦ 1QU LoRE | Red Flag Warning - Small Fires | equipment / facility failure | insulator and brushing damage or failure | 0.020169
HFTD - Distribution - Tier 3 - 5QU CoRE ¦ 1QU LoRE | Red Flag Warning - Small Fires | equipment / facility failure | lightning arrestor damage or failure | 0.00093697
HFTD - Distribution - Tier 3 - 5QU CoRE ¦ 1QU LoRE | Red Flag Warning - Small Fires | equipment / facility failure | other equipment / facility failure | 0.030335
HFTD - Distribution - Tier 3 - 5QU CoRE ¦ 1QU LoRE | Red Flag Warning - Small Fires | equipment / facility failure | pole damage or failure | 0.013787
HFTD - Distribution - Tier 3 - 5QU CoRE ¦ 1QU LoRE | Red Flag Warning - Small Fires | equipment / facility failure | recloser damage or failure | 0
HFTD - Distribution - Tier 3 - 5QU CoRE ¦ 1QU LoRE | Red Flag Warning - Small Fires | equipment / facility failure | sectionalizer damage or failure | 0
HFTD - Distribution - Tier 3 - 5QU CoRE ¦ 1QU LoRE | Red Flag Warning - Small Fires | equipment / facility failure | switch damage or failure | 0
HFTD - Distribution - Tier 3 - 5QU CoRE ¦ 1QU LoRE | Red Flag Warning - Small Fires | equipment / facility failure | transformer damage or failure | 0.016151
HFTD - Distribution - Tier 3 - 5QU CoRE ¦ 1QU LoRE | Red Flag Warning - Small Fires | equipment / facility failure | voltage regulator / booster damage or failure | 0.00022938
HFTD - Distribution - Tier 3 - 5QU CoRE ¦ 1QU LoRE | Red Flag Warning - Small Fires | other | all other | 0.016078
HFTD - Distribution - Tier 3 - 5QU CoRE ¦ 1QU LoRE | Red Flag Warning - Small Fires | unknown | unknown | 0.03347
HFTD - Distribution - Tier 3 - 5QU CoRE ¦ 1QU LoRE | Red Flag Warning - Small Fires | utility work / operation | utility work / operation | 0.0026524
HFTD - Distribution - Tier 3 - 5QU CoRE ¦ 1QU LoRE | Red Flag Warning - Small Fires | vandalism / theft | vandalism / theft | 0.00011949
HFTD - Distribution - Tier 3 - 5QU CoRE ¦ 1QU LoRE | Red Flag Warning - Small Fires | vegetation contact | branch (not overhanging, 4-12ft) | 0.016764
HFTD - Distribution - Tier 3 - 5QU CoRE ¦ 1QU LoRE | Red Flag Warning - Small Fires | vegetation contact | branch (not overhanging, > 12ft) | 0.024506
HFTD - Distribution - Tier 3 - 5QU CoRE ¦ 1QU LoRE | Red Flag Warning - Small Fires | vegetation contact | branch (not overhanging, distance unknown) | 0.11845
HFTD - Distribution - Tier 3 - 5QU CoRE ¦ 1QU LoRE | Red Flag Warning - Small Fires | vegetation contact | branch (not overhanging, within 4ft) | 0.0042935
HFTD - Distribution - Tier 3 - 5QU CoRE ¦ 1QU LoRE | Red Flag Warning - Small Fires | vegetation contact | branch (overhanging) | 0.25331
HFTD - Distribution - Tier 3 - 5QU CoRE ¦ 1QU LoRE | Red Flag Warning - Small Fires | vegetation contact | dead | 0.089855
HFTD - Distribution - Tier 3 - 5QU CoRE ¦ 1QU LoRE | Red Flag Warning - Small Fires | vegetation contact | fell into (moderate-severe defect) | 0.073805
HFTD - Distribution - Tier 3 - 5QU CoRE ¦ 1QU LoRE | Red Flag Warning - Small Fires | vegetation contact | fell into (no defect) | 0.30224
HFTD - Distribution - Tier 3 - 5QU CoRE ¦ 1QU LoRE | Red Flag Warning - Small Fires | vegetation contact | fell into (slight defect) | 0.07955
HFTD - Distribution - Tier 3 - 5QU CoRE ¦ 1QU LoRE | Red Flag Warning - Small Fires | vegetation contact | grow into | 0.0083737
HFTD - Distribution - Tier 3 - 5QU CoRE ¦ 1QU LoRE | Red Flag Warning - Small Fires | vegetation contact | other/unknown | 0.40843
HFTD - Distribution - Tier 3 - 5QU CoRE ¦ 1QU LoRE | Red Flag Warning - Small Fires | wire-to-wire contact | wire-to-wire contact / contamination | 0.027112
HFTD - Distribution - Tier 3 - 5QU CoRE ¦ 2QU LoRE | Seismic - Non-Red Flag Warning - Catastrophic Fires | cc - seismic scenario | seismic scenario | 3.0549e-07
HFTD - Distribution - Tier 3 - 5QU CoRE ¦ 2QU LoRE | Non-Red Flag Warning - Catastrophic Fires | contact from object | animal contact | 7.3238e-06
HFTD - Distribution - Tier 3 - 5QU CoRE ¦ 2QU LoRE | Non-Red Flag Warning - Catastrophic Fires | contact from object | balloon contact | 1.4053e-07
HFTD - Distribution - Tier 3 - 5QU CoRE ¦ 2QU LoRE | Non-Red Flag Warning - Catastrophic Fires | contact from object | other contact from object | 4.1117e-06
HFTD - Distribution - Tier 3 - 5QU CoRE ¦ 2QU LoRE | Non-Red Flag Warning - Catastrophic Fires | contact from object | vehicle contact | 1.4374e-05
HFTD - Distribution - Tier 3 - 5QU CoRE ¦ 2QU LoRE | Non-Red Flag Warning - Catastrophic Fires | contamination | contamination | 7.1048e-07
HFTD - Distribution - Tier 3 - 5QU CoRE ¦ 2QU LoRE | Non-Red Flag Warning - Catastrophic Fires | equipment / facility failure | anchor / guy damage or failure | 7.4053e-09
HFTD - Distribution - Tier 3 - 5QU CoRE ¦ 2QU LoRE | Non-Red Flag Warning - Catastrophic Fires | equipment / facility failure | capacitor bank damage or failure | 6.8888e-08
HFTD - Distribution - Tier 3 - 5QU CoRE ¦ 2QU LoRE | Non-Red Flag Warning - Catastrophic Fires | equipment / facility failure | conductor damage or failure | 1.5897e-07
HFTD - Distribution - Tier 3 - 5QU CoRE ¦ 2QU LoRE | Non-Red Flag Warning - Catastrophic Fires | equipment / facility failure | connection device damage or failure | 2.7272e-08
HFTD - Distribution - Tier 3 - 5QU CoRE ¦ 2QU LoRE | Non-Red Flag Warning - Catastrophic Fires | equipment / facility failure | crossarm damage or failure | 1.0309e-07
HFTD - Distribution - Tier 3 - 5QU CoRE ¦ 2QU LoRE | Non-Red Flag Warning - Catastrophic Fires | equipment / facility failure | fuse damage or failure | 7.7422e-08
HFTD - Distribution - Tier 3 - 5QU CoRE ¦ 2QU LoRE | Non-Red Flag Warning - Catastrophic Fires | equipment / facility failure | insulator and brushing damage or failure | 7.6778e-08
HFTD - Distribution - Tier 3 - 5QU CoRE ¦ 2QU LoRE | Non-Red Flag Warning - Catastrophic Fires | equipment / facility failure | lightning arrestor damage or failure | 4.3364e-09
HFTD - Distribution - Tier 3 - 5QU CoRE ¦ 2QU LoRE | Non-Red Flag Warning - Catastrophic Fires | equipment / facility failure | other equipment / facility failure | 2.9235e-07
HFTD - Distribution - Tier 3 - 5QU CoRE ¦ 2QU LoRE | Non-Red Flag Warning - Catastrophic Fires | equipment / facility failure | pole damage or failure | 1.21e-07
HFTD - Distribution - Tier 3 - 5QU CoRE ¦ 2QU LoRE | Non-Red Flag Warning - Catastrophic Fires | equipment / facility failure | recloser damage or failure | 0
HFTD - Distribution - Tier 3 - 5QU CoRE ¦ 2QU LoRE | Non-Red Flag Warning - Catastrophic Fires | equipment / facility failure | sectionalizer damage or failure | 0
HFTD - Distribution - Tier 3 - 5QU CoRE ¦ 2QU LoRE | Non-Red Flag Warning - Catastrophic Fires | equipment / facility failure | switch damage or failure | 0
HFTD - Distribution - Tier 3 - 5QU CoRE ¦ 2QU LoRE | Non-Red Flag Warning - Catastrophic Fires | equipment / facility failure | transformer damage or failure | 3.6758e-07
HFTD - Distribution - Tier 3 - 5QU CoRE ¦ 2QU LoRE | Non-Red Flag Warning - Catastrophic Fires | equipment / facility failure | voltage regulator / booster damage or failure | 1.0127e-08
HFTD - Distribution - Tier 3 - 5QU CoRE ¦ 2QU LoRE | Non-Red Flag Warning - Catastrophic Fires | other | all other | 2.5214e-06
HFTD - Distribution - Tier 3 - 5QU CoRE ¦ 2QU LoRE | Non-Red Flag Warning - Catastrophic Fires | unknown | unknown | 3.0303e-06
HFTD - Distribution - Tier 3 - 5QU CoRE ¦ 2QU LoRE | Non-Red Flag Warning - Catastrophic Fires | utility work / operation | utility work / operation | 5.1942e-07
HFTD - Distribution - Tier 3 - 5QU CoRE ¦ 2QU LoRE | Non-Red Flag Warning - Catastrophic Fires | vandalism / theft | vandalism / theft | 1.6549e-06
HFTD - Distribution - Tier 3 - 5QU CoRE ¦ 2QU LoRE | Non-Red Flag Warning - Catastrophic Fires | vegetation contact | branch (not overhanging, 4-12ft) | 6.5431e-08
HFTD - Distribution - Tier 3 - 5QU CoRE ¦ 2QU LoRE | Non-Red Flag Warning - Catastrophic Fires | vegetation contact | branch (not overhanging, > 12ft) | 1.519e-07
HFTD - Distribution - Tier 3 - 5QU CoRE ¦ 2QU LoRE | Non-Red Flag Warning - Catastrophic Fires | vegetation contact | branch (not overhanging, distance unknown) | 5.1854e-07
HFTD - Distribution - Tier 3 - 5QU CoRE ¦ 2QU LoRE | Non-Red Flag Warning - Catastrophic Fires | vegetation contact | branch (not overhanging, within 4ft) | 2.859e-08
HFTD - Distribution - Tier 3 - 5QU CoRE ¦ 2QU LoRE | Non-Red Flag Warning - Catastrophic Fires | vegetation contact | branch (overhanging) | 1.2723e-06
HFTD - Distribution - Tier 3 - 5QU CoRE ¦ 2QU LoRE | Non-Red Flag Warning - Catastrophic Fires | vegetation contact | dead | 5.5168e-07
HFTD - Distribution - Tier 3 - 5QU CoRE ¦ 2QU LoRE | Non-Red Flag Warning - Catastrophic Fires | vegetation contact | fell into (moderate-severe defect) | 6.3099e-07
HFTD - Distribution - Tier 3 - 5QU CoRE ¦ 2QU LoRE | Non-Red Flag Warning - Catastrophic Fires | vegetation contact | fell into (no defect) | 3.7168e-06
HFTD - Distribution - Tier 3 - 5QU CoRE ¦ 2QU LoRE | Non-Red Flag Warning - Catastrophic Fires | vegetation contact | fell into (slight defect) | 7.8006e-07
HFTD - Distribution - Tier 3 - 5QU CoRE ¦ 2QU LoRE | Non-Red Flag Warning - Catastrophic Fires | vegetation contact | grow into | 6.7519e-08
HFTD - Distribution - Tier 3 - 5QU CoRE ¦ 2QU LoRE | Non-Red Flag Warning - Catastrophic Fires | vegetation contact | other/unknown | 3.2017e-06
HFTD - Distribution - Tier 3 - 5QU CoRE ¦ 2QU LoRE | Non-Red Flag Warning - Catastrophic Fires | wire-to-wire contact | wire-to-wire contact / contamination | 3.0209e-06
HFTD - Distribution - Tier 3 - 5QU CoRE ¦ 2QU LoRE | Non-Red Flag Warning - Destructive Fires | contact from object | animal contact | 5.3873e-06
HFTD - Distribution - Tier 3 - 5QU CoRE ¦ 2QU LoRE | Non-Red Flag Warning - Destructive Fires | contact from object | balloon contact | 1.1431e-07
HFTD - Distribution - Tier 3 - 5QU CoRE ¦ 2QU LoRE | Non-Red Flag Warning - Destructive Fires | contact from object | other contact from object | 2.9179e-06
HFTD - Distribution - Tier 3 - 5QU CoRE ¦ 2QU LoRE | Non-Red Flag Warning - Destructive Fires | contact from object | vehicle contact | 1.0708e-05
HFTD - Distribution - Tier 3 - 5QU CoRE ¦ 2QU LoRE | Non-Red Flag Warning - Destructive Fires | contamination | contamination | 5.1117e-07
HFTD - Distribution - Tier 3 - 5QU CoRE ¦ 2QU LoRE | Non-Red Flag Warning - Destructive Fires | equipment / facility failure | anchor / guy damage or failure | 2.8506e-08
HFTD - Distribution - Tier 3 - 5QU CoRE ¦ 2QU LoRE | Non-Red Flag Warning - Destructive Fires | equipment / facility failure | capacitor bank damage or failure | 2.741e-07
HFTD - Distribution - Tier 3 - 5QU CoRE ¦ 2QU LoRE | Non-Red Flag Warning - Destructive Fires | equipment / facility failure | conductor damage or failure | 6.5689e-07
HFTD - Distribution - Tier 3 - 5QU CoRE ¦ 2QU LoRE | Non-Red Flag Warning - Destructive Fires | equipment / facility failure | connection device damage or failure | 1.1236e-07
HFTD - Distribution - Tier 3 - 5QU CoRE ¦ 2QU LoRE | Non-Red Flag Warning - Destructive Fires | equipment / facility failure | crossarm damage or failure | 4.032e-07
HFTD - Distribution - Tier 3 - 5QU CoRE ¦ 2QU LoRE | Non-Red Flag Warning - Destructive Fires | equipment / facility failure | fuse damage or failure | 3.1746e-07
HFTD - Distribution - Tier 3 - 5QU CoRE ¦ 2QU LoRE | Non-Red Flag Warning - Destructive Fires | equipment / facility failure | insulator and brushing damage or failure | 3.0552e-07
HFTD - Distribution - Tier 3 - 5QU CoRE ¦ 2QU LoRE | Non-Red Flag Warning - Destructive Fires | equipment / facility failure | lightning arrestor damage or failure | 1.7415e-08
HFTD - Distribution - Tier 3 - 5QU CoRE ¦ 2QU LoRE | Non-Red Flag Warning - Destructive Fires | equipment / facility failure | other equipment / facility failure | 1.1854e-06
HFTD - Distribution - Tier 3 - 5QU CoRE ¦ 2QU LoRE | Non-Red Flag Warning - Destructive Fires | equipment / facility failure | pole damage or failure | 4.8035e-07
HFTD - Distribution - Tier 3 - 5QU CoRE ¦ 2QU LoRE | Non-Red Flag Warning - Destructive Fires | equipment / facility failure | recloser damage or failure | 0
HFTD - Distribution - Tier 3 - 5QU CoRE ¦ 2QU LoRE | Non-Red Flag Warning - Destructive Fires | equipment / facility failure | sectionalizer damage or failure | 0
HFTD - Distribution - Tier 3 - 5QU CoRE ¦ 2QU LoRE | Non-Red Flag Warning - Destructive Fires | equipment / facility failure | switch damage or failure | 0
HFTD - Distribution - Tier 3 - 5QU CoRE ¦ 2QU LoRE | Non-Red Flag Warning - Destructive Fires | equipment / facility failure | transformer damage or failure | 1.4503e-06
HFTD - Distribution - Tier 3 - 5QU CoRE ¦ 2QU LoRE | Non-Red Flag Warning - Destructive Fires | equipment / facility failure | voltage regulator / booster damage or failure | 4.3497e-08
HFTD - Distribution - Tier 3 - 5QU CoRE ¦ 2QU LoRE | Non-Red Flag Warning - Destructive Fires | other | all other | 1.8668e-06
HFTD - Distribution - Tier 3 - 5QU CoRE ¦ 2QU LoRE | Non-Red Flag Warning - Destructive Fires | unknown | unknown | 2.2342e-06
HFTD - Distribution - Tier 3 - 5QU CoRE ¦ 2QU LoRE | Non-Red Flag Warning - Destructive Fires | utility work / operation | utility work / operation | 3.9445e-07
HFTD - Distribution - Tier 3 - 5QU CoRE ¦ 2QU LoRE | Non-Red Flag Warning - Destructive Fires | vandalism / theft | vandalism / theft | 1.0921e-06
HFTD - Distribution - Tier 3 - 5QU CoRE ¦ 2QU LoRE | Non-Red Flag Warning - Destructive Fires | vegetation contact | branch (not overhanging, 4-12ft) | 1.9289e-07
HFTD - Distribution - Tier 3 - 5QU CoRE ¦ 2QU LoRE | Non-Red Flag Warning - Destructive Fires | vegetation contact | branch (not overhanging, > 12ft) | 4.4859e-07
HFTD - Distribution - Tier 3 - 5QU CoRE ¦ 2QU LoRE | Non-Red Flag Warning - Destructive Fires | vegetation contact | branch (not overhanging, distance unknown) | 1.5313e-06
HFTD - Distribution - Tier 3 - 5QU CoRE ¦ 2QU LoRE | Non-Red Flag Warning - Destructive Fires | vegetation contact | branch (not overhanging, within 4ft) | 8.4149e-08
HFTD - Distribution - Tier 3 - 5QU CoRE ¦ 2QU LoRE | Non-Red Flag Warning - Destructive Fires | vegetation contact | branch (overhanging) | 3.7446e-06
HFTD - Distribution - Tier 3 - 5QU CoRE ¦ 2QU LoRE | Non-Red Flag Warning - Destructive Fires | vegetation contact | dead | 1.6292e-06
HFTD - Distribution - Tier 3 - 5QU CoRE ¦ 2QU LoRE | Non-Red Flag Warning - Destructive Fires | vegetation contact | fell into (moderate-severe defect) | 1.8634e-06
HFTD - Distribution - Tier 3 - 5QU CoRE ¦ 2QU LoRE | Non-Red Flag Warning - Destructive Fires | vegetation contact | fell into (no defect) | 1.0976e-05
HFTD - Distribution - Tier 3 - 5QU CoRE ¦ 2QU LoRE | Non-Red Flag Warning - Destructive Fires | vegetation contact | fell into (slight defect) | 2.3036e-06
HFTD - Distribution - Tier 3 - 5QU CoRE ¦ 2QU LoRE | Non-Red Flag Warning - Destructive Fires | vegetation contact | grow into | 1.9939e-07
HFTD - Distribution - Tier 3 - 5QU CoRE ¦ 2QU LoRE | Non-Red Flag Warning - Destructive Fires | vegetation contact | other/unknown | 9.455e-06
HFTD - Distribution - Tier 3 - 5QU CoRE ¦ 2QU LoRE | Non-Red Flag Warning - Destructive Fires | wire-to-wire contact | wire-to-wire contact / contamination | 2.2425e-06
HFTD - Distribution - Tier 3 - 5QU CoRE ¦ 2QU LoRE | Non-Red Flag Warning - Large Fires | contact from object | animal contact | 0.00065106
HFTD - Distribution - Tier 3 - 5QU CoRE ¦ 2QU LoRE | Non-Red Flag Warning - Large Fires | contact from object | balloon contact | 1.5813e-05
HFTD - Distribution - Tier 3 - 5QU CoRE ¦ 2QU LoRE | Non-Red Flag Warning - Large Fires | contact from object | other contact from object | 0.00037448
HFTD - Distribution - Tier 3 - 5QU CoRE ¦ 2QU LoRE | Non-Red Flag Warning - Large Fires | contact from object | vehicle contact | 0.0010924
HFTD - Distribution - Tier 3 - 5QU CoRE ¦ 2QU LoRE | Non-Red Flag Warning - Large Fires | contamination | contamination | 6.8332e-05
HFTD - Distribution - Tier 3 - 5QU CoRE ¦ 2QU LoRE | Non-Red Flag Warning - Large Fires | equipment / facility failure | anchor / guy damage or failure | 5.6811e-06
HFTD - Distribution - Tier 3 - 5QU CoRE ¦ 2QU LoRE | Non-Red Flag Warning - Large Fires | equipment / facility failure | capacitor bank damage or failure | 6.3672e-05
HFTD - Distribution - Tier 3 - 5QU CoRE ¦ 2QU LoRE | Non-Red Flag Warning - Large Fires | equipment / facility failure | conductor damage or failure | 0.00014131
HFTD - Distribution - Tier 3 - 5QU CoRE ¦ 2QU LoRE | Non-Red Flag Warning - Large Fires | equipment / facility failure | connection device damage or failure | 3.6419e-05
HFTD - Distribution - Tier 3 - 5QU CoRE ¦ 2QU LoRE | Non-Red Flag Warning - Large Fires | equipment / facility failure | crossarm damage or failure | 9.0977e-05
HFTD - Distribution - Tier 3 - 5QU CoRE ¦ 2QU LoRE | Non-Red Flag Warning - Large Fires | equipment / facility failure | fuse damage or failure | 5.3139e-05
HFTD - Distribution - Tier 3 - 5QU CoRE ¦ 2QU LoRE | Non-Red Flag Warning - Large Fires | equipment / facility failure | insulator and brushing damage or failure | 5.8983e-05
HFTD - Distribution - Tier 3 - 5QU CoRE ¦ 2QU LoRE | Non-Red Flag Warning - Large Fires | equipment / facility failure | lightning arrestor damage or failure | 1.4552e-06
HFTD - Distribution - Tier 3 - 5QU CoRE ¦ 2QU LoRE | Non-Red Flag Warning - Large Fires | equipment / facility failure | other equipment / facility failure | 0.00023199
HFTD - Distribution - Tier 3 - 5QU CoRE ¦ 2QU LoRE | Non-Red Flag Warning - Large Fires | equipment / facility failure | pole damage or failure | 8.8813e-05
HFTD - Distribution - Tier 3 - 5QU CoRE ¦ 2QU LoRE | Non-Red Flag Warning - Large Fires | equipment / facility failure | recloser damage or failure | 0
HFTD - Distribution - Tier 3 - 5QU CoRE ¦ 2QU LoRE | Non-Red Flag Warning - Large Fires | equipment / facility failure | sectionalizer damage or failure | 0
HFTD - Distribution - Tier 3 - 5QU CoRE ¦ 2QU LoRE | Non-Red Flag Warning - Large Fires | equipment / facility failure | switch damage or failure | 0
HFTD - Distribution - Tier 3 - 5QU CoRE ¦ 2QU LoRE | Non-Red Flag Warning - Large Fires | equipment / facility failure | transformer damage or failure | 0.00027175
HFTD - Distribution - Tier 3 - 5QU CoRE ¦ 2QU LoRE | Non-Red Flag Warning - Large Fires | equipment / facility failure | voltage regulator / booster damage or failure | 8.9243e-06
HFTD - Distribution - Tier 3 - 5QU CoRE ¦ 2QU LoRE | Non-Red Flag Warning - Large Fires | other | all other | 0.00012052
HFTD - Distribution - Tier 3 - 5QU CoRE ¦ 2QU LoRE | Non-Red Flag Warning - Large Fires | unknown | unknown | 0.00029178
HFTD - Distribution - Tier 3 - 5QU CoRE ¦ 2QU LoRE | Non-Red Flag Warning - Large Fires | utility work / operation | utility work / operation | 5.8168e-05
HFTD - Distribution - Tier 3 - 5QU CoRE ¦ 2QU LoRE | Non-Red Flag Warning - Large Fires | vandalism / theft | vandalism / theft | 0.00014436
HFTD - Distribution - Tier 3 - 5QU CoRE ¦ 2QU LoRE | Non-Red Flag Warning - Large Fires | vegetation contact | branch (not overhanging, 4-12ft) | 2.5334e-05
HFTD - Distribution - Tier 3 - 5QU CoRE ¦ 2QU LoRE | Non-Red Flag Warning - Large Fires | vegetation contact | branch (not overhanging, > 12ft) | 5.8535e-05
HFTD - Distribution - Tier 3 - 5QU CoRE ¦ 2QU LoRE | Non-Red Flag Warning - Large Fires | vegetation contact | branch (not overhanging, distance unknown) | 0.00019982
HFTD - Distribution - Tier 3 - 5QU CoRE ¦ 2QU LoRE | Non-Red Flag Warning - Large Fires | vegetation contact | branch (not overhanging, within 4ft) | 1.1117e-05
HFTD - Distribution - Tier 3 - 5QU CoRE ¦ 2QU LoRE | Non-Red Flag Warning - Large Fires | vegetation contact | branch (overhanging) | 0.00049469
HFTD - Distribution - Tier 3 - 5QU CoRE ¦ 2QU LoRE | Non-Red Flag Warning - Large Fires | vegetation contact | dead | 0.00021259
HFTD - Distribution - Tier 3 - 5QU CoRE ¦ 2QU LoRE | Non-Red Flag Warning - Large Fires | vegetation contact | fell into (moderate-severe defect) | 0.00024315
HFTD - Distribution - Tier 3 - 5QU CoRE ¦ 2QU LoRE | Non-Red Flag Warning - Large Fires | vegetation contact | fell into (no defect) | 0.0014322
HFTD - Distribution - Tier 3 - 5QU CoRE ¦ 2QU LoRE | Non-Red Flag Warning - Large Fires | vegetation contact | fell into (slight defect) | 0.00030059
HFTD - Distribution - Tier 3 - 5QU CoRE ¦ 2QU LoRE | Non-Red Flag Warning - Large Fires | vegetation contact | grow into | 2.6018e-05
HFTD - Distribution - Tier 3 - 5QU CoRE ¦ 2QU LoRE | Non-Red Flag Warning - Large Fires | vegetation contact | other/unknown | 0.0012338
HFTD - Distribution - Tier 3 - 5QU CoRE ¦ 2QU LoRE | Non-Red Flag Warning - Large Fires | wire-to-wire contact | wire-to-wire contact / contamination | 0.0002724
HFTD - Distribution - Tier 3 - 5QU CoRE ¦ 2QU LoRE | Non-Red Flag Warning - Small Fires | contact from object | animal contact | 0.17751
HFTD - Distribution - Tier 3 - 5QU CoRE ¦ 2QU LoRE | Non-Red Flag Warning - Small Fires | contact from object | balloon contact | 0.0045598
HFTD - Distribution - Tier 3 - 5QU CoRE ¦ 2QU LoRE | Non-Red Flag Warning - Small Fires | contact from object | other contact from object | 0.10361
HFTD - Distribution - Tier 3 - 5QU CoRE ¦ 2QU LoRE | Non-Red Flag Warning - Small Fires | contact from object | vehicle contact | 0.30117
HFTD - Distribution - Tier 3 - 5QU CoRE ¦ 2QU LoRE | Non-Red Flag Warning - Small Fires | contamination | contamination | 0.018635
HFTD - Distribution - Tier 3 - 5QU CoRE ¦ 2QU LoRE | Non-Red Flag Warning - Small Fires | equipment / facility failure | anchor / guy damage or failure | 0.0046175
HFTD - Distribution - Tier 3 - 5QU CoRE ¦ 2QU LoRE | Non-Red Flag Warning - Small Fires | equipment / facility failure | capacitor bank damage or failure | 0.052114
HFTD - Distribution - Tier 3 - 5QU CoRE ¦ 2QU LoRE | Non-Red Flag Warning - Small Fires | equipment / facility failure | conductor damage or failure | 0.11944
HFTD - Distribution - Tier 3 - 5QU CoRE ¦ 2QU LoRE | Non-Red Flag Warning - Small Fires | equipment / facility failure | connection device damage or failure | 0.03083
HFTD - Distribution - Tier 3 - 5QU CoRE ¦ 2QU LoRE | Non-Red Flag Warning - Small Fires | equipment / facility failure | crossarm damage or failure | 0.075082
HFTD - Distribution - Tier 3 - 5QU CoRE ¦ 2QU LoRE | Non-Red Flag Warning - Small Fires | equipment / facility failure | fuse damage or failure | 0.044561
HFTD - Distribution - Tier 3 - 5QU CoRE ¦ 2QU LoRE | Non-Red Flag Warning - Small Fires | equipment / facility failure | insulator and brushing damage or failure | 0.049008
HFTD - Distribution - Tier 3 - 5QU CoRE ¦ 2QU LoRE | Non-Red Flag Warning - Small Fires | equipment / facility failure | lightning arrestor damage or failure | 0.0011911
HFTD - Distribution - Tier 3 - 5QU CoRE ¦ 2QU LoRE | Non-Red Flag Warning - Small Fires | equipment / facility failure | other equipment / facility failure | 0.19346
HFTD - Distribution - Tier 3 - 5QU CoRE ¦ 2QU LoRE | Non-Red Flag Warning - Small Fires | equipment / facility failure | pole damage or failure | 0.073686
HFTD - Distribution - Tier 3 - 5QU CoRE ¦ 2QU LoRE | Non-Red Flag Warning - Small Fires | equipment / facility failure | recloser damage or failure | 0
HFTD - Distribution - Tier 3 - 5QU CoRE ¦ 2QU LoRE | Non-Red Flag Warning - Small Fires | equipment / facility failure | sectionalizer damage or failure | 0
HFTD - Distribution - Tier 3 - 5QU CoRE ¦ 2QU LoRE | Non-Red Flag Warning - Small Fires | equipment / facility failure | switch damage or failure | 0
HFTD - Distribution - Tier 3 - 5QU CoRE ¦ 2QU LoRE | Non-Red Flag Warning - Small Fires | equipment / facility failure | transformer damage or failure | 0.2244
HFTD - Distribution - Tier 3 - 5QU CoRE ¦ 2QU LoRE | Non-Red Flag Warning - Small Fires | equipment / facility failure | voltage regulator / booster damage or failure | 0.0077708
HFTD - Distribution - Tier 3 - 5QU CoRE ¦ 2QU LoRE | Non-Red Flag Warning - Small Fires | other | all other | 0.033155
HFTD - Distribution - Tier 3 - 5QU CoRE ¦ 2QU LoRE | Non-Red Flag Warning - Small Fires | unknown | unknown | 0.079633
HFTD - Distribution - Tier 3 - 5QU CoRE ¦ 2QU LoRE | Non-Red Flag Warning - Small Fires | utility work / operation | utility work / operation | 0.015981
HFTD - Distribution - Tier 3 - 5QU CoRE ¦ 2QU LoRE | Non-Red Flag Warning - Small Fires | vandalism / theft | vandalism / theft | 0.038485
HFTD - Distribution - Tier 3 - 5QU CoRE ¦ 2QU LoRE | Non-Red Flag Warning - Small Fires | vegetation contact | branch (not overhanging, 4-12ft) | 0.010912
HFTD - Distribution - Tier 3 - 5QU CoRE ¦ 2QU LoRE | Non-Red Flag Warning - Small Fires | vegetation contact | branch (not overhanging, > 12ft) | 0.025208
HFTD - Distribution - Tier 3 - 5QU CoRE ¦ 2QU LoRE | Non-Red Flag Warning - Small Fires | vegetation contact | branch (not overhanging, distance unknown) | 0.086052
HFTD - Distribution - Tier 3 - 5QU CoRE ¦ 2QU LoRE | Non-Red Flag Warning - Small Fires | vegetation contact | branch (not overhanging, within 4ft) | 0.0047888
HFTD - Distribution - Tier 3 - 5QU CoRE ¦ 2QU LoRE | Non-Red Flag Warning - Small Fires | vegetation contact | branch (overhanging) | 0.2131
HFTD - Distribution - Tier 3 - 5QU CoRE ¦ 2QU LoRE | Non-Red Flag Warning - Small Fires | vegetation contact | dead | 0.091552
HFTD - Distribution - Tier 3 - 5QU CoRE ¦ 2QU LoRE | Non-Red Flag Warning - Small Fires | vegetation contact | fell into (moderate-severe defect) | 0.10472
HFTD - Distribution - Tier 3 - 5QU CoRE ¦ 2QU LoRE | Non-Red Flag Warning - Small Fires | vegetation contact | fell into (no defect) | 0.6168
HFTD - Distribution - Tier 3 - 5QU CoRE ¦ 2QU LoRE | Non-Red Flag Warning - Small Fires | vegetation contact | fell into (slight defect) | 0.12945
HFTD - Distribution - Tier 3 - 5QU CoRE ¦ 2QU LoRE | Non-Red Flag Warning - Small Fires | vegetation contact | grow into | 0.011205
HFTD - Distribution - Tier 3 - 5QU CoRE ¦ 2QU LoRE | Non-Red Flag Warning - Small Fires | vegetation contact | other/unknown | 0.53133
HFTD - Distribution - Tier 3 - 5QU CoRE ¦ 2QU LoRE | Non-Red Flag Warning - Small Fires | wire-to-wire contact | wire-to-wire contact / contamination | 0.075063
HFTD - Distribution - Tier 3 - 5QU CoRE ¦ 2QU LoRE | Seismic - Red Flag Warning - Catastrophic Fires | cc - seismic scenario | seismic scenario | 1.3175e-05
HFTD - Distribution - Tier 3 - 5QU CoRE ¦ 2QU LoRE | Red Flag Warning - Catastrophic Fires | contact from object | animal contact | 0
HFTD - Distribution - Tier 3 - 5QU CoRE ¦ 2QU LoRE | Red Flag Warning - Catastrophic Fires | contact from object | balloon contact | 0
HFTD - Distribution - Tier 3 - 5QU CoRE ¦ 2QU LoRE | Red Flag Warning - Catastrophic Fires | contact from object | other contact from object | 0
HFTD - Distribution - Tier 3 - 5QU CoRE ¦ 2QU LoRE | Red Flag Warning - Catastrophic Fires | contact from object | vehicle contact | 0
HFTD - Distribution - Tier 3 - 5QU CoRE ¦ 2QU LoRE | Red Flag Warning - Catastrophic Fires | contamination | contamination | 0
HFTD - Distribution - Tier 3 - 5QU CoRE ¦ 2QU LoRE | Red Flag Warning - Catastrophic Fires | equipment / facility failure | anchor / guy damage or failure | 5.3375e-06
HFTD - Distribution - Tier 3 - 5QU CoRE ¦ 2QU LoRE | Red Flag Warning - Catastrophic Fires | equipment / facility failure | capacitor bank damage or failure | 7.9228e-06
HFTD - Distribution - Tier 3 - 5QU CoRE ¦ 2QU LoRE | Red Flag Warning - Catastrophic Fires | equipment / facility failure | conductor damage or failure | 7.2432e-05
HFTD - Distribution - Tier 3 - 5QU CoRE ¦ 2QU LoRE | Red Flag Warning - Catastrophic Fires | equipment / facility failure | connection device damage or failure | 8.6855e-06
HFTD - Distribution - Tier 3 - 5QU CoRE ¦ 2QU LoRE | Red Flag Warning - Catastrophic Fires | equipment / facility failure | crossarm damage or failure | 4.2442e-05
HFTD - Distribution - Tier 3 - 5QU CoRE ¦ 2QU LoRE | Red Flag Warning - Catastrophic Fires | equipment / facility failure | fuse damage or failure | 4.9895e-05
HFTD - Distribution - Tier 3 - 5QU CoRE ¦ 2QU LoRE | Red Flag Warning - Catastrophic Fires | equipment / facility failure | insulator and brushing damage or failure | 6.1265e-05
HFTD - Distribution - Tier 3 - 5QU CoRE ¦ 2QU LoRE | Red Flag Warning - Catastrophic Fires | equipment / facility failure | lightning arrestor damage or failure | 2.1876e-06
HFTD - Distribution - Tier 3 - 5QU CoRE ¦ 2QU LoRE | Red Flag Warning - Catastrophic Fires | equipment / facility failure | other equipment / facility failure | 4.1697e-05
HFTD - Distribution - Tier 3 - 5QU CoRE ¦ 2QU LoRE | Red Flag Warning - Catastrophic Fires | equipment / facility failure | pole damage or failure | 2.1331e-05
HFTD - Distribution - Tier 3 - 5QU CoRE ¦ 2QU LoRE | Red Flag Warning - Catastrophic Fires | equipment / facility failure | recloser damage or failure | 0
HFTD - Distribution - Tier 3 - 5QU CoRE ¦ 2QU LoRE | Red Flag Warning - Catastrophic Fires | equipment / facility failure | sectionalizer damage or failure | 0
HFTD - Distribution - Tier 3 - 5QU CoRE ¦ 2QU LoRE | Red Flag Warning - Catastrophic Fires | equipment / facility failure | switch damage or failure | 0
HFTD - Distribution - Tier 3 - 5QU CoRE ¦ 2QU LoRE | Red Flag Warning - Catastrophic Fires | equipment / facility failure | transformer damage or failure | 3.3248e-05
HFTD - Distribution - Tier 3 - 5QU CoRE ¦ 2QU LoRE | Red Flag Warning - Catastrophic Fires | equipment / facility failure | voltage regulator / booster damage or failure | 3.7065e-07
HFTD - Distribution - Tier 3 - 5QU CoRE ¦ 2QU LoRE | Red Flag Warning - Catastrophic Fires | other | all other | 0
HFTD - Distribution - Tier 3 - 5QU CoRE ¦ 2QU LoRE | Red Flag Warning - Catastrophic Fires | unknown | unknown | 0
HFTD - Distribution - Tier 3 - 5QU CoRE ¦ 2QU LoRE | Red Flag Warning - Catastrophic Fires | utility work / operation | utility work / operation | 0
HFTD - Distribution - Tier 3 - 5QU CoRE ¦ 2QU LoRE | Red Flag Warning - Catastrophic Fires | vandalism / theft | vandalism / theft | 0
HFTD - Distribution - Tier 3 - 5QU CoRE ¦ 2QU LoRE | Red Flag Warning - Catastrophic Fires | vegetation contact | branch (not overhanging, 4-12ft) | 1.047e-05
HFTD - Distribution - Tier 3 - 5QU CoRE ¦ 2QU LoRE | Red Flag Warning - Catastrophic Fires | vegetation contact | branch (not overhanging, > 12ft) | 1.575e-05
HFTD - Distribution - Tier 3 - 5QU CoRE ¦ 2QU LoRE | Red Flag Warning - Catastrophic Fires | vegetation contact | branch (not overhanging, distance unknown) | 7.6126e-05
HFTD - Distribution - Tier 3 - 5QU CoRE ¦ 2QU LoRE | Red Flag Warning - Catastrophic Fires | vegetation contact | branch (not overhanging, within 4ft) | 2.616e-06
HFTD - Distribution - Tier 3 - 5QU CoRE ¦ 2QU LoRE | Red Flag Warning - Catastrophic Fires | vegetation contact | branch (overhanging) | 0.00015434
HFTD - Distribution - Tier 3 - 5QU CoRE ¦ 2QU LoRE | Red Flag Warning - Catastrophic Fires | vegetation contact | dead | 5.775e-05
HFTD - Distribution - Tier 3 - 5QU CoRE ¦ 2QU LoRE | Red Flag Warning - Catastrophic Fires | vegetation contact | fell into (moderate-severe defect) | 4.7435e-05
HFTD - Distribution - Tier 3 - 5QU CoRE ¦ 2QU LoRE | Red Flag Warning - Catastrophic Fires | vegetation contact | fell into (no defect) | 0.00019425
HFTD - Distribution - Tier 3 - 5QU CoRE ¦ 2QU LoRE | Red Flag Warning - Catastrophic Fires | vegetation contact | fell into (slight defect) | 5.1128e-05
HFTD - Distribution - Tier 3 - 5QU CoRE ¦ 2QU LoRE | Red Flag Warning - Catastrophic Fires | vegetation contact | grow into | 5.3819e-06
HFTD - Distribution - Tier 3 - 5QU CoRE ¦ 2QU LoRE | Red Flag Warning - Catastrophic Fires | vegetation contact | other/unknown | 0.0002625
HFTD - Distribution - Tier 3 - 5QU CoRE ¦ 2QU LoRE | Red Flag Warning - Catastrophic Fires | wire-to-wire contact | wire-to-wire contact / contamination | 0
HFTD - Distribution - Tier 3 - 5QU CoRE ¦ 2QU LoRE | Red Flag Warning - Destructive Fires | contact from object | animal contact | 0
HFTD - Distribution - Tier 3 - 5QU CoRE ¦ 2QU LoRE | Red Flag Warning - Destructive Fires | contact from object | balloon contact | 0
HFTD - Distribution - Tier 3 - 5QU CoRE ¦ 2QU LoRE | Red Flag Warning - Destructive Fires | contact from object | other contact from object | 0
HFTD - Distribution - Tier 3 - 5QU CoRE ¦ 2QU LoRE | Red Flag Warning - Destructive Fires | contact from object | vehicle contact | 0
HFTD - Distribution - Tier 3 - 5QU CoRE ¦ 2QU LoRE | Red Flag Warning - Destructive Fires | contamination | contamination | 0
HFTD - Distribution - Tier 3 - 5QU CoRE ¦ 2QU LoRE | Red Flag Warning - Destructive Fires | equipment / facility failure | anchor / guy damage or failure | 1.034e-06
HFTD - Distribution - Tier 3 - 5QU CoRE ¦ 2QU LoRE | Red Flag Warning - Destructive Fires | equipment / facility failure | capacitor bank damage or failure | 1.5865e-06
HFTD - Distribution - Tier 3 - 5QU CoRE ¦ 2QU LoRE | Red Flag Warning - Destructive Fires | equipment / facility failure | conductor damage or failure | 1.5063e-05
HFTD - Distribution - Tier 3 - 5QU CoRE ¦ 2QU LoRE | Red Flag Warning - Destructive Fires | equipment / facility failure | connection device damage or failure | 1.8009e-06
HFTD - Distribution - Tier 3 - 5QU CoRE ¦ 2QU LoRE | Red Flag Warning - Destructive Fires | equipment / facility failure | crossarm damage or failure | 8.3539e-06
HFTD - Distribution - Tier 3 - 5QU CoRE ¦ 2QU LoRE | Red Flag Warning - Destructive Fires | equipment / facility failure | fuse damage or failure | 1.0296e-05
HFTD - Distribution - Tier 3 - 5QU CoRE ¦ 2QU LoRE | Red Flag Warning - Destructive Fires | equipment / facility failure | insulator and brushing damage or failure | 1.2269e-05
HFTD - Distribution - Tier 3 - 5QU CoRE ¦ 2QU LoRE | Red Flag Warning - Destructive Fires | equipment / facility failure | lightning arrestor damage or failure | 4.4213e-07
HFTD - Distribution - Tier 3 - 5QU CoRE ¦ 2QU LoRE | Red Flag Warning - Destructive Fires | equipment / facility failure | other equipment / facility failure | 8.5084e-06
HFTD - Distribution - Tier 3 - 5QU CoRE ¦ 2QU LoRE | Red Flag Warning - Destructive Fires | equipment / facility failure | pole damage or failure | 4.2617e-06
HFTD - Distribution - Tier 3 - 5QU CoRE ¦ 2QU LoRE | Red Flag Warning - Destructive Fires | equipment / facility failure | recloser damage or failure | 0
HFTD - Distribution - Tier 3 - 5QU CoRE ¦ 2QU LoRE | Red Flag Warning - Destructive Fires | equipment / facility failure | sectionalizer damage or failure | 0
HFTD - Distribution - Tier 3 - 5QU CoRE ¦ 2QU LoRE | Red Flag Warning - Destructive Fires | equipment / facility failure | switch damage or failure | 0
HFTD - Distribution - Tier 3 - 5QU CoRE ¦ 2QU LoRE | Red Flag Warning - Destructive Fires | equipment / facility failure | transformer damage or failure | 6.6021e-06
HFTD - Distribution - Tier 3 - 5QU CoRE ¦ 2QU LoRE | Red Flag Warning - Destructive Fires | equipment / facility failure | voltage regulator / booster damage or failure | 8.012e-08
HFTD - Distribution - Tier 3 - 5QU CoRE ¦ 2QU LoRE | Red Flag Warning - Destructive Fires | other | all other | 0
HFTD - Distribution - Tier 3 - 5QU CoRE ¦ 2QU LoRE | Red Flag Warning - Destructive Fires | unknown | unknown | 0
HFTD - Distribution - Tier 3 - 5QU CoRE ¦ 2QU LoRE | Red Flag Warning - Destructive Fires | utility work / operation | utility work / operation | 0
HFTD - Distribution - Tier 3 - 5QU CoRE ¦ 2QU LoRE | Red Flag Warning - Destructive Fires | vandalism / theft | vandalism / theft | 0
HFTD - Distribution - Tier 3 - 5QU CoRE ¦ 2QU LoRE | Red Flag Warning - Destructive Fires | vegetation contact | branch (not overhanging, 4-12ft) | 1.5533e-06
HFTD - Distribution - Tier 3 - 5QU CoRE ¦ 2QU LoRE | Red Flag Warning - Destructive Fires | vegetation contact | branch (not overhanging, > 12ft) | 2.3408e-06
HFTD - Distribution - Tier 3 - 5QU CoRE ¦ 2QU LoRE | Red Flag Warning - Destructive Fires | vegetation contact | branch (not overhanging, distance unknown) | 1.1314e-05
HFTD - Distribution - Tier 3 - 5QU CoRE ¦ 2QU LoRE | Red Flag Warning - Destructive Fires | vegetation contact | branch (not overhanging, within 4ft) | 3.8749e-07
HFTD - Distribution - Tier 3 - 5QU CoRE ¦ 2QU LoRE | Red Flag Warning - Destructive Fires | vegetation contact | branch (overhanging) | 2.2862e-05
HFTD - Distribution - Tier 3 - 5QU CoRE ¦ 2QU LoRE | Red Flag Warning - Destructive Fires | vegetation contact | dead | 8.583e-06
HFTD - Distribution - Tier 3 - 5QU CoRE ¦ 2QU LoRE | Red Flag Warning - Destructive Fires | vegetation contact | fell into (moderate-severe defect) | 7.05e-06
HFTD - Distribution - Tier 3 - 5QU CoRE ¦ 2QU LoRE | Red Flag Warning - Destructive Fires | vegetation contact | fell into (no defect) | 2.887e-05
HFTD - Distribution - Tier 3 - 5QU CoRE ¦ 2QU LoRE | Red Flag Warning - Destructive Fires | vegetation contact | fell into (slight defect) | 7.5987e-06
HFTD - Distribution - Tier 3 - 5QU CoRE ¦ 2QU LoRE | Red Flag Warning - Destructive Fires | vegetation contact | grow into | 7.9987e-07
HFTD - Distribution - Tier 3 - 5QU CoRE ¦ 2QU LoRE | Red Flag Warning - Destructive Fires | vegetation contact | other/unknown | 3.9014e-05
HFTD - Distribution - Tier 3 - 5QU CoRE ¦ 2QU LoRE | Red Flag Warning - Destructive Fires | wire-to-wire contact | wire-to-wire contact / contamination | 0
HFTD - Distribution - Tier 3 - 5QU CoRE ¦ 2QU LoRE | Red Flag Warning - Large Fires | contact from object | animal contact | 0
HFTD - Distribution - Tier 3 - 5QU CoRE ¦ 2QU LoRE | Red Flag Warning - Large Fires | contact from object | balloon contact | 0
HFTD - Distribution - Tier 3 - 5QU CoRE ¦ 2QU LoRE | Red Flag Warning - Large Fires | contact from object | other contact from object | 0
HFTD - Distribution - Tier 3 - 5QU CoRE ¦ 2QU LoRE | Red Flag Warning - Large Fires | contact from object | vehicle contact | 0
HFTD - Distribution - Tier 3 - 5QU CoRE ¦ 2QU LoRE | Red Flag Warning - Large Fires | contamination | contamination | 0
HFTD - Distribution - Tier 3 - 5QU CoRE ¦ 2QU LoRE | Red Flag Warning - Large Fires | equipment / facility failure | anchor / guy damage or failure | 0.00011283
HFTD - Distribution - Tier 3 - 5QU CoRE ¦ 2QU LoRE | Red Flag Warning - Large Fires | equipment / facility failure | capacitor bank damage or failure | 0.00020179
HFTD - Distribution - Tier 3 - 5QU CoRE ¦ 2QU LoRE | Red Flag Warning - Large Fires | equipment / facility failure | conductor damage or failure | 0.0017742
HFTD - Distribution - Tier 3 - 5QU CoRE ¦ 2QU LoRE | Red Flag Warning - Large Fires | equipment / facility failure | connection device damage or failure | 0.0003196
HFTD - Distribution - Tier 3 - 5QU CoRE ¦ 2QU LoRE | Red Flag Warning - Large Fires | equipment / facility failure | crossarm damage or failure | 0.0010321
HFTD - Distribution - Tier 3 - 5QU CoRE ¦ 2QU LoRE | Red Flag Warning - Large Fires | equipment / facility failure | fuse damage or failure | 0.00094365
HFTD - Distribution - Tier 3 - 5QU CoRE ¦ 2QU LoRE | Red Flag Warning - Large Fires | equipment / facility failure | insulator and brushing damage or failure | 0.0012969
HFTD - Distribution - Tier 3 - 5QU CoRE ¦ 2QU LoRE | Red Flag Warning - Large Fires | equipment / facility failure | lightning arrestor damage or failure | 2.0228e-05
HFTD - Distribution - Tier 3 - 5QU CoRE ¦ 2QU LoRE | Red Flag Warning - Large Fires | equipment / facility failure | other equipment / facility failure | 0.00091176
HFTD - Distribution - Tier 3 - 5QU CoRE ¦ 2QU LoRE | Red Flag Warning - Large Fires | equipment / facility failure | pole damage or failure | 0.00043143
HFTD - Distribution - Tier 3 - 5QU CoRE ¦ 2QU LoRE | Red Flag Warning - Large Fires | equipment / facility failure | recloser damage or failure | 0
HFTD - Distribution - Tier 3 - 5QU CoRE ¦ 2QU LoRE | Red Flag Warning - Large Fires | equipment / facility failure | sectionalizer damage or failure | 0
HFTD - Distribution - Tier 3 - 5QU CoRE ¦ 2QU LoRE | Red Flag Warning - Large Fires | equipment / facility failure | switch damage or failure | 0
HFTD - Distribution - Tier 3 - 5QU CoRE ¦ 2QU LoRE | Red Flag Warning - Large Fires | equipment / facility failure | transformer damage or failure | 0.00067731
HFTD - Distribution - Tier 3 - 5QU CoRE ¦ 2QU LoRE | Red Flag Warning - Large Fires | equipment / facility failure | voltage regulator / booster damage or failure | 9.0005e-06
HFTD - Distribution - Tier 3 - 5QU CoRE ¦ 2QU LoRE | Red Flag Warning - Large Fires | other | all other | 0
HFTD - Distribution - Tier 3 - 5QU CoRE ¦ 2QU LoRE | Red Flag Warning - Large Fires | unknown | unknown | 0
HFTD - Distribution - Tier 3 - 5QU CoRE ¦ 2QU LoRE | Red Flag Warning - Large Fires | utility work / operation | utility work / operation | 0
HFTD - Distribution - Tier 3 - 5QU CoRE ¦ 2QU LoRE | Red Flag Warning - Large Fires | vandalism / theft | vandalism / theft | 0
HFTD - Distribution - Tier 3 - 5QU CoRE ¦ 2QU LoRE | Red Flag Warning - Large Fires | vegetation contact | branch (not overhanging, 4-12ft) | 0.00011171
HFTD - Distribution - Tier 3 - 5QU CoRE ¦ 2QU LoRE | Red Flag Warning - Large Fires | vegetation contact | branch (not overhanging, > 12ft) | 0.00016724
HFTD - Distribution - Tier 3 - 5QU CoRE ¦ 2QU LoRE | Red Flag Warning - Large Fires | vegetation contact | branch (not overhanging, distance unknown) | 0.00080834
HFTD - Distribution - Tier 3 - 5QU CoRE ¦ 2QU LoRE | Red Flag Warning - Large Fires | vegetation contact | branch (not overhanging, within 4ft) | 2.8028e-05
HFTD - Distribution - Tier 3 - 5QU CoRE ¦ 2QU LoRE | Red Flag Warning - Large Fires | vegetation contact | branch (overhanging) | 0.0016537
HFTD - Distribution - Tier 3 - 5QU CoRE ¦ 2QU LoRE | Red Flag Warning - Large Fires | vegetation contact | dead | 0.00061322
HFTD - Distribution - Tier 3 - 5QU CoRE ¦ 2QU LoRE | Red Flag Warning - Large Fires | vegetation contact | fell into (moderate-severe defect) | 0.00050369
HFTD - Distribution - Tier 3 - 5QU CoRE ¦ 2QU LoRE | Red Flag Warning - Large Fires | vegetation contact | fell into (no defect) | 0.0020627
HFTD - Distribution - Tier 3 - 5QU CoRE ¦ 2QU LoRE | Red Flag Warning - Large Fires | vegetation contact | fell into (slight defect) | 0.0005429
HFTD - Distribution - Tier 3 - 5QU CoRE ¦ 2QU LoRE | Red Flag Warning - Large Fires | vegetation contact | grow into | 5.7147e-05
HFTD - Distribution - Tier 3 - 5QU CoRE ¦ 2QU LoRE | Red Flag Warning - Large Fires | vegetation contact | other/unknown | 0.0027874
HFTD - Distribution - Tier 3 - 5QU CoRE ¦ 2QU LoRE | Red Flag Warning - Large Fires | wire-to-wire contact | wire-to-wire contact / contamination | 0
HFTD - Distribution - Tier 3 - 5QU CoRE ¦ 2QU LoRE | Red Flag Warning - Small Fires | contact from object | animal contact | 0.0033897
HFTD - Distribution - Tier 3 - 5QU CoRE ¦ 2QU LoRE | Red Flag Warning - Small Fires | contact from object | balloon contact | 0.00015211
HFTD - Distribution - Tier 3 - 5QU CoRE ¦ 2QU LoRE | Red Flag Warning - Small Fires | contact from object | other contact from object | 0.0035702
HFTD - Distribution - Tier 3 - 5QU CoRE ¦ 2QU LoRE | Red Flag Warning - Small Fires | contact from object | vehicle contact | 0.012286
HFTD - Distribution - Tier 3 - 5QU CoRE ¦ 2QU LoRE | Red Flag Warning - Small Fires | contamination | contamination | 0.00020263
HFTD - Distribution - Tier 3 - 5QU CoRE ¦ 2QU LoRE | Red Flag Warning - Small Fires | equipment / facility failure | anchor / guy damage or failure | 0.001435
HFTD - Distribution - Tier 3 - 5QU CoRE ¦ 2QU LoRE | Red Flag Warning - Small Fires | equipment / facility failure | capacitor bank damage or failure | 0.0025843
HFTD - Distribution - Tier 3 - 5QU CoRE ¦ 2QU LoRE | Red Flag Warning - Small Fires | equipment / facility failure | conductor damage or failure | 0.023463
HFTD - Distribution - Tier 3 - 5QU CoRE ¦ 2QU LoRE | Red Flag Warning - Small Fires | equipment / facility failure | connection device damage or failure | 0.0042333
HFTD - Distribution - Tier 3 - 5QU CoRE ¦ 2QU LoRE | Red Flag Warning - Small Fires | equipment / facility failure | crossarm damage or failure | 0.013328
HFTD - Distribution - Tier 3 - 5QU CoRE ¦ 2QU LoRE | Red Flag Warning - Small Fires | equipment / facility failure | fuse damage or failure | 0.012382
HFTD - Distribution - Tier 3 - 5QU CoRE ¦ 2QU LoRE | Red Flag Warning - Small Fires | equipment / facility failure | insulator and brushing damage or failure | 0.016861
HFTD - Distribution - Tier 3 - 5QU CoRE ¦ 2QU LoRE | Red Flag Warning - Small Fires | equipment / facility failure | lightning arrestor damage or failure | 0.00025907
HFTD - Distribution - Tier 3 - 5QU CoRE ¦ 2QU LoRE | Red Flag Warning - Small Fires | equipment / facility failure | other equipment / facility failure | 0.011897
HFTD - Distribution - Tier 3 - 5QU CoRE ¦ 2QU LoRE | Red Flag Warning - Small Fires | equipment / facility failure | pole damage or failure | 0.0056008
HFTD - Distribution - Tier 3 - 5QU CoRE ¦ 2QU LoRE | Red Flag Warning - Small Fires | equipment / facility failure | recloser damage or failure | 0
HFTD - Distribution - Tier 3 - 5QU CoRE ¦ 2QU LoRE | Red Flag Warning - Small Fires | equipment / facility failure | sectionalizer damage or failure | 0
HFTD - Distribution - Tier 3 - 5QU CoRE ¦ 2QU LoRE | Red Flag Warning - Small Fires | equipment / facility failure | switch damage or failure | 0
HFTD - Distribution - Tier 3 - 5QU CoRE ¦ 2QU LoRE | Red Flag Warning - Small Fires | equipment / facility failure | transformer damage or failure | 0.0087513
HFTD - Distribution - Tier 3 - 5QU CoRE ¦ 2QU LoRE | Red Flag Warning - Small Fires | equipment / facility failure | voltage regulator / booster damage or failure | 0.00012263
HFTD - Distribution - Tier 3 - 5QU CoRE ¦ 2QU LoRE | Red Flag Warning - Small Fires | other | all other | 0.00098894
HFTD - Distribution - Tier 3 - 5QU CoRE ¦ 2QU LoRE | Red Flag Warning - Small Fires | unknown | unknown | 0.0033804
HFTD - Distribution - Tier 3 - 5QU CoRE ¦ 2QU LoRE | Red Flag Warning - Small Fires | utility work / operation | utility work / operation | 0.00042805
HFTD - Distribution - Tier 3 - 5QU CoRE ¦ 2QU LoRE | Red Flag Warning - Small Fires | vandalism / theft | vandalism / theft | 0.00064641
HFTD - Distribution - Tier 3 - 5QU CoRE ¦ 2QU LoRE | Red Flag Warning - Small Fires | vegetation contact | branch (not overhanging, 4-12ft) | 0.0043389
HFTD - Distribution - Tier 3 - 5QU CoRE ¦ 2QU LoRE | Red Flag Warning - Small Fires | vegetation contact | branch (not overhanging, > 12ft) | 0.0064949
HFTD - Distribution - Tier 3 - 5QU CoRE ¦ 2QU LoRE | Red Flag Warning - Small Fires | vegetation contact | branch (not overhanging, distance unknown) | 0.031392
HFTD - Distribution - Tier 3 - 5QU CoRE ¦ 2QU LoRE | Red Flag Warning - Small Fires | vegetation contact | branch (not overhanging, within 4ft) | 0.0010888
HFTD - Distribution - Tier 3 - 5QU CoRE ¦ 2QU LoRE | Red Flag Warning - Small Fires | vegetation contact | branch (overhanging) | 0.06424
HFTD - Distribution - Tier 3 - 5QU CoRE ¦ 2QU LoRE | Red Flag Warning - Small Fires | vegetation contact | dead | 0.023815
HFTD - Distribution - Tier 3 - 5QU CoRE ¦ 2QU LoRE | Red Flag Warning - Small Fires | vegetation contact | fell into (moderate-severe defect) | 0.019561
HFTD - Distribution - Tier 3 - 5QU CoRE ¦ 2QU LoRE | Red Flag Warning - Small Fires | vegetation contact | fell into (no defect) | 0.080104
HFTD - Distribution - Tier 3 - 5QU CoRE ¦ 2QU LoRE | Red Flag Warning - Small Fires | vegetation contact | fell into (slight defect) | 0.021084
HFTD - Distribution - Tier 3 - 5QU CoRE ¦ 2QU LoRE | Red Flag Warning - Small Fires | vegetation contact | grow into | 0.0022193
HFTD - Distribution - Tier 3 - 5QU CoRE ¦ 2QU LoRE | Red Flag Warning - Small Fires | vegetation contact | other/unknown | 0.10825
HFTD - Distribution - Tier 3 - 5QU CoRE ¦ 2QU LoRE | Red Flag Warning - Small Fires | wire-to-wire contact | wire-to-wire contact / contamination | 0.002504
HFTD - Distribution - Tier 3 - 5QU CoRE ¦ 3QU LoRE | Seismic - Non-Red Flag Warning - Catastrophic Fires | cc - seismic scenario | seismic scenario | 1.9197e-07
HFTD - Distribution - Tier 3 - 5QU CoRE ¦ 3QU LoRE | Non-Red Flag Warning - Catastrophic Fires | contact from object | animal contact | 2.396e-06
HFTD - Distribution - Tier 3 - 5QU CoRE ¦ 3QU LoRE | Non-Red Flag Warning - Catastrophic Fires | contact from object | balloon contact | 4.2843e-09
HFTD - Distribution - Tier 3 - 5QU CoRE ¦ 3QU LoRE | Non-Red Flag Warning - Catastrophic Fires | contact from object | other contact from object | 2.5439e-06
HFTD - Distribution - Tier 3 - 5QU CoRE ¦ 3QU LoRE | Non-Red Flag Warning - Catastrophic Fires | contact from object | vehicle contact | 2.0946e-06
HFTD - Distribution - Tier 3 - 5QU CoRE ¦ 3QU LoRE | Non-Red Flag Warning - Catastrophic Fires | contamination | contamination | 1.3301e-07
HFTD - Distribution - Tier 3 - 5QU CoRE ¦ 3QU LoRE | Non-Red Flag Warning - Catastrophic Fires | equipment / facility failure | anchor / guy damage or failure | 0
HFTD - Distribution - Tier 3 - 5QU CoRE ¦ 3QU LoRE | Non-Red Flag Warning - Catastrophic Fires | equipment / facility failure | capacitor bank damage or failure | 0
HFTD - Distribution - Tier 3 - 5QU CoRE ¦ 3QU LoRE | Non-Red Flag Warning - Catastrophic Fires | equipment / facility failure | conductor damage or failure | 5.3953e-08
HFTD - Distribution - Tier 3 - 5QU CoRE ¦ 3QU LoRE | Non-Red Flag Warning - Catastrophic Fires | equipment / facility failure | connection device damage or failure | 1.1321e-08
HFTD - Distribution - Tier 3 - 5QU CoRE ¦ 3QU LoRE | Non-Red Flag Warning - Catastrophic Fires | equipment / facility failure | crossarm damage or failure | 3.9781e-08
HFTD - Distribution - Tier 3 - 5QU CoRE ¦ 3QU LoRE | Non-Red Flag Warning - Catastrophic Fires | equipment / facility failure | fuse damage or failure | 3.4052e-09
HFTD - Distribution - Tier 3 - 5QU CoRE ¦ 3QU LoRE | Non-Red Flag Warning - Catastrophic Fires | equipment / facility failure | insulator and brushing damage or failure | 1.6292e-08
HFTD - Distribution - Tier 3 - 5QU CoRE ¦ 3QU LoRE | Non-Red Flag Warning - Catastrophic Fires | equipment / facility failure | lightning arrestor damage or failure | 1.8664e-10
HFTD - Distribution - Tier 3 - 5QU CoRE ¦ 3QU LoRE | Non-Red Flag Warning - Catastrophic Fires | equipment / facility failure | other equipment / facility failure | 8.5547e-08
HFTD - Distribution - Tier 3 - 5QU CoRE ¦ 3QU LoRE | Non-Red Flag Warning - Catastrophic Fires | equipment / facility failure | pole damage or failure | 1.793e-08
HFTD - Distribution - Tier 3 - 5QU CoRE ¦ 3QU LoRE | Non-Red Flag Warning - Catastrophic Fires | equipment / facility failure | recloser damage or failure | 0
HFTD - Distribution - Tier 3 - 5QU CoRE ¦ 3QU LoRE | Non-Red Flag Warning - Catastrophic Fires | equipment / facility failure | sectionalizer damage or failure | 0
HFTD - Distribution - Tier 3 - 5QU CoRE ¦ 3QU LoRE | Non-Red Flag Warning - Catastrophic Fires | equipment / facility failure | switch damage or failure | 0
HFTD - Distribution - Tier 3 - 5QU CoRE ¦ 3QU LoRE | Non-Red Flag Warning - Catastrophic Fires | equipment / facility failure | transformer damage or failure | 8.0378e-08
HFTD - Distribution - Tier 3 - 5QU CoRE ¦ 3QU LoRE | Non-Red Flag Warning - Catastrophic Fires | equipment / facility failure | voltage regulator / booster damage or failure | 2.3855e-08
HFTD - Distribution - Tier 3 - 5QU CoRE ¦ 3QU LoRE | Non-Red Flag Warning - Catastrophic Fires | other | all other | 2.4836e-07
HFTD - Distribution - Tier 3 - 5QU CoRE ¦ 3QU LoRE | Non-Red Flag Warning - Catastrophic Fires | unknown | unknown | 1.4225e-06
HFTD - Distribution - Tier 3 - 5QU CoRE ¦ 3QU LoRE | Non-Red Flag Warning - Catastrophic Fires | utility work / operation | utility work / operation | 1.3025e-07
HFTD - Distribution - Tier 3 - 5QU CoRE ¦ 3QU LoRE | Non-Red Flag Warning - Catastrophic Fires | vandalism / theft | vandalism / theft | 9.9584e-08
HFTD - Distribution - Tier 3 - 5QU CoRE ¦ 3QU LoRE | Non-Red Flag Warning - Catastrophic Fires | vegetation contact | branch (not overhanging, 4-12ft) | 1.3868e-08
HFTD - Distribution - Tier 3 - 5QU CoRE ¦ 3QU LoRE | Non-Red Flag Warning - Catastrophic Fires | vegetation contact | branch (not overhanging, > 12ft) | 3.2289e-08
HFTD - Distribution - Tier 3 - 5QU CoRE ¦ 3QU LoRE | Non-Red Flag Warning - Catastrophic Fires | vegetation contact | branch (not overhanging, distance unknown) | 1.1022e-07
HFTD - Distribution - Tier 3 - 5QU CoRE ¦ 3QU LoRE | Non-Red Flag Warning - Catastrophic Fires | vegetation contact | branch (not overhanging, within 4ft) | 6.0436e-09
HFTD - Distribution - Tier 3 - 5QU CoRE ¦ 3QU LoRE | Non-Red Flag Warning - Catastrophic Fires | vegetation contact | branch (overhanging) | 2.6894e-07
HFTD - Distribution - Tier 3 - 5QU CoRE ¦ 3QU LoRE | Non-Red Flag Warning - Catastrophic Fires | vegetation contact | dead | 1.1727e-07
HFTD - Distribution - Tier 3 - 5QU CoRE ¦ 3QU LoRE | Non-Red Flag Warning - Catastrophic Fires | vegetation contact | fell into (moderate-severe defect) | 1.3413e-07
HFTD - Distribution - Tier 3 - 5QU CoRE ¦ 3QU LoRE | Non-Red Flag Warning - Catastrophic Fires | vegetation contact | fell into (no defect) | 7.9005e-07
HFTD - Distribution - Tier 3 - 5QU CoRE ¦ 3QU LoRE | Non-Red Flag Warning - Catastrophic Fires | vegetation contact | fell into (slight defect) | 1.6581e-07
HFTD - Distribution - Tier 3 - 5QU CoRE ¦ 3QU LoRE | Non-Red Flag Warning - Catastrophic Fires | vegetation contact | grow into | 1.4352e-08
HFTD - Distribution - Tier 3 - 5QU CoRE ¦ 3QU LoRE | Non-Red Flag Warning - Catastrophic Fires | vegetation contact | other/unknown | 6.8056e-07
HFTD - Distribution - Tier 3 - 5QU CoRE ¦ 3QU LoRE | Non-Red Flag Warning - Catastrophic Fires | wire-to-wire contact | wire-to-wire contact / contamination | 3.0322e-06
HFTD - Distribution - Tier 3 - 5QU CoRE ¦ 3QU LoRE | Non-Red Flag Warning - Destructive Fires | contact from object | animal contact | 1.668e-06
HFTD - Distribution - Tier 3 - 5QU CoRE ¦ 3QU LoRE | Non-Red Flag Warning - Destructive Fires | contact from object | balloon contact | 3.6715e-09
HFTD - Distribution - Tier 3 - 5QU CoRE ¦ 3QU LoRE | Non-Red Flag Warning - Destructive Fires | contact from object | other contact from object | 1.703e-06
HFTD - Distribution - Tier 3 - 5QU CoRE ¦ 3QU LoRE | Non-Red Flag Warning - Destructive Fires | contact from object | vehicle contact | 1.4515e-06
HFTD - Distribution - Tier 3 - 5QU CoRE ¦ 3QU LoRE | Non-Red Flag Warning - Destructive Fires | contamination | contamination | 9.3485e-08
HFTD - Distribution - Tier 3 - 5QU CoRE ¦ 3QU LoRE | Non-Red Flag Warning - Destructive Fires | equipment / facility failure | anchor / guy damage or failure | 0
HFTD - Distribution - Tier 3 - 5QU CoRE ¦ 3QU LoRE | Non-Red Flag Warning - Destructive Fires | equipment / facility failure | capacitor bank damage or failure | 0
HFTD - Distribution - Tier 3 - 5QU CoRE ¦ 3QU LoRE | Non-Red Flag Warning - Destructive Fires | equipment / facility failure | conductor damage or failure | 2.0832e-07
HFTD - Distribution - Tier 3 - 5QU CoRE ¦ 3QU LoRE | Non-Red Flag Warning - Destructive Fires | equipment / facility failure | connection device damage or failure | 4.0634e-08
HFTD - Distribution - Tier 3 - 5QU CoRE ¦ 3QU LoRE | Non-Red Flag Warning - Destructive Fires | equipment / facility failure | crossarm damage or failure | 1.5537e-07
HFTD - Distribution - Tier 3 - 5QU CoRE ¦ 3QU LoRE | Non-Red Flag Warning - Destructive Fires | equipment / facility failure | fuse damage or failure | 1.7257e-08
HFTD - Distribution - Tier 3 - 5QU CoRE ¦ 3QU LoRE | Non-Red Flag Warning - Destructive Fires | equipment / facility failure | insulator and brushing damage or failure | 6.123e-08
HFTD - Distribution - Tier 3 - 5QU CoRE ¦ 3QU LoRE | Non-Red Flag Warning - Destructive Fires | equipment / facility failure | lightning arrestor damage or failure | 8.1365e-10
HFTD - Distribution - Tier 3 - 5QU CoRE ¦ 3QU LoRE | Non-Red Flag Warning - Destructive Fires | equipment / facility failure | other equipment / facility failure | 3.1927e-07
HFTD - Distribution - Tier 3 - 5QU CoRE ¦ 3QU LoRE | Non-Red Flag Warning - Destructive Fires | equipment / facility failure | pole damage or failure | 7.0178e-08
HFTD - Distribution - Tier 3 - 5QU CoRE ¦ 3QU LoRE | Non-Red Flag Warning - Destructive Fires | equipment / facility failure | recloser damage or failure | 0
HFTD - Distribution - Tier 3 - 5QU CoRE ¦ 3QU LoRE | Non-Red Flag Warning - Destructive Fires | equipment / facility failure | sectionalizer damage or failure | 0
HFTD - Distribution - Tier 3 - 5QU CoRE ¦ 3QU LoRE | Non-Red Flag Warning - Destructive Fires | equipment / facility failure | switch damage or failure | 0
HFTD - Distribution - Tier 3 - 5QU CoRE ¦ 3QU LoRE | Non-Red Flag Warning - Destructive Fires | equipment / facility failure | transformer damage or failure | 3.1272e-07
HFTD - Distribution - Tier 3 - 5QU CoRE ¦ 3QU LoRE | Non-Red Flag Warning - Destructive Fires | equipment / facility failure | voltage regulator / booster damage or failure | 9.1151e-08
HFTD - Distribution - Tier 3 - 5QU CoRE ¦ 3QU LoRE | Non-Red Flag Warning - Destructive Fires | other | all other | 1.7985e-07
HFTD - Distribution - Tier 3 - 5QU CoRE ¦ 3QU LoRE | Non-Red Flag Warning - Destructive Fires | unknown | unknown | 9.3639e-07
HFTD - Distribution - Tier 3 - 5QU CoRE ¦ 3QU LoRE | Non-Red Flag Warning - Destructive Fires | utility work / operation | utility work / operation | 8.5828e-08
HFTD - Distribution - Tier 3 - 5QU CoRE ¦ 3QU LoRE | Non-Red Flag Warning - Destructive Fires | vandalism / theft | vandalism / theft | 7.5001e-08
HFTD - Distribution - Tier 3 - 5QU CoRE ¦ 3QU LoRE | Non-Red Flag Warning - Destructive Fires | vegetation contact | branch (not overhanging, 4-12ft) | 3.9082e-08
HFTD - Distribution - Tier 3 - 5QU CoRE ¦ 3QU LoRE | Non-Red Flag Warning - Destructive Fires | vegetation contact | branch (not overhanging, > 12ft) | 9.0748e-08
HFTD - Distribution - Tier 3 - 5QU CoRE ¦ 3QU LoRE | Non-Red Flag Warning - Destructive Fires | vegetation contact | branch (not overhanging, distance unknown) | 3.0978e-07
HFTD - Distribution - Tier 3 - 5QU CoRE ¦ 3QU LoRE | Non-Red Flag Warning - Destructive Fires | vegetation contact | branch (not overhanging, within 4ft) | 1.7074e-08
HFTD - Distribution - Tier 3 - 5QU CoRE ¦ 3QU LoRE | Non-Red Flag Warning - Destructive Fires | vegetation contact | branch (overhanging) | 7.5981e-07
HFTD - Distribution - Tier 3 - 5QU CoRE ¦ 3QU LoRE | Non-Red Flag Warning - Destructive Fires | vegetation contact | dead | 3.2958e-07
HFTD - Distribution - Tier 3 - 5QU CoRE ¦ 3QU LoRE | Non-Red Flag Warning - Destructive Fires | vegetation contact | fell into (moderate-severe defect) | 3.7696e-07
HFTD - Distribution - Tier 3 - 5QU CoRE ¦ 3QU LoRE | Non-Red Flag Warning - Destructive Fires | vegetation contact | fell into (no defect) | 2.2204e-06
HFTD - Distribution - Tier 3 - 5QU CoRE ¦ 3QU LoRE | Non-Red Flag Warning - Destructive Fires | vegetation contact | fell into (slight defect) | 4.6601e-07
HFTD - Distribution - Tier 3 - 5QU CoRE ¦ 3QU LoRE | Non-Red Flag Warning - Destructive Fires | vegetation contact | grow into | 4.0336e-08
HFTD - Distribution - Tier 3 - 5QU CoRE ¦ 3QU LoRE | Non-Red Flag Warning - Destructive Fires | vegetation contact | other/unknown | 1.9127e-06
HFTD - Distribution - Tier 3 - 5QU CoRE ¦ 3QU LoRE | Non-Red Flag Warning - Destructive Fires | wire-to-wire contact | wire-to-wire contact / contamination | 2.5638e-06
HFTD - Distribution - Tier 3 - 5QU CoRE ¦ 3QU LoRE | Non-Red Flag Warning - Large Fires | contact from object | animal contact | 0.000155
HFTD - Distribution - Tier 3 - 5QU CoRE ¦ 3QU LoRE | Non-Red Flag Warning - Large Fires | contact from object | balloon contact | 1.8899e-07
HFTD - Distribution - Tier 3 - 5QU CoRE ¦ 3QU LoRE | Non-Red Flag Warning - Large Fires | contact from object | other contact from object | 0.00014066
HFTD - Distribution - Tier 3 - 5QU CoRE ¦ 3QU LoRE | Non-Red Flag Warning - Large Fires | contact from object | vehicle contact | 0.00015876
HFTD - Distribution - Tier 3 - 5QU CoRE ¦ 3QU LoRE | Non-Red Flag Warning - Large Fires | contamination | contamination | 9.7996e-06
HFTD - Distribution - Tier 3 - 5QU CoRE ¦ 3QU LoRE | Non-Red Flag Warning - Large Fires | equipment / facility failure | anchor / guy damage or failure | 0
HFTD - Distribution - Tier 3 - 5QU CoRE ¦ 3QU LoRE | Non-Red Flag Warning - Large Fires | equipment / facility failure | capacitor bank damage or failure | 0
HFTD - Distribution - Tier 3 - 5QU CoRE ¦ 3QU LoRE | Non-Red Flag Warning - Large Fires | equipment / facility failure | conductor damage or failure | 2.4781e-05
HFTD - Distribution - Tier 3 - 5QU CoRE ¦ 3QU LoRE | Non-Red Flag Warning - Large Fires | equipment / facility failure | connection device damage or failure | 2.4935e-06
HFTD - Distribution - Tier 3 - 5QU CoRE ¦ 3QU LoRE | Non-Red Flag Warning - Large Fires | equipment / facility failure | crossarm damage or failure | 2.4082e-05
HFTD - Distribution - Tier 3 - 5QU CoRE ¦ 3QU LoRE | Non-Red Flag Warning - Large Fires | equipment / facility failure | fuse damage or failure | 6.2542e-06
HFTD - Distribution - Tier 3 - 5QU CoRE ¦ 3QU LoRE | Non-Red Flag Warning - Large Fires | equipment / facility failure | insulator and brushing damage or failure | 9.7476e-06
HFTD - Distribution - Tier 3 - 5QU CoRE ¦ 3QU LoRE | Non-Red Flag Warning - Large Fires | equipment / facility failure | lightning arrestor damage or failure | 7.8008e-08
HFTD - Distribution - Tier 3 - 5QU CoRE ¦ 3QU LoRE | Non-Red Flag Warning - Large Fires | equipment / facility failure | other equipment / facility failure | 4.8413e-05
HFTD - Distribution - Tier 3 - 5QU CoRE ¦ 3QU LoRE | Non-Red Flag Warning - Large Fires | equipment / facility failure | pole damage or failure | 1.2806e-05
HFTD - Distribution - Tier 3 - 5QU CoRE ¦ 3QU LoRE | Non-Red Flag Warning - Large Fires | equipment / facility failure | recloser damage or failure | 0
HFTD - Distribution - Tier 3 - 5QU CoRE ¦ 3QU LoRE | Non-Red Flag Warning - Large Fires | equipment / facility failure | sectionalizer damage or failure | 0
HFTD - Distribution - Tier 3 - 5QU CoRE ¦ 3QU LoRE | Non-Red Flag Warning - Large Fires | equipment / facility failure | switch damage or failure | 0
HFTD - Distribution - Tier 3 - 5QU CoRE ¦ 3QU LoRE | Non-Red Flag Warning - Large Fires | equipment / facility failure | transformer damage or failure | 5.022e-05
HFTD - Distribution - Tier 3 - 5QU CoRE ¦ 3QU LoRE | Non-Red Flag Warning - Large Fires | equipment / facility failure | voltage regulator / booster damage or failure | 8.0514e-06
HFTD - Distribution - Tier 3 - 5QU CoRE ¦ 3QU LoRE | Non-Red Flag Warning - Large Fires | other | all other | 1.4718e-05
HFTD - Distribution - Tier 3 - 5QU CoRE ¦ 3QU LoRE | Non-Red Flag Warning - Large Fires | unknown | unknown | 5.1513e-05
HFTD - Distribution - Tier 3 - 5QU CoRE ¦ 3QU LoRE | Non-Red Flag Warning - Large Fires | utility work / operation | utility work / operation | 4.5988e-06
HFTD - Distribution - Tier 3 - 5QU CoRE ¦ 3QU LoRE | Non-Red Flag Warning - Large Fires | vandalism / theft | vandalism / theft | 5.5861e-06
HFTD - Distribution - Tier 3 - 5QU CoRE ¦ 3QU LoRE | Non-Red Flag Warning - Large Fires | vegetation contact | branch (not overhanging, 4-12ft) | 4.4509e-06
HFTD - Distribution - Tier 3 - 5QU CoRE ¦ 3QU LoRE | Non-Red Flag Warning - Large Fires | vegetation contact | branch (not overhanging, > 12ft) | 1.0287e-05
HFTD - Distribution - Tier 3 - 5QU CoRE ¦ 3QU LoRE | Non-Red Flag Warning - Large Fires | vegetation contact | branch (not overhanging, distance unknown) | 3.5115e-05
HFTD - Distribution - Tier 3 - 5QU CoRE ¦ 3QU LoRE | Non-Red Flag Warning - Large Fires | vegetation contact | branch (not overhanging, within 4ft) | 1.9525e-06
HFTD - Distribution - Tier 3 - 5QU CoRE ¦ 3QU LoRE | Non-Red Flag Warning - Large Fires | vegetation contact | branch (overhanging) | 8.6886e-05
HFTD - Distribution - Tier 3 - 5QU CoRE ¦ 3QU LoRE | Non-Red Flag Warning - Large Fires | vegetation contact | dead | 3.736e-05
HFTD - Distribution - Tier 3 - 5QU CoRE ¦ 3QU LoRE | Non-Red Flag Warning - Large Fires | vegetation contact | fell into (moderate-severe defect) | 4.2731e-05
HFTD - Distribution - Tier 3 - 5QU CoRE ¦ 3QU LoRE | Non-Red Flag Warning - Large Fires | vegetation contact | fell into (no defect) | 0.0002517
HFTD - Distribution - Tier 3 - 5QU CoRE ¦ 3QU LoRE | Non-Red Flag Warning - Large Fires | vegetation contact | fell into (slight defect) | 5.2825e-05
HFTD - Distribution - Tier 3 - 5QU CoRE ¦ 3QU LoRE | Non-Red Flag Warning - Large Fires | vegetation contact | grow into | 4.5724e-06
HFTD - Distribution - Tier 3 - 5QU CoRE ¦ 3QU LoRE | Non-Red Flag Warning - Large Fires | vegetation contact | other/unknown | 0.00021682
HFTD - Distribution - Tier 3 - 5QU CoRE ¦ 3QU LoRE | Non-Red Flag Warning - Large Fires | wire-to-wire contact | wire-to-wire contact / contamination | 5.6586e-05
HFTD - Distribution - Tier 3 - 5QU CoRE ¦ 3QU LoRE | Non-Red Flag Warning - Small Fires | contact from object | animal contact | 0.043629
HFTD - Distribution - Tier 3 - 5QU CoRE ¦ 3QU LoRE | Non-Red Flag Warning - Small Fires | contact from object | balloon contact | 5.9169e-05
HFTD - Distribution - Tier 3 - 5QU CoRE ¦ 3QU LoRE | Non-Red Flag Warning - Small Fires | contact from object | other contact from object | 0.036351
HFTD - Distribution - Tier 3 - 5QU CoRE ¦ 3QU LoRE | Non-Red Flag Warning - Small Fires | contact from object | vehicle contact | 0.043968
HFTD - Distribution - Tier 3 - 5QU CoRE ¦ 3QU LoRE | Non-Red Flag Warning - Small Fires | contamination | contamination | 0.0027084
HFTD - Distribution - Tier 3 - 5QU CoRE ¦ 3QU LoRE | Non-Red Flag Warning - Small Fires | equipment / facility failure | anchor / guy damage or failure | 0
HFTD - Distribution - Tier 3 - 5QU CoRE ¦ 3QU LoRE | Non-Red Flag Warning - Small Fires | equipment / facility failure | capacitor bank damage or failure | 0
HFTD - Distribution - Tier 3 - 5QU CoRE ¦ 3QU LoRE | Non-Red Flag Warning - Small Fires | equipment / facility failure | conductor damage or failure | 0.021337
HFTD - Distribution - Tier 3 - 5QU CoRE ¦ 3QU LoRE | Non-Red Flag Warning - Small Fires | equipment / facility failure | connection device damage or failure | 0.0021322
HFTD - Distribution - Tier 3 - 5QU CoRE ¦ 3QU LoRE | Non-Red Flag Warning - Small Fires | equipment / facility failure | crossarm damage or failure | 0.02013
HFTD - Distribution - Tier 3 - 5QU CoRE ¦ 3QU LoRE | Non-Red Flag Warning - Small Fires | equipment / facility failure | fuse damage or failure | 0.0058361
HFTD - Distribution - Tier 3 - 5QU CoRE ¦ 3QU LoRE | Non-Red Flag Warning - Small Fires | equipment / facility failure | insulator and brushing damage or failure | 0.0081687
HFTD - Distribution - Tier 3 - 5QU CoRE ¦ 3QU LoRE | Non-Red Flag Warning - Small Fires | equipment / facility failure | lightning arrestor damage or failure | 6.0141e-05
HFTD - Distribution - Tier 3 - 5QU CoRE ¦ 3QU LoRE | Non-Red Flag Warning - Small Fires | equipment / facility failure | other equipment / facility failure | 0.040035
HFTD - Distribution - Tier 3 - 5QU CoRE ¦ 3QU LoRE | Non-Red Flag Warning - Small Fires | equipment / facility failure | pole damage or failure | 0.010501
HFTD - Distribution - Tier 3 - 5QU CoRE ¦ 3QU LoRE | Non-Red Flag Warning - Small Fires | equipment / facility failure | recloser damage or failure | 0
HFTD - Distribution - Tier 3 - 5QU CoRE ¦ 3QU LoRE | Non-Red Flag Warning - Small Fires | equipment / facility failure | sectionalizer damage or failure | 0
HFTD - Distribution - Tier 3 - 5QU CoRE ¦ 3QU LoRE | Non-Red Flag Warning - Small Fires | equipment / facility failure | switch damage or failure | 0
HFTD - Distribution - Tier 3 - 5QU CoRE ¦ 3QU LoRE | Non-Red Flag Warning - Small Fires | equipment / facility failure | transformer damage or failure | 0.041949
HFTD - Distribution - Tier 3 - 5QU CoRE ¦ 3QU LoRE | Non-Red Flag Warning - Small Fires | equipment / facility failure | voltage regulator / booster damage or failure | 0.0070638
HFTD - Distribution - Tier 3 - 5QU CoRE ¦ 3QU LoRE | Non-Red Flag Warning - Small Fires | other | all other | 0.0040221
HFTD - Distribution - Tier 3 - 5QU CoRE ¦ 3QU LoRE | Non-Red Flag Warning - Small Fires | unknown | unknown | 0.013288
HFTD - Distribution - Tier 3 - 5QU CoRE ¦ 3QU LoRE | Non-Red Flag Warning - Small Fires | utility work / operation | utility work / operation | 0.0013302
HFTD - Distribution - Tier 3 - 5QU CoRE ¦ 3QU LoRE | Non-Red Flag Warning - Small Fires | vandalism / theft | vandalism / theft | 0.0014903
HFTD - Distribution - Tier 3 - 5QU CoRE ¦ 3QU LoRE | Non-Red Flag Warning - Small Fires | vegetation contact | branch (not overhanging, 4-12ft) | 0.0019361
HFTD - Distribution - Tier 3 - 5QU CoRE ¦ 3QU LoRE | Non-Red Flag Warning - Small Fires | vegetation contact | branch (not overhanging, > 12ft) | 0.00447
HFTD - Distribution - Tier 3 - 5QU CoRE ¦ 3QU LoRE | Non-Red Flag Warning - Small Fires | vegetation contact | branch (not overhanging, distance unknown) | 0.015259
HFTD - Distribution - Tier 3 - 5QU CoRE ¦ 3QU LoRE | Non-Red Flag Warning - Small Fires | vegetation contact | branch (not overhanging, within 4ft) | 0.00085014
HFTD - Distribution - Tier 3 - 5QU CoRE ¦ 3QU LoRE | Non-Red Flag Warning - Small Fires | vegetation contact | branch (overhanging) | 0.037831
HFTD - Distribution - Tier 3 - 5QU CoRE ¦ 3QU LoRE | Non-Red Flag Warning - Small Fires | vegetation contact | dead | 0.016234
HFTD - Distribution - Tier 3 - 5QU CoRE ¦ 3QU LoRE | Non-Red Flag Warning - Small Fires | vegetation contact | fell into (moderate-severe defect) | 0.018568
HFTD - Distribution - Tier 3 - 5QU CoRE ¦ 3QU LoRE | Non-Red Flag Warning - Small Fires | vegetation contact | fell into (no defect) | 0.10937
HFTD - Distribution - Tier 3 - 5QU CoRE ¦ 3QU LoRE | Non-Red Flag Warning - Small Fires | vegetation contact | fell into (slight defect) | 0.022955
HFTD - Distribution - Tier 3 - 5QU CoRE ¦ 3QU LoRE | Non-Red Flag Warning - Small Fires | vegetation contact | grow into | 0.0019869
HFTD - Distribution - Tier 3 - 5QU CoRE ¦ 3QU LoRE | Non-Red Flag Warning - Small Fires | vegetation contact | other/unknown | 0.094215
HFTD - Distribution - Tier 3 - 5QU CoRE ¦ 3QU LoRE | Non-Red Flag Warning - Small Fires | wire-to-wire contact | wire-to-wire contact / contamination | 0.016211
HFTD - Distribution - Tier 3 - 5QU CoRE ¦ 3QU LoRE | Seismic - Red Flag Warning - Catastrophic Fires | cc - seismic scenario | seismic scenario | 8.2793e-06
HFTD - Distribution - Tier 3 - 5QU CoRE ¦ 3QU LoRE | Red Flag Warning - Catastrophic Fires | contact from object | animal contact | 0
HFTD - Distribution - Tier 3 - 5QU CoRE ¦ 3QU LoRE | Red Flag Warning - Catastrophic Fires | contact from object | balloon contact | 0
HFTD - Distribution - Tier 3 - 5QU CoRE ¦ 3QU LoRE | Red Flag Warning - Catastrophic Fires | contact from object | other contact from object | 0
HFTD - Distribution - Tier 3 - 5QU CoRE ¦ 3QU LoRE | Red Flag Warning - Catastrophic Fires | contact from object | vehicle contact | 0
HFTD - Distribution - Tier 3 - 5QU CoRE ¦ 3QU LoRE | Red Flag Warning - Catastrophic Fires | contamination | contamination | 0
HFTD - Distribution - Tier 3 - 5QU CoRE ¦ 3QU LoRE | Red Flag Warning - Catastrophic Fires | equipment / facility failure | anchor / guy damage or failure | 0
HFTD - Distribution - Tier 3 - 5QU CoRE ¦ 3QU LoRE | Red Flag Warning - Catastrophic Fires | equipment / facility failure | capacitor bank damage or failure | 0
HFTD - Distribution - Tier 3 - 5QU CoRE ¦ 3QU LoRE | Red Flag Warning - Catastrophic Fires | equipment / facility failure | conductor damage or failure | 2.4583e-05
HFTD - Distribution - Tier 3 - 5QU CoRE ¦ 3QU LoRE | Red Flag Warning - Catastrophic Fires | equipment / facility failure | connection device damage or failure | 3.6053e-06
HFTD - Distribution - Tier 3 - 5QU CoRE ¦ 3QU LoRE | Red Flag Warning - Catastrophic Fires | equipment / facility failure | crossarm damage or failure | 1.6377e-05
HFTD - Distribution - Tier 3 - 5QU CoRE ¦ 3QU LoRE | Red Flag Warning - Catastrophic Fires | equipment / facility failure | fuse damage or failure | 2.1945e-06
HFTD - Distribution - Tier 3 - 5QU CoRE ¦ 3QU LoRE | Red Flag Warning - Catastrophic Fires | equipment / facility failure | insulator and brushing damage or failure | 1.3e-05
HFTD - Distribution - Tier 3 - 5QU CoRE ¦ 3QU LoRE | Red Flag Warning - Catastrophic Fires | equipment / facility failure | lightning arrestor damage or failure | 9.415e-08
HFTD - Distribution - Tier 3 - 5QU CoRE ¦ 3QU LoRE | Red Flag Warning - Catastrophic Fires | equipment / facility failure | other equipment / facility failure | 1.2201e-05
HFTD - Distribution - Tier 3 - 5QU CoRE ¦ 3QU LoRE | Red Flag Warning - Catastrophic Fires | equipment / facility failure | pole damage or failure | 3.1608e-06
HFTD - Distribution - Tier 3 - 5QU CoRE ¦ 3QU LoRE | Red Flag Warning - Catastrophic Fires | equipment / facility failure | recloser damage or failure | 0
HFTD - Distribution - Tier 3 - 5QU CoRE ¦ 3QU LoRE | Red Flag Warning - Catastrophic Fires | equipment / facility failure | sectionalizer damage or failure | 0
HFTD - Distribution - Tier 3 - 5QU CoRE ¦ 3QU LoRE | Red Flag Warning - Catastrophic Fires | equipment / facility failure | switch damage or failure | 0
HFTD - Distribution - Tier 3 - 5QU CoRE ¦ 3QU LoRE | Red Flag Warning - Catastrophic Fires | equipment / facility failure | transformer damage or failure | 7.2703e-06
HFTD - Distribution - Tier 3 - 5QU CoRE ¦ 3QU LoRE | Red Flag Warning - Catastrophic Fires | equipment / facility failure | voltage regulator / booster damage or failure | 8.7311e-07
HFTD - Distribution - Tier 3 - 5QU CoRE ¦ 3QU LoRE | Red Flag Warning - Catastrophic Fires | other | all other | 0
HFTD - Distribution - Tier 3 - 5QU CoRE ¦ 3QU LoRE | Red Flag Warning - Catastrophic Fires | unknown | unknown | 0
HFTD - Distribution - Tier 3 - 5QU CoRE ¦ 3QU LoRE | Red Flag Warning - Catastrophic Fires | utility work / operation | utility work / operation | 0
HFTD - Distribution - Tier 3 - 5QU CoRE ¦ 3QU LoRE | Red Flag Warning - Catastrophic Fires | vandalism / theft | vandalism / theft | 0
HFTD - Distribution - Tier 3 - 5QU CoRE ¦ 3QU LoRE | Red Flag Warning - Catastrophic Fires | vegetation contact | branch (not overhanging, 4-12ft) | 2.219e-06
HFTD - Distribution - Tier 3 - 5QU CoRE ¦ 3QU LoRE | Red Flag Warning - Catastrophic Fires | vegetation contact | branch (not overhanging, > 12ft) | 3.3479e-06
HFTD - Distribution - Tier 3 - 5QU CoRE ¦ 3QU LoRE | Red Flag Warning - Catastrophic Fires | vegetation contact | branch (not overhanging, distance unknown) | 1.6182e-05
HFTD - Distribution - Tier 3 - 5QU CoRE ¦ 3QU LoRE | Red Flag Warning - Catastrophic Fires | vegetation contact | branch (not overhanging, within 4ft) | 5.5299e-07
HFTD - Distribution - Tier 3 - 5QU CoRE ¦ 3QU LoRE | Red Flag Warning - Catastrophic Fires | vegetation contact | branch (overhanging) | 3.2626e-05
HFTD - Distribution - Tier 3 - 5QU CoRE ¦ 3QU LoRE | Red Flag Warning - Catastrophic Fires | vegetation contact | dead | 1.2276e-05
HFTD - Distribution - Tier 3 - 5QU CoRE ¦ 3QU LoRE | Red Flag Warning - Catastrophic Fires | vegetation contact | fell into (moderate-severe defect) | 1.0083e-05
HFTD - Distribution - Tier 3 - 5QU CoRE ¦ 3QU LoRE | Red Flag Warning - Catastrophic Fires | vegetation contact | fell into (no defect) | 4.1291e-05
HFTD - Distribution - Tier 3 - 5QU CoRE ¦ 3QU LoRE | Red Flag Warning - Catastrophic Fires | vegetation contact | fell into (slight defect) | 1.0868e-05
HFTD - Distribution - Tier 3 - 5QU CoRE ¦ 3QU LoRE | Red Flag Warning - Catastrophic Fires | vegetation contact | grow into | 1.144e-06
HFTD - Distribution - Tier 3 - 5QU CoRE ¦ 3QU LoRE | Red Flag Warning - Catastrophic Fires | vegetation contact | other/unknown | 5.5799e-05
HFTD - Distribution - Tier 3 - 5QU CoRE ¦ 3QU LoRE | Red Flag Warning - Catastrophic Fires | wire-to-wire contact | wire-to-wire contact / contamination | 0
HFTD - Distribution - Tier 3 - 5QU CoRE ¦ 3QU LoRE | Red Flag Warning - Destructive Fires | contact from object | animal contact | 0
HFTD - Distribution - Tier 3 - 5QU CoRE ¦ 3QU LoRE | Red Flag Warning - Destructive Fires | contact from object | balloon contact | 0
HFTD - Distribution - Tier 3 - 5QU CoRE ¦ 3QU LoRE | Red Flag Warning - Destructive Fires | contact from object | other contact from object | 0
HFTD - Distribution - Tier 3 - 5QU CoRE ¦ 3QU LoRE | Red Flag Warning - Destructive Fires | contact from object | vehicle contact | 0
HFTD - Distribution - Tier 3 - 5QU CoRE ¦ 3QU LoRE | Red Flag Warning - Destructive Fires | contamination | contamination | 0
HFTD - Distribution - Tier 3 - 5QU CoRE ¦ 3QU LoRE | Red Flag Warning - Destructive Fires | equipment / facility failure | anchor / guy damage or failure | 0
HFTD - Distribution - Tier 3 - 5QU CoRE ¦ 3QU LoRE | Red Flag Warning - Destructive Fires | equipment / facility failure | capacitor bank damage or failure | 0
HFTD - Distribution - Tier 3 - 5QU CoRE ¦ 3QU LoRE | Red Flag Warning - Destructive Fires | equipment / facility failure | conductor damage or failure | 4.7768e-06
HFTD - Distribution - Tier 3 - 5QU CoRE ¦ 3QU LoRE | Red Flag Warning - Destructive Fires | equipment / facility failure | connection device damage or failure | 6.5128e-07
HFTD - Distribution - Tier 3 - 5QU CoRE ¦ 3QU LoRE | Red Flag Warning - Destructive Fires | equipment / facility failure | crossarm damage or failure | 3.2192e-06
HFTD - Distribution - Tier 3 - 5QU CoRE ¦ 3QU LoRE | Red Flag Warning - Destructive Fires | equipment / facility failure | fuse damage or failure | 5.5971e-07
HFTD - Distribution - Tier 3 - 5QU CoRE ¦ 3QU LoRE | Red Flag Warning - Destructive Fires | equipment / facility failure | insulator and brushing damage or failure | 2.4589e-06
HFTD - Distribution - Tier 3 - 5QU CoRE ¦ 3QU LoRE | Red Flag Warning - Destructive Fires | equipment / facility failure | lightning arrestor damage or failure | 2.0657e-08
HFTD - Distribution - Tier 3 - 5QU CoRE ¦ 3QU LoRE | Red Flag Warning - Destructive Fires | equipment / facility failure | other equipment / facility failure | 2.2917e-06
HFTD - Distribution - Tier 3 - 5QU CoRE ¦ 3QU LoRE | Red Flag Warning - Destructive Fires | equipment / facility failure | pole damage or failure | 6.2262e-07
HFTD - Distribution - Tier 3 - 5QU CoRE ¦ 3QU LoRE | Red Flag Warning - Destructive Fires | equipment / facility failure | recloser damage or failure | 0
HFTD - Distribution - Tier 3 - 5QU CoRE ¦ 3QU LoRE | Red Flag Warning - Destructive Fires | equipment / facility failure | sectionalizer damage or failure | 0
HFTD - Distribution - Tier 3 - 5QU CoRE ¦ 3QU LoRE | Red Flag Warning - Destructive Fires | equipment / facility failure | switch damage or failure | 0
HFTD - Distribution - Tier 3 - 5QU CoRE ¦ 3QU LoRE | Red Flag Warning - Destructive Fires | equipment / facility failure | transformer damage or failure | 1.4235e-06
HFTD - Distribution - Tier 3 - 5QU CoRE ¦ 3QU LoRE | Red Flag Warning - Destructive Fires | equipment / facility failure | voltage regulator / booster damage or failure | 1.679e-07
HFTD - Distribution - Tier 3 - 5QU CoRE ¦ 3QU LoRE | Red Flag Warning - Destructive Fires | other | all other | 0
HFTD - Distribution - Tier 3 - 5QU CoRE ¦ 3QU LoRE | Red Flag Warning - Destructive Fires | unknown | unknown | 0
HFTD - Distribution - Tier 3 - 5QU CoRE ¦ 3QU LoRE | Red Flag Warning - Destructive Fires | utility work / operation | utility work / operation | 0
HFTD - Distribution - Tier 3 - 5QU CoRE ¦ 3QU LoRE | Red Flag Warning - Destructive Fires | vandalism / theft | vandalism / theft | 0
HFTD - Distribution - Tier 3 - 5QU CoRE ¦ 3QU LoRE | Red Flag Warning - Destructive Fires | vegetation contact | branch (not overhanging, 4-12ft) | 3.1473e-07
HFTD - Distribution - Tier 3 - 5QU CoRE ¦ 3QU LoRE | Red Flag Warning - Destructive Fires | vegetation contact | branch (not overhanging, > 12ft) | 4.7354e-07
HFTD - Distribution - Tier 3 - 5QU CoRE ¦ 3QU LoRE | Red Flag Warning - Destructive Fires | vegetation contact | branch (not overhanging, distance unknown) | 2.2888e-06
HFTD - Distribution - Tier 3 - 5QU CoRE ¦ 3QU LoRE | Red Flag Warning - Destructive Fires | vegetation contact | branch (not overhanging, within 4ft) | 7.8625e-08
HFTD - Distribution - Tier 3 - 5QU CoRE ¦ 3QU LoRE | Red Flag Warning - Destructive Fires | vegetation contact | branch (overhanging) | 4.6389e-06
HFTD - Distribution - Tier 3 - 5QU CoRE ¦ 3QU LoRE | Red Flag Warning - Destructive Fires | vegetation contact | dead | 1.7363e-06
HFTD - Distribution - Tier 3 - 5QU CoRE ¦ 3QU LoRE | Red Flag Warning - Destructive Fires | vegetation contact | fell into (moderate-severe defect) | 1.4262e-06
HFTD - Distribution - Tier 3 - 5QU CoRE ¦ 3QU LoRE | Red Flag Warning - Destructive Fires | vegetation contact | fell into (no defect) | 5.8403e-06
HFTD - Distribution - Tier 3 - 5QU CoRE ¦ 3QU LoRE | Red Flag Warning - Destructive Fires | vegetation contact | fell into (slight defect) | 1.5372e-06
HFTD - Distribution - Tier 3 - 5QU CoRE ¦ 3QU LoRE | Red Flag Warning - Destructive Fires | vegetation contact | grow into | 1.6181e-07
HFTD - Distribution - Tier 3 - 5QU CoRE ¦ 3QU LoRE | Red Flag Warning - Destructive Fires | vegetation contact | other/unknown | 7.8924e-06
HFTD - Distribution - Tier 3 - 5QU CoRE ¦ 3QU LoRE | Red Flag Warning - Destructive Fires | wire-to-wire contact | wire-to-wire contact / contamination | 0
HFTD - Distribution - Tier 3 - 5QU CoRE ¦ 3QU LoRE | Red Flag Warning - Large Fires | contact from object | animal contact | 0
HFTD - Distribution - Tier 3 - 5QU CoRE ¦ 3QU LoRE | Red Flag Warning - Large Fires | contact from object | balloon contact | 0
HFTD - Distribution - Tier 3 - 5QU CoRE ¦ 3QU LoRE | Red Flag Warning - Large Fires | contact from object | other contact from object | 0
HFTD - Distribution - Tier 3 - 5QU CoRE ¦ 3QU LoRE | Red Flag Warning - Large Fires | contact from object | vehicle contact | 0
HFTD - Distribution - Tier 3 - 5QU CoRE ¦ 3QU LoRE | Red Flag Warning - Large Fires | contamination | contamination | 0
HFTD - Distribution - Tier 3 - 5QU CoRE ¦ 3QU LoRE | Red Flag Warning - Large Fires | equipment / facility failure | anchor / guy damage or failure | 0
HFTD - Distribution - Tier 3 - 5QU CoRE ¦ 3QU LoRE | Red Flag Warning - Large Fires | equipment / facility failure | capacitor bank damage or failure | 0
HFTD - Distribution - Tier 3 - 5QU CoRE ¦ 3QU LoRE | Red Flag Warning - Large Fires | equipment / facility failure | conductor damage or failure | 0.00031113
HFTD - Distribution - Tier 3 - 5QU CoRE ¦ 3QU LoRE | Red Flag Warning - Large Fires | equipment / facility failure | connection device damage or failure | 2.1882e-05
HFTD - Distribution - Tier 3 - 5QU CoRE ¦ 3QU LoRE | Red Flag Warning - Large Fires | equipment / facility failure | crossarm damage or failure | 0.00027319
HFTD - Distribution - Tier 3 - 5QU CoRE ¦ 3QU LoRE | Red Flag Warning - Large Fires | equipment / facility failure | fuse damage or failure | 0.00011106
HFTD - Distribution - Tier 3 - 5QU CoRE ¦ 3QU LoRE | Red Flag Warning - Large Fires | equipment / facility failure | insulator and brushing damage or failure | 0.00021433
HFTD - Distribution - Tier 3 - 5QU CoRE ¦ 3QU LoRE | Red Flag Warning - Large Fires | equipment / facility failure | lightning arrestor damage or failure | 1.0844e-06
HFTD - Distribution - Tier 3 - 5QU CoRE ¦ 3QU LoRE | Red Flag Warning - Large Fires | equipment / facility failure | other equipment / facility failure | 0.00019027
HFTD - Distribution - Tier 3 - 5QU CoRE ¦ 3QU LoRE | Red Flag Warning - Large Fires | equipment / facility failure | pole damage or failure | 6.2208e-05
HFTD - Distribution - Tier 3 - 5QU CoRE ¦ 3QU LoRE | Red Flag Warning - Large Fires | equipment / facility failure | recloser damage or failure | 0
HFTD - Distribution - Tier 3 - 5QU CoRE ¦ 3QU LoRE | Red Flag Warning - Large Fires | equipment / facility failure | sectionalizer damage or failure | 0
HFTD - Distribution - Tier 3 - 5QU CoRE ¦ 3QU LoRE | Red Flag Warning - Large Fires | equipment / facility failure | switch damage or failure | 0
HFTD - Distribution - Tier 3 - 5QU CoRE ¦ 3QU LoRE | Red Flag Warning - Large Fires | equipment / facility failure | transformer damage or failure | 0.00012517
HFTD - Distribution - Tier 3 - 5QU CoRE ¦ 3QU LoRE | Red Flag Warning - Large Fires | equipment / facility failure | voltage regulator / booster damage or failure | 8.1201e-06
HFTD - Distribution - Tier 3 - 5QU CoRE ¦ 3QU LoRE | Red Flag Warning - Large Fires | other | all other | 0
HFTD - Distribution - Tier 3 - 5QU CoRE ¦ 3QU LoRE | Red Flag Warning - Large Fires | unknown | unknown | 0
HFTD - Distribution - Tier 3 - 5QU CoRE ¦ 3QU LoRE | Red Flag Warning - Large Fires | utility work / operation | utility work / operation | 0
HFTD - Distribution - Tier 3 - 5QU CoRE ¦ 3QU LoRE | Red Flag Warning - Large Fires | vandalism / theft | vandalism / theft | 0
HFTD - Distribution - Tier 3 - 5QU CoRE ¦ 3QU LoRE | Red Flag Warning - Large Fires | vegetation contact | branch (not overhanging, 4-12ft) | 1.9625e-05
HFTD - Distribution - Tier 3 - 5QU CoRE ¦ 3QU LoRE | Red Flag Warning - Large Fires | vegetation contact | branch (not overhanging, > 12ft) | 2.9391e-05
HFTD - Distribution - Tier 3 - 5QU CoRE ¦ 3QU LoRE | Red Flag Warning - Large Fires | vegetation contact | branch (not overhanging, distance unknown) | 0.00014205
HFTD - Distribution - Tier 3 - 5QU CoRE ¦ 3QU LoRE | Red Flag Warning - Large Fires | vegetation contact | branch (not overhanging, within 4ft) | 4.9229e-06
HFTD - Distribution - Tier 3 - 5QU CoRE ¦ 3QU LoRE | Red Flag Warning - Large Fires | vegetation contact | branch (overhanging) | 0.00029045
HFTD - Distribution - Tier 3 - 5QU CoRE ¦ 3QU LoRE | Red Flag Warning - Large Fires | vegetation contact | dead | 0.00010777
HFTD - Distribution - Tier 3 - 5QU CoRE ¦ 3QU LoRE | Red Flag Warning - Large Fires | vegetation contact | fell into (moderate-severe defect) | 8.8517e-05
HFTD - Distribution - Tier 3 - 5QU CoRE ¦ 3QU LoRE | Red Flag Warning - Large Fires | vegetation contact | fell into (no defect) | 0.00036248
HFTD - Distribution - Tier 3 - 5QU CoRE ¦ 3QU LoRE | Red Flag Warning - Large Fires | vegetation contact | fell into (slight defect) | 9.5407e-05
HFTD - Distribution - Tier 3 - 5QU CoRE ¦ 3QU LoRE | Red Flag Warning - Large Fires | vegetation contact | grow into | 1.0043e-05
HFTD - Distribution - Tier 3 - 5QU CoRE ¦ 3QU LoRE | Red Flag Warning - Large Fires | vegetation contact | other/unknown | 0.00048984
HFTD - Distribution - Tier 3 - 5QU CoRE ¦ 3QU LoRE | Red Flag Warning - Large Fires | wire-to-wire contact | wire-to-wire contact / contamination | 0
HFTD - Distribution - Tier 3 - 5QU CoRE ¦ 3QU LoRE | Red Flag Warning - Small Fires | contact from object | animal contact | 0.00083317
HFTD - Distribution - Tier 3 - 5QU CoRE ¦ 3QU LoRE | Red Flag Warning - Small Fires | contact from object | balloon contact | 1.9739e-06
HFTD - Distribution - Tier 3 - 5QU CoRE ¦ 3QU LoRE | Red Flag Warning - Small Fires | contact from object | other contact from object | 0.0012526
HFTD - Distribution - Tier 3 - 5QU CoRE ¦ 3QU LoRE | Red Flag Warning - Small Fires | contact from object | vehicle contact | 0.0017936
HFTD - Distribution - Tier 3 - 5QU CoRE ¦ 3QU LoRE | Red Flag Warning - Small Fires | contamination | contamination | 2.9452e-05
HFTD - Distribution - Tier 3 - 5QU CoRE ¦ 3QU LoRE | Red Flag Warning - Small Fires | equipment / facility failure | anchor / guy damage or failure | 0
HFTD - Distribution - Tier 3 - 5QU CoRE ¦ 3QU LoRE | Red Flag Warning - Small Fires | equipment / facility failure | capacitor bank damage or failure | 0
HFTD - Distribution - Tier 3 - 5QU CoRE ¦ 3QU LoRE | Red Flag Warning - Small Fires | equipment / facility failure | conductor damage or failure | 0.0041917
HFTD - Distribution - Tier 3 - 5QU CoRE ¦ 3QU LoRE | Red Flag Warning - Small Fires | equipment / facility failure | connection device damage or failure | 0.00029278
HFTD - Distribution - Tier 3 - 5QU CoRE ¦ 3QU LoRE | Red Flag Warning - Small Fires | equipment / facility failure | crossarm damage or failure | 0.0035733
HFTD - Distribution - Tier 3 - 5QU CoRE ¦ 3QU LoRE | Red Flag Warning - Small Fires | equipment / facility failure | fuse damage or failure | 0.0016216
HFTD - Distribution - Tier 3 - 5QU CoRE ¦ 3QU LoRE | Red Flag Warning - Small Fires | equipment / facility failure | insulator and brushing damage or failure | 0.0028104
HFTD - Distribution - Tier 3 - 5QU CoRE ¦ 3QU LoRE | Red Flag Warning - Small Fires | equipment / facility failure | lightning arrestor damage or failure | 1.3081e-05
HFTD - Distribution - Tier 3 - 5QU CoRE ¦ 3QU LoRE | Red Flag Warning - Small Fires | equipment / facility failure | other equipment / facility failure | 0.002462
HFTD - Distribution - Tier 3 - 5QU CoRE ¦ 3QU LoRE | Red Flag Warning - Small Fires | equipment / facility failure | pole damage or failure | 0.00079818
HFTD - Distribution - Tier 3 - 5QU CoRE ¦ 3QU LoRE | Red Flag Warning - Small Fires | equipment / facility failure | recloser damage or failure | 0
HFTD - Distribution - Tier 3 - 5QU CoRE ¦ 3QU LoRE | Red Flag Warning - Small Fires | equipment / facility failure | sectionalizer damage or failure | 0
HFTD - Distribution - Tier 3 - 5QU CoRE ¦ 3QU LoRE | Red Flag Warning - Small Fires | equipment / facility failure | switch damage or failure | 0
HFTD - Distribution - Tier 3 - 5QU CoRE ¦ 3QU LoRE | Red Flag Warning - Small Fires | equipment / facility failure | transformer damage or failure | 0.001636
HFTD - Distribution - Tier 3 - 5QU CoRE ¦ 3QU LoRE | Red Flag Warning - Small Fires | equipment / facility failure | voltage regulator / booster damage or failure | 0.00011147
HFTD - Distribution - Tier 3 - 5QU CoRE ¦ 3QU LoRE | Red Flag Warning - Small Fires | other | all other | 0.00011997
HFTD - Distribution - Tier 3 - 5QU CoRE ¦ 3QU LoRE | Red Flag Warning - Small Fires | unknown | unknown | 0.00056407
HFTD - Distribution - Tier 3 - 5QU CoRE ¦ 3QU LoRE | Red Flag Warning - Small Fires | utility work / operation | utility work / operation | 3.5628e-05
HFTD - Distribution - Tier 3 - 5QU CoRE ¦ 3QU LoRE | Red Flag Warning - Small Fires | vandalism / theft | vandalism / theft | 2.5032e-05
HFTD - Distribution - Tier 3 - 5QU CoRE ¦ 3QU LoRE | Red Flag Warning - Small Fires | vegetation contact | branch (not overhanging, 4-12ft) | 0.00076985
HFTD - Distribution - Tier 3 - 5QU CoRE ¦ 3QU LoRE | Red Flag Warning - Small Fires | vegetation contact | branch (not overhanging, > 12ft) | 0.0011517
HFTD - Distribution - Tier 3 - 5QU CoRE ¦ 3QU LoRE | Red Flag Warning - Small Fires | vegetation contact | branch (not overhanging, distance unknown) | 0.0055665
HFTD - Distribution - Tier 3 - 5QU CoRE ¦ 3QU LoRE | Red Flag Warning - Small Fires | vegetation contact | branch (not overhanging, within 4ft) | 0.00019329
HFTD - Distribution - Tier 3 - 5QU CoRE ¦ 3QU LoRE | Red Flag Warning - Small Fires | vegetation contact | branch (overhanging) | 0.011404
HFTD - Distribution - Tier 3 - 5QU CoRE ¦ 3QU LoRE | Red Flag Warning - Small Fires | vegetation contact | dead | 0.0042229
HFTD - Distribution - Tier 3 - 5QU CoRE ¦ 3QU LoRE | Red Flag Warning - Small Fires | vegetation contact | fell into (moderate-severe defect) | 0.0034686
HFTD - Distribution - Tier 3 - 5QU CoRE ¦ 3QU LoRE | Red Flag Warning - Small Fires | vegetation contact | fell into (no defect) | 0.014204
HFTD - Distribution - Tier 3 - 5QU CoRE ¦ 3QU LoRE | Red Flag Warning - Small Fires | vegetation contact | fell into (slight defect) | 0.0037386
HFTD - Distribution - Tier 3 - 5QU CoRE ¦ 3QU LoRE | Red Flag Warning - Small Fires | vegetation contact | grow into | 0.00039353
HFTD - Distribution - Tier 3 - 5QU CoRE ¦ 3QU LoRE | Red Flag Warning - Small Fires | vegetation contact | other/unknown | 0.019195
HFTD - Distribution - Tier 3 - 5QU CoRE ¦ 3QU LoRE | Red Flag Warning - Small Fires | wire-to-wire contact | wire-to-wire contact / contamination | 0.0005408
HFTD - Distribution - Tier 3 - 5QU CoRE ¦ 4QU LoRE | Seismic - Non-Red Flag Warning - Catastrophic Fires | cc - seismic scenario | seismic scenario | 4.003e-08
HFTD - Distribution - Tier 3 - 5QU CoRE ¦ 4QU LoRE | Non-Red Flag Warning - Catastrophic Fires | contact from object | animal contact | 1.072e-06
HFTD - Distribution - Tier 3 - 5QU CoRE ¦ 4QU LoRE | Non-Red Flag Warning - Catastrophic Fires | contact from object | balloon contact | 0
HFTD - Distribution - Tier 3 - 5QU CoRE ¦ 4QU LoRE | Non-Red Flag Warning - Catastrophic Fires | contact from object | other contact from object | 1.0763e-06
HFTD - Distribution - Tier 3 - 5QU CoRE ¦ 4QU LoRE | Non-Red Flag Warning - Catastrophic Fires | contact from object | vehicle contact | 2.4798e-07
HFTD - Distribution - Tier 3 - 5QU CoRE ¦ 4QU LoRE | Non-Red Flag Warning - Catastrophic Fires | contamination | contamination | 3.082e-07
HFTD - Distribution - Tier 3 - 5QU CoRE ¦ 4QU LoRE | Non-Red Flag Warning - Catastrophic Fires | equipment / facility failure | anchor / guy damage or failure | 4.6804e-09
HFTD - Distribution - Tier 3 - 5QU CoRE ¦ 4QU LoRE | Non-Red Flag Warning - Catastrophic Fires | equipment / facility failure | capacitor bank damage or failure | 0
HFTD - Distribution - Tier 3 - 5QU CoRE ¦ 4QU LoRE | Non-Red Flag Warning - Catastrophic Fires | equipment / facility failure | conductor damage or failure | 3.9814e-08
HFTD - Distribution - Tier 3 - 5QU CoRE ¦ 4QU LoRE | Non-Red Flag Warning - Catastrophic Fires | equipment / facility failure | connection device damage or failure | 2.7504e-09
HFTD - Distribution - Tier 3 - 5QU CoRE ¦ 4QU LoRE | Non-Red Flag Warning - Catastrophic Fires | equipment / facility failure | crossarm damage or failure | 1.6327e-08
HFTD - Distribution - Tier 3 - 5QU CoRE ¦ 4QU LoRE | Non-Red Flag Warning - Catastrophic Fires | equipment / facility failure | fuse damage or failure | 4.3856e-09
HFTD - Distribution - Tier 3 - 5QU CoRE ¦ 4QU LoRE | Non-Red Flag Warning - Catastrophic Fires | equipment / facility failure | insulator and brushing damage or failure | 3.7193e-09
HFTD - Distribution - Tier 3 - 5QU CoRE ¦ 4QU LoRE | Non-Red Flag Warning - Catastrophic Fires | equipment / facility failure | lightning arrestor damage or failure | 1.93e-09
HFTD - Distribution - Tier 3 - 5QU CoRE ¦ 4QU LoRE | Non-Red Flag Warning - Catastrophic Fires | equipment / facility failure | other equipment / facility failure | 6.0184e-08
HFTD - Distribution - Tier 3 - 5QU CoRE ¦ 4QU LoRE | Non-Red Flag Warning - Catastrophic Fires | equipment / facility failure | pole damage or failure | 1.8625e-08
HFTD - Distribution - Tier 3 - 5QU CoRE ¦ 4QU LoRE | Non-Red Flag Warning - Catastrophic Fires | equipment / facility failure | recloser damage or failure | 0
HFTD - Distribution - Tier 3 - 5QU CoRE ¦ 4QU LoRE | Non-Red Flag Warning - Catastrophic Fires | equipment / facility failure | sectionalizer damage or failure | 0
HFTD - Distribution - Tier 3 - 5QU CoRE ¦ 4QU LoRE | Non-Red Flag Warning - Catastrophic Fires | equipment / facility failure | switch damage or failure | 0
HFTD - Distribution - Tier 3 - 5QU CoRE ¦ 4QU LoRE | Non-Red Flag Warning - Catastrophic Fires | equipment / facility failure | transformer damage or failure | 5.8842e-08
HFTD - Distribution - Tier 3 - 5QU CoRE ¦ 4QU LoRE | Non-Red Flag Warning - Catastrophic Fires | equipment / facility failure | voltage regulator / booster damage or failure | 1.7883e-08
HFTD - Distribution - Tier 3 - 5QU CoRE ¦ 4QU LoRE | Non-Red Flag Warning - Catastrophic Fires | other | all other | 2.3018e-07
HFTD - Distribution - Tier 3 - 5QU CoRE ¦ 4QU LoRE | Non-Red Flag Warning - Catastrophic Fires | unknown | unknown | 7.6253e-07
HFTD - Distribution - Tier 3 - 5QU CoRE ¦ 4QU LoRE | Non-Red Flag Warning - Catastrophic Fires | utility work / operation | utility work / operation | 1.0754e-07
HFTD - Distribution - Tier 3 - 5QU CoRE ¦ 4QU LoRE | Non-Red Flag Warning - Catastrophic Fires | vandalism / theft | vandalism / theft | 0
HFTD - Distribution - Tier 3 - 5QU CoRE ¦ 4QU LoRE | Non-Red Flag Warning - Catastrophic Fires | vegetation contact | branch (not overhanging, 4-12ft) | 9.6727e-09
HFTD - Distribution - Tier 3 - 5QU CoRE ¦ 4QU LoRE | Non-Red Flag Warning - Catastrophic Fires | vegetation contact | branch (not overhanging, > 12ft) | 2.1706e-08
HFTD - Distribution - Tier 3 - 5QU CoRE ¦ 4QU LoRE | Non-Red Flag Warning - Catastrophic Fires | vegetation contact | branch (not overhanging, distance unknown) | 7.4097e-08
HFTD - Distribution - Tier 3 - 5QU CoRE ¦ 4QU LoRE | Non-Red Flag Warning - Catastrophic Fires | vegetation contact | branch (not overhanging, within 4ft) | 4.3515e-09
HFTD - Distribution - Tier 3 - 5QU CoRE ¦ 4QU LoRE | Non-Red Flag Warning - Catastrophic Fires | vegetation contact | branch (overhanging) | 1.9364e-07
HFTD - Distribution - Tier 3 - 5QU CoRE ¦ 4QU LoRE | Non-Red Flag Warning - Catastrophic Fires | vegetation contact | dead | 7.8832e-08
HFTD - Distribution - Tier 3 - 5QU CoRE ¦ 4QU LoRE | Non-Red Flag Warning - Catastrophic Fires | vegetation contact | fell into (moderate-severe defect) | 9.0166e-08
HFTD - Distribution - Tier 3 - 5QU CoRE ¦ 4QU LoRE | Non-Red Flag Warning - Catastrophic Fires | vegetation contact | fell into (no defect) | 5.3111e-07
HFTD - Distribution - Tier 3 - 5QU CoRE ¦ 4QU LoRE | Non-Red Flag Warning - Catastrophic Fires | vegetation contact | fell into (slight defect) | 1.1147e-07
HFTD - Distribution - Tier 3 - 5QU CoRE ¦ 4QU LoRE | Non-Red Flag Warning - Catastrophic Fires | vegetation contact | grow into | 9.6481e-09
HFTD - Distribution - Tier 3 - 5QU CoRE ¦ 4QU LoRE | Non-Red Flag Warning - Catastrophic Fires | vegetation contact | other/unknown | 4.575e-07
HFTD - Distribution - Tier 3 - 5QU CoRE ¦ 4QU LoRE | Non-Red Flag Warning - Catastrophic Fires | wire-to-wire contact | wire-to-wire contact / contamination | 2.0096e-06
HFTD - Distribution - Tier 3 - 5QU CoRE ¦ 4QU LoRE | Non-Red Flag Warning - Destructive Fires | contact from object | animal contact | 7.5654e-07
HFTD - Distribution - Tier 3 - 5QU CoRE ¦ 4QU LoRE | Non-Red Flag Warning - Destructive Fires | contact from object | balloon contact | 0
HFTD - Distribution - Tier 3 - 5QU CoRE ¦ 4QU LoRE | Non-Red Flag Warning - Destructive Fires | contact from object | other contact from object | 7.5053e-07
HFTD - Distribution - Tier 3 - 5QU CoRE ¦ 4QU LoRE | Non-Red Flag Warning - Destructive Fires | contact from object | vehicle contact | 1.7154e-07
HFTD - Distribution - Tier 3 - 5QU CoRE ¦ 4QU LoRE | Non-Red Flag Warning - Destructive Fires | contamination | contamination | 2.0474e-07
HFTD - Distribution - Tier 3 - 5QU CoRE ¦ 4QU LoRE | Non-Red Flag Warning - Destructive Fires | equipment / facility failure | anchor / guy damage or failure | 1.695e-08
HFTD - Distribution - Tier 3 - 5QU CoRE ¦ 4QU LoRE | Non-Red Flag Warning - Destructive Fires | equipment / facility failure | capacitor bank damage or failure | 0
HFTD - Distribution - Tier 3 - 5QU CoRE ¦ 4QU LoRE | Non-Red Flag Warning - Destructive Fires | equipment / facility failure | conductor damage or failure | 1.5059e-07
HFTD - Distribution - Tier 3 - 5QU CoRE ¦ 4QU LoRE | Non-Red Flag Warning - Destructive Fires | equipment / facility failure | connection device damage or failure | 1.16e-08
HFTD - Distribution - Tier 3 - 5QU CoRE ¦ 4QU LoRE | Non-Red Flag Warning - Destructive Fires | equipment / facility failure | crossarm damage or failure | 6.0321e-08
HFTD - Distribution - Tier 3 - 5QU CoRE ¦ 4QU LoRE | Non-Red Flag Warning - Destructive Fires | equipment / facility failure | fuse damage or failure | 1.5883e-08
HFTD - Distribution - Tier 3 - 5QU CoRE ¦ 4QU LoRE | Non-Red Flag Warning - Destructive Fires | equipment / facility failure | insulator and brushing damage or failure | 1.8165e-08
HFTD - Distribution - Tier 3 - 5QU CoRE ¦ 4QU LoRE | Non-Red Flag Warning - Destructive Fires | equipment / facility failure | lightning arrestor damage or failure | 6.9898e-09
HFTD - Distribution - Tier 3 - 5QU CoRE ¦ 4QU LoRE | Non-Red Flag Warning - Destructive Fires | equipment / facility failure | other equipment / facility failure | 2.3693e-07
HFTD - Distribution - Tier 3 - 5QU CoRE ¦ 4QU LoRE | Non-Red Flag Warning - Destructive Fires | equipment / facility failure | pole damage or failure | 7.1455e-08
HFTD - Distribution - Tier 3 - 5QU CoRE ¦ 4QU LoRE | Non-Red Flag Warning - Destructive Fires | equipment / facility failure | recloser damage or failure | 0
HFTD - Distribution - Tier 3 - 5QU CoRE ¦ 4QU LoRE | Non-Red Flag Warning - Destructive Fires | equipment / facility failure | sectionalizer damage or failure | 0
HFTD - Distribution - Tier 3 - 5QU CoRE ¦ 4QU LoRE | Non-Red Flag Warning - Destructive Fires | equipment / facility failure | switch damage or failure | 0
HFTD - Distribution - Tier 3 - 5QU CoRE ¦ 4QU LoRE | Non-Red Flag Warning - Destructive Fires | equipment / facility failure | transformer damage or failure | 2.2632e-07
HFTD - Distribution - Tier 3 - 5QU CoRE ¦ 4QU LoRE | Non-Red Flag Warning - Destructive Fires | equipment / facility failure | voltage regulator / booster damage or failure | 6.5102e-08
HFTD - Distribution - Tier 3 - 5QU CoRE ¦ 4QU LoRE | Non-Red Flag Warning - Destructive Fires | other | all other | 1.5692e-07
HFTD - Distribution - Tier 3 - 5QU CoRE ¦ 4QU LoRE | Non-Red Flag Warning - Destructive Fires | unknown | unknown | 5.2337e-07
HFTD - Distribution - Tier 3 - 5QU CoRE ¦ 4QU LoRE | Non-Red Flag Warning - Destructive Fires | utility work / operation | utility work / operation | 8.7151e-08
HFTD - Distribution - Tier 3 - 5QU CoRE ¦ 4QU LoRE | Non-Red Flag Warning - Destructive Fires | vandalism / theft | vandalism / theft | 0
HFTD - Distribution - Tier 3 - 5QU CoRE ¦ 4QU LoRE | Non-Red Flag Warning - Destructive Fires | vegetation contact | branch (not overhanging, 4-12ft) | 2.7671e-08
HFTD - Distribution - Tier 3 - 5QU CoRE ¦ 4QU LoRE | Non-Red Flag Warning - Destructive Fires | vegetation contact | branch (not overhanging, > 12ft) | 6.2217e-08
HFTD - Distribution - Tier 3 - 5QU CoRE ¦ 4QU LoRE | Non-Red Flag Warning - Destructive Fires | vegetation contact | branch (not overhanging, distance unknown) | 2.1239e-07
HFTD - Distribution - Tier 3 - 5QU CoRE ¦ 4QU LoRE | Non-Red Flag Warning - Destructive Fires | vegetation contact | branch (not overhanging, within 4ft) | 1.2428e-08
HFTD - Distribution - Tier 3 - 5QU CoRE ¦ 4QU LoRE | Non-Red Flag Warning - Destructive Fires | vegetation contact | branch (overhanging) | 5.5303e-07
HFTD - Distribution - Tier 3 - 5QU CoRE ¦ 4QU LoRE | Non-Red Flag Warning - Destructive Fires | vegetation contact | dead | 2.2596e-07
HFTD - Distribution - Tier 3 - 5QU CoRE ¦ 4QU LoRE | Non-Red Flag Warning - Destructive Fires | vegetation contact | fell into (moderate-severe defect) | 2.5845e-07
HFTD - Distribution - Tier 3 - 5QU CoRE ¦ 4QU LoRE | Non-Red Flag Warning - Destructive Fires | vegetation contact | fell into (no defect) | 1.5223e-06
HFTD - Distribution - Tier 3 - 5QU CoRE ¦ 4QU LoRE | Non-Red Flag Warning - Destructive Fires | vegetation contact | fell into (slight defect) | 3.195e-07
HFTD - Distribution - Tier 3 - 5QU CoRE ¦ 4QU LoRE | Non-Red Flag Warning - Destructive Fires | vegetation contact | grow into | 2.7655e-08
HFTD - Distribution - Tier 3 - 5QU CoRE ¦ 4QU LoRE | Non-Red Flag Warning - Destructive Fires | vegetation contact | other/unknown | 1.3114e-06
HFTD - Distribution - Tier 3 - 5QU CoRE ¦ 4QU LoRE | Non-Red Flag Warning - Destructive Fires | wire-to-wire contact | wire-to-wire contact / contamination | 1.3635e-06
HFTD - Distribution - Tier 3 - 5QU CoRE ¦ 4QU LoRE | Non-Red Flag Warning - Large Fires | contact from object | animal contact | 5.5927e-05
HFTD - Distribution - Tier 3 - 5QU CoRE ¦ 4QU LoRE | Non-Red Flag Warning - Large Fires | contact from object | balloon contact | 3.5925e-09
HFTD - Distribution - Tier 3 - 5QU CoRE ¦ 4QU LoRE | Non-Red Flag Warning - Large Fires | contact from object | other contact from object | 5.5362e-05
HFTD - Distribution - Tier 3 - 5QU CoRE ¦ 4QU LoRE | Non-Red Flag Warning - Large Fires | contact from object | vehicle contact | 2.2799e-05
HFTD - Distribution - Tier 3 - 5QU CoRE ¦ 4QU LoRE | Non-Red Flag Warning - Large Fires | contamination | contamination | 1.7385e-05
HFTD - Distribution - Tier 3 - 5QU CoRE ¦ 4QU LoRE | Non-Red Flag Warning - Large Fires | equipment / facility failure | anchor / guy damage or failure | 1.8999e-06
HFTD - Distribution - Tier 3 - 5QU CoRE ¦ 4QU LoRE | Non-Red Flag Warning - Large Fires | equipment / facility failure | capacitor bank damage or failure | 0
HFTD - Distribution - Tier 3 - 5QU CoRE ¦ 4QU LoRE | Non-Red Flag Warning - Large Fires | equipment / facility failure | conductor damage or failure | 1.4108e-05
HFTD - Distribution - Tier 3 - 5QU CoRE ¦ 4QU LoRE | Non-Red Flag Warning - Large Fires | equipment / facility failure | connection device damage or failure | 2.1316e-06
HFTD - Distribution - Tier 3 - 5QU CoRE ¦ 4QU LoRE | Non-Red Flag Warning - Large Fires | equipment / facility failure | crossarm damage or failure | 7.5164e-06
HFTD - Distribution - Tier 3 - 5QU CoRE ¦ 4QU LoRE | Non-Red Flag Warning - Large Fires | equipment / facility failure | fuse damage or failure | 1.8346e-06
HFTD - Distribution - Tier 3 - 5QU CoRE ¦ 4QU LoRE | Non-Red Flag Warning - Large Fires | equipment / facility failure | insulator and brushing damage or failure | 2.4808e-06
HFTD - Distribution - Tier 3 - 5QU CoRE ¦ 4QU LoRE | Non-Red Flag Warning - Large Fires | equipment / facility failure | lightning arrestor damage or failure | 8.0203e-07
HFTD - Distribution - Tier 3 - 5QU CoRE ¦ 4QU LoRE | Non-Red Flag Warning - Large Fires | equipment / facility failure | other equipment / facility failure | 2.6676e-05
HFTD - Distribution - Tier 3 - 5QU CoRE ¦ 4QU LoRE | Non-Red Flag Warning - Large Fires | equipment / facility failure | pole damage or failure | 9.5499e-06
HFTD - Distribution - Tier 3 - 5QU CoRE ¦ 4QU LoRE | Non-Red Flag Warning - Large Fires | equipment / facility failure | recloser damage or failure | 0
HFTD - Distribution - Tier 3 - 5QU CoRE ¦ 4QU LoRE | Non-Red Flag Warning - Large Fires | equipment / facility failure | sectionalizer damage or failure | 0
HFTD - Distribution - Tier 3 - 5QU CoRE ¦ 4QU LoRE | Non-Red Flag Warning - Large Fires | equipment / facility failure | switch damage or failure | 0
HFTD - Distribution - Tier 3 - 5QU CoRE ¦ 4QU LoRE | Non-Red Flag Warning - Large Fires | equipment / facility failure | transformer damage or failure | 2.3889e-05
HFTD - Distribution - Tier 3 - 5QU CoRE ¦ 4QU LoRE | Non-Red Flag Warning - Large Fires | equipment / facility failure | voltage regulator / booster damage or failure | 7.4818e-06
HFTD - Distribution - Tier 3 - 5QU CoRE ¦ 4QU LoRE | Non-Red Flag Warning - Large Fires | other | all other | 9.5599e-06
HFTD - Distribution - Tier 3 - 5QU CoRE ¦ 4QU LoRE | Non-Red Flag Warning - Large Fires | unknown | unknown | 3.2292e-05
HFTD - Distribution - Tier 3 - 5QU CoRE ¦ 4QU LoRE | Non-Red Flag Warning - Large Fires | utility work / operation | utility work / operation | 6.3406e-06
HFTD - Distribution - Tier 3 - 5QU CoRE ¦ 4QU LoRE | Non-Red Flag Warning - Large Fires | vandalism / theft | vandalism / theft | 7.2425e-10
HFTD - Distribution - Tier 3 - 5QU CoRE ¦ 4QU LoRE | Non-Red Flag Warning - Large Fires | vegetation contact | branch (not overhanging, 4-12ft) | 2.249e-06
HFTD - Distribution - Tier 3 - 5QU CoRE ¦ 4QU LoRE | Non-Red Flag Warning - Large Fires | vegetation contact | branch (not overhanging, > 12ft) | 5.1971e-06
HFTD - Distribution - Tier 3 - 5QU CoRE ¦ 4QU LoRE | Non-Red Flag Warning - Large Fires | vegetation contact | branch (not overhanging, distance unknown) | 1.7741e-05
HFTD - Distribution - Tier 3 - 5QU CoRE ¦ 4QU LoRE | Non-Red Flag Warning - Large Fires | vegetation contact | branch (not overhanging, within 4ft) | 9.8669e-07
HFTD - Distribution - Tier 3 - 5QU CoRE ¦ 4QU LoRE | Non-Red Flag Warning - Large Fires | vegetation contact | branch (overhanging) | 4.3908e-05
HFTD - Distribution - Tier 3 - 5QU CoRE ¦ 4QU LoRE | Non-Red Flag Warning - Large Fires | vegetation contact | dead | 1.8875e-05
HFTD - Distribution - Tier 3 - 5QU CoRE ¦ 4QU LoRE | Non-Red Flag Warning - Large Fires | vegetation contact | fell into (moderate-severe defect) | 2.1589e-05
HFTD - Distribution - Tier 3 - 5QU CoRE ¦ 4QU LoRE | Non-Red Flag Warning - Large Fires | vegetation contact | fell into (no defect) | 0.00012716
HFTD - Distribution - Tier 3 - 5QU CoRE ¦ 4QU LoRE | Non-Red Flag Warning - Large Fires | vegetation contact | fell into (slight defect) | 2.6688e-05
HFTD - Distribution - Tier 3 - 5QU CoRE ¦ 4QU LoRE | Non-Red Flag Warning - Large Fires | vegetation contact | grow into | 2.3101e-06
HFTD - Distribution - Tier 3 - 5QU CoRE ¦ 4QU LoRE | Non-Red Flag Warning - Large Fires | vegetation contact | other/unknown | 0.00010954
HFTD - Distribution - Tier 3 - 5QU CoRE ¦ 4QU LoRE | Non-Red Flag Warning - Large Fires | wire-to-wire contact | wire-to-wire contact / contamination | 6.2866e-05
HFTD - Distribution - Tier 3 - 5QU CoRE ¦ 4QU LoRE | Non-Red Flag Warning - Small Fires | contact from object | animal contact | 0.014102
HFTD - Distribution - Tier 3 - 5QU CoRE ¦ 4QU LoRE | Non-Red Flag Warning - Small Fires | contact from object | balloon contact | 1.2096e-06
HFTD - Distribution - Tier 3 - 5QU CoRE ¦ 4QU LoRE | Non-Red Flag Warning - Small Fires | contact from object | other contact from object | 0.014004
HFTD - Distribution - Tier 3 - 5QU CoRE ¦ 4QU LoRE | Non-Red Flag Warning - Small Fires | contact from object | vehicle contact | 0.0061329
HFTD - Distribution - Tier 3 - 5QU CoRE ¦ 4QU LoRE | Non-Red Flag Warning - Small Fires | contamination | contamination | 0.0041971
HFTD - Distribution - Tier 3 - 5QU CoRE ¦ 4QU LoRE | Non-Red Flag Warning - Small Fires | equipment / facility failure | anchor / guy damage or failure | 0.0013626
HFTD - Distribution - Tier 3 - 5QU CoRE ¦ 4QU LoRE | Non-Red Flag Warning - Small Fires | equipment / facility failure | capacitor bank damage or failure | 0
HFTD - Distribution - Tier 3 - 5QU CoRE ¦ 4QU LoRE | Non-Red Flag Warning - Small Fires | equipment / facility failure | conductor damage or failure | 0.01006
HFTD - Distribution - Tier 3 - 5QU CoRE ¦ 4QU LoRE | Non-Red Flag Warning - Small Fires | equipment / facility failure | connection device damage or failure | 0.0017606
HFTD - Distribution - Tier 3 - 5QU CoRE ¦ 4QU LoRE | Non-Red Flag Warning - Small Fires | equipment / facility failure | crossarm damage or failure | 0.0055475
HFTD - Distribution - Tier 3 - 5QU CoRE ¦ 4QU LoRE | Non-Red Flag Warning - Small Fires | equipment / facility failure | fuse damage or failure | 0.0013199
HFTD - Distribution - Tier 3 - 5QU CoRE ¦ 4QU LoRE | Non-Red Flag Warning - Small Fires | equipment / facility failure | insulator and brushing damage or failure | 0.0021109
HFTD - Distribution - Tier 3 - 5QU CoRE ¦ 4QU LoRE | Non-Red Flag Warning - Small Fires | equipment / facility failure | lightning arrestor damage or failure | 0.00057699
HFTD - Distribution - Tier 3 - 5QU CoRE ¦ 4QU LoRE | Non-Red Flag Warning - Small Fires | equipment / facility failure | other equipment / facility failure | 0.02108
HFTD - Distribution - Tier 3 - 5QU CoRE ¦ 4QU LoRE | Non-Red Flag Warning - Small Fires | equipment / facility failure | pole damage or failure | 0.0072224
HFTD - Distribution - Tier 3 - 5QU CoRE ¦ 4QU LoRE | Non-Red Flag Warning - Small Fires | equipment / facility failure | recloser damage or failure | 0
HFTD - Distribution - Tier 3 - 5QU CoRE ¦ 4QU LoRE | Non-Red Flag Warning - Small Fires | equipment / facility failure | sectionalizer damage or failure | 0
HFTD - Distribution - Tier 3 - 5QU CoRE ¦ 4QU LoRE | Non-Red Flag Warning - Small Fires | equipment / facility failure | switch damage or failure | 0
HFTD - Distribution - Tier 3 - 5QU CoRE ¦ 4QU LoRE | Non-Red Flag Warning - Small Fires | equipment / facility failure | transformer damage or failure | 0.019168
HFTD - Distribution - Tier 3 - 5QU CoRE ¦ 4QU LoRE | Non-Red Flag Warning - Small Fires | equipment / facility failure | voltage regulator / booster damage or failure | 0.0054157
HFTD - Distribution - Tier 3 - 5QU CoRE ¦ 4QU LoRE | Non-Red Flag Warning - Small Fires | other | all other | 0.0021574
HFTD - Distribution - Tier 3 - 5QU CoRE ¦ 4QU LoRE | Non-Red Flag Warning - Small Fires | unknown | unknown | 0.0078766
HFTD - Distribution - Tier 3 - 5QU CoRE ¦ 4QU LoRE | Non-Red Flag Warning - Small Fires | utility work / operation | utility work / operation | 0.0017784
HFTD - Distribution - Tier 3 - 5QU CoRE ¦ 4QU LoRE | Non-Red Flag Warning - Small Fires | vandalism / theft | vandalism / theft | 2.4385e-07
HFTD - Distribution - Tier 3 - 5QU CoRE ¦ 4QU LoRE | Non-Red Flag Warning - Small Fires | vegetation contact | branch (not overhanging, 4-12ft) | 0.00095758
HFTD - Distribution - Tier 3 - 5QU CoRE ¦ 4QU LoRE | Non-Red Flag Warning - Small Fires | vegetation contact | branch (not overhanging, > 12ft) | 0.0022092
HFTD - Distribution - Tier 3 - 5QU CoRE ¦ 4QU LoRE | Non-Red Flag Warning - Small Fires | vegetation contact | branch (not overhanging, distance unknown) | 0.0075415
HFTD - Distribution - Tier 3 - 5QU CoRE ¦ 4QU LoRE | Non-Red Flag Warning - Small Fires | vegetation contact | branch (not overhanging, within 4ft) | 0.00042073
HFTD - Distribution - Tier 3 - 5QU CoRE ¦ 4QU LoRE | Non-Red Flag Warning - Small Fires | vegetation contact | branch (overhanging) | 0.018722
HFTD - Distribution - Tier 3 - 5QU CoRE ¦ 4QU LoRE | Non-Red Flag Warning - Small Fires | vegetation contact | dead | 0.0080235
HFTD - Distribution - Tier 3 - 5QU CoRE ¦ 4QU LoRE | Non-Red Flag Warning - Small Fires | vegetation contact | fell into (moderate-severe defect) | 0.009177
HFTD - Distribution - Tier 3 - 5QU CoRE ¦ 4QU LoRE | Non-Red Flag Warning - Small Fires | vegetation contact | fell into (no defect) | 0.054056
HFTD - Distribution - Tier 3 - 5QU CoRE ¦ 4QU LoRE | Non-Red Flag Warning - Small Fires | vegetation contact | fell into (slight defect) | 0.011345
HFTD - Distribution - Tier 3 - 5QU CoRE ¦ 4QU LoRE | Non-Red Flag Warning - Small Fires | vegetation contact | grow into | 0.00098198
HFTD - Distribution - Tier 3 - 5QU CoRE ¦ 4QU LoRE | Non-Red Flag Warning - Small Fires | vegetation contact | other/unknown | 0.046564
HFTD - Distribution - Tier 3 - 5QU CoRE ¦ 4QU LoRE | Non-Red Flag Warning - Small Fires | wire-to-wire contact | wire-to-wire contact / contamination | 0.014758
HFTD - Distribution - Tier 3 - 5QU CoRE ¦ 4QU LoRE | Seismic - Red Flag Warning - Catastrophic Fires | cc - seismic scenario | seismic scenario | 1.7264e-06
HFTD - Distribution - Tier 3 - 5QU CoRE ¦ 4QU LoRE | Red Flag Warning - Catastrophic Fires | contact from object | animal contact | 0
HFTD - Distribution - Tier 3 - 5QU CoRE ¦ 4QU LoRE | Red Flag Warning - Catastrophic Fires | contact from object | balloon contact | 0
HFTD - Distribution - Tier 3 - 5QU CoRE ¦ 4QU LoRE | Red Flag Warning - Catastrophic Fires | contact from object | other contact from object | 0
HFTD - Distribution - Tier 3 - 5QU CoRE ¦ 4QU LoRE | Red Flag Warning - Catastrophic Fires | contact from object | vehicle contact | 0
HFTD - Distribution - Tier 3 - 5QU CoRE ¦ 4QU LoRE | Red Flag Warning - Catastrophic Fires | contamination | contamination | 0
HFTD - Distribution - Tier 3 - 5QU CoRE ¦ 4QU LoRE | Red Flag Warning - Catastrophic Fires | equipment / facility failure | anchor / guy damage or failure | 3.3735e-06
HFTD - Distribution - Tier 3 - 5QU CoRE ¦ 4QU LoRE | Red Flag Warning - Catastrophic Fires | equipment / facility failure | capacitor bank damage or failure | 0
HFTD - Distribution - Tier 3 - 5QU CoRE ¦ 4QU LoRE | Red Flag Warning - Catastrophic Fires | equipment / facility failure | conductor damage or failure | 1.8141e-05
HFTD - Distribution - Tier 3 - 5QU CoRE ¦ 4QU LoRE | Red Flag Warning - Catastrophic Fires | equipment / facility failure | connection device damage or failure | 8.7591e-07
HFTD - Distribution - Tier 3 - 5QU CoRE ¦ 4QU LoRE | Red Flag Warning - Catastrophic Fires | equipment / facility failure | crossarm damage or failure | 6.7215e-06
HFTD - Distribution - Tier 3 - 5QU CoRE ¦ 4QU LoRE | Red Flag Warning - Catastrophic Fires | equipment / facility failure | fuse damage or failure | 2.8263e-06
HFTD - Distribution - Tier 3 - 5QU CoRE ¦ 4QU LoRE | Red Flag Warning - Catastrophic Fires | equipment / facility failure | insulator and brushing damage or failure | 2.9678e-06
HFTD - Distribution - Tier 3 - 5QU CoRE ¦ 4QU LoRE | Red Flag Warning - Catastrophic Fires | equipment / facility failure | lightning arrestor damage or failure | 9.7363e-07
HFTD - Distribution - Tier 3 - 5QU CoRE ¦ 4QU LoRE | Red Flag Warning - Catastrophic Fires | equipment / facility failure | other equipment / facility failure | 8.5837e-06
HFTD - Distribution - Tier 3 - 5QU CoRE ¦ 4QU LoRE | Red Flag Warning - Catastrophic Fires | equipment / facility failure | pole damage or failure | 3.2834e-06
HFTD - Distribution - Tier 3 - 5QU CoRE ¦ 4QU LoRE | Red Flag Warning - Catastrophic Fires | equipment / facility failure | recloser damage or failure | 0
HFTD - Distribution - Tier 3 - 5QU CoRE ¦ 4QU LoRE | Red Flag Warning - Catastrophic Fires | equipment / facility failure | sectionalizer damage or failure | 0
HFTD - Distribution - Tier 3 - 5QU CoRE ¦ 4QU LoRE | Red Flag Warning - Catastrophic Fires | equipment / facility failure | switch damage or failure | 0
HFTD - Distribution - Tier 3 - 5QU CoRE ¦ 4QU LoRE | Red Flag Warning - Catastrophic Fires | equipment / facility failure | transformer damage or failure | 5.3223e-06
HFTD - Distribution - Tier 3 - 5QU CoRE ¦ 4QU LoRE | Red Flag Warning - Catastrophic Fires | equipment / facility failure | voltage regulator / booster damage or failure | 6.5452e-07
HFTD - Distribution - Tier 3 - 5QU CoRE ¦ 4QU LoRE | Red Flag Warning - Catastrophic Fires | other | all other | 0
HFTD - Distribution - Tier 3 - 5QU CoRE ¦ 4QU LoRE | Red Flag Warning - Catastrophic Fires | unknown | unknown | 0
HFTD - Distribution - Tier 3 - 5QU CoRE ¦ 4QU LoRE | Red Flag Warning - Catastrophic Fires | utility work / operation | utility work / operation | 0
HFTD - Distribution - Tier 3 - 5QU CoRE ¦ 4QU LoRE | Red Flag Warning - Catastrophic Fires | vandalism / theft | vandalism / theft | 0
HFTD - Distribution - Tier 3 - 5QU CoRE ¦ 4QU LoRE | Red Flag Warning - Catastrophic Fires | vegetation contact | branch (not overhanging, 4-12ft) | 1.5478e-06
HFTD - Distribution - Tier 3 - 5QU CoRE ¦ 4QU LoRE | Red Flag Warning - Catastrophic Fires | vegetation contact | branch (not overhanging, > 12ft) | 2.2506e-06
HFTD - Distribution - Tier 3 - 5QU CoRE ¦ 4QU LoRE | Red Flag Warning - Catastrophic Fires | vegetation contact | branch (not overhanging, distance unknown) | 1.0878e-05
HFTD - Distribution - Tier 3 - 5QU CoRE ¦ 4QU LoRE | Red Flag Warning - Catastrophic Fires | vegetation contact | branch (not overhanging, within 4ft) | 3.9816e-07
HFTD - Distribution - Tier 3 - 5QU CoRE ¦ 4QU LoRE | Red Flag Warning - Catastrophic Fires | vegetation contact | branch (overhanging) | 2.3491e-05
HFTD - Distribution - Tier 3 - 5QU CoRE ¦ 4QU LoRE | Red Flag Warning - Catastrophic Fires | vegetation contact | dead | 8.2523e-06
HFTD - Distribution - Tier 3 - 5QU CoRE ¦ 4QU LoRE | Red Flag Warning - Catastrophic Fires | vegetation contact | fell into (moderate-severe defect) | 6.7783e-06
HFTD - Distribution - Tier 3 - 5QU CoRE ¦ 4QU LoRE | Red Flag Warning - Catastrophic Fires | vegetation contact | fell into (no defect) | 2.7758e-05
HFTD - Distribution - Tier 3 - 5QU CoRE ¦ 4QU LoRE | Red Flag Warning - Catastrophic Fires | vegetation contact | fell into (slight defect) | 7.3059e-06
HFTD - Distribution - Tier 3 - 5QU CoRE ¦ 4QU LoRE | Red Flag Warning - Catastrophic Fires | vegetation contact | grow into | 7.6904e-07
HFTD - Distribution - Tier 3 - 5QU CoRE ¦ 4QU LoRE | Red Flag Warning - Catastrophic Fires | vegetation contact | other/unknown | 3.751e-05
HFTD - Distribution - Tier 3 - 5QU CoRE ¦ 4QU LoRE | Red Flag Warning - Catastrophic Fires | wire-to-wire contact | wire-to-wire contact / contamination | 0
HFTD - Distribution - Tier 3 - 5QU CoRE ¦ 4QU LoRE | Red Flag Warning - Destructive Fires | contact from object | animal contact | 0
HFTD - Distribution - Tier 3 - 5QU CoRE ¦ 4QU LoRE | Red Flag Warning - Destructive Fires | contact from object | balloon contact | 0
HFTD - Distribution - Tier 3 - 5QU CoRE ¦ 4QU LoRE | Red Flag Warning - Destructive Fires | contact from object | other contact from object | 0
HFTD - Distribution - Tier 3 - 5QU CoRE ¦ 4QU LoRE | Red Flag Warning - Destructive Fires | contact from object | vehicle contact | 0
HFTD - Distribution - Tier 3 - 5QU CoRE ¦ 4QU LoRE | Red Flag Warning - Destructive Fires | contamination | contamination | 0
HFTD - Distribution - Tier 3 - 5QU CoRE ¦ 4QU LoRE | Red Flag Warning - Destructive Fires | equipment / facility failure | anchor / guy damage or failure | 6.1486e-07
HFTD - Distribution - Tier 3 - 5QU CoRE ¦ 4QU LoRE | Red Flag Warning - Destructive Fires | equipment / facility failure | capacitor bank damage or failure | 0
HFTD - Distribution - Tier 3 - 5QU CoRE ¦ 4QU LoRE | Red Flag Warning - Destructive Fires | equipment / facility failure | conductor damage or failure | 3.4532e-06
HFTD - Distribution - Tier 3 - 5QU CoRE ¦ 4QU LoRE | Red Flag Warning - Destructive Fires | equipment / facility failure | connection device damage or failure | 1.8593e-07
HFTD - Distribution - Tier 3 - 5QU CoRE ¦ 4QU LoRE | Red Flag Warning - Destructive Fires | equipment / facility failure | crossarm damage or failure | 1.2498e-06
HFTD - Distribution - Tier 3 - 5QU CoRE ¦ 4QU LoRE | Red Flag Warning - Destructive Fires | equipment / facility failure | fuse damage or failure | 5.1513e-07
HFTD - Distribution - Tier 3 - 5QU CoRE ¦ 4QU LoRE | Red Flag Warning - Destructive Fires | equipment / facility failure | insulator and brushing damage or failure | 7.2947e-07
HFTD - Distribution - Tier 3 - 5QU CoRE ¦ 4QU LoRE | Red Flag Warning - Destructive Fires | equipment / facility failure | lightning arrestor damage or failure | 1.7746e-07
HFTD - Distribution - Tier 3 - 5QU CoRE ¦ 4QU LoRE | Red Flag Warning - Destructive Fires | equipment / facility failure | other equipment / facility failure | 1.7007e-06
HFTD - Distribution - Tier 3 - 5QU CoRE ¦ 4QU LoRE | Red Flag Warning - Destructive Fires | equipment / facility failure | pole damage or failure | 6.3395e-07
HFTD - Distribution - Tier 3 - 5QU CoRE ¦ 4QU LoRE | Red Flag Warning - Destructive Fires | equipment / facility failure | recloser damage or failure | 0
HFTD - Distribution - Tier 3 - 5QU CoRE ¦ 4QU LoRE | Red Flag Warning - Destructive Fires | equipment / facility failure | sectionalizer damage or failure | 0
HFTD - Distribution - Tier 3 - 5QU CoRE ¦ 4QU LoRE | Red Flag Warning - Destructive Fires | equipment / facility failure | switch damage or failure | 0
HFTD - Distribution - Tier 3 - 5QU CoRE ¦ 4QU LoRE | Red Flag Warning - Destructive Fires | equipment / facility failure | transformer damage or failure | 1.0302e-06
HFTD - Distribution - Tier 3 - 5QU CoRE ¦ 4QU LoRE | Red Flag Warning - Destructive Fires | equipment / facility failure | voltage regulator / booster damage or failure | 1.1992e-07
HFTD - Distribution - Tier 3 - 5QU CoRE ¦ 4QU LoRE | Red Flag Warning - Destructive Fires | other | all other | 0
HFTD - Distribution - Tier 3 - 5QU CoRE ¦ 4QU LoRE | Red Flag Warning - Destructive Fires | unknown | unknown | 0
HFTD - Distribution - Tier 3 - 5QU CoRE ¦ 4QU LoRE | Red Flag Warning - Destructive Fires | utility work / operation | utility work / operation | 0
HFTD - Distribution - Tier 3 - 5QU CoRE ¦ 4QU LoRE | Red Flag Warning - Destructive Fires | vandalism / theft | vandalism / theft | 0
HFTD - Distribution - Tier 3 - 5QU CoRE ¦ 4QU LoRE | Red Flag Warning - Destructive Fires | vegetation contact | branch (not overhanging, 4-12ft) | 2.2284e-07
HFTD - Distribution - Tier 3 - 5QU CoRE ¦ 4QU LoRE | Red Flag Warning - Destructive Fires | vegetation contact | branch (not overhanging, > 12ft) | 3.2466e-07
HFTD - Distribution - Tier 3 - 5QU CoRE ¦ 4QU LoRE | Red Flag Warning - Destructive Fires | vegetation contact | branch (not overhanging, distance unknown) | 1.5692e-06
HFTD - Distribution - Tier 3 - 5QU CoRE ¦ 4QU LoRE | Red Flag Warning - Destructive Fires | vegetation contact | branch (not overhanging, within 4ft) | 5.7228e-08
HFTD - Distribution - Tier 3 - 5QU CoRE ¦ 4QU LoRE | Red Flag Warning - Destructive Fires | vegetation contact | branch (overhanging) | 3.3765e-06
HFTD - Distribution - Tier 3 - 5QU CoRE ¦ 4QU LoRE | Red Flag Warning - Destructive Fires | vegetation contact | dead | 1.1904e-06
HFTD - Distribution - Tier 3 - 5QU CoRE ¦ 4QU LoRE | Red Flag Warning - Destructive Fires | vegetation contact | fell into (moderate-severe defect) | 9.778e-07
HFTD - Distribution - Tier 3 - 5QU CoRE ¦ 4QU LoRE | Red Flag Warning - Destructive Fires | vegetation contact | fell into (no defect) | 4.0042e-06
HFTD - Distribution - Tier 3 - 5QU CoRE ¦ 4QU LoRE | Red Flag Warning - Destructive Fires | vegetation contact | fell into (slight defect) | 1.0539e-06
HFTD - Distribution - Tier 3 - 5QU CoRE ¦ 4QU LoRE | Red Flag Warning - Destructive Fires | vegetation contact | grow into | 1.1094e-07
HFTD - Distribution - Tier 3 - 5QU CoRE ¦ 4QU LoRE | Red Flag Warning - Destructive Fires | vegetation contact | other/unknown | 5.4111e-06
HFTD - Distribution - Tier 3 - 5QU CoRE ¦ 4QU LoRE | Red Flag Warning - Destructive Fires | wire-to-wire contact | wire-to-wire contact / contamination | 0
HFTD - Distribution - Tier 3 - 5QU CoRE ¦ 4QU LoRE | Red Flag Warning - Large Fires | contact from object | animal contact | 0
HFTD - Distribution - Tier 3 - 5QU CoRE ¦ 4QU LoRE | Red Flag Warning - Large Fires | contact from object | balloon contact | 0
HFTD - Distribution - Tier 3 - 5QU CoRE ¦ 4QU LoRE | Red Flag Warning - Large Fires | contact from object | other contact from object | 0
HFTD - Distribution - Tier 3 - 5QU CoRE ¦ 4QU LoRE | Red Flag Warning - Large Fires | contact from object | vehicle contact | 0
HFTD - Distribution - Tier 3 - 5QU CoRE ¦ 4QU LoRE | Red Flag Warning - Large Fires | contamination | contamination | 0
HFTD - Distribution - Tier 3 - 5QU CoRE ¦ 4QU LoRE | Red Flag Warning - Large Fires | equipment / facility failure | anchor / guy damage or failure | 3.7733e-05
HFTD - Distribution - Tier 3 - 5QU CoRE ¦ 4QU LoRE | Red Flag Warning - Large Fires | equipment / facility failure | capacitor bank damage or failure | 0
HFTD - Distribution - Tier 3 - 5QU CoRE ¦ 4QU LoRE | Red Flag Warning - Large Fires | equipment / facility failure | conductor damage or failure | 0.00017712
HFTD - Distribution - Tier 3 - 5QU CoRE ¦ 4QU LoRE | Red Flag Warning - Large Fires | equipment / facility failure | connection device damage or failure | 1.8707e-05
HFTD - Distribution - Tier 3 - 5QU CoRE ¦ 4QU LoRE | Red Flag Warning - Large Fires | equipment / facility failure | crossarm damage or failure | 8.5269e-05
HFTD - Distribution - Tier 3 - 5QU CoRE ¦ 4QU LoRE | Red Flag Warning - Large Fires | equipment / facility failure | fuse damage or failure | 3.258e-05
HFTD - Distribution - Tier 3 - 5QU CoRE ¦ 4QU LoRE | Red Flag Warning - Large Fires | equipment / facility failure | insulator and brushing damage or failure | 5.4548e-05
HFTD - Distribution - Tier 3 - 5QU CoRE ¦ 4QU LoRE | Red Flag Warning - Large Fires | equipment / facility failure | lightning arrestor damage or failure | 1.1149e-05
HFTD - Distribution - Tier 3 - 5QU CoRE ¦ 4QU LoRE | Red Flag Warning - Large Fires | equipment / facility failure | other equipment / facility failure | 0.00010484
HFTD - Distribution - Tier 3 - 5QU CoRE ¦ 4QU LoRE | Red Flag Warning - Large Fires | equipment / facility failure | pole damage or failure | 4.639e-05
HFTD - Distribution - Tier 3 - 5QU CoRE ¦ 4QU LoRE | Red Flag Warning - Large Fires | equipment / facility failure | recloser damage or failure | 0
HFTD - Distribution - Tier 3 - 5QU CoRE ¦ 4QU LoRE | Red Flag Warning - Large Fires | equipment / facility failure | sectionalizer damage or failure | 0
HFTD - Distribution - Tier 3 - 5QU CoRE ¦ 4QU LoRE | Red Flag Warning - Large Fires | equipment / facility failure | switch damage or failure | 0
HFTD - Distribution - Tier 3 - 5QU CoRE ¦ 4QU LoRE | Red Flag Warning - Large Fires | equipment / facility failure | transformer damage or failure | 5.954e-05
HFTD - Distribution - Tier 3 - 5QU CoRE ¦ 4QU LoRE | Red Flag Warning - Large Fires | equipment / facility failure | voltage regulator / booster damage or failure | 7.5457e-06
HFTD - Distribution - Tier 3 - 5QU CoRE ¦ 4QU LoRE | Red Flag Warning - Large Fires | other | all other | 0
HFTD - Distribution - Tier 3 - 5QU CoRE ¦ 4QU LoRE | Red Flag Warning - Large Fires | unknown | unknown | 0
HFTD - Distribution - Tier 3 - 5QU CoRE ¦ 4QU LoRE | Red Flag Warning - Large Fires | utility work / operation | utility work / operation | 0
HFTD - Distribution - Tier 3 - 5QU CoRE ¦ 4QU LoRE | Red Flag Warning - Large Fires | vandalism / theft | vandalism / theft | 0
HFTD - Distribution - Tier 3 - 5QU CoRE ¦ 4QU LoRE | Red Flag Warning - Large Fires | vegetation contact | branch (not overhanging, 4-12ft) | 9.9164e-06
HFTD - Distribution - Tier 3 - 5QU CoRE ¦ 4QU LoRE | Red Flag Warning - Large Fires | vegetation contact | branch (not overhanging, > 12ft) | 1.4849e-05
HFTD - Distribution - Tier 3 - 5QU CoRE ¦ 4QU LoRE | Red Flag Warning - Large Fires | vegetation contact | branch (not overhanging, distance unknown) | 7.1769e-05
HFTD - Distribution - Tier 3 - 5QU CoRE ¦ 4QU LoRE | Red Flag Warning - Large Fires | vegetation contact | branch (not overhanging, within 4ft) | 2.4877e-06
HFTD - Distribution - Tier 3 - 5QU CoRE ¦ 4QU LoRE | Red Flag Warning - Large Fires | vegetation contact | branch (overhanging) | 0.00014678
HFTD - Distribution - Tier 3 - 5QU CoRE ¦ 4QU LoRE | Red Flag Warning - Large Fires | vegetation contact | dead | 5.4446e-05
HFTD - Distribution - Tier 3 - 5QU CoRE ¦ 4QU LoRE | Red Flag Warning - Large Fires | vegetation contact | fell into (moderate-severe defect) | 4.4721e-05
HFTD - Distribution - Tier 3 - 5QU CoRE ¦ 4QU LoRE | Red Flag Warning - Large Fires | vegetation contact | fell into (no defect) | 0.00018313
HFTD - Distribution - Tier 3 - 5QU CoRE ¦ 4QU LoRE | Red Flag Warning - Large Fires | vegetation contact | fell into (slight defect) | 4.8202e-05
HFTD - Distribution - Tier 3 - 5QU CoRE ¦ 4QU LoRE | Red Flag Warning - Large Fires | vegetation contact | grow into | 5.0739e-06
HFTD - Distribution - Tier 3 - 5QU CoRE ¦ 4QU LoRE | Red Flag Warning - Large Fires | vegetation contact | other/unknown | 0.00024748
HFTD - Distribution - Tier 3 - 5QU CoRE ¦ 4QU LoRE | Red Flag Warning - Large Fires | wire-to-wire contact | wire-to-wire contact / contamination | 0
HFTD - Distribution - Tier 3 - 5QU CoRE ¦ 4QU LoRE | Red Flag Warning - Small Fires | contact from object | animal contact | 0.0002693
HFTD - Distribution - Tier 3 - 5QU CoRE ¦ 4QU LoRE | Red Flag Warning - Small Fires | contact from object | balloon contact | 4.0351e-08
HFTD - Distribution - Tier 3 - 5QU CoRE ¦ 4QU LoRE | Red Flag Warning - Small Fires | contact from object | other contact from object | 0.00048256
HFTD - Distribution - Tier 3 - 5QU CoRE ¦ 4QU LoRE | Red Flag Warning - Small Fires | contact from object | vehicle contact | 0.00025018
HFTD - Distribution - Tier 3 - 5QU CoRE ¦ 4QU LoRE | Red Flag Warning - Small Fires | contamination | contamination | 4.5639e-05
HFTD - Distribution - Tier 3 - 5QU CoRE ¦ 4QU LoRE | Red Flag Warning - Small Fires | equipment / facility failure | anchor / guy damage or failure | 0.00042345
HFTD - Distribution - Tier 3 - 5QU CoRE ¦ 4QU LoRE | Red Flag Warning - Small Fires | equipment / facility failure | capacitor bank damage or failure | 0
HFTD - Distribution - Tier 3 - 5QU CoRE ¦ 4QU LoRE | Red Flag Warning - Small Fires | equipment / facility failure | conductor damage or failure | 0.0019762
HFTD - Distribution - Tier 3 - 5QU CoRE ¦ 4QU LoRE | Red Flag Warning - Small Fires | equipment / facility failure | connection device damage or failure | 0.00024175
HFTD - Distribution - Tier 3 - 5QU CoRE ¦ 4QU LoRE | Red Flag Warning - Small Fires | equipment / facility failure | crossarm damage or failure | 0.00098472
HFTD - Distribution - Tier 3 - 5QU CoRE ¦ 4QU LoRE | Red Flag Warning - Small Fires | equipment / facility failure | fuse damage or failure | 0.00036676
HFTD - Distribution - Tier 3 - 5QU CoRE ¦ 4QU LoRE | Red Flag Warning - Small Fires | equipment / facility failure | insulator and brushing damage or failure | 0.00072626
HFTD - Distribution - Tier 3 - 5QU CoRE ¦ 4QU LoRE | Red Flag Warning - Small Fires | equipment / facility failure | lightning arrestor damage or failure | 0.0001255
HFTD - Distribution - Tier 3 - 5QU CoRE ¦ 4QU LoRE | Red Flag Warning - Small Fires | equipment / facility failure | other equipment / facility failure | 0.0012963
HFTD - Distribution - Tier 3 - 5QU CoRE ¦ 4QU LoRE | Red Flag Warning - Small Fires | equipment / facility failure | pole damage or failure | 0.00054897
HFTD - Distribution - Tier 3 - 5QU CoRE ¦ 4QU LoRE | Red Flag Warning - Small Fires | equipment / facility failure | recloser damage or failure | 0
HFTD - Distribution - Tier 3 - 5QU CoRE ¦ 4QU LoRE | Red Flag Warning - Small Fires | equipment / facility failure | sectionalizer damage or failure | 0
HFTD - Distribution - Tier 3 - 5QU CoRE ¦ 4QU LoRE | Red Flag Warning - Small Fires | equipment / facility failure | switch damage or failure | 0
HFTD - Distribution - Tier 3 - 5QU CoRE ¦ 4QU LoRE | Red Flag Warning - Small Fires | equipment / facility failure | transformer damage or failure | 0.00074753
HFTD - Distribution - Tier 3 - 5QU CoRE ¦ 4QU LoRE | Red Flag Warning - Small Fires | equipment / facility failure | voltage regulator / booster damage or failure | 8.5463e-05
HFTD - Distribution - Tier 3 - 5QU CoRE ¦ 4QU LoRE | Red Flag Warning - Small Fires | other | all other | 6.4351e-05
HFTD - Distribution - Tier 3 - 5QU CoRE ¦ 4QU LoRE | Red Flag Warning - Small Fires | unknown | unknown | 0.00033437
HFTD - Distribution - Tier 3 - 5QU CoRE ¦ 4QU LoRE | Red Flag Warning - Small Fires | utility work / operation | utility work / operation | 4.7633e-05
HFTD - Distribution - Tier 3 - 5QU CoRE ¦ 4QU LoRE | Red Flag Warning - Small Fires | vandalism / theft | vandalism / theft | 4.0958e-09
HFTD - Distribution - Tier 3 - 5QU CoRE ¦ 4QU LoRE | Red Flag Warning - Small Fires | vegetation contact | branch (not overhanging, 4-12ft) | 0.00038076
HFTD - Distribution - Tier 3 - 5QU CoRE ¦ 4QU LoRE | Red Flag Warning - Small Fires | vegetation contact | branch (not overhanging, > 12ft) | 0.0005692
HFTD - Distribution - Tier 3 - 5QU CoRE ¦ 4QU LoRE | Red Flag Warning - Small Fires | vegetation contact | branch (not overhanging, distance unknown) | 0.0027512
HFTD - Distribution - Tier 3 - 5QU CoRE ¦ 4QU LoRE | Red Flag Warning - Small Fires | vegetation contact | branch (not overhanging, within 4ft) | 9.5659e-05
HFTD - Distribution - Tier 3 - 5QU CoRE ¦ 4QU LoRE | Red Flag Warning - Small Fires | vegetation contact | branch (overhanging) | 0.0056439
HFTD - Distribution - Tier 3 - 5QU CoRE ¦ 4QU LoRE | Red Flag Warning - Small Fires | vegetation contact | dead | 0.0020871
HFTD - Distribution - Tier 3 - 5QU CoRE ¦ 4QU LoRE | Red Flag Warning - Small Fires | vegetation contact | fell into (moderate-severe defect) | 0.0017143
HFTD - Distribution - Tier 3 - 5QU CoRE ¦ 4QU LoRE | Red Flag Warning - Small Fires | vegetation contact | fell into (no defect) | 0.0070202
HFTD - Distribution - Tier 3 - 5QU CoRE ¦ 4QU LoRE | Red Flag Warning - Small Fires | vegetation contact | fell into (slight defect) | 0.0018477
HFTD - Distribution - Tier 3 - 5QU CoRE ¦ 4QU LoRE | Red Flag Warning - Small Fires | vegetation contact | grow into | 0.0001945
HFTD - Distribution - Tier 3 - 5QU CoRE ¦ 4QU LoRE | Red Flag Warning - Small Fires | vegetation contact | other/unknown | 0.0094867
HFTD - Distribution - Tier 3 - 5QU CoRE ¦ 4QU LoRE | Red Flag Warning - Small Fires | wire-to-wire contact | wire-to-wire contact / contamination | 0.00049231
HFTD - Distribution - Tier 3 - 5QU CoRE ¦ 5QU LoRE | Seismic - Non-Red Flag Warning - Catastrophic Fires | cc - seismic scenario | seismic scenario | 4.9956e-08
HFTD - Distribution - Tier 3 - 5QU CoRE ¦ 5QU LoRE | Non-Red Flag Warning - Catastrophic Fires | contact from object | animal contact | 4.455e-08
HFTD - Distribution - Tier 3 - 5QU CoRE ¦ 5QU LoRE | Non-Red Flag Warning - Catastrophic Fires | contact from object | balloon contact | 5.2403e-10
HFTD - Distribution - Tier 3 - 5QU CoRE ¦ 5QU LoRE | Non-Red Flag Warning - Catastrophic Fires | contact from object | other contact from object | 8.4648e-07
HFTD - Distribution - Tier 3 - 5QU CoRE ¦ 5QU LoRE | Non-Red Flag Warning - Catastrophic Fires | contact from object | vehicle contact | 4.087e-07
HFTD - Distribution - Tier 3 - 5QU CoRE ¦ 5QU LoRE | Non-Red Flag Warning - Catastrophic Fires | contamination | contamination | 4.5716e-08
HFTD - Distribution - Tier 3 - 5QU CoRE ¦ 5QU LoRE | Non-Red Flag Warning - Catastrophic Fires | equipment / facility failure | anchor / guy damage or failure | 4.5237e-11
HFTD - Distribution - Tier 3 - 5QU CoRE ¦ 5QU LoRE | Non-Red Flag Warning - Catastrophic Fires | equipment / facility failure | capacitor bank damage or failure | 0
HFTD - Distribution - Tier 3 - 5QU CoRE ¦ 5QU LoRE | Non-Red Flag Warning - Catastrophic Fires | equipment / facility failure | conductor damage or failure | 1.4082e-08
HFTD - Distribution - Tier 3 - 5QU CoRE ¦ 5QU LoRE | Non-Red Flag Warning - Catastrophic Fires | equipment / facility failure | connection device damage or failure | 9.6779e-10
HFTD - Distribution - Tier 3 - 5QU CoRE ¦ 5QU LoRE | Non-Red Flag Warning - Catastrophic Fires | equipment / facility failure | crossarm damage or failure | 9.6677e-09
HFTD - Distribution - Tier 3 - 5QU CoRE ¦ 5QU LoRE | Non-Red Flag Warning - Catastrophic Fires | equipment / facility failure | fuse damage or failure | 5.9858e-09
HFTD - Distribution - Tier 3 - 5QU CoRE ¦ 5QU LoRE | Non-Red Flag Warning - Catastrophic Fires | equipment / facility failure | insulator and brushing damage or failure | 7.7024e-09
HFTD - Distribution - Tier 3 - 5QU CoRE ¦ 5QU LoRE | Non-Red Flag Warning - Catastrophic Fires | equipment / facility failure | lightning arrestor damage or failure | 1.6105e-09
HFTD - Distribution - Tier 3 - 5QU CoRE ¦ 5QU LoRE | Non-Red Flag Warning - Catastrophic Fires | equipment / facility failure | other equipment / facility failure | 2.1229e-08
HFTD - Distribution - Tier 3 - 5QU CoRE ¦ 5QU LoRE | Non-Red Flag Warning - Catastrophic Fires | equipment / facility failure | pole damage or failure | 6.4209e-09
HFTD - Distribution - Tier 3 - 5QU CoRE ¦ 5QU LoRE | Non-Red Flag Warning - Catastrophic Fires | equipment / facility failure | recloser damage or failure | 0
HFTD - Distribution - Tier 3 - 5QU CoRE ¦ 5QU LoRE | Non-Red Flag Warning - Catastrophic Fires | equipment / facility failure | sectionalizer damage or failure | 0
HFTD - Distribution - Tier 3 - 5QU CoRE ¦ 5QU LoRE | Non-Red Flag Warning - Catastrophic Fires | equipment / facility failure | switch damage or failure | 0
HFTD - Distribution - Tier 3 - 5QU CoRE ¦ 5QU LoRE | Non-Red Flag Warning - Catastrophic Fires | equipment / facility failure | transformer damage or failure | 1.4713e-08
HFTD - Distribution - Tier 3 - 5QU CoRE ¦ 5QU LoRE | Non-Red Flag Warning - Catastrophic Fires | equipment / facility failure | voltage regulator / booster damage or failure | 1.7058e-10
HFTD - Distribution - Tier 3 - 5QU CoRE ¦ 5QU LoRE | Non-Red Flag Warning - Catastrophic Fires | other | all other | 4.7564e-08
HFTD - Distribution - Tier 3 - 5QU CoRE ¦ 5QU LoRE | Non-Red Flag Warning - Catastrophic Fires | unknown | unknown | 3.2067e-07
HFTD - Distribution - Tier 3 - 5QU CoRE ¦ 5QU LoRE | Non-Red Flag Warning - Catastrophic Fires | utility work / operation | utility work / operation | 2.2325e-08
HFTD - Distribution - Tier 3 - 5QU CoRE ¦ 5QU LoRE | Non-Red Flag Warning - Catastrophic Fires | vandalism / theft | vandalism / theft | 1.0564e-10
HFTD - Distribution - Tier 3 - 5QU CoRE ¦ 5QU LoRE | Non-Red Flag Warning - Catastrophic Fires | vegetation contact | branch (not overhanging, 4-12ft) | 3.7592e-09
HFTD - Distribution - Tier 3 - 5QU CoRE ¦ 5QU LoRE | Non-Red Flag Warning - Catastrophic Fires | vegetation contact | branch (not overhanging, > 12ft) | 8.2914e-09
HFTD - Distribution - Tier 3 - 5QU CoRE ¦ 5QU LoRE | Non-Red Flag Warning - Catastrophic Fires | vegetation contact | branch (not overhanging, distance unknown) | 2.8304e-08
HFTD - Distribution - Tier 3 - 5QU CoRE ¦ 5QU LoRE | Non-Red Flag Warning - Catastrophic Fires | vegetation contact | branch (not overhanging, within 4ft) | 1.7152e-09
HFTD - Distribution - Tier 3 - 5QU CoRE ¦ 5QU LoRE | Non-Red Flag Warning - Catastrophic Fires | vegetation contact | branch (overhanging) | 7.6329e-08
HFTD - Distribution - Tier 3 - 5QU CoRE ¦ 5QU LoRE | Non-Red Flag Warning - Catastrophic Fires | vegetation contact | dead | 3.0113e-08
HFTD - Distribution - Tier 3 - 5QU CoRE ¦ 5QU LoRE | Non-Red Flag Warning - Catastrophic Fires | vegetation contact | fell into (moderate-severe defect) | 3.4442e-08
HFTD - Distribution - Tier 3 - 5QU CoRE ¦ 5QU LoRE | Non-Red Flag Warning - Catastrophic Fires | vegetation contact | fell into (no defect) | 2.0287e-07
HFTD - Distribution - Tier 3 - 5QU CoRE ¦ 5QU LoRE | Non-Red Flag Warning - Catastrophic Fires | vegetation contact | fell into (slight defect) | 4.2578e-08
HFTD - Distribution - Tier 3 - 5QU CoRE ¦ 5QU LoRE | Non-Red Flag Warning - Catastrophic Fires | vegetation contact | grow into | 3.6854e-09
HFTD - Distribution - Tier 3 - 5QU CoRE ¦ 5QU LoRE | Non-Red Flag Warning - Catastrophic Fires | vegetation contact | other/unknown | 1.7476e-07
HFTD - Distribution - Tier 3 - 5QU CoRE ¦ 5QU LoRE | Non-Red Flag Warning - Catastrophic Fires | wire-to-wire contact | wire-to-wire contact / contamination | 6.2233e-07
HFTD - Distribution - Tier 3 - 5QU CoRE ¦ 5QU LoRE | Non-Red Flag Warning - Destructive Fires | contact from object | animal contact | 3.0246e-08
HFTD - Distribution - Tier 3 - 5QU CoRE ¦ 5QU LoRE | Non-Red Flag Warning - Destructive Fires | contact from object | balloon contact | 4.136e-10
HFTD - Distribution - Tier 3 - 5QU CoRE ¦ 5QU LoRE | Non-Red Flag Warning - Destructive Fires | contact from object | other contact from object | 6.0066e-07
HFTD - Distribution - Tier 3 - 5QU CoRE ¦ 5QU LoRE | Non-Red Flag Warning - Destructive Fires | contact from object | vehicle contact | 3.2394e-07
HFTD - Distribution - Tier 3 - 5QU CoRE ¦ 5QU LoRE | Non-Red Flag Warning - Destructive Fires | contamination | contamination | 3.3437e-08
HFTD - Distribution - Tier 3 - 5QU CoRE ¦ 5QU LoRE | Non-Red Flag Warning - Destructive Fires | equipment / facility failure | anchor / guy damage or failure | 1.3914e-10
HFTD - Distribution - Tier 3 - 5QU CoRE ¦ 5QU LoRE | Non-Red Flag Warning - Destructive Fires | equipment / facility failure | capacitor bank damage or failure | 0
HFTD - Distribution - Tier 3 - 5QU CoRE ¦ 5QU LoRE | Non-Red Flag Warning - Destructive Fires | equipment / facility failure | conductor damage or failure | 5.6807e-08
HFTD - Distribution - Tier 3 - 5QU CoRE ¦ 5QU LoRE | Non-Red Flag Warning - Destructive Fires | equipment / facility failure | connection device damage or failure | 4.0314e-09
HFTD - Distribution - Tier 3 - 5QU CoRE ¦ 5QU LoRE | Non-Red Flag Warning - Destructive Fires | equipment / facility failure | crossarm damage or failure | 3.9821e-08
HFTD - Distribution - Tier 3 - 5QU CoRE ¦ 5QU LoRE | Non-Red Flag Warning - Destructive Fires | equipment / facility failure | fuse damage or failure | 2.4848e-08
HFTD - Distribution - Tier 3 - 5QU CoRE ¦ 5QU LoRE | Non-Red Flag Warning - Destructive Fires | equipment / facility failure | insulator and brushing damage or failure | 3.2222e-08
HFTD - Distribution - Tier 3 - 5QU CoRE ¦ 5QU LoRE | Non-Red Flag Warning - Destructive Fires | equipment / facility failure | lightning arrestor damage or failure | 6.9104e-09
HFTD - Distribution - Tier 3 - 5QU CoRE ¦ 5QU LoRE | Non-Red Flag Warning - Destructive Fires | equipment / facility failure | other equipment / facility failure | 8.155e-08
HFTD - Distribution - Tier 3 - 5QU CoRE ¦ 5QU LoRE | Non-Red Flag Warning - Destructive Fires | equipment / facility failure | pole damage or failure | 2.5853e-08
HFTD - Distribution - Tier 3 - 5QU CoRE ¦ 5QU LoRE | Non-Red Flag Warning - Destructive Fires | equipment / facility failure | recloser damage or failure | 0
HFTD - Distribution - Tier 3 - 5QU CoRE ¦ 5QU LoRE | Non-Red Flag Warning - Destructive Fires | equipment / facility failure | sectionalizer damage or failure | 0
HFTD - Distribution - Tier 3 - 5QU CoRE ¦ 5QU LoRE | Non-Red Flag Warning - Destructive Fires | equipment / facility failure | switch damage or failure | 0
HFTD - Distribution - Tier 3 - 5QU CoRE ¦ 5QU LoRE | Non-Red Flag Warning - Destructive Fires | equipment / facility failure | transformer damage or failure | 5.8725e-08
HFTD - Distribution - Tier 3 - 5QU CoRE ¦ 5QU LoRE | Non-Red Flag Warning - Destructive Fires | equipment / facility failure | voltage regulator / booster damage or failure | 5.2467e-10
HFTD - Distribution - Tier 3 - 5QU CoRE ¦ 5QU LoRE | Non-Red Flag Warning - Destructive Fires | other | all other | 3.6489e-08
HFTD - Distribution - Tier 3 - 5QU CoRE ¦ 5QU LoRE | Non-Red Flag Warning - Destructive Fires | unknown | unknown | 2.2937e-07
HFTD - Distribution - Tier 3 - 5QU CoRE ¦ 5QU LoRE | Non-Red Flag Warning - Destructive Fires | utility work / operation | utility work / operation | 1.4848e-08
HFTD - Distribution - Tier 3 - 5QU CoRE ¦ 5QU LoRE | Non-Red Flag Warning - Destructive Fires | vandalism / theft | vandalism / theft | 8.338e-11
HFTD - Distribution - Tier 3 - 5QU CoRE ¦ 5QU LoRE | Non-Red Flag Warning - Destructive Fires | vegetation contact | branch (not overhanging, 4-12ft) | 1.0703e-08
HFTD - Distribution - Tier 3 - 5QU CoRE ¦ 5QU LoRE | Non-Red Flag Warning - Destructive Fires | vegetation contact | branch (not overhanging, > 12ft) | 2.3605e-08
HFTD - Distribution - Tier 3 - 5QU CoRE ¦ 5QU LoRE | Non-Red Flag Warning - Destructive Fires | vegetation contact | branch (not overhanging, distance unknown) | 8.0578e-08
HFTD - Distribution - Tier 3 - 5QU CoRE ¦ 5QU LoRE | Non-Red Flag Warning - Destructive Fires | vegetation contact | branch (not overhanging, within 4ft) | 4.8841e-09
HFTD - Distribution - Tier 3 - 5QU CoRE ¦ 5QU LoRE | Non-Red Flag Warning - Destructive Fires | vegetation contact | branch (overhanging) | 2.1734e-07
HFTD - Distribution - Tier 3 - 5QU CoRE ¦ 5QU LoRE | Non-Red Flag Warning - Destructive Fires | vegetation contact | dead | 8.5728e-08
HFTD - Distribution - Tier 3 - 5QU CoRE ¦ 5QU LoRE | Non-Red Flag Warning - Destructive Fires | vegetation contact | fell into (moderate-severe defect) | 9.8053e-08
HFTD - Distribution - Tier 3 - 5QU CoRE ¦ 5QU LoRE | Non-Red Flag Warning - Destructive Fires | vegetation contact | fell into (no defect) | 5.7756e-07
HFTD - Distribution - Tier 3 - 5QU CoRE ¦ 5QU LoRE | Non-Red Flag Warning - Destructive Fires | vegetation contact | fell into (slight defect) | 1.2122e-07
HFTD - Distribution - Tier 3 - 5QU CoRE ¦ 5QU LoRE | Non-Red Flag Warning - Destructive Fires | vegetation contact | grow into | 1.0492e-08
HFTD - Distribution - Tier 3 - 5QU CoRE ¦ 5QU LoRE | Non-Red Flag Warning - Destructive Fires | vegetation contact | other/unknown | 4.9752e-07
HFTD - Distribution - Tier 3 - 5QU CoRE ¦ 5QU LoRE | Non-Red Flag Warning - Destructive Fires | wire-to-wire contact | wire-to-wire contact / contamination | 4.3512e-07
HFTD - Distribution - Tier 3 - 5QU CoRE ¦ 5QU LoRE | Non-Red Flag Warning - Large Fires | contact from object | animal contact | 1.1038e-05
HFTD - Distribution - Tier 3 - 5QU CoRE ¦ 5QU LoRE | Non-Red Flag Warning - Large Fires | contact from object | balloon contact | 2.4462e-07
HFTD - Distribution - Tier 3 - 5QU CoRE ¦ 5QU LoRE | Non-Red Flag Warning - Large Fires | contact from object | other contact from object | 5.8412e-05
HFTD - Distribution - Tier 3 - 5QU CoRE ¦ 5QU LoRE | Non-Red Flag Warning - Large Fires | contact from object | vehicle contact | 2.4478e-05
HFTD - Distribution - Tier 3 - 5QU CoRE ¦ 5QU LoRE | Non-Red Flag Warning - Large Fires | contamination | contamination | 5.2627e-06
HFTD - Distribution - Tier 3 - 5QU CoRE ¦ 5QU LoRE | Non-Red Flag Warning - Large Fires | equipment / facility failure | anchor / guy damage or failure | 3.8256e-07
HFTD - Distribution - Tier 3 - 5QU CoRE ¦ 5QU LoRE | Non-Red Flag Warning - Large Fires | equipment / facility failure | capacitor bank damage or failure | 0
HFTD - Distribution - Tier 3 - 5QU CoRE ¦ 5QU LoRE | Non-Red Flag Warning - Large Fires | equipment / facility failure | conductor damage or failure | 1.3231e-05
HFTD - Distribution - Tier 3 - 5QU CoRE ¦ 5QU LoRE | Non-Red Flag Warning - Large Fires | equipment / facility failure | connection device damage or failure | 1.4456e-06
HFTD - Distribution - Tier 3 - 5QU CoRE ¦ 5QU LoRE | Non-Red Flag Warning - Large Fires | equipment / facility failure | crossarm damage or failure | 7.9245e-06
HFTD - Distribution - Tier 3 - 5QU CoRE ¦ 5QU LoRE | Non-Red Flag Warning - Large Fires | equipment / facility failure | fuse damage or failure | 2.3363e-06
HFTD - Distribution - Tier 3 - 5QU CoRE ¦ 5QU LoRE | Non-Red Flag Warning - Large Fires | equipment / facility failure | insulator and brushing damage or failure | 6.4527e-06
HFTD - Distribution - Tier 3 - 5QU CoRE ¦ 5QU LoRE | Non-Red Flag Warning - Large Fires | equipment / facility failure | lightning arrestor damage or failure | 6.6724e-07
HFTD - Distribution - Tier 3 - 5QU CoRE ¦ 5QU LoRE | Non-Red Flag Warning - Large Fires | equipment / facility failure | other equipment / facility failure | 2.0416e-05
HFTD - Distribution - Tier 3 - 5QU CoRE ¦ 5QU LoRE | Non-Red Flag Warning - Large Fires | equipment / facility failure | pole damage or failure | 6.193e-06
HFTD - Distribution - Tier 3 - 5QU CoRE ¦ 5QU LoRE | Non-Red Flag Warning - Large Fires | equipment / facility failure | recloser damage or failure | 0
HFTD - Distribution - Tier 3 - 5QU CoRE ¦ 5QU LoRE | Non-Red Flag Warning - Large Fires | equipment / facility failure | sectionalizer damage or failure | 0
HFTD - Distribution - Tier 3 - 5QU CoRE ¦ 5QU LoRE | Non-Red Flag Warning - Large Fires | equipment / facility failure | switch damage or failure | 0
HFTD - Distribution - Tier 3 - 5QU CoRE ¦ 5QU LoRE | Non-Red Flag Warning - Large Fires | equipment / facility failure | transformer damage or failure | 1.6083e-05
HFTD - Distribution - Tier 3 - 5QU CoRE ¦ 5QU LoRE | Non-Red Flag Warning - Large Fires | equipment / facility failure | voltage regulator / booster damage or failure | 5.8044e-07
HFTD - Distribution - Tier 3 - 5QU CoRE ¦ 5QU LoRE | Non-Red Flag Warning - Large Fires | other | all other | 4.9717e-06
HFTD - Distribution - Tier 3 - 5QU CoRE ¦ 5QU LoRE | Non-Red Flag Warning - Large Fires | unknown | unknown | 2.297e-05
HFTD - Distribution - Tier 3 - 5QU CoRE ¦ 5QU LoRE | Non-Red Flag Warning - Large Fires | utility work / operation | utility work / operation | 4.7145e-06
HFTD - Distribution - Tier 3 - 5QU CoRE ¦ 5QU LoRE | Non-Red Flag Warning - Large Fires | vandalism / theft | vandalism / theft | 2.1813e-08
HFTD - Distribution - Tier 3 - 5QU CoRE ¦ 5QU LoRE | Non-Red Flag Warning - Large Fires | vegetation contact | branch (not overhanging, 4-12ft) | 1.4016e-06
HFTD - Distribution - Tier 3 - 5QU CoRE ¦ 5QU LoRE | Non-Red Flag Warning - Large Fires | vegetation contact | branch (not overhanging, > 12ft) | 3.0867e-06
HFTD - Distribution - Tier 3 - 5QU CoRE ¦ 5QU LoRE | Non-Red Flag Warning - Large Fires | vegetation contact | branch (not overhanging, distance unknown) | 1.0537e-05
HFTD - Distribution - Tier 3 - 5QU CoRE ¦ 5QU LoRE | Non-Red Flag Warning - Large Fires | vegetation contact | branch (not overhanging, within 4ft) | 6.4032e-07
HFTD - Distribution - Tier 3 - 5QU CoRE ¦ 5QU LoRE | Non-Red Flag Warning - Large Fires | vegetation contact | branch (overhanging) | 2.8494e-05
HFTD - Distribution - Tier 3 - 5QU CoRE ¦ 5QU LoRE | Non-Red Flag Warning - Large Fires | vegetation contact | dead | 1.121e-05
HFTD - Distribution - Tier 3 - 5QU CoRE ¦ 5QU LoRE | Non-Red Flag Warning - Large Fires | vegetation contact | fell into (moderate-severe defect) | 1.2822e-05
HFTD - Distribution - Tier 3 - 5QU CoRE ¦ 5QU LoRE | Non-Red Flag Warning - Large Fires | vegetation contact | fell into (no defect) | 7.5526e-05
HFTD - Distribution - Tier 3 - 5QU CoRE ¦ 5QU LoRE | Non-Red Flag Warning - Large Fires | vegetation contact | fell into (slight defect) | 1.5851e-05
HFTD - Distribution - Tier 3 - 5QU CoRE ¦ 5QU LoRE | Non-Red Flag Warning - Large Fires | vegetation contact | grow into | 1.372e-06
HFTD - Distribution - Tier 3 - 5QU CoRE ¦ 5QU LoRE | Non-Red Flag Warning - Large Fires | vegetation contact | other/unknown | 6.5059e-05
HFTD - Distribution - Tier 3 - 5QU CoRE ¦ 5QU LoRE | Non-Red Flag Warning - Large Fires | wire-to-wire contact | wire-to-wire contact / contamination | 3.5425e-05
HFTD - Distribution - Tier 3 - 5QU CoRE ¦ 5QU LoRE | Non-Red Flag Warning - Small Fires | contact from object | animal contact | 0.002975
HFTD - Distribution - Tier 3 - 5QU CoRE ¦ 5QU LoRE | Non-Red Flag Warning - Small Fires | contact from object | balloon contact | 6.6536e-05
HFTD - Distribution - Tier 3 - 5QU CoRE ¦ 5QU LoRE | Non-Red Flag Warning - Small Fires | contact from object | other contact from object | 0.015675
HFTD - Distribution - Tier 3 - 5QU CoRE ¦ 5QU LoRE | Non-Red Flag Warning - Small Fires | contact from object | vehicle contact | 0.0071677
HFTD - Distribution - Tier 3 - 5QU CoRE ¦ 5QU LoRE | Non-Red Flag Warning - Small Fires | contamination | contamination | 0.0014405
HFTD - Distribution - Tier 3 - 5QU CoRE ¦ 5QU LoRE | Non-Red Flag Warning - Small Fires | equipment / facility failure | anchor / guy damage or failure | 0.00032606
HFTD - Distribution - Tier 3 - 5QU CoRE ¦ 5QU LoRE | Non-Red Flag Warning - Small Fires | equipment / facility failure | capacitor bank damage or failure | 0
HFTD - Distribution - Tier 3 - 5QU CoRE ¦ 5QU LoRE | Non-Red Flag Warning - Small Fires | equipment / facility failure | conductor damage or failure | 0.010936
HFTD - Distribution - Tier 3 - 5QU CoRE ¦ 5QU LoRE | Non-Red Flag Warning - Small Fires | equipment / facility failure | connection device damage or failure | 0.0012147
HFTD - Distribution - Tier 3 - 5QU CoRE ¦ 5QU LoRE | Non-Red Flag Warning - Small Fires | equipment / facility failure | crossarm damage or failure | 0.0066527
HFTD - Distribution - Tier 3 - 5QU CoRE ¦ 5QU LoRE | Non-Red Flag Warning - Small Fires | equipment / facility failure | fuse damage or failure | 0.0019834
HFTD - Distribution - Tier 3 - 5QU CoRE ¦ 5QU LoRE | Non-Red Flag Warning - Small Fires | equipment / facility failure | insulator and brushing damage or failure | 0.0054535
HFTD - Distribution - Tier 3 - 5QU CoRE ¦ 5QU LoRE | Non-Red Flag Warning - Small Fires | equipment / facility failure | lightning arrestor damage or failure | 0.00057952
HFTD - Distribution - Tier 3 - 5QU CoRE ¦ 5QU LoRE | Non-Red Flag Warning - Small Fires | equipment / facility failure | other equipment / facility failure | 0.016609
HFTD - Distribution - Tier 3 - 5QU CoRE ¦ 5QU LoRE | Non-Red Flag Warning - Small Fires | equipment / facility failure | pole damage or failure | 0.0051539
HFTD - Distribution - Tier 3 - 5QU CoRE ¦ 5QU LoRE | Non-Red Flag Warning - Small Fires | equipment / facility failure | recloser damage or failure | 0
HFTD - Distribution - Tier 3 - 5QU CoRE ¦ 5QU LoRE | Non-Red Flag Warning - Small Fires | equipment / facility failure | sectionalizer damage or failure | 0
HFTD - Distribution - Tier 3 - 5QU CoRE ¦ 5QU LoRE | Non-Red Flag Warning - Small Fires | equipment / facility failure | switch damage or failure | 0
HFTD - Distribution - Tier 3 - 5QU CoRE ¦ 5QU LoRE | Non-Red Flag Warning - Small Fires | equipment / facility failure | transformer damage or failure | 0.013377
HFTD - Distribution - Tier 3 - 5QU CoRE ¦ 5QU LoRE | Non-Red Flag Warning - Small Fires | equipment / facility failure | voltage regulator / booster damage or failure | 0.00047176
HFTD - Distribution - Tier 3 - 5QU CoRE ¦ 5QU LoRE | Non-Red Flag Warning - Small Fires | other | all other | 0.0013659
HFTD - Distribution - Tier 3 - 5QU CoRE ¦ 5QU LoRE | Non-Red Flag Warning - Small Fires | unknown | unknown | 0.0058948
HFTD - Distribution - Tier 3 - 5QU CoRE ¦ 5QU LoRE | Non-Red Flag Warning - Small Fires | utility work / operation | utility work / operation | 0.0012646
HFTD - Distribution - Tier 3 - 5QU CoRE ¦ 5QU LoRE | Non-Red Flag Warning - Small Fires | vandalism / theft | vandalism / theft | 6.0029e-06
HFTD - Distribution - Tier 3 - 5QU CoRE ¦ 5QU LoRE | Non-Red Flag Warning - Small Fires | vegetation contact | branch (not overhanging, 4-12ft) | 0.00058745
HFTD - Distribution - Tier 3 - 5QU CoRE ¦ 5QU LoRE | Non-Red Flag Warning - Small Fires | vegetation contact | branch (not overhanging, > 12ft) | 0.0012937
HFTD - Distribution - Tier 3 - 5QU CoRE ¦ 5QU LoRE | Non-Red Flag Warning - Small Fires | vegetation contact | branch (not overhanging, distance unknown) | 0.0044162
HFTD - Distribution - Tier 3 - 5QU CoRE ¦ 5QU LoRE | Non-Red Flag Warning - Small Fires | vegetation contact | branch (not overhanging, within 4ft) | 0.00026837
HFTD - Distribution - Tier 3 - 5QU CoRE ¦ 5QU LoRE | Non-Red Flag Warning - Small Fires | vegetation contact | branch (overhanging) | 0.011943
HFTD - Distribution - Tier 3 - 5QU CoRE ¦ 5QU LoRE | Non-Red Flag Warning - Small Fires | vegetation contact | dead | 0.0046985
HFTD - Distribution - Tier 3 - 5QU CoRE ¦ 5QU LoRE | Non-Red Flag Warning - Small Fires | vegetation contact | fell into (moderate-severe defect) | 0.005374
HFTD - Distribution - Tier 3 - 5QU CoRE ¦ 5QU LoRE | Non-Red Flag Warning - Small Fires | vegetation contact | fell into (no defect) | 0.031654
HFTD - Distribution - Tier 3 - 5QU CoRE ¦ 5QU LoRE | Non-Red Flag Warning - Small Fires | vegetation contact | fell into (slight defect) | 0.0066435
HFTD - Distribution - Tier 3 - 5QU CoRE ¦ 5QU LoRE | Non-Red Flag Warning - Small Fires | vegetation contact | grow into | 0.00057504
HFTD - Distribution - Tier 3 - 5QU CoRE ¦ 5QU LoRE | Non-Red Flag Warning - Small Fires | vegetation contact | other/unknown | 0.027268
HFTD - Distribution - Tier 3 - 5QU CoRE ¦ 5QU LoRE | Non-Red Flag Warning - Small Fires | wire-to-wire contact | wire-to-wire contact / contamination | 0.0083417
HFTD - Distribution - Tier 3 - 5QU CoRE ¦ 5QU LoRE | Seismic - Red Flag Warning - Catastrophic Fires | cc - seismic scenario | seismic scenario | 2.1546e-06
HFTD - Distribution - Tier 3 - 5QU CoRE ¦ 5QU LoRE | Red Flag Warning - Catastrophic Fires | contact from object | animal contact | 0
HFTD - Distribution - Tier 3 - 5QU CoRE ¦ 5QU LoRE | Red Flag Warning - Catastrophic Fires | contact from object | balloon contact | 0
HFTD - Distribution - Tier 3 - 5QU CoRE ¦ 5QU LoRE | Red Flag Warning - Catastrophic Fires | contact from object | other contact from object | 0
HFTD - Distribution - Tier 3 - 5QU CoRE ¦ 5QU LoRE | Red Flag Warning - Catastrophic Fires | contact from object | vehicle contact | 0
HFTD - Distribution - Tier 3 - 5QU CoRE ¦ 5QU LoRE | Red Flag Warning - Catastrophic Fires | contamination | contamination | 0
HFTD - Distribution - Tier 3 - 5QU CoRE ¦ 5QU LoRE | Red Flag Warning - Catastrophic Fires | equipment / facility failure | anchor / guy damage or failure | 3.2606e-08
HFTD - Distribution - Tier 3 - 5QU CoRE ¦ 5QU LoRE | Red Flag Warning - Catastrophic Fires | equipment / facility failure | capacitor bank damage or failure | 0
HFTD - Distribution - Tier 3 - 5QU CoRE ¦ 5QU LoRE | Red Flag Warning - Catastrophic Fires | equipment / facility failure | conductor damage or failure | 6.416e-06
HFTD - Distribution - Tier 3 - 5QU CoRE ¦ 5QU LoRE | Red Flag Warning - Catastrophic Fires | equipment / facility failure | connection device damage or failure | 3.0822e-07
HFTD - Distribution - Tier 3 - 5QU CoRE ¦ 5QU LoRE | Red Flag Warning - Catastrophic Fires | equipment / facility failure | crossarm damage or failure | 3.9801e-06
HFTD - Distribution - Tier 3 - 5QU CoRE ¦ 5QU LoRE | Red Flag Warning - Catastrophic Fires | equipment / facility failure | fuse damage or failure | 3.8576e-06
HFTD - Distribution - Tier 3 - 5QU CoRE ¦ 5QU LoRE | Red Flag Warning - Catastrophic Fires | equipment / facility failure | insulator and brushing damage or failure | 6.1461e-06
HFTD - Distribution - Tier 3 - 5QU CoRE ¦ 5QU LoRE | Red Flag Warning - Catastrophic Fires | equipment / facility failure | lightning arrestor damage or failure | 8.1244e-07
HFTD - Distribution - Tier 3 - 5QU CoRE ¦ 5QU LoRE | Red Flag Warning - Catastrophic Fires | equipment / facility failure | other equipment / facility failure | 3.0278e-06
HFTD - Distribution - Tier 3 - 5QU CoRE ¦ 5QU LoRE | Red Flag Warning - Catastrophic Fires | equipment / facility failure | pole damage or failure | 1.1319e-06
HFTD - Distribution - Tier 3 - 5QU CoRE ¦ 5QU LoRE | Red Flag Warning - Catastrophic Fires | equipment / facility failure | recloser damage or failure | 0
HFTD - Distribution - Tier 3 - 5QU CoRE ¦ 5QU LoRE | Red Flag Warning - Catastrophic Fires | equipment / facility failure | sectionalizer damage or failure | 0
HFTD - Distribution - Tier 3 - 5QU CoRE ¦ 5QU LoRE | Red Flag Warning - Catastrophic Fires | equipment / facility failure | switch damage or failure | 0
HFTD - Distribution - Tier 3 - 5QU CoRE ¦ 5QU LoRE | Red Flag Warning - Catastrophic Fires | equipment / facility failure | transformer damage or failure | 1.3308e-06
HFTD - Distribution - Tier 3 - 5QU CoRE ¦ 5QU LoRE | Red Flag Warning - Catastrophic Fires | equipment / facility failure | voltage regulator / booster damage or failure | 6.2433e-09
HFTD - Distribution - Tier 3 - 5QU CoRE ¦ 5QU LoRE | Red Flag Warning - Catastrophic Fires | other | all other | 0
HFTD - Distribution - Tier 3 - 5QU CoRE ¦ 5QU LoRE | Red Flag Warning - Catastrophic Fires | unknown | unknown | 0
HFTD - Distribution - Tier 3 - 5QU CoRE ¦ 5QU LoRE | Red Flag Warning - Catastrophic Fires | utility work / operation | utility work / operation | 0
HFTD - Distribution - Tier 3 - 5QU CoRE ¦ 5QU LoRE | Red Flag Warning - Catastrophic Fires | vandalism / theft | vandalism / theft | 0
HFTD - Distribution - Tier 3 - 5QU CoRE ¦ 5QU LoRE | Red Flag Warning - Catastrophic Fires | vegetation contact | branch (not overhanging, 4-12ft) | 6.0153e-07
HFTD - Distribution - Tier 3 - 5QU CoRE ¦ 5QU LoRE | Red Flag Warning - Catastrophic Fires | vegetation contact | branch (not overhanging, > 12ft) | 8.597e-07
HFTD - Distribution - Tier 3 - 5QU CoRE ¦ 5QU LoRE | Red Flag Warning - Catastrophic Fires | vegetation contact | branch (not overhanging, distance unknown) | 4.1552e-06
HFTD - Distribution - Tier 3 - 5QU CoRE ¦ 5QU LoRE | Red Flag Warning - Catastrophic Fires | vegetation contact | branch (not overhanging, within 4ft) | 1.5694e-07
HFTD - Distribution - Tier 3 - 5QU CoRE ¦ 5QU LoRE | Red Flag Warning - Catastrophic Fires | vegetation contact | branch (overhanging) | 9.2597e-06
HFTD - Distribution - Tier 3 - 5QU CoRE ¦ 5QU LoRE | Red Flag Warning - Catastrophic Fires | vegetation contact | dead | 3.1522e-06
HFTD - Distribution - Tier 3 - 5QU CoRE ¦ 5QU LoRE | Red Flag Warning - Catastrophic Fires | vegetation contact | fell into (moderate-severe defect) | 2.5892e-06
HFTD - Distribution - Tier 3 - 5QU CoRE ¦ 5QU LoRE | Red Flag Warning - Catastrophic Fires | vegetation contact | fell into (no defect) | 1.0603e-05
HFTD - Distribution - Tier 3 - 5QU CoRE ¦ 5QU LoRE | Red Flag Warning - Catastrophic Fires | vegetation contact | fell into (slight defect) | 2.7907e-06
HFTD - Distribution - Tier 3 - 5QU CoRE ¦ 5QU LoRE | Red Flag Warning - Catastrophic Fires | vegetation contact | grow into | 2.9376e-07
HFTD - Distribution - Tier 3 - 5QU CoRE ¦ 5QU LoRE | Red Flag Warning - Catastrophic Fires | vegetation contact | other/unknown | 1.4328e-05
HFTD - Distribution - Tier 3 - 5QU CoRE ¦ 5QU LoRE | Red Flag Warning - Catastrophic Fires | wire-to-wire contact | wire-to-wire contact / contamination | 0
HFTD - Distribution - Tier 3 - 5QU CoRE ¦ 5QU LoRE | Red Flag Warning - Destructive Fires | contact from object | animal contact | 0
HFTD - Distribution - Tier 3 - 5QU CoRE ¦ 5QU LoRE | Red Flag Warning - Destructive Fires | contact from object | balloon contact | 0
HFTD - Distribution - Tier 3 - 5QU CoRE ¦ 5QU LoRE | Red Flag Warning - Destructive Fires | contact from object | other contact from object | 0
HFTD - Distribution - Tier 3 - 5QU CoRE ¦ 5QU LoRE | Red Flag Warning - Destructive Fires | contact from object | vehicle contact | 0
HFTD - Distribution - Tier 3 - 5QU CoRE ¦ 5QU LoRE | Red Flag Warning - Destructive Fires | contamination | contamination | 0
HFTD - Distribution - Tier 3 - 5QU CoRE ¦ 5QU LoRE | Red Flag Warning - Destructive Fires | equipment / facility failure | anchor / guy damage or failure | 5.0472e-09
HFTD - Distribution - Tier 3 - 5QU CoRE ¦ 5QU LoRE | Red Flag Warning - Destructive Fires | equipment / facility failure | capacitor bank damage or failure | 0
HFTD - Distribution - Tier 3 - 5QU CoRE ¦ 5QU LoRE | Red Flag Warning - Destructive Fires | equipment / facility failure | conductor damage or failure | 1.3026e-06
HFTD - Distribution - Tier 3 - 5QU CoRE ¦ 5QU LoRE | Red Flag Warning - Destructive Fires | equipment / facility failure | connection device damage or failure | 6.4615e-08
HFTD - Distribution - Tier 3 - 5QU CoRE ¦ 5QU LoRE | Red Flag Warning - Destructive Fires | equipment / facility failure | crossarm damage or failure | 8.2506e-07
HFTD - Distribution - Tier 3 - 5QU CoRE ¦ 5QU LoRE | Red Flag Warning - Destructive Fires | equipment / facility failure | fuse damage or failure | 8.0591e-07
HFTD - Distribution - Tier 3 - 5QU CoRE ¦ 5QU LoRE | Red Flag Warning - Destructive Fires | equipment / facility failure | insulator and brushing damage or failure | 1.294e-06
HFTD - Distribution - Tier 3 - 5QU CoRE ¦ 5QU LoRE | Red Flag Warning - Destructive Fires | equipment / facility failure | lightning arrestor damage or failure | 1.7544e-07
HFTD - Distribution - Tier 3 - 5QU CoRE ¦ 5QU LoRE | Red Flag Warning - Destructive Fires | equipment / facility failure | other equipment / facility failure | 5.8536e-07
HFTD - Distribution - Tier 3 - 5QU CoRE ¦ 5QU LoRE | Red Flag Warning - Destructive Fires | equipment / facility failure | pole damage or failure | 2.2937e-07
HFTD - Distribution - Tier 3 - 5QU CoRE ¦ 5QU LoRE | Red Flag Warning - Destructive Fires | equipment / facility failure | recloser damage or failure | 0
HFTD - Distribution - Tier 3 - 5QU CoRE ¦ 5QU LoRE | Red Flag Warning - Destructive Fires | equipment / facility failure | sectionalizer damage or failure | 0
HFTD - Distribution - Tier 3 - 5QU CoRE ¦ 5QU LoRE | Red Flag Warning - Destructive Fires | equipment / facility failure | switch damage or failure | 0
HFTD - Distribution - Tier 3 - 5QU CoRE ¦ 5QU LoRE | Red Flag Warning - Destructive Fires | equipment / facility failure | transformer damage or failure | 2.6732e-07
HFTD - Distribution - Tier 3 - 5QU CoRE ¦ 5QU LoRE | Red Flag Warning - Destructive Fires | equipment / facility failure | voltage regulator / booster damage or failure | 9.6643e-10
HFTD - Distribution - Tier 3 - 5QU CoRE ¦ 5QU LoRE | Red Flag Warning - Destructive Fires | other | all other | 0
HFTD - Distribution - Tier 3 - 5QU CoRE ¦ 5QU LoRE | Red Flag Warning - Destructive Fires | unknown | unknown | 0
HFTD - Distribution - Tier 3 - 5QU CoRE ¦ 5QU LoRE | Red Flag Warning - Destructive Fires | utility work / operation | utility work / operation | 0
HFTD - Distribution - Tier 3 - 5QU CoRE ¦ 5QU LoRE | Red Flag Warning - Destructive Fires | vandalism / theft | vandalism / theft | 0
HFTD - Distribution - Tier 3 - 5QU CoRE ¦ 5QU LoRE | Red Flag Warning - Destructive Fires | vegetation contact | branch (not overhanging, 4-12ft) | 8.6194e-08
HFTD - Distribution - Tier 3 - 5QU CoRE ¦ 5QU LoRE | Red Flag Warning - Destructive Fires | vegetation contact | branch (not overhanging, > 12ft) | 1.2317e-07
HFTD - Distribution - Tier 3 - 5QU CoRE ¦ 5QU LoRE | Red Flag Warning - Destructive Fires | vegetation contact | branch (not overhanging, distance unknown) | 5.9534e-07
HFTD - Distribution - Tier 3 - 5QU CoRE ¦ 5QU LoRE | Red Flag Warning - Destructive Fires | vegetation contact | branch (not overhanging, within 4ft) | 2.249e-08
HFTD - Distribution - Tier 3 - 5QU CoRE ¦ 5QU LoRE | Red Flag Warning - Destructive Fires | vegetation contact | branch (overhanging) | 1.3269e-06
HFTD - Distribution - Tier 3 - 5QU CoRE ¦ 5QU LoRE | Red Flag Warning - Destructive Fires | vegetation contact | dead | 4.5164e-07
HFTD - Distribution - Tier 3 - 5QU CoRE ¦ 5QU LoRE | Red Flag Warning - Destructive Fires | vegetation contact | fell into (moderate-severe defect) | 3.7097e-07
HFTD - Distribution - Tier 3 - 5QU CoRE ¦ 5QU LoRE | Red Flag Warning - Destructive Fires | vegetation contact | fell into (no defect) | 1.5191e-06
HFTD - Distribution - Tier 3 - 5QU CoRE ¦ 5QU LoRE | Red Flag Warning - Destructive Fires | vegetation contact | fell into (slight defect) | 3.9984e-07
HFTD - Distribution - Tier 3 - 5QU CoRE ¦ 5QU LoRE | Red Flag Warning - Destructive Fires | vegetation contact | grow into | 4.2089e-08
HFTD - Distribution - Tier 3 - 5QU CoRE ¦ 5QU LoRE | Red Flag Warning - Destructive Fires | vegetation contact | other/unknown | 2.0529e-06
HFTD - Distribution - Tier 3 - 5QU CoRE ¦ 5QU LoRE | Red Flag Warning - Destructive Fires | wire-to-wire contact | wire-to-wire contact / contamination | 0
HFTD - Distribution - Tier 3 - 5QU CoRE ¦ 5QU LoRE | Red Flag Warning - Large Fires | contact from object | animal contact | 0
HFTD - Distribution - Tier 3 - 5QU CoRE ¦ 5QU LoRE | Red Flag Warning - Large Fires | contact from object | balloon contact | 0
HFTD - Distribution - Tier 3 - 5QU CoRE ¦ 5QU LoRE | Red Flag Warning - Large Fires | contact from object | other contact from object | 0
HFTD - Distribution - Tier 3 - 5QU CoRE ¦ 5QU LoRE | Red Flag Warning - Large Fires | contact from object | vehicle contact | 0
HFTD - Distribution - Tier 3 - 5QU CoRE ¦ 5QU LoRE | Red Flag Warning - Large Fires | contamination | contamination | 0
HFTD - Distribution - Tier 3 - 5QU CoRE ¦ 5QU LoRE | Red Flag Warning - Large Fires | equipment / facility failure | anchor / guy damage or failure | 7.5982e-06
HFTD - Distribution - Tier 3 - 5QU CoRE ¦ 5QU LoRE | Red Flag Warning - Large Fires | equipment / facility failure | capacitor bank damage or failure | 0
HFTD - Distribution - Tier 3 - 5QU CoRE ¦ 5QU LoRE | Red Flag Warning - Large Fires | equipment / facility failure | conductor damage or failure | 0.00016611
HFTD - Distribution - Tier 3 - 5QU CoRE ¦ 5QU LoRE | Red Flag Warning - Large Fires | equipment / facility failure | connection device damage or failure | 1.2686e-05
HFTD - Distribution - Tier 3 - 5QU CoRE ¦ 5QU LoRE | Red Flag Warning - Large Fires | equipment / facility failure | crossarm damage or failure | 8.9899e-05
HFTD - Distribution - Tier 3 - 5QU CoRE ¦ 5QU LoRE | Red Flag Warning - Large Fires | equipment / facility failure | fuse damage or failure | 4.1488e-05
HFTD - Distribution - Tier 3 - 5QU CoRE ¦ 5QU LoRE | Red Flag Warning - Large Fires | equipment / facility failure | insulator and brushing damage or failure | 0.00014188
HFTD - Distribution - Tier 3 - 5QU CoRE ¦ 5QU LoRE | Red Flag Warning - Large Fires | equipment / facility failure | lightning arrestor damage or failure | 9.2751e-06
HFTD - Distribution - Tier 3 - 5QU CoRE ¦ 5QU LoRE | Red Flag Warning - Large Fires | equipment / facility failure | other equipment / facility failure | 8.0237e-05
HFTD - Distribution - Tier 3 - 5QU CoRE ¦ 5QU LoRE | Red Flag Warning - Large Fires | equipment / facility failure | pole damage or failure | 3.0084e-05
HFTD - Distribution - Tier 3 - 5QU CoRE ¦ 5QU LoRE | Red Flag Warning - Large Fires | equipment / facility failure | recloser damage or failure | 0
HFTD - Distribution - Tier 3 - 5QU CoRE ¦ 5QU LoRE | Red Flag Warning - Large Fires | equipment / facility failure | sectionalizer damage or failure | 0
HFTD - Distribution - Tier 3 - 5QU CoRE ¦ 5QU LoRE | Red Flag Warning - Large Fires | equipment / facility failure | switch damage or failure | 0
HFTD - Distribution - Tier 3 - 5QU CoRE ¦ 5QU LoRE | Red Flag Warning - Large Fires | equipment / facility failure | transformer damage or failure | 4.0085e-05
HFTD - Distribution - Tier 3 - 5QU CoRE ¦ 5QU LoRE | Red Flag Warning - Large Fires | equipment / facility failure | voltage regulator / booster damage or failure | 5.854e-07
HFTD - Distribution - Tier 3 - 5QU CoRE ¦ 5QU LoRE | Red Flag Warning - Large Fires | other | all other | 0
HFTD - Distribution - Tier 3 - 5QU CoRE ¦ 5QU LoRE | Red Flag Warning - Large Fires | unknown | unknown | 0
HFTD - Distribution - Tier 3 - 5QU CoRE ¦ 5QU LoRE | Red Flag Warning - Large Fires | utility work / operation | utility work / operation | 0
HFTD - Distribution - Tier 3 - 5QU CoRE ¦ 5QU LoRE | Red Flag Warning - Large Fires | vandalism / theft | vandalism / theft | 0
HFTD - Distribution - Tier 3 - 5QU CoRE ¦ 5QU LoRE | Red Flag Warning - Large Fires | vegetation contact | branch (not overhanging, 4-12ft) | 6.1802e-06
HFTD - Distribution - Tier 3 - 5QU CoRE ¦ 5QU LoRE | Red Flag Warning - Large Fires | vegetation contact | branch (not overhanging, > 12ft) | 8.8191e-06
HFTD - Distribution - Tier 3 - 5QU CoRE ¦ 5QU LoRE | Red Flag Warning - Large Fires | vegetation contact | branch (not overhanging, distance unknown) | 4.2626e-05
HFTD - Distribution - Tier 3 - 5QU CoRE ¦ 5QU LoRE | Red Flag Warning - Large Fires | vegetation contact | branch (not overhanging, within 4ft) | 1.6144e-06
HFTD - Distribution - Tier 3 - 5QU CoRE ¦ 5QU LoRE | Red Flag Warning - Large Fires | vegetation contact | branch (overhanging) | 9.5252e-05
HFTD - Distribution - Tier 3 - 5QU CoRE ¦ 5QU LoRE | Red Flag Warning - Large Fires | vegetation contact | dead | 3.2337e-05
HFTD - Distribution - Tier 3 - 5QU CoRE ¦ 5QU LoRE | Red Flag Warning - Large Fires | vegetation contact | fell into (moderate-severe defect) | 2.6561e-05
HFTD - Distribution - Tier 3 - 5QU CoRE ¦ 5QU LoRE | Red Flag Warning - Large Fires | vegetation contact | fell into (no defect) | 0.00010877
HFTD - Distribution - Tier 3 - 5QU CoRE ¦ 5QU LoRE | Red Flag Warning - Large Fires | vegetation contact | fell into (slight defect) | 2.8628e-05
HFTD - Distribution - Tier 3 - 5QU CoRE ¦ 5QU LoRE | Red Flag Warning - Large Fires | vegetation contact | grow into | 3.0135e-06
HFTD - Distribution - Tier 3 - 5QU CoRE ¦ 5QU LoRE | Red Flag Warning - Large Fires | vegetation contact | other/unknown | 0.00014699
HFTD - Distribution - Tier 3 - 5QU CoRE ¦ 5QU LoRE | Red Flag Warning - Large Fires | wire-to-wire contact | wire-to-wire contact / contamination | 0
HFTD - Distribution - Tier 3 - 5QU CoRE ¦ 5QU LoRE | Red Flag Warning - Small Fires | contact from object | animal contact | 5.6812e-05
HFTD - Distribution - Tier 3 - 5QU CoRE ¦ 5QU LoRE | Red Flag Warning - Small Fires | contact from object | balloon contact | 2.2196e-06
HFTD - Distribution - Tier 3 - 5QU CoRE ¦ 5QU LoRE | Red Flag Warning - Small Fires | contact from object | other contact from object | 0.00054013
HFTD - Distribution - Tier 3 - 5QU CoRE ¦ 5QU LoRE | Red Flag Warning - Small Fires | contact from object | vehicle contact | 0.00029239
HFTD - Distribution - Tier 3 - 5QU CoRE ¦ 5QU LoRE | Red Flag Warning - Small Fires | contamination | contamination | 1.5664e-05
HFTD - Distribution - Tier 3 - 5QU CoRE ¦ 5QU LoRE | Red Flag Warning - Small Fires | equipment / facility failure | anchor / guy damage or failure | 0.00010133
HFTD - Distribution - Tier 3 - 5QU CoRE ¦ 5QU LoRE | Red Flag Warning - Small Fires | equipment / facility failure | capacitor bank damage or failure | 0
HFTD - Distribution - Tier 3 - 5QU CoRE ¦ 5QU LoRE | Red Flag Warning - Small Fires | equipment / facility failure | conductor damage or failure | 0.0021484
HFTD - Distribution - Tier 3 - 5QU CoRE ¦ 5QU LoRE | Red Flag Warning - Small Fires | equipment / facility failure | connection device damage or failure | 0.00016679
HFTD - Distribution - Tier 3 - 5QU CoRE ¦ 5QU LoRE | Red Flag Warning - Small Fires | equipment / facility failure | crossarm damage or failure | 0.0011809
HFTD - Distribution - Tier 3 - 5QU CoRE ¦ 5QU LoRE | Red Flag Warning - Small Fires | equipment / facility failure | fuse damage or failure | 0.00055112
HFTD - Distribution - Tier 3 - 5QU CoRE ¦ 5QU LoRE | Red Flag Warning - Small Fires | equipment / facility failure | insulator and brushing damage or failure | 0.0018763
HFTD - Distribution - Tier 3 - 5QU CoRE ¦ 5QU LoRE | Red Flag Warning - Small Fires | equipment / facility failure | lightning arrestor damage or failure | 0.00012605
HFTD - Distribution - Tier 3 - 5QU CoRE ¦ 5QU LoRE | Red Flag Warning - Small Fires | equipment / facility failure | other equipment / facility failure | 0.0010214
HFTD - Distribution - Tier 3 - 5QU CoRE ¦ 5QU LoRE | Red Flag Warning - Small Fires | equipment / facility failure | pole damage or failure | 0.00039175
HFTD - Distribution - Tier 3 - 5QU CoRE ¦ 5QU LoRE | Red Flag Warning - Small Fires | equipment / facility failure | recloser damage or failure | 0
HFTD - Distribution - Tier 3 - 5QU CoRE ¦ 5QU LoRE | Red Flag Warning - Small Fires | equipment / facility failure | sectionalizer damage or failure | 0
HFTD - Distribution - Tier 3 - 5QU CoRE ¦ 5QU LoRE | Red Flag Warning - Small Fires | equipment / facility failure | switch damage or failure | 0
HFTD - Distribution - Tier 3 - 5QU CoRE ¦ 5QU LoRE | Red Flag Warning - Small Fires | equipment / facility failure | transformer damage or failure | 0.0005217
HFTD - Distribution - Tier 3 - 5QU CoRE ¦ 5QU LoRE | Red Flag Warning - Small Fires | equipment / facility failure | voltage regulator / booster damage or failure | 7.4447e-06
HFTD - Distribution - Tier 3 - 5QU CoRE ¦ 5QU LoRE | Red Flag Warning - Small Fires | other | all other | 4.0742e-05
HFTD - Distribution - Tier 3 - 5QU CoRE ¦ 5QU LoRE | Red Flag Warning - Small Fires | unknown | unknown | 0.00025024
HFTD - Distribution - Tier 3 - 5QU CoRE ¦ 5QU LoRE | Red Flag Warning - Small Fires | utility work / operation | utility work / operation | 3.3871e-05
HFTD - Distribution - Tier 3 - 5QU CoRE ¦ 5QU LoRE | Red Flag Warning - Small Fires | vandalism / theft | vandalism / theft | 1.0083e-07
HFTD - Distribution - Tier 3 - 5QU CoRE ¦ 5QU LoRE | Red Flag Warning - Small Fires | vegetation contact | branch (not overhanging, 4-12ft) | 0.00023358
HFTD - Distribution - Tier 3 - 5QU CoRE ¦ 5QU LoRE | Red Flag Warning - Small Fires | vegetation contact | branch (not overhanging, > 12ft) | 0.00033332
HFTD - Distribution - Tier 3 - 5QU CoRE ¦ 5QU LoRE | Red Flag Warning - Small Fires | vegetation contact | branch (not overhanging, distance unknown) | 0.001611
HFTD - Distribution - Tier 3 - 5QU CoRE ¦ 5QU LoRE | Red Flag Warning - Small Fires | vegetation contact | branch (not overhanging, within 4ft) | 6.1019e-05
HFTD - Distribution - Tier 3 - 5QU CoRE ¦ 5QU LoRE | Red Flag Warning - Small Fires | vegetation contact | branch (overhanging) | 0.0036001
HFTD - Distribution - Tier 3 - 5QU CoRE ¦ 5QU LoRE | Red Flag Warning - Small Fires | vegetation contact | dead | 0.0012222
HFTD - Distribution - Tier 3 - 5QU CoRE ¦ 5QU LoRE | Red Flag Warning - Small Fires | vegetation contact | fell into (moderate-severe defect) | 0.0010039
HFTD - Distribution - Tier 3 - 5QU CoRE ¦ 5QU LoRE | Red Flag Warning - Small Fires | vegetation contact | fell into (no defect) | 0.0041109
HFTD - Distribution - Tier 3 - 5QU CoRE ¦ 5QU LoRE | Red Flag Warning - Small Fires | vegetation contact | fell into (slight defect) | 0.001082
HFTD - Distribution - Tier 3 - 5QU CoRE ¦ 5QU LoRE | Red Flag Warning - Small Fires | vegetation contact | grow into | 0.0001139
HFTD - Distribution - Tier 3 - 5QU CoRE ¦ 5QU LoRE | Red Flag Warning - Small Fires | vegetation contact | other/unknown | 0.0055553
HFTD - Distribution - Tier 3 - 5QU CoRE ¦ 5QU LoRE | Red Flag Warning - Small Fires | wire-to-wire contact | wire-to-wire contact / contamination | 0.00027827
HFTD - Distribution - Zone 1 - 1QU CoRE ¦ 5QU LoRE | Seismic - Non-Red Flag Warning - Catastrophic Fires | cc - seismic scenario | seismic scenario | 4.673e-10
HFTD - Distribution - Zone 1 - 1QU CoRE ¦ 5QU LoRE | Seismic - Red Flag Warning - Catastrophic Fires | cc - seismic scenario | seismic scenario | 2.0154e-08
HFTD - Distribution - Zone 1 - 4QU CoRE ¦ 1QU LoRE | Non-Red Flag Warning - Catastrophic Fires | contact from object | animal contact | 8.8611e-08
HFTD - Distribution - Zone 1 - 4QU CoRE ¦ 1QU LoRE | Non-Red Flag Warning - Catastrophic Fires | contact from object | balloon contact | 2.5888e-09
HFTD - Distribution - Zone 1 - 4QU CoRE ¦ 1QU LoRE | Non-Red Flag Warning - Catastrophic Fires | contact from object | other contact from object | 3.9502e-08
HFTD - Distribution - Zone 1 - 4QU CoRE ¦ 1QU LoRE | Non-Red Flag Warning - Catastrophic Fires | contact from object | vehicle contact | 5.5221e-09
HFTD - Distribution - Zone 1 - 4QU CoRE ¦ 1QU LoRE | Non-Red Flag Warning - Catastrophic Fires | equipment / facility failure | anchor / guy damage or failure | 0
HFTD - Distribution - Zone 1 - 4QU CoRE ¦ 1QU LoRE | Non-Red Flag Warning - Catastrophic Fires | equipment / facility failure | capacitor bank damage or failure | 0
HFTD - Distribution - Zone 1 - 4QU CoRE ¦ 1QU LoRE | Non-Red Flag Warning - Catastrophic Fires | equipment / facility failure | conductor damage or failure | 6.0899e-09
HFTD - Distribution - Zone 1 - 4QU CoRE ¦ 1QU LoRE | Non-Red Flag Warning - Catastrophic Fires | equipment / facility failure | connection device damage or failure | 2.7643e-09
HFTD - Distribution - Zone 1 - 4QU CoRE ¦ 1QU LoRE | Non-Red Flag Warning - Catastrophic Fires | equipment / facility failure | crossarm damage or failure | 2.0988e-10
HFTD - Distribution - Zone 1 - 4QU CoRE ¦ 1QU LoRE | Non-Red Flag Warning - Catastrophic Fires | equipment / facility failure | fuse damage or failure | 0
HFTD - Distribution - Zone 1 - 4QU CoRE ¦ 1QU LoRE | Non-Red Flag Warning - Catastrophic Fires | equipment / facility failure | insulator and brushing damage or failure | 0
HFTD - Distribution - Zone 1 - 4QU CoRE ¦ 1QU LoRE | Non-Red Flag Warning - Catastrophic Fires | equipment / facility failure | lightning arrestor damage or failure | 0
HFTD - Distribution - Zone 1 - 4QU CoRE ¦ 1QU LoRE | Non-Red Flag Warning - Catastrophic Fires | equipment / facility failure | other equipment / facility failure | 6.3882e-10
HFTD - Distribution - Zone 1 - 4QU CoRE ¦ 1QU LoRE | Non-Red Flag Warning - Catastrophic Fires | equipment / facility failure | pole damage or failure | 2.128e-10
HFTD - Distribution - Zone 1 - 4QU CoRE ¦ 1QU LoRE | Non-Red Flag Warning - Catastrophic Fires | equipment / facility failure | recloser damage or failure | 0
HFTD - Distribution - Zone 1 - 4QU CoRE ¦ 1QU LoRE | Non-Red Flag Warning - Catastrophic Fires | equipment / facility failure | sectionalizer damage or failure | 0
HFTD - Distribution - Zone 1 - 4QU CoRE ¦ 1QU LoRE | Non-Red Flag Warning - Catastrophic Fires | equipment / facility failure | switch damage or failure | 0
HFTD - Distribution - Zone 1 - 4QU CoRE ¦ 1QU LoRE | Non-Red Flag Warning - Catastrophic Fires | equipment / facility failure | transformer damage or failure | 0
HFTD - Distribution - Zone 1 - 4QU CoRE ¦ 1QU LoRE | Non-Red Flag Warning - Catastrophic Fires | equipment / facility failure | voltage regulator / booster damage or failure | 0
HFTD - Distribution - Zone 1 - 4QU CoRE ¦ 1QU LoRE | Non-Red Flag Warning - Catastrophic Fires | other | all other | 7.695e-08
HFTD - Distribution - Zone 1 - 4QU CoRE ¦ 1QU LoRE | Non-Red Flag Warning - Catastrophic Fires | unknown | unknown | 1.536e-07
HFTD - Distribution - Zone 1 - 4QU CoRE ¦ 1QU LoRE | Non-Red Flag Warning - Catastrophic Fires | utility work / operation | utility work / operation | 2.0138e-08
HFTD - Distribution - Zone 1 - 4QU CoRE ¦ 1QU LoRE | Non-Red Flag Warning - Catastrophic Fires | vandalism / theft | vandalism / theft | 5.219e-10
HFTD - Distribution - Zone 1 - 4QU CoRE ¦ 1QU LoRE | Non-Red Flag Warning - Catastrophic Fires | vegetation contact | branch (not overhanging, 4-12ft) | 0
HFTD - Distribution - Zone 1 - 4QU CoRE ¦ 1QU LoRE | Non-Red Flag Warning - Catastrophic Fires | vegetation contact | branch (not overhanging, > 12ft) | 0
HFTD - Distribution - Zone 1 - 4QU CoRE ¦ 1QU LoRE | Non-Red Flag Warning - Catastrophic Fires | vegetation contact | branch (not overhanging, distance unknown) | 0
HFTD - Distribution - Zone 1 - 4QU CoRE ¦ 1QU LoRE | Non-Red Flag Warning - Catastrophic Fires | vegetation contact | branch (not overhanging, within 4ft) | 0
HFTD - Distribution - Zone 1 - 4QU CoRE ¦ 1QU LoRE | Non-Red Flag Warning - Catastrophic Fires | vegetation contact | branch (overhanging) | 0
HFTD - Distribution - Zone 1 - 4QU CoRE ¦ 1QU LoRE | Non-Red Flag Warning - Catastrophic Fires | vegetation contact | dead | 0
HFTD - Distribution - Zone 1 - 4QU CoRE ¦ 1QU LoRE | Non-Red Flag Warning - Catastrophic Fires | vegetation contact | fell into (moderate-severe defect) | 0
HFTD - Distribution - Zone 1 - 4QU CoRE ¦ 1QU LoRE | Non-Red Flag Warning - Catastrophic Fires | vegetation contact | fell into (no defect) | 0
HFTD - Distribution - Zone 1 - 4QU CoRE ¦ 1QU LoRE | Non-Red Flag Warning - Catastrophic Fires | vegetation contact | fell into (slight defect) | 0
HFTD - Distribution - Zone 1 - 4QU CoRE ¦ 1QU LoRE | Non-Red Flag Warning - Catastrophic Fires | vegetation contact | grow into | 0
HFTD - Distribution - Zone 1 - 4QU CoRE ¦ 1QU LoRE | Non-Red Flag Warning - Catastrophic Fires | vegetation contact | other/unknown | 0
HFTD - Distribution - Zone 1 - 4QU CoRE ¦ 1QU LoRE | Non-Red Flag Warning - Catastrophic Fires | wire-to-wire contact | wire-to-wire contact / contamination | 3.018e-07
HFTD - Distribution - Zone 1 - 4QU CoRE ¦ 1QU LoRE | Non-Red Flag Warning - Destructive Fires | contact from object | animal contact | 1.5302e-07
HFTD - Distribution - Zone 1 - 4QU CoRE ¦ 1QU LoRE | Non-Red Flag Warning - Destructive Fires | contact from object | balloon contact | 4.4707e-09
HFTD - Distribution - Zone 1 - 4QU CoRE ¦ 1QU LoRE | Non-Red Flag Warning - Destructive Fires | contact from object | other contact from object | 6.8216e-08
HFTD - Distribution - Zone 1 - 4QU CoRE ¦ 1QU LoRE | Non-Red Flag Warning - Destructive Fires | contact from object | vehicle contact | 9.5362e-09
HFTD - Distribution - Zone 1 - 4QU CoRE ¦ 1QU LoRE | Non-Red Flag Warning - Destructive Fires | equipment / facility failure | anchor / guy damage or failure | 0
HFTD - Distribution - Zone 1 - 4QU CoRE ¦ 1QU LoRE | Non-Red Flag Warning - Destructive Fires | equipment / facility failure | capacitor bank damage or failure | 0
HFTD - Distribution - Zone 1 - 4QU CoRE ¦ 1QU LoRE | Non-Red Flag Warning - Destructive Fires | equipment / facility failure | conductor damage or failure | 5.8386e-08
HFTD - Distribution - Zone 1 - 4QU CoRE ¦ 1QU LoRE | Non-Red Flag Warning - Destructive Fires | equipment / facility failure | connection device damage or failure | 2.6502e-08
HFTD - Distribution - Zone 1 - 4QU CoRE ¦ 1QU LoRE | Non-Red Flag Warning - Destructive Fires | equipment / facility failure | crossarm damage or failure | 2.0122e-09
HFTD - Distribution - Zone 1 - 4QU CoRE ¦ 1QU LoRE | Non-Red Flag Warning - Destructive Fires | equipment / facility failure | fuse damage or failure | 0
HFTD - Distribution - Zone 1 - 4QU CoRE ¦ 1QU LoRE | Non-Red Flag Warning - Destructive Fires | equipment / facility failure | insulator and brushing damage or failure | 0
HFTD - Distribution - Zone 1 - 4QU CoRE ¦ 1QU LoRE | Non-Red Flag Warning - Destructive Fires | equipment / facility failure | lightning arrestor damage or failure | 0
HFTD - Distribution - Zone 1 - 4QU CoRE ¦ 1QU LoRE | Non-Red Flag Warning - Destructive Fires | equipment / facility failure | other equipment / facility failure | 6.1246e-09
HFTD - Distribution - Zone 1 - 4QU CoRE ¦ 1QU LoRE | Non-Red Flag Warning - Destructive Fires | equipment / facility failure | pole damage or failure | 2.0402e-09
HFTD - Distribution - Zone 1 - 4QU CoRE ¦ 1QU LoRE | Non-Red Flag Warning - Destructive Fires | equipment / facility failure | recloser damage or failure | 0
HFTD - Distribution - Zone 1 - 4QU CoRE ¦ 1QU LoRE | Non-Red Flag Warning - Destructive Fires | equipment / facility failure | sectionalizer damage or failure | 0
HFTD - Distribution - Zone 1 - 4QU CoRE ¦ 1QU LoRE | Non-Red Flag Warning - Destructive Fires | equipment / facility failure | switch damage or failure | 0
HFTD - Distribution - Zone 1 - 4QU CoRE ¦ 1QU LoRE | Non-Red Flag Warning - Destructive Fires | equipment / facility failure | transformer damage or failure | 0
HFTD - Distribution - Zone 1 - 4QU CoRE ¦ 1QU LoRE | Non-Red Flag Warning - Destructive Fires | equipment / facility failure | voltage regulator / booster damage or failure | 0
HFTD - Distribution - Zone 1 - 4QU CoRE ¦ 1QU LoRE | Non-Red Flag Warning - Destructive Fires | other | all other | 1.3289e-07
HFTD - Distribution - Zone 1 - 4QU CoRE ¦ 1QU LoRE | Non-Red Flag Warning - Destructive Fires | unknown | unknown | 2.6525e-07
HFTD - Distribution - Zone 1 - 4QU CoRE ¦ 1QU LoRE | Non-Red Flag Warning - Destructive Fires | utility work / operation | utility work / operation | 3.4777e-08
HFTD - Distribution - Zone 1 - 4QU CoRE ¦ 1QU LoRE | Non-Red Flag Warning - Destructive Fires | vandalism / theft | vandalism / theft | 9.0127e-10
HFTD - Distribution - Zone 1 - 4QU CoRE ¦ 1QU LoRE | Non-Red Flag Warning - Destructive Fires | vegetation contact | branch (not overhanging, 4-12ft) | 0
HFTD - Distribution - Zone 1 - 4QU CoRE ¦ 1QU LoRE | Non-Red Flag Warning - Destructive Fires | vegetation contact | branch (not overhanging, > 12ft) | 0
HFTD - Distribution - Zone 1 - 4QU CoRE ¦ 1QU LoRE | Non-Red Flag Warning - Destructive Fires | vegetation contact | branch (not overhanging, distance unknown) | 0
HFTD - Distribution - Zone 1 - 4QU CoRE ¦ 1QU LoRE | Non-Red Flag Warning - Destructive Fires | vegetation contact | branch (not overhanging, within 4ft) | 0
HFTD - Distribution - Zone 1 - 4QU CoRE ¦ 1QU LoRE | Non-Red Flag Warning - Destructive Fires | vegetation contact | branch (overhanging) | 0
HFTD - Distribution - Zone 1 - 4QU CoRE ¦ 1QU LoRE | Non-Red Flag Warning - Destructive Fires | vegetation contact | dead | 0
HFTD - Distribution - Zone 1 - 4QU CoRE ¦ 1QU LoRE | Non-Red Flag Warning - Destructive Fires | vegetation contact | fell into (moderate-severe defect) | 0
HFTD - Distribution - Zone 1 - 4QU CoRE ¦ 1QU LoRE | Non-Red Flag Warning - Destructive Fires | vegetation contact | fell into (no defect) | 0
HFTD - Distribution - Zone 1 - 4QU CoRE ¦ 1QU LoRE | Non-Red Flag Warning - Destructive Fires | vegetation contact | fell into (slight defect) | 0
HFTD - Distribution - Zone 1 - 4QU CoRE ¦ 1QU LoRE | Non-Red Flag Warning - Destructive Fires | vegetation contact | grow into | 0
HFTD - Distribution - Zone 1 - 4QU CoRE ¦ 1QU LoRE | Non-Red Flag Warning - Destructive Fires | vegetation contact | other/unknown | 0
HFTD - Distribution - Zone 1 - 4QU CoRE ¦ 1QU LoRE | Non-Red Flag Warning - Destructive Fires | wire-to-wire contact | wire-to-wire contact / contamination | 5.2119e-07
HFTD - Distribution - Zone 1 - 4QU CoRE ¦ 1QU LoRE | Non-Red Flag Warning - Large Fires | contact from object | animal contact | 1.3457e-06
HFTD - Distribution - Zone 1 - 4QU CoRE ¦ 1QU LoRE | Non-Red Flag Warning - Large Fires | contact from object | balloon contact | 3.9314e-08
HFTD - Distribution - Zone 1 - 4QU CoRE ¦ 1QU LoRE | Non-Red Flag Warning - Large Fires | contact from object | other contact from object | 5.9988e-07
HFTD - Distribution - Zone 1 - 4QU CoRE ¦ 1QU LoRE | Non-Red Flag Warning - Large Fires | contact from object | vehicle contact | 8.386e-08
HFTD - Distribution - Zone 1 - 4QU CoRE ¦ 1QU LoRE | Non-Red Flag Warning - Large Fires | equipment / facility failure | anchor / guy damage or failure | 0
HFTD - Distribution - Zone 1 - 4QU CoRE ¦ 1QU LoRE | Non-Red Flag Warning - Large Fires | equipment / facility failure | capacitor bank damage or failure | 0
HFTD - Distribution - Zone 1 - 4QU CoRE ¦ 1QU LoRE | Non-Red Flag Warning - Large Fires | equipment / facility failure | conductor damage or failure | 6.8721e-07
HFTD - Distribution - Zone 1 - 4QU CoRE ¦ 1QU LoRE | Non-Red Flag Warning - Large Fires | equipment / facility failure | connection device damage or failure | 3.1194e-07
HFTD - Distribution - Zone 1 - 4QU CoRE ¦ 1QU LoRE | Non-Red Flag Warning - Large Fires | equipment / facility failure | crossarm damage or failure | 2.3684e-08
HFTD - Distribution - Zone 1 - 4QU CoRE ¦ 1QU LoRE | Non-Red Flag Warning - Large Fires | equipment / facility failure | fuse damage or failure | 0
HFTD - Distribution - Zone 1 - 4QU CoRE ¦ 1QU LoRE | Non-Red Flag Warning - Large Fires | equipment / facility failure | insulator and brushing damage or failure | 0
HFTD - Distribution - Zone 1 - 4QU CoRE ¦ 1QU LoRE | Non-Red Flag Warning - Large Fires | equipment / facility failure | lightning arrestor damage or failure | 0
HFTD - Distribution - Zone 1 - 4QU CoRE ¦ 1QU LoRE | Non-Red Flag Warning - Large Fires | equipment / facility failure | other equipment / facility failure | 7.2087e-08
HFTD - Distribution - Zone 1 - 4QU CoRE ¦ 1QU LoRE | Non-Red Flag Warning - Large Fires | equipment / facility failure | pole damage or failure | 2.4013e-08
HFTD - Distribution - Zone 1 - 4QU CoRE ¦ 1QU LoRE | Non-Red Flag Warning - Large Fires | equipment / facility failure | recloser damage or failure | 0
HFTD - Distribution - Zone 1 - 4QU CoRE ¦ 1QU LoRE | Non-Red Flag Warning - Large Fires | equipment / facility failure | sectionalizer damage or failure | 0
HFTD - Distribution - Zone 1 - 4QU CoRE ¦ 1QU LoRE | Non-Red Flag Warning - Large Fires | equipment / facility failure | switch damage or failure | 0
HFTD - Distribution - Zone 1 - 4QU CoRE ¦ 1QU LoRE | Non-Red Flag Warning - Large Fires | equipment / facility failure | transformer damage or failure | 0
HFTD - Distribution - Zone 1 - 4QU CoRE ¦ 1QU LoRE | Non-Red Flag Warning - Large Fires | equipment / facility failure | voltage regulator / booster damage or failure | 0
HFTD - Distribution - Zone 1 - 4QU CoRE ¦ 1QU LoRE | Non-Red Flag Warning - Large Fires | other | all other | 1.1686e-06
HFTD - Distribution - Zone 1 - 4QU CoRE ¦ 1QU LoRE | Non-Red Flag Warning - Large Fires | unknown | unknown | 2.3326e-06
HFTD - Distribution - Zone 1 - 4QU CoRE ¦ 1QU LoRE | Non-Red Flag Warning - Large Fires | utility work / operation | utility work / operation | 3.0583e-07
HFTD - Distribution - Zone 1 - 4QU CoRE ¦ 1QU LoRE | Non-Red Flag Warning - Large Fires | vandalism / theft | vandalism / theft | 7.9257e-09
HFTD - Distribution - Zone 1 - 4QU CoRE ¦ 1QU LoRE | Non-Red Flag Warning - Large Fires | vegetation contact | branch (not overhanging, 4-12ft) | 0
HFTD - Distribution - Zone 1 - 4QU CoRE ¦ 1QU LoRE | Non-Red Flag Warning - Large Fires | vegetation contact | branch (not overhanging, > 12ft) | 0
HFTD - Distribution - Zone 1 - 4QU CoRE ¦ 1QU LoRE | Non-Red Flag Warning - Large Fires | vegetation contact | branch (not overhanging, distance unknown) | 0
HFTD - Distribution - Zone 1 - 4QU CoRE ¦ 1QU LoRE | Non-Red Flag Warning - Large Fires | vegetation contact | branch (not overhanging, within 4ft) | 0
HFTD - Distribution - Zone 1 - 4QU CoRE ¦ 1QU LoRE | Non-Red Flag Warning - Large Fires | vegetation contact | branch (overhanging) | 0
HFTD - Distribution - Zone 1 - 4QU CoRE ¦ 1QU LoRE | Non-Red Flag Warning - Large Fires | vegetation contact | dead | 0
HFTD - Distribution - Zone 1 - 4QU CoRE ¦ 1QU LoRE | Non-Red Flag Warning - Large Fires | vegetation contact | fell into (moderate-severe defect) | 0
HFTD - Distribution - Zone 1 - 4QU CoRE ¦ 1QU LoRE | Non-Red Flag Warning - Large Fires | vegetation contact | fell into (no defect) | 0
HFTD - Distribution - Zone 1 - 4QU CoRE ¦ 1QU LoRE | Non-Red Flag Warning - Large Fires | vegetation contact | fell into (slight defect) | 0
HFTD - Distribution - Zone 1 - 4QU CoRE ¦ 1QU LoRE | Non-Red Flag Warning - Large Fires | vegetation contact | grow into | 0
HFTD - Distribution - Zone 1 - 4QU CoRE ¦ 1QU LoRE | Non-Red Flag Warning - Large Fires | vegetation contact | other/unknown | 0
HFTD - Distribution - Zone 1 - 4QU CoRE ¦ 1QU LoRE | Non-Red Flag Warning - Large Fires | wire-to-wire contact | wire-to-wire contact / contamination | 4.5833e-06
HFTD - Distribution - Zone 1 - 4QU CoRE ¦ 1QU LoRE | Non-Red Flag Warning - Small Fires | contact from object | animal contact | 0.00040218
HFTD - Distribution - Zone 1 - 4QU CoRE ¦ 1QU LoRE | Non-Red Flag Warning - Small Fires | contact from object | balloon contact | 1.175e-05
HFTD - Distribution - Zone 1 - 4QU CoRE ¦ 1QU LoRE | Non-Red Flag Warning - Small Fires | contact from object | other contact from object | 0.00017929
HFTD - Distribution - Zone 1 - 4QU CoRE ¦ 1QU LoRE | Non-Red Flag Warning - Small Fires | contact from object | vehicle contact | 2.5063e-05
HFTD - Distribution - Zone 1 - 4QU CoRE ¦ 1QU LoRE | Non-Red Flag Warning - Small Fires | equipment / facility failure | anchor / guy damage or failure | 0
HFTD - Distribution - Zone 1 - 4QU CoRE ¦ 1QU LoRE | Non-Red Flag Warning - Small Fires | equipment / facility failure | capacitor bank damage or failure | 0
HFTD - Distribution - Zone 1 - 4QU CoRE ¦ 1QU LoRE | Non-Red Flag Warning - Small Fires | equipment / facility failure | conductor damage or failure | 0.0006259
HFTD - Distribution - Zone 1 - 4QU CoRE ¦ 1QU LoRE | Non-Red Flag Warning - Small Fires | equipment / facility failure | connection device damage or failure | 0.00028411
HFTD - Distribution - Zone 1 - 4QU CoRE ¦ 1QU LoRE | Non-Red Flag Warning - Small Fires | equipment / facility failure | crossarm damage or failure | 2.1571e-05
HFTD - Distribution - Zone 1 - 4QU CoRE ¦ 1QU LoRE | Non-Red Flag Warning - Small Fires | equipment / facility failure | fuse damage or failure | 0
HFTD - Distribution - Zone 1 - 4QU CoRE ¦ 1QU LoRE | Non-Red Flag Warning - Small Fires | equipment / facility failure | insulator and brushing damage or failure | 0
HFTD - Distribution - Zone 1 - 4QU CoRE ¦ 1QU LoRE | Non-Red Flag Warning - Small Fires | equipment / facility failure | lightning arrestor damage or failure | 0
HFTD - Distribution - Zone 1 - 4QU CoRE ¦ 1QU LoRE | Non-Red Flag Warning - Small Fires | equipment / facility failure | other equipment / facility failure | 6.5656e-05
HFTD - Distribution - Zone 1 - 4QU CoRE ¦ 1QU LoRE | Non-Red Flag Warning - Small Fires | equipment / facility failure | pole damage or failure | 2.1871e-05
HFTD - Distribution - Zone 1 - 4QU CoRE ¦ 1QU LoRE | Non-Red Flag Warning - Small Fires | equipment / facility failure | recloser damage or failure | 0
HFTD - Distribution - Zone 1 - 4QU CoRE ¦ 1QU LoRE | Non-Red Flag Warning - Small Fires | equipment / facility failure | sectionalizer damage or failure | 0
HFTD - Distribution - Zone 1 - 4QU CoRE ¦ 1QU LoRE | Non-Red Flag Warning - Small Fires | equipment / facility failure | switch damage or failure | 0
HFTD - Distribution - Zone 1 - 4QU CoRE ¦ 1QU LoRE | Non-Red Flag Warning - Small Fires | equipment / facility failure | transformer damage or failure | 0
HFTD - Distribution - Zone 1 - 4QU CoRE ¦ 1QU LoRE | Non-Red Flag Warning - Small Fires | equipment / facility failure | voltage regulator / booster damage or failure | 0
HFTD - Distribution - Zone 1 - 4QU CoRE ¦ 1QU LoRE | Non-Red Flag Warning - Small Fires | other | all other | 0.00034926
HFTD - Distribution - Zone 1 - 4QU CoRE ¦ 1QU LoRE | Non-Red Flag Warning - Small Fires | unknown | unknown | 0.00069715
HFTD - Distribution - Zone 1 - 4QU CoRE ¦ 1QU LoRE | Non-Red Flag Warning - Small Fires | utility work / operation | utility work / operation | 9.1402e-05
HFTD - Distribution - Zone 1 - 4QU CoRE ¦ 1QU LoRE | Non-Red Flag Warning - Small Fires | vandalism / theft | vandalism / theft | 2.3688e-06
HFTD - Distribution - Zone 1 - 4QU CoRE ¦ 1QU LoRE | Non-Red Flag Warning - Small Fires | vegetation contact | branch (not overhanging, 4-12ft) | 0
HFTD - Distribution - Zone 1 - 4QU CoRE ¦ 1QU LoRE | Non-Red Flag Warning - Small Fires | vegetation contact | branch (not overhanging, > 12ft) | 0
HFTD - Distribution - Zone 1 - 4QU CoRE ¦ 1QU LoRE | Non-Red Flag Warning - Small Fires | vegetation contact | branch (not overhanging, distance unknown) | 0
HFTD - Distribution - Zone 1 - 4QU CoRE ¦ 1QU LoRE | Non-Red Flag Warning - Small Fires | vegetation contact | branch (not overhanging, within 4ft) | 0
HFTD - Distribution - Zone 1 - 4QU CoRE ¦ 1QU LoRE | Non-Red Flag Warning - Small Fires | vegetation contact | branch (overhanging) | 0
HFTD - Distribution - Zone 1 - 4QU CoRE ¦ 1QU LoRE | Non-Red Flag Warning - Small Fires | vegetation contact | dead | 0
HFTD - Distribution - Zone 1 - 4QU CoRE ¦ 1QU LoRE | Non-Red Flag Warning - Small Fires | vegetation contact | fell into (moderate-severe defect) | 0
HFTD - Distribution - Zone 1 - 4QU CoRE ¦ 1QU LoRE | Non-Red Flag Warning - Small Fires | vegetation contact | fell into (no defect) | 0
HFTD - Distribution - Zone 1 - 4QU CoRE ¦ 1QU LoRE | Non-Red Flag Warning - Small Fires | vegetation contact | fell into (slight defect) | 0
HFTD - Distribution - Zone 1 - 4QU CoRE ¦ 1QU LoRE | Non-Red Flag Warning - Small Fires | vegetation contact | grow into | 0
HFTD - Distribution - Zone 1 - 4QU CoRE ¦ 1QU LoRE | Non-Red Flag Warning - Small Fires | vegetation contact | other/unknown | 0
HFTD - Distribution - Zone 1 - 4QU CoRE ¦ 1QU LoRE | Non-Red Flag Warning - Small Fires | wire-to-wire contact | wire-to-wire contact / contamination | 0.0013698
HFTD - Distribution - Zone 1 - 4QU CoRE ¦ 1QU LoRE | Red Flag Warning - Catastrophic Fires | contact from object | animal contact | 0
HFTD - Distribution - Zone 1 - 4QU CoRE ¦ 1QU LoRE | Red Flag Warning - Catastrophic Fires | contact from object | balloon contact | 0
HFTD - Distribution - Zone 1 - 4QU CoRE ¦ 1QU LoRE | Red Flag Warning - Catastrophic Fires | contact from object | other contact from object | 0
HFTD - Distribution - Zone 1 - 4QU CoRE ¦ 1QU LoRE | Red Flag Warning - Catastrophic Fires | contact from object | vehicle contact | 0
HFTD - Distribution - Zone 1 - 4QU CoRE ¦ 1QU LoRE | Red Flag Warning - Catastrophic Fires | equipment / facility failure | anchor / guy damage or failure | 0
HFTD - Distribution - Zone 1 - 4QU CoRE ¦ 1QU LoRE | Red Flag Warning - Catastrophic Fires | equipment / facility failure | capacitor bank damage or failure | 0
HFTD - Distribution - Zone 1 - 4QU CoRE ¦ 1QU LoRE | Red Flag Warning - Catastrophic Fires | equipment / facility failure | conductor damage or failure | 2.7747e-06
HFTD - Distribution - Zone 1 - 4QU CoRE ¦ 1QU LoRE | Red Flag Warning - Catastrophic Fires | equipment / facility failure | connection device damage or failure | 8.8035e-07
HFTD - Distribution - Zone 1 - 4QU CoRE ¦ 1QU LoRE | Red Flag Warning - Catastrophic Fires | equipment / facility failure | crossarm damage or failure | 8.6404e-08
HFTD - Distribution - Zone 1 - 4QU CoRE ¦ 1QU LoRE | Red Flag Warning - Catastrophic Fires | equipment / facility failure | fuse damage or failure | 0
HFTD - Distribution - Zone 1 - 4QU CoRE ¦ 1QU LoRE | Red Flag Warning - Catastrophic Fires | equipment / facility failure | insulator and brushing damage or failure | 0
HFTD - Distribution - Zone 1 - 4QU CoRE ¦ 1QU LoRE | Red Flag Warning - Catastrophic Fires | equipment / facility failure | lightning arrestor damage or failure | 0
HFTD - Distribution - Zone 1 - 4QU CoRE ¦ 1QU LoRE | Red Flag Warning - Catastrophic Fires | equipment / facility failure | other equipment / facility failure | 9.1112e-08
HFTD - Distribution - Zone 1 - 4QU CoRE ¦ 1QU LoRE | Red Flag Warning - Catastrophic Fires | equipment / facility failure | pole damage or failure | 3.7514e-08
HFTD - Distribution - Zone 1 - 4QU CoRE ¦ 1QU LoRE | Red Flag Warning - Catastrophic Fires | equipment / facility failure | recloser damage or failure | 0
HFTD - Distribution - Zone 1 - 4QU CoRE ¦ 1QU LoRE | Red Flag Warning - Catastrophic Fires | equipment / facility failure | sectionalizer damage or failure | 0
HFTD - Distribution - Zone 1 - 4QU CoRE ¦ 1QU LoRE | Red Flag Warning - Catastrophic Fires | equipment / facility failure | switch damage or failure | 0
HFTD - Distribution - Zone 1 - 4QU CoRE ¦ 1QU LoRE | Red Flag Warning - Catastrophic Fires | equipment / facility failure | transformer damage or failure | 0
HFTD - Distribution - Zone 1 - 4QU CoRE ¦ 1QU LoRE | Red Flag Warning - Catastrophic Fires | equipment / facility failure | voltage regulator / booster damage or failure | 0
HFTD - Distribution - Zone 1 - 4QU CoRE ¦ 1QU LoRE | Red Flag Warning - Catastrophic Fires | other | all other | 0
HFTD - Distribution - Zone 1 - 4QU CoRE ¦ 1QU LoRE | Red Flag Warning - Catastrophic Fires | unknown | unknown | 0
HFTD - Distribution - Zone 1 - 4QU CoRE ¦ 1QU LoRE | Red Flag Warning - Catastrophic Fires | utility work / operation | utility work / operation | 0
HFTD - Distribution - Zone 1 - 4QU CoRE ¦ 1QU LoRE | Red Flag Warning - Catastrophic Fires | vandalism / theft | vandalism / theft | 0
HFTD - Distribution - Zone 1 - 4QU CoRE ¦ 1QU LoRE | Red Flag Warning - Catastrophic Fires | vegetation contact | branch (not overhanging, 4-12ft) | 0
HFTD - Distribution - Zone 1 - 4QU CoRE ¦ 1QU LoRE | Red Flag Warning - Catastrophic Fires | vegetation contact | branch (not overhanging, > 12ft) | 0
HFTD - Distribution - Zone 1 - 4QU CoRE ¦ 1QU LoRE | Red Flag Warning - Catastrophic Fires | vegetation contact | branch (not overhanging, distance unknown) | 0
HFTD - Distribution - Zone 1 - 4QU CoRE ¦ 1QU LoRE | Red Flag Warning - Catastrophic Fires | vegetation contact | branch (not overhanging, within 4ft) | 0
HFTD - Distribution - Zone 1 - 4QU CoRE ¦ 1QU LoRE | Red Flag Warning - Catastrophic Fires | vegetation contact | branch (overhanging) | 0
HFTD - Distribution - Zone 1 - 4QU CoRE ¦ 1QU LoRE | Red Flag Warning - Catastrophic Fires | vegetation contact | dead | 0
HFTD - Distribution - Zone 1 - 4QU CoRE ¦ 1QU LoRE | Red Flag Warning - Catastrophic Fires | vegetation contact | fell into (moderate-severe defect) | 0
HFTD - Distribution - Zone 1 - 4QU CoRE ¦ 1QU LoRE | Red Flag Warning - Catastrophic Fires | vegetation contact | fell into (no defect) | 0
HFTD - Distribution - Zone 1 - 4QU CoRE ¦ 1QU LoRE | Red Flag Warning - Catastrophic Fires | vegetation contact | fell into (slight defect) | 0
HFTD - Distribution - Zone 1 - 4QU CoRE ¦ 1QU LoRE | Red Flag Warning - Catastrophic Fires | vegetation contact | grow into | 0
HFTD - Distribution - Zone 1 - 4QU CoRE ¦ 1QU LoRE | Red Flag Warning - Catastrophic Fires | vegetation contact | other/unknown | 0
HFTD - Distribution - Zone 1 - 4QU CoRE ¦ 1QU LoRE | Red Flag Warning - Catastrophic Fires | wire-to-wire contact | wire-to-wire contact / contamination | 0
HFTD - Distribution - Zone 1 - 4QU CoRE ¦ 1QU LoRE | Red Flag Warning - Destructive Fires | contact from object | animal contact | 0
HFTD - Distribution - Zone 1 - 4QU CoRE ¦ 1QU LoRE | Red Flag Warning - Destructive Fires | contact from object | balloon contact | 0
HFTD - Distribution - Zone 1 - 4QU CoRE ¦ 1QU LoRE | Red Flag Warning - Destructive Fires | contact from object | other contact from object | 0
HFTD - Distribution - Zone 1 - 4QU CoRE ¦ 1QU LoRE | Red Flag Warning - Destructive Fires | contact from object | vehicle contact | 0
HFTD - Distribution - Zone 1 - 4QU CoRE ¦ 1QU LoRE | Red Flag Warning - Destructive Fires | equipment / facility failure | anchor / guy damage or failure | 0
HFTD - Distribution - Zone 1 - 4QU CoRE ¦ 1QU LoRE | Red Flag Warning - Destructive Fires | equipment / facility failure | capacitor bank damage or failure | 0
HFTD - Distribution - Zone 1 - 4QU CoRE ¦ 1QU LoRE | Red Flag Warning - Destructive Fires | equipment / facility failure | conductor damage or failure | 1.3388e-06
HFTD - Distribution - Zone 1 - 4QU CoRE ¦ 1QU LoRE | Red Flag Warning - Destructive Fires | equipment / facility failure | connection device damage or failure | 4.2477e-07
HFTD - Distribution - Zone 1 - 4QU CoRE ¦ 1QU LoRE | Red Flag Warning - Destructive Fires | equipment / facility failure | crossarm damage or failure | 4.169e-08
HFTD - Distribution - Zone 1 - 4QU CoRE ¦ 1QU LoRE | Red Flag Warning - Destructive Fires | equipment / facility failure | fuse damage or failure | 0
HFTD - Distribution - Zone 1 - 4QU CoRE ¦ 1QU LoRE | Red Flag Warning - Destructive Fires | equipment / facility failure | insulator and brushing damage or failure | 0
HFTD - Distribution - Zone 1 - 4QU CoRE ¦ 1QU LoRE | Red Flag Warning - Destructive Fires | equipment / facility failure | lightning arrestor damage or failure | 0
HFTD - Distribution - Zone 1 - 4QU CoRE ¦ 1QU LoRE | Red Flag Warning - Destructive Fires | equipment / facility failure | other equipment / facility failure | 4.3961e-08
HFTD - Distribution - Zone 1 - 4QU CoRE ¦ 1QU LoRE | Red Flag Warning - Destructive Fires | equipment / facility failure | pole damage or failure | 1.81e-08
HFTD - Distribution - Zone 1 - 4QU CoRE ¦ 1QU LoRE | Red Flag Warning - Destructive Fires | equipment / facility failure | recloser damage or failure | 0
HFTD - Distribution - Zone 1 - 4QU CoRE ¦ 1QU LoRE | Red Flag Warning - Destructive Fires | equipment / facility failure | sectionalizer damage or failure | 0
HFTD - Distribution - Zone 1 - 4QU CoRE ¦ 1QU LoRE | Red Flag Warning - Destructive Fires | equipment / facility failure | switch damage or failure | 0
HFTD - Distribution - Zone 1 - 4QU CoRE ¦ 1QU LoRE | Red Flag Warning - Destructive Fires | equipment / facility failure | transformer damage or failure | 0
HFTD - Distribution - Zone 1 - 4QU CoRE ¦ 1QU LoRE | Red Flag Warning - Destructive Fires | equipment / facility failure | voltage regulator / booster damage or failure | 0
HFTD - Distribution - Zone 1 - 4QU CoRE ¦ 1QU LoRE | Red Flag Warning - Destructive Fires | other | all other | 0
HFTD - Distribution - Zone 1 - 4QU CoRE ¦ 1QU LoRE | Red Flag Warning - Destructive Fires | unknown | unknown | 0
HFTD - Distribution - Zone 1 - 4QU CoRE ¦ 1QU LoRE | Red Flag Warning - Destructive Fires | utility work / operation | utility work / operation | 0
HFTD - Distribution - Zone 1 - 4QU CoRE ¦ 1QU LoRE | Red Flag Warning - Destructive Fires | vandalism / theft | vandalism / theft | 0
HFTD - Distribution - Zone 1 - 4QU CoRE ¦ 1QU LoRE | Red Flag Warning - Destructive Fires | vegetation contact | branch (not overhanging, 4-12ft) | 0
HFTD - Distribution - Zone 1 - 4QU CoRE ¦ 1QU LoRE | Red Flag Warning - Destructive Fires | vegetation contact | branch (not overhanging, > 12ft) | 0
HFTD - Distribution - Zone 1 - 4QU CoRE ¦ 1QU LoRE | Red Flag Warning - Destructive Fires | vegetation contact | branch (not overhanging, distance unknown) | 0
HFTD - Distribution - Zone 1 - 4QU CoRE ¦ 1QU LoRE | Red Flag Warning - Destructive Fires | vegetation contact | branch (not overhanging, within 4ft) | 0
HFTD - Distribution - Zone 1 - 4QU CoRE ¦ 1QU LoRE | Red Flag Warning - Destructive Fires | vegetation contact | branch (overhanging) | 0
HFTD - Distribution - Zone 1 - 4QU CoRE ¦ 1QU LoRE | Red Flag Warning - Destructive Fires | vegetation contact | dead | 0
HFTD - Distribution - Zone 1 - 4QU CoRE ¦ 1QU LoRE | Red Flag Warning - Destructive Fires | vegetation contact | fell into (moderate-severe defect) | 0
HFTD - Distribution - Zone 1 - 4QU CoRE ¦ 1QU LoRE | Red Flag Warning - Destructive Fires | vegetation contact | fell into (no defect) | 0
HFTD - Distribution - Zone 1 - 4QU CoRE ¦ 1QU LoRE | Red Flag Warning - Destructive Fires | vegetation contact | fell into (slight defect) | 0
HFTD - Distribution - Zone 1 - 4QU CoRE ¦ 1QU LoRE | Red Flag Warning - Destructive Fires | vegetation contact | grow into | 0
HFTD - Distribution - Zone 1 - 4QU CoRE ¦ 1QU LoRE | Red Flag Warning - Destructive Fires | vegetation contact | other/unknown | 0
HFTD - Distribution - Zone 1 - 4QU CoRE ¦ 1QU LoRE | Red Flag Warning - Destructive Fires | wire-to-wire contact | wire-to-wire contact / contamination | 0
HFTD - Distribution - Zone 1 - 4QU CoRE ¦ 1QU LoRE | Red Flag Warning - Large Fires | contact from object | animal contact | 0
HFTD - Distribution - Zone 1 - 4QU CoRE ¦ 1QU LoRE | Red Flag Warning - Large Fires | contact from object | balloon contact | 0
HFTD - Distribution - Zone 1 - 4QU CoRE ¦ 1QU LoRE | Red Flag Warning - Large Fires | contact from object | other contact from object | 0
HFTD - Distribution - Zone 1 - 4QU CoRE ¦ 1QU LoRE | Red Flag Warning - Large Fires | contact from object | vehicle contact | 0
HFTD - Distribution - Zone 1 - 4QU CoRE ¦ 1QU LoRE | Red Flag Warning - Large Fires | equipment / facility failure | anchor / guy damage or failure | 0
HFTD - Distribution - Zone 1 - 4QU CoRE ¦ 1QU LoRE | Red Flag Warning - Large Fires | equipment / facility failure | capacitor bank damage or failure | 0
HFTD - Distribution - Zone 1 - 4QU CoRE ¦ 1QU LoRE | Red Flag Warning - Large Fires | equipment / facility failure | conductor damage or failure | 8.628e-06
HFTD - Distribution - Zone 1 - 4QU CoRE ¦ 1QU LoRE | Red Flag Warning - Large Fires | equipment / facility failure | connection device damage or failure | 2.7375e-06
HFTD - Distribution - Zone 1 - 4QU CoRE ¦ 1QU LoRE | Red Flag Warning - Large Fires | equipment / facility failure | crossarm damage or failure | 2.6868e-07
HFTD - Distribution - Zone 1 - 4QU CoRE ¦ 1QU LoRE | Red Flag Warning - Large Fires | equipment / facility failure | fuse damage or failure | 0
HFTD - Distribution - Zone 1 - 4QU CoRE ¦ 1QU LoRE | Red Flag Warning - Large Fires | equipment / facility failure | insulator and brushing damage or failure | 0
HFTD - Distribution - Zone 1 - 4QU CoRE ¦ 1QU LoRE | Red Flag Warning - Large Fires | equipment / facility failure | lightning arrestor damage or failure | 0
HFTD - Distribution - Zone 1 - 4QU CoRE ¦ 1QU LoRE | Red Flag Warning - Large Fires | equipment / facility failure | other equipment / facility failure | 2.8331e-07
HFTD - Distribution - Zone 1 - 4QU CoRE ¦ 1QU LoRE | Red Flag Warning - Large Fires | equipment / facility failure | pole damage or failure | 1.1665e-07
HFTD - Distribution - Zone 1 - 4QU CoRE ¦ 1QU LoRE | Red Flag Warning - Large Fires | equipment / facility failure | recloser damage or failure | 0
HFTD - Distribution - Zone 1 - 4QU CoRE ¦ 1QU LoRE | Red Flag Warning - Large Fires | equipment / facility failure | sectionalizer damage or failure | 0
HFTD - Distribution - Zone 1 - 4QU CoRE ¦ 1QU LoRE | Red Flag Warning - Large Fires | equipment / facility failure | switch damage or failure | 0
HFTD - Distribution - Zone 1 - 4QU CoRE ¦ 1QU LoRE | Red Flag Warning - Large Fires | equipment / facility failure | transformer damage or failure | 0
HFTD - Distribution - Zone 1 - 4QU CoRE ¦ 1QU LoRE | Red Flag Warning - Large Fires | equipment / facility failure | voltage regulator / booster damage or failure | 0
HFTD - Distribution - Zone 1 - 4QU CoRE ¦ 1QU LoRE | Red Flag Warning - Large Fires | other | all other | 0
HFTD - Distribution - Zone 1 - 4QU CoRE ¦ 1QU LoRE | Red Flag Warning - Large Fires | unknown | unknown | 0
HFTD - Distribution - Zone 1 - 4QU CoRE ¦ 1QU LoRE | Red Flag Warning - Large Fires | utility work / operation | utility work / operation | 0
HFTD - Distribution - Zone 1 - 4QU CoRE ¦ 1QU LoRE | Red Flag Warning - Large Fires | vandalism / theft | vandalism / theft | 0
HFTD - Distribution - Zone 1 - 4QU CoRE ¦ 1QU LoRE | Red Flag Warning - Large Fires | vegetation contact | branch (not overhanging, 4-12ft) | 0
HFTD - Distribution - Zone 1 - 4QU CoRE ¦ 1QU LoRE | Red Flag Warning - Large Fires | vegetation contact | branch (not overhanging, > 12ft) | 0
HFTD - Distribution - Zone 1 - 4QU CoRE ¦ 1QU LoRE | Red Flag Warning - Large Fires | vegetation contact | branch (not overhanging, distance unknown) | 0
HFTD - Distribution - Zone 1 - 4QU CoRE ¦ 1QU LoRE | Red Flag Warning - Large Fires | vegetation contact | branch (not overhanging, within 4ft) | 0
HFTD - Distribution - Zone 1 - 4QU CoRE ¦ 1QU LoRE | Red Flag Warning - Large Fires | vegetation contact | branch (overhanging) | 0
HFTD - Distribution - Zone 1 - 4QU CoRE ¦ 1QU LoRE | Red Flag Warning - Large Fires | vegetation contact | dead | 0
HFTD - Distribution - Zone 1 - 4QU CoRE ¦ 1QU LoRE | Red Flag Warning - Large Fires | vegetation contact | fell into (moderate-severe defect) | 0
HFTD - Distribution - Zone 1 - 4QU CoRE ¦ 1QU LoRE | Red Flag Warning - Large Fires | vegetation contact | fell into (no defect) | 0
HFTD - Distribution - Zone 1 - 4QU CoRE ¦ 1QU LoRE | Red Flag Warning - Large Fires | vegetation contact | fell into (slight defect) | 0
HFTD - Distribution - Zone 1 - 4QU CoRE ¦ 1QU LoRE | Red Flag Warning - Large Fires | vegetation contact | grow into | 0
HFTD - Distribution - Zone 1 - 4QU CoRE ¦ 1QU LoRE | Red Flag Warning - Large Fires | vegetation contact | other/unknown | 0
HFTD - Distribution - Zone 1 - 4QU CoRE ¦ 1QU LoRE | Red Flag Warning - Large Fires | wire-to-wire contact | wire-to-wire contact / contamination | 0
HFTD - Distribution - Zone 1 - 4QU CoRE ¦ 1QU LoRE | Red Flag Warning - Small Fires | contact from object | animal contact | 7.6802e-06
HFTD - Distribution - Zone 1 - 4QU CoRE ¦ 1QU LoRE | Red Flag Warning - Small Fires | contact from object | balloon contact | 3.9197e-07
HFTD - Distribution - Zone 1 - 4QU CoRE ¦ 1QU LoRE | Red Flag Warning - Small Fires | contact from object | other contact from object | 6.1778e-06
HFTD - Distribution - Zone 1 - 4QU CoRE ¦ 1QU LoRE | Red Flag Warning - Small Fires | contact from object | vehicle contact | 1.0224e-06
HFTD - Distribution - Zone 1 - 4QU CoRE ¦ 1QU LoRE | Red Flag Warning - Small Fires | equipment / facility failure | anchor / guy damage or failure | 0
HFTD - Distribution - Zone 1 - 4QU CoRE ¦ 1QU LoRE | Red Flag Warning - Small Fires | equipment / facility failure | capacitor bank damage or failure | 0
HFTD - Distribution - Zone 1 - 4QU CoRE ¦ 1QU LoRE | Red Flag Warning - Small Fires | equipment / facility failure | conductor damage or failure | 0.00012296
HFTD - Distribution - Zone 1 - 4QU CoRE ¦ 1QU LoRE | Red Flag Warning - Small Fires | equipment / facility failure | connection device damage or failure | 3.9012e-05
HFTD - Distribution - Zone 1 - 4QU CoRE ¦ 1QU LoRE | Red Flag Warning - Small Fires | equipment / facility failure | crossarm damage or failure | 3.8289e-06
HFTD - Distribution - Zone 1 - 4QU CoRE ¦ 1QU LoRE | Red Flag Warning - Small Fires | equipment / facility failure | fuse damage or failure | 0
HFTD - Distribution - Zone 1 - 4QU CoRE ¦ 1QU LoRE | Red Flag Warning - Small Fires | equipment / facility failure | insulator and brushing damage or failure | 0
HFTD - Distribution - Zone 1 - 4QU CoRE ¦ 1QU LoRE | Red Flag Warning - Small Fires | equipment / facility failure | lightning arrestor damage or failure | 0
HFTD - Distribution - Zone 1 - 4QU CoRE ¦ 1QU LoRE | Red Flag Warning - Small Fires | equipment / facility failure | other equipment / facility failure | 4.0375e-06
HFTD - Distribution - Zone 1 - 4QU CoRE ¦ 1QU LoRE | Red Flag Warning - Small Fires | equipment / facility failure | pole damage or failure | 1.6624e-06
HFTD - Distribution - Zone 1 - 4QU CoRE ¦ 1QU LoRE | Red Flag Warning - Small Fires | equipment / facility failure | recloser damage or failure | 0
HFTD - Distribution - Zone 1 - 4QU CoRE ¦ 1QU LoRE | Red Flag Warning - Small Fires | equipment / facility failure | sectionalizer damage or failure | 0
HFTD - Distribution - Zone 1 - 4QU CoRE ¦ 1QU LoRE | Red Flag Warning - Small Fires | equipment / facility failure | switch damage or failure | 0
HFTD - Distribution - Zone 1 - 4QU CoRE ¦ 1QU LoRE | Red Flag Warning - Small Fires | equipment / facility failure | transformer damage or failure | 0
HFTD - Distribution - Zone 1 - 4QU CoRE ¦ 1QU LoRE | Red Flag Warning - Small Fires | equipment / facility failure | voltage regulator / booster damage or failure | 0
HFTD - Distribution - Zone 1 - 4QU CoRE ¦ 1QU LoRE | Red Flag Warning - Small Fires | other | all other | 1.0417e-05
HFTD - Distribution - Zone 1 - 4QU CoRE ¦ 1QU LoRE | Red Flag Warning - Small Fires | unknown | unknown | 2.9594e-05
HFTD - Distribution - Zone 1 - 4QU CoRE ¦ 1QU LoRE | Red Flag Warning - Small Fires | utility work / operation | utility work / operation | 2.4482e-06
HFTD - Distribution - Zone 1 - 4QU CoRE ¦ 1QU LoRE | Red Flag Warning - Small Fires | vandalism / theft | vandalism / theft | 3.9786e-08
HFTD - Distribution - Zone 1 - 4QU CoRE ¦ 1QU LoRE | Red Flag Warning - Small Fires | vegetation contact | branch (not overhanging, 4-12ft) | 0
HFTD - Distribution - Zone 1 - 4QU CoRE ¦ 1QU LoRE | Red Flag Warning - Small Fires | vegetation contact | branch (not overhanging, > 12ft) | 0
HFTD - Distribution - Zone 1 - 4QU CoRE ¦ 1QU LoRE | Red Flag Warning - Small Fires | vegetation contact | branch (not overhanging, distance unknown) | 0
HFTD - Distribution - Zone 1 - 4QU CoRE ¦ 1QU LoRE | Red Flag Warning - Small Fires | vegetation contact | branch (not overhanging, within 4ft) | 0
HFTD - Distribution - Zone 1 - 4QU CoRE ¦ 1QU LoRE | Red Flag Warning - Small Fires | vegetation contact | branch (overhanging) | 0
HFTD - Distribution - Zone 1 - 4QU CoRE ¦ 1QU LoRE | Red Flag Warning - Small Fires | vegetation contact | dead | 0
HFTD - Distribution - Zone 1 - 4QU CoRE ¦ 1QU LoRE | Red Flag Warning - Small Fires | vegetation contact | fell into (moderate-severe defect) | 0
HFTD - Distribution - Zone 1 - 4QU CoRE ¦ 1QU LoRE | Red Flag Warning - Small Fires | vegetation contact | fell into (no defect) | 0
HFTD - Distribution - Zone 1 - 4QU CoRE ¦ 1QU LoRE | Red Flag Warning - Small Fires | vegetation contact | fell into (slight defect) | 0
HFTD - Distribution - Zone 1 - 4QU CoRE ¦ 1QU LoRE | Red Flag Warning - Small Fires | vegetation contact | grow into | 0
HFTD - Distribution - Zone 1 - 4QU CoRE ¦ 1QU LoRE | Red Flag Warning - Small Fires | vegetation contact | other/unknown | 0
HFTD - Distribution - Zone 1 - 4QU CoRE ¦ 1QU LoRE | Red Flag Warning - Small Fires | wire-to-wire contact | wire-to-wire contact / contamination | 4.5696e-05
HFTD - Distribution - Zone 1 - 5QU CoRE ¦ 1QU LoRE | Seismic - Non-Red Flag Warning - Catastrophic Fires | cc - seismic scenario | seismic scenario | 5.6147e-10
HFTD - Distribution - Zone 1 - 5QU CoRE ¦ 1QU LoRE | Non-Red Flag Warning - Catastrophic Fires | contact from object | animal contact | 4.3395e-08
HFTD - Distribution - Zone 1 - 5QU CoRE ¦ 1QU LoRE | Non-Red Flag Warning - Catastrophic Fires | contact from object | balloon contact | 1.2678e-09
HFTD - Distribution - Zone 1 - 5QU CoRE ¦ 1QU LoRE | Non-Red Flag Warning - Catastrophic Fires | contact from object | other contact from object | 1.9345e-08
HFTD - Distribution - Zone 1 - 5QU CoRE ¦ 1QU LoRE | Non-Red Flag Warning - Catastrophic Fires | contact from object | vehicle contact | 2.7043e-09
HFTD - Distribution - Zone 1 - 5QU CoRE ¦ 1QU LoRE | Non-Red Flag Warning - Catastrophic Fires | contamination | contamination | 0
HFTD - Distribution - Zone 1 - 5QU CoRE ¦ 1QU LoRE | Non-Red Flag Warning - Catastrophic Fires | equipment / facility failure | anchor / guy damage or failure | 0
HFTD - Distribution - Zone 1 - 5QU CoRE ¦ 1QU LoRE | Non-Red Flag Warning - Catastrophic Fires | equipment / facility failure | capacitor bank damage or failure | 0
HFTD - Distribution - Zone 1 - 5QU CoRE ¦ 1QU LoRE | Non-Red Flag Warning - Catastrophic Fires | equipment / facility failure | conductor damage or failure | 2.9824e-09
HFTD - Distribution - Zone 1 - 5QU CoRE ¦ 1QU LoRE | Non-Red Flag Warning - Catastrophic Fires | equipment / facility failure | connection device damage or failure | 1.3538e-09
HFTD - Distribution - Zone 1 - 5QU CoRE ¦ 1QU LoRE | Non-Red Flag Warning - Catastrophic Fires | equipment / facility failure | crossarm damage or failure | 1.0278e-10
HFTD - Distribution - Zone 1 - 5QU CoRE ¦ 1QU LoRE | Non-Red Flag Warning - Catastrophic Fires | equipment / facility failure | fuse damage or failure | 0
HFTD - Distribution - Zone 1 - 5QU CoRE ¦ 1QU LoRE | Non-Red Flag Warning - Catastrophic Fires | equipment / facility failure | insulator and brushing damage or failure | 0
HFTD - Distribution - Zone 1 - 5QU CoRE ¦ 1QU LoRE | Non-Red Flag Warning - Catastrophic Fires | equipment / facility failure | lightning arrestor damage or failure | 0
HFTD - Distribution - Zone 1 - 5QU CoRE ¦ 1QU LoRE | Non-Red Flag Warning - Catastrophic Fires | equipment / facility failure | other equipment / facility failure | 3.4804e-09
HFTD - Distribution - Zone 1 - 5QU CoRE ¦ 1QU LoRE | Non-Red Flag Warning - Catastrophic Fires | equipment / facility failure | pole damage or failure | 3.592e-09
HFTD - Distribution - Zone 1 - 5QU CoRE ¦ 1QU LoRE | Non-Red Flag Warning - Catastrophic Fires | equipment / facility failure | recloser damage or failure | 0
HFTD - Distribution - Zone 1 - 5QU CoRE ¦ 1QU LoRE | Non-Red Flag Warning - Catastrophic Fires | equipment / facility failure | sectionalizer damage or failure | 0
HFTD - Distribution - Zone 1 - 5QU CoRE ¦ 1QU LoRE | Non-Red Flag Warning - Catastrophic Fires | equipment / facility failure | switch damage or failure | 0
HFTD - Distribution - Zone 1 - 5QU CoRE ¦ 1QU LoRE | Non-Red Flag Warning - Catastrophic Fires | equipment / facility failure | transformer damage or failure | 0
HFTD - Distribution - Zone 1 - 5QU CoRE ¦ 1QU LoRE | Non-Red Flag Warning - Catastrophic Fires | equipment / facility failure | voltage regulator / booster damage or failure | 0
HFTD - Distribution - Zone 1 - 5QU CoRE ¦ 1QU LoRE | Non-Red Flag Warning - Catastrophic Fires | other | all other | 3.7685e-08
HFTD - Distribution - Zone 1 - 5QU CoRE ¦ 1QU LoRE | Non-Red Flag Warning - Catastrophic Fires | unknown | unknown | 5.2133e-07
HFTD - Distribution - Zone 1 - 5QU CoRE ¦ 1QU LoRE | Non-Red Flag Warning - Catastrophic Fires | utility work / operation | utility work / operation | 9.8623e-09
HFTD - Distribution - Zone 1 - 5QU CoRE ¦ 1QU LoRE | Non-Red Flag Warning - Catastrophic Fires | vandalism / theft | vandalism / theft | 2.5559e-10
HFTD - Distribution - Zone 1 - 5QU CoRE ¦ 1QU LoRE | Non-Red Flag Warning - Catastrophic Fires | vegetation contact | branch (not overhanging, 4-12ft) | 0
HFTD - Distribution - Zone 1 - 5QU CoRE ¦ 1QU LoRE | Non-Red Flag Warning - Catastrophic Fires | vegetation contact | branch (not overhanging, > 12ft) | 0
HFTD - Distribution - Zone 1 - 5QU CoRE ¦ 1QU LoRE | Non-Red Flag Warning - Catastrophic Fires | vegetation contact | branch (not overhanging, distance unknown) | 0
HFTD - Distribution - Zone 1 - 5QU CoRE ¦ 1QU LoRE | Non-Red Flag Warning - Catastrophic Fires | vegetation contact | branch (not overhanging, within 4ft) | 0
HFTD - Distribution - Zone 1 - 5QU CoRE ¦ 1QU LoRE | Non-Red Flag Warning - Catastrophic Fires | vegetation contact | branch (overhanging) | 0
HFTD - Distribution - Zone 1 - 5QU CoRE ¦ 1QU LoRE | Non-Red Flag Warning - Catastrophic Fires | vegetation contact | dead | 0
HFTD - Distribution - Zone 1 - 5QU CoRE ¦ 1QU LoRE | Non-Red Flag Warning - Catastrophic Fires | vegetation contact | fell into (moderate-severe defect) | 0
HFTD - Distribution - Zone 1 - 5QU CoRE ¦ 1QU LoRE | Non-Red Flag Warning - Catastrophic Fires | vegetation contact | fell into (no defect) | 0
HFTD - Distribution - Zone 1 - 5QU CoRE ¦ 1QU LoRE | Non-Red Flag Warning - Catastrophic Fires | vegetation contact | fell into (slight defect) | 0
HFTD - Distribution - Zone 1 - 5QU CoRE ¦ 1QU LoRE | Non-Red Flag Warning - Catastrophic Fires | vegetation contact | grow into | 0
HFTD - Distribution - Zone 1 - 5QU CoRE ¦ 1QU LoRE | Non-Red Flag Warning - Catastrophic Fires | vegetation contact | other/unknown | 0
HFTD - Distribution - Zone 1 - 5QU CoRE ¦ 1QU LoRE | Non-Red Flag Warning - Catastrophic Fires | wire-to-wire contact | wire-to-wire contact / contamination | 8.7537e-07
HFTD - Distribution - Zone 1 - 5QU CoRE ¦ 1QU LoRE | Non-Red Flag Warning - Destructive Fires | contact from object | animal contact | 7.5219e-08
HFTD - Distribution - Zone 1 - 5QU CoRE ¦ 1QU LoRE | Non-Red Flag Warning - Destructive Fires | contact from object | balloon contact | 2.1976e-09
HFTD - Distribution - Zone 1 - 5QU CoRE ¦ 1QU LoRE | Non-Red Flag Warning - Destructive Fires | contact from object | other contact from object | 3.3532e-08
HFTD - Distribution - Zone 1 - 5QU CoRE ¦ 1QU LoRE | Non-Red Flag Warning - Destructive Fires | contact from object | vehicle contact | 4.6875e-09
HFTD - Distribution - Zone 1 - 5QU CoRE ¦ 1QU LoRE | Non-Red Flag Warning - Destructive Fires | contamination | contamination | 0
HFTD - Distribution - Zone 1 - 5QU CoRE ¦ 1QU LoRE | Non-Red Flag Warning - Destructive Fires | equipment / facility failure | anchor / guy damage or failure | 0
HFTD - Distribution - Zone 1 - 5QU CoRE ¦ 1QU LoRE | Non-Red Flag Warning - Destructive Fires | equipment / facility failure | capacitor bank damage or failure | 0
HFTD - Distribution - Zone 1 - 5QU CoRE ¦ 1QU LoRE | Non-Red Flag Warning - Destructive Fires | equipment / facility failure | conductor damage or failure | 2.87e-08
HFTD - Distribution - Zone 1 - 5QU CoRE ¦ 1QU LoRE | Non-Red Flag Warning - Destructive Fires | equipment / facility failure | connection device damage or failure | 1.3027e-08
HFTD - Distribution - Zone 1 - 5QU CoRE ¦ 1QU LoRE | Non-Red Flag Warning - Destructive Fires | equipment / facility failure | crossarm damage or failure | 9.8908e-10
HFTD - Distribution - Zone 1 - 5QU CoRE ¦ 1QU LoRE | Non-Red Flag Warning - Destructive Fires | equipment / facility failure | fuse damage or failure | 0
HFTD - Distribution - Zone 1 - 5QU CoRE ¦ 1QU LoRE | Non-Red Flag Warning - Destructive Fires | equipment / facility failure | insulator and brushing damage or failure | 0
HFTD - Distribution - Zone 1 - 5QU CoRE ¦ 1QU LoRE | Non-Red Flag Warning - Destructive Fires | equipment / facility failure | lightning arrestor damage or failure | 0
HFTD - Distribution - Zone 1 - 5QU CoRE ¦ 1QU LoRE | Non-Red Flag Warning - Destructive Fires | equipment / facility failure | other equipment / facility failure | 2.5211e-08
HFTD - Distribution - Zone 1 - 5QU CoRE ¦ 1QU LoRE | Non-Red Flag Warning - Destructive Fires | equipment / facility failure | pole damage or failure | 2.5448e-08
HFTD - Distribution - Zone 1 - 5QU CoRE ¦ 1QU LoRE | Non-Red Flag Warning - Destructive Fires | equipment / facility failure | recloser damage or failure | 0
HFTD - Distribution - Zone 1 - 5QU CoRE ¦ 1QU LoRE | Non-Red Flag Warning - Destructive Fires | equipment / facility failure | sectionalizer damage or failure | 0
HFTD - Distribution - Zone 1 - 5QU CoRE ¦ 1QU LoRE | Non-Red Flag Warning - Destructive Fires | equipment / facility failure | switch damage or failure | 0
HFTD - Distribution - Zone 1 - 5QU CoRE ¦ 1QU LoRE | Non-Red Flag Warning - Destructive Fires | equipment / facility failure | transformer damage or failure | 0
HFTD - Distribution - Zone 1 - 5QU CoRE ¦ 1QU LoRE | Non-Red Flag Warning - Destructive Fires | equipment / facility failure | voltage regulator / booster damage or failure | 0
HFTD - Distribution - Zone 1 - 5QU CoRE ¦ 1QU LoRE | Non-Red Flag Warning - Destructive Fires | other | all other | 6.5321e-08
HFTD - Distribution - Zone 1 - 5QU CoRE ¦ 1QU LoRE | Non-Red Flag Warning - Destructive Fires | unknown | unknown | 6.9358e-07
HFTD - Distribution - Zone 1 - 5QU CoRE ¦ 1QU LoRE | Non-Red Flag Warning - Destructive Fires | utility work / operation | utility work / operation | 1.7095e-08
HFTD - Distribution - Zone 1 - 5QU CoRE ¦ 1QU LoRE | Non-Red Flag Warning - Destructive Fires | vandalism / theft | vandalism / theft | 4.4302e-10
HFTD - Distribution - Zone 1 - 5QU CoRE ¦ 1QU LoRE | Non-Red Flag Warning - Destructive Fires | vegetation contact | branch (not overhanging, 4-12ft) | 0
HFTD - Distribution - Zone 1 - 5QU CoRE ¦ 1QU LoRE | Non-Red Flag Warning - Destructive Fires | vegetation contact | branch (not overhanging, > 12ft) | 0
HFTD - Distribution - Zone 1 - 5QU CoRE ¦ 1QU LoRE | Non-Red Flag Warning - Destructive Fires | vegetation contact | branch (not overhanging, distance unknown) | 0
HFTD - Distribution - Zone 1 - 5QU CoRE ¦ 1QU LoRE | Non-Red Flag Warning - Destructive Fires | vegetation contact | branch (not overhanging, within 4ft) | 0
HFTD - Distribution - Zone 1 - 5QU CoRE ¦ 1QU LoRE | Non-Red Flag Warning - Destructive Fires | vegetation contact | branch (overhanging) | 0
HFTD - Distribution - Zone 1 - 5QU CoRE ¦ 1QU LoRE | Non-Red Flag Warning - Destructive Fires | vegetation contact | dead | 0
HFTD - Distribution - Zone 1 - 5QU CoRE ¦ 1QU LoRE | Non-Red Flag Warning - Destructive Fires | vegetation contact | fell into (moderate-severe defect) | 0
HFTD - Distribution - Zone 1 - 5QU CoRE ¦ 1QU LoRE | Non-Red Flag Warning - Destructive Fires | vegetation contact | fell into (no defect) | 0
HFTD - Distribution - Zone 1 - 5QU CoRE ¦ 1QU LoRE | Non-Red Flag Warning - Destructive Fires | vegetation contact | fell into (slight defect) | 0
HFTD - Distribution - Zone 1 - 5QU CoRE ¦ 1QU LoRE | Non-Red Flag Warning - Destructive Fires | vegetation contact | grow into | 0
HFTD - Distribution - Zone 1 - 5QU CoRE ¦ 1QU LoRE | Non-Red Flag Warning - Destructive Fires | vegetation contact | other/unknown | 0
HFTD - Distribution - Zone 1 - 5QU CoRE ¦ 1QU LoRE | Non-Red Flag Warning - Destructive Fires | wire-to-wire contact | wire-to-wire contact / contamination | 1.1747e-06
HFTD - Distribution - Zone 1 - 5QU CoRE ¦ 1QU LoRE | Non-Red Flag Warning - Large Fires | contact from object | animal contact | 4.7884e-05
HFTD - Distribution - Zone 1 - 5QU CoRE ¦ 1QU LoRE | Non-Red Flag Warning - Large Fires | contact from object | balloon contact | 3.8184e-08
HFTD - Distribution - Zone 1 - 5QU CoRE ¦ 1QU LoRE | Non-Red Flag Warning - Large Fires | contact from object | other contact from object | 5.8263e-07
HFTD - Distribution - Zone 1 - 5QU CoRE ¦ 1QU LoRE | Non-Red Flag Warning - Large Fires | contact from object | vehicle contact | 8.1449e-08
HFTD - Distribution - Zone 1 - 5QU CoRE ¦ 1QU LoRE | Non-Red Flag Warning - Large Fires | contamination | contamination | 0
HFTD - Distribution - Zone 1 - 5QU CoRE ¦ 1QU LoRE | Non-Red Flag Warning - Large Fires | equipment / facility failure | anchor / guy damage or failure | 0
HFTD - Distribution - Zone 1 - 5QU CoRE ¦ 1QU LoRE | Non-Red Flag Warning - Large Fires | equipment / facility failure | capacitor bank damage or failure | 0
HFTD - Distribution - Zone 1 - 5QU CoRE ¦ 1QU LoRE | Non-Red Flag Warning - Large Fires | equipment / facility failure | conductor damage or failure | 0.00010072
HFTD - Distribution - Zone 1 - 5QU CoRE ¦ 1QU LoRE | Non-Red Flag Warning - Large Fires | equipment / facility failure | connection device damage or failure | 3.0297e-07
HFTD - Distribution - Zone 1 - 5QU CoRE ¦ 1QU LoRE | Non-Red Flag Warning - Large Fires | equipment / facility failure | crossarm damage or failure | 2.3003e-08
HFTD - Distribution - Zone 1 - 5QU CoRE ¦ 1QU LoRE | Non-Red Flag Warning - Large Fires | equipment / facility failure | fuse damage or failure | 0
HFTD - Distribution - Zone 1 - 5QU CoRE ¦ 1QU LoRE | Non-Red Flag Warning - Large Fires | equipment / facility failure | insulator and brushing damage or failure | 0
HFTD - Distribution - Zone 1 - 5QU CoRE ¦ 1QU LoRE | Non-Red Flag Warning - Large Fires | equipment / facility failure | lightning arrestor damage or failure | 0
HFTD - Distribution - Zone 1 - 5QU CoRE ¦ 1QU LoRE | Non-Red Flag Warning - Large Fires | equipment / facility failure | other equipment / facility failure | 1.1901e-05
HFTD - Distribution - Zone 1 - 5QU CoRE ¦ 1QU LoRE | Non-Red Flag Warning - Large Fires | equipment / facility failure | pole damage or failure | 7.9218e-06
HFTD - Distribution - Zone 1 - 5QU CoRE ¦ 1QU LoRE | Non-Red Flag Warning - Large Fires | equipment / facility failure | recloser damage or failure | 0
HFTD - Distribution - Zone 1 - 5QU CoRE ¦ 1QU LoRE | Non-Red Flag Warning - Large Fires | equipment / facility failure | sectionalizer damage or failure | 0
HFTD - Distribution - Zone 1 - 5QU CoRE ¦ 1QU LoRE | Non-Red Flag Warning - Large Fires | equipment / facility failure | switch damage or failure | 0
HFTD - Distribution - Zone 1 - 5QU CoRE ¦ 1QU LoRE | Non-Red Flag Warning - Large Fires | equipment / facility failure | transformer damage or failure | 0
HFTD - Distribution - Zone 1 - 5QU CoRE ¦ 1QU LoRE | Non-Red Flag Warning - Large Fires | equipment / facility failure | voltage regulator / booster damage or failure | 0
HFTD - Distribution - Zone 1 - 5QU CoRE ¦ 1QU LoRE | Non-Red Flag Warning - Large Fires | other | all other | 1.135e-06
HFTD - Distribution - Zone 1 - 5QU CoRE ¦ 1QU LoRE | Non-Red Flag Warning - Large Fires | unknown | unknown | 0.00013822
HFTD - Distribution - Zone 1 - 5QU CoRE ¦ 1QU LoRE | Non-Red Flag Warning - Large Fires | utility work / operation | utility work / operation | 2.9703e-07
HFTD - Distribution - Zone 1 - 5QU CoRE ¦ 1QU LoRE | Non-Red Flag Warning - Large Fires | vandalism / theft | vandalism / theft | 7.6978e-09
HFTD - Distribution - Zone 1 - 5QU CoRE ¦ 1QU LoRE | Non-Red Flag Warning - Large Fires | vegetation contact | branch (not overhanging, 4-12ft) | 0
HFTD - Distribution - Zone 1 - 5QU CoRE ¦ 1QU LoRE | Non-Red Flag Warning - Large Fires | vegetation contact | branch (not overhanging, > 12ft) | 0
HFTD - Distribution - Zone 1 - 5QU CoRE ¦ 1QU LoRE | Non-Red Flag Warning - Large Fires | vegetation contact | branch (not overhanging, distance unknown) | 0
HFTD - Distribution - Zone 1 - 5QU CoRE ¦ 1QU LoRE | Non-Red Flag Warning - Large Fires | vegetation contact | branch (not overhanging, within 4ft) | 0
HFTD - Distribution - Zone 1 - 5QU CoRE ¦ 1QU LoRE | Non-Red Flag Warning - Large Fires | vegetation contact | branch (overhanging) | 0
HFTD - Distribution - Zone 1 - 5QU CoRE ¦ 1QU LoRE | Non-Red Flag Warning - Large Fires | vegetation contact | dead | 0
HFTD - Distribution - Zone 1 - 5QU CoRE ¦ 1QU LoRE | Non-Red Flag Warning - Large Fires | vegetation contact | fell into (moderate-severe defect) | 0
HFTD - Distribution - Zone 1 - 5QU CoRE ¦ 1QU LoRE | Non-Red Flag Warning - Large Fires | vegetation contact | fell into (no defect) | 0
HFTD - Distribution - Zone 1 - 5QU CoRE ¦ 1QU LoRE | Non-Red Flag Warning - Large Fires | vegetation contact | fell into (slight defect) | 0
HFTD - Distribution - Zone 1 - 5QU CoRE ¦ 1QU LoRE | Non-Red Flag Warning - Large Fires | vegetation contact | grow into | 0
HFTD - Distribution - Zone 1 - 5QU CoRE ¦ 1QU LoRE | Non-Red Flag Warning - Large Fires | vegetation contact | other/unknown | 0
HFTD - Distribution - Zone 1 - 5QU CoRE ¦ 1QU LoRE | Non-Red Flag Warning - Large Fires | wire-to-wire contact | wire-to-wire contact / contamination | 0.00027418
HFTD - Distribution - Zone 1 - 5QU CoRE ¦ 1QU LoRE | Non-Red Flag Warning - Small Fires | contact from object | animal contact | 0.013052
HFTD - Distribution - Zone 1 - 5QU CoRE ¦ 1QU LoRE | Non-Red Flag Warning - Small Fires | contact from object | balloon contact | 1.0819e-05
HFTD - Distribution - Zone 1 - 5QU CoRE ¦ 1QU LoRE | Non-Red Flag Warning - Small Fires | contact from object | other contact from object | 0.00016509
HFTD - Distribution - Zone 1 - 5QU CoRE ¦ 1QU LoRE | Non-Red Flag Warning - Small Fires | contact from object | vehicle contact | 2.3078e-05
HFTD - Distribution - Zone 1 - 5QU CoRE ¦ 1QU LoRE | Non-Red Flag Warning - Small Fires | contamination | contamination | 0
HFTD - Distribution - Zone 1 - 5QU CoRE ¦ 1QU LoRE | Non-Red Flag Warning - Small Fires | equipment / facility failure | anchor / guy damage or failure | 0
HFTD - Distribution - Zone 1 - 5QU CoRE ¦ 1QU LoRE | Non-Red Flag Warning - Small Fires | equipment / facility failure | capacitor bank damage or failure | 0
HFTD - Distribution - Zone 1 - 5QU CoRE ¦ 1QU LoRE | Non-Red Flag Warning - Small Fires | equipment / facility failure | conductor damage or failure | 0.081888
HFTD - Distribution - Zone 1 - 5QU CoRE ¦ 1QU LoRE | Non-Red Flag Warning - Small Fires | equipment / facility failure | connection device damage or failure | 0.00026161
HFTD - Distribution - Zone 1 - 5QU CoRE ¦ 1QU LoRE | Non-Red Flag Warning - Small Fires | equipment / facility failure | crossarm damage or failure | 1.9862e-05
HFTD - Distribution - Zone 1 - 5QU CoRE ¦ 1QU LoRE | Non-Red Flag Warning - Small Fires | equipment / facility failure | fuse damage or failure | 0
HFTD - Distribution - Zone 1 - 5QU CoRE ¦ 1QU LoRE | Non-Red Flag Warning - Small Fires | equipment / facility failure | insulator and brushing damage or failure | 0
HFTD - Distribution - Zone 1 - 5QU CoRE ¦ 1QU LoRE | Non-Red Flag Warning - Small Fires | equipment / facility failure | lightning arrestor damage or failure | 0
HFTD - Distribution - Zone 1 - 5QU CoRE ¦ 1QU LoRE | Non-Red Flag Warning - Small Fires | equipment / facility failure | other equipment / facility failure | 0.0094962
HFTD - Distribution - Zone 1 - 5QU CoRE ¦ 1QU LoRE | Non-Red Flag Warning - Small Fires | equipment / facility failure | pole damage or failure | 0.0061545
HFTD - Distribution - Zone 1 - 5QU CoRE ¦ 1QU LoRE | Non-Red Flag Warning - Small Fires | equipment / facility failure | recloser damage or failure | 0
HFTD - Distribution - Zone 1 - 5QU CoRE ¦ 1QU LoRE | Non-Red Flag Warning - Small Fires | equipment / facility failure | sectionalizer damage or failure | 0
HFTD - Distribution - Zone 1 - 5QU CoRE ¦ 1QU LoRE | Non-Red Flag Warning - Small Fires | equipment / facility failure | switch damage or failure | 0
HFTD - Distribution - Zone 1 - 5QU CoRE ¦ 1QU LoRE | Non-Red Flag Warning - Small Fires | equipment / facility failure | transformer damage or failure | 0
HFTD - Distribution - Zone 1 - 5QU CoRE ¦ 1QU LoRE | Non-Red Flag Warning - Small Fires | equipment / facility failure | voltage regulator / booster damage or failure | 0
HFTD - Distribution - Zone 1 - 5QU CoRE ¦ 1QU LoRE | Non-Red Flag Warning - Small Fires | other | all other | 0.00032159
HFTD - Distribution - Zone 1 - 5QU CoRE ¦ 1QU LoRE | Non-Red Flag Warning - Small Fires | unknown | unknown | 0.035292
HFTD - Distribution - Zone 1 - 5QU CoRE ¦ 1QU LoRE | Non-Red Flag Warning - Small Fires | utility work / operation | utility work / operation | 8.4163e-05
HFTD - Distribution - Zone 1 - 5QU CoRE ¦ 1QU LoRE | Non-Red Flag Warning - Small Fires | vandalism / theft | vandalism / theft | 2.1811e-06
HFTD - Distribution - Zone 1 - 5QU CoRE ¦ 1QU LoRE | Non-Red Flag Warning - Small Fires | vegetation contact | branch (not overhanging, 4-12ft) | 0
HFTD - Distribution - Zone 1 - 5QU CoRE ¦ 1QU LoRE | Non-Red Flag Warning - Small Fires | vegetation contact | branch (not overhanging, > 12ft) | 0
HFTD - Distribution - Zone 1 - 5QU CoRE ¦ 1QU LoRE | Non-Red Flag Warning - Small Fires | vegetation contact | branch (not overhanging, distance unknown) | 0
HFTD - Distribution - Zone 1 - 5QU CoRE ¦ 1QU LoRE | Non-Red Flag Warning - Small Fires | vegetation contact | branch (not overhanging, within 4ft) | 0
HFTD - Distribution - Zone 1 - 5QU CoRE ¦ 1QU LoRE | Non-Red Flag Warning - Small Fires | vegetation contact | branch (overhanging) | 0
HFTD - Distribution - Zone 1 - 5QU CoRE ¦ 1QU LoRE | Non-Red Flag Warning - Small Fires | vegetation contact | dead | 0
HFTD - Distribution - Zone 1 - 5QU CoRE ¦ 1QU LoRE | Non-Red Flag Warning - Small Fires | vegetation contact | fell into (moderate-severe defect) | 0
HFTD - Distribution - Zone 1 - 5QU CoRE ¦ 1QU LoRE | Non-Red Flag Warning - Small Fires | vegetation contact | fell into (no defect) | 0
HFTD - Distribution - Zone 1 - 5QU CoRE ¦ 1QU LoRE | Non-Red Flag Warning - Small Fires | vegetation contact | fell into (slight defect) | 0
HFTD - Distribution - Zone 1 - 5QU CoRE ¦ 1QU LoRE | Non-Red Flag Warning - Small Fires | vegetation contact | grow into | 0
HFTD - Distribution - Zone 1 - 5QU CoRE ¦ 1QU LoRE | Non-Red Flag Warning - Small Fires | vegetation contact | other/unknown | 0
HFTD - Distribution - Zone 1 - 5QU CoRE ¦ 1QU LoRE | Non-Red Flag Warning - Small Fires | wire-to-wire contact | wire-to-wire contact / contamination | 0.07084
HFTD - Distribution - Zone 1 - 5QU CoRE ¦ 1QU LoRE | Seismic - Red Flag Warning - Catastrophic Fires | cc - seismic scenario | seismic scenario | 2.4216e-08
HFTD - Distribution - Zone 1 - 5QU CoRE ¦ 1QU LoRE | Red Flag Warning - Catastrophic Fires | contact from object | animal contact | 0
HFTD - Distribution - Zone 1 - 5QU CoRE ¦ 1QU LoRE | Red Flag Warning - Catastrophic Fires | contact from object | balloon contact | 0
HFTD - Distribution - Zone 1 - 5QU CoRE ¦ 1QU LoRE | Red Flag Warning - Catastrophic Fires | contact from object | other contact from object | 0
HFTD - Distribution - Zone 1 - 5QU CoRE ¦ 1QU LoRE | Red Flag Warning - Catastrophic Fires | contact from object | vehicle contact | 0
HFTD - Distribution - Zone 1 - 5QU CoRE ¦ 1QU LoRE | Red Flag Warning - Catastrophic Fires | contamination | contamination | 0
HFTD - Distribution - Zone 1 - 5QU CoRE ¦ 1QU LoRE | Red Flag Warning - Catastrophic Fires | equipment / facility failure | anchor / guy damage or failure | 0
HFTD - Distribution - Zone 1 - 5QU CoRE ¦ 1QU LoRE | Red Flag Warning - Catastrophic Fires | equipment / facility failure | capacitor bank damage or failure | 0
HFTD - Distribution - Zone 1 - 5QU CoRE ¦ 1QU LoRE | Red Flag Warning - Catastrophic Fires | equipment / facility failure | conductor damage or failure | 1.3589e-06
HFTD - Distribution - Zone 1 - 5QU CoRE ¦ 1QU LoRE | Red Flag Warning - Catastrophic Fires | equipment / facility failure | connection device damage or failure | 4.3113e-07
HFTD - Distribution - Zone 1 - 5QU CoRE ¦ 1QU LoRE | Red Flag Warning - Catastrophic Fires | equipment / facility failure | crossarm damage or failure | 4.2314e-08
HFTD - Distribution - Zone 1 - 5QU CoRE ¦ 1QU LoRE | Red Flag Warning - Catastrophic Fires | equipment / facility failure | fuse damage or failure | 0
HFTD - Distribution - Zone 1 - 5QU CoRE ¦ 1QU LoRE | Red Flag Warning - Catastrophic Fires | equipment / facility failure | insulator and brushing damage or failure | 0
HFTD - Distribution - Zone 1 - 5QU CoRE ¦ 1QU LoRE | Red Flag Warning - Catastrophic Fires | equipment / facility failure | lightning arrestor damage or failure | 0
HFTD - Distribution - Zone 1 - 5QU CoRE ¦ 1QU LoRE | Red Flag Warning - Catastrophic Fires | equipment / facility failure | other equipment / facility failure | 4.9639e-07
HFTD - Distribution - Zone 1 - 5QU CoRE ¦ 1QU LoRE | Red Flag Warning - Catastrophic Fires | equipment / facility failure | pole damage or failure | 6.3322e-07
HFTD - Distribution - Zone 1 - 5QU CoRE ¦ 1QU LoRE | Red Flag Warning - Catastrophic Fires | equipment / facility failure | recloser damage or failure | 0
HFTD - Distribution - Zone 1 - 5QU CoRE ¦ 1QU LoRE | Red Flag Warning - Catastrophic Fires | equipment / facility failure | sectionalizer damage or failure | 0
HFTD - Distribution - Zone 1 - 5QU CoRE ¦ 1QU LoRE | Red Flag Warning - Catastrophic Fires | equipment / facility failure | switch damage or failure | 0
HFTD - Distribution - Zone 1 - 5QU CoRE ¦ 1QU LoRE | Red Flag Warning - Catastrophic Fires | equipment / facility failure | transformer damage or failure | 0
HFTD - Distribution - Zone 1 - 5QU CoRE ¦ 1QU LoRE | Red Flag Warning - Catastrophic Fires | equipment / facility failure | voltage regulator / booster damage or failure | 0
HFTD - Distribution - Zone 1 - 5QU CoRE ¦ 1QU LoRE | Red Flag Warning - Catastrophic Fires | other | all other | 0
HFTD - Distribution - Zone 1 - 5QU CoRE ¦ 1QU LoRE | Red Flag Warning - Catastrophic Fires | unknown | unknown | 0
HFTD - Distribution - Zone 1 - 5QU CoRE ¦ 1QU LoRE | Red Flag Warning - Catastrophic Fires | utility work / operation | utility work / operation | 0
HFTD - Distribution - Zone 1 - 5QU CoRE ¦ 1QU LoRE | Red Flag Warning - Catastrophic Fires | vandalism / theft | vandalism / theft | 0
HFTD - Distribution - Zone 1 - 5QU CoRE ¦ 1QU LoRE | Red Flag Warning - Catastrophic Fires | vegetation contact | branch (not overhanging, 4-12ft) | 0
HFTD - Distribution - Zone 1 - 5QU CoRE ¦ 1QU LoRE | Red Flag Warning - Catastrophic Fires | vegetation contact | branch (not overhanging, > 12ft) | 0
HFTD - Distribution - Zone 1 - 5QU CoRE ¦ 1QU LoRE | Red Flag Warning - Catastrophic Fires | vegetation contact | branch (not overhanging, distance unknown) | 0
HFTD - Distribution - Zone 1 - 5QU CoRE ¦ 1QU LoRE | Red Flag Warning - Catastrophic Fires | vegetation contact | branch (not overhanging, within 4ft) | 0
HFTD - Distribution - Zone 1 - 5QU CoRE ¦ 1QU LoRE | Red Flag Warning - Catastrophic Fires | vegetation contact | branch (overhanging) | 0
HFTD - Distribution - Zone 1 - 5QU CoRE ¦ 1QU LoRE | Red Flag Warning - Catastrophic Fires | vegetation contact | dead | 0
HFTD - Distribution - Zone 1 - 5QU CoRE ¦ 1QU LoRE | Red Flag Warning - Catastrophic Fires | vegetation contact | fell into (moderate-severe defect) | 0
HFTD - Distribution - Zone 1 - 5QU CoRE ¦ 1QU LoRE | Red Flag Warning - Catastrophic Fires | vegetation contact | fell into (no defect) | 0
HFTD - Distribution - Zone 1 - 5QU CoRE ¦ 1QU LoRE | Red Flag Warning - Catastrophic Fires | vegetation contact | fell into (slight defect) | 0
HFTD - Distribution - Zone 1 - 5QU CoRE ¦ 1QU LoRE | Red Flag Warning - Catastrophic Fires | vegetation contact | grow into | 0
HFTD - Distribution - Zone 1 - 5QU CoRE ¦ 1QU LoRE | Red Flag Warning - Catastrophic Fires | vegetation contact | other/unknown | 0
HFTD - Distribution - Zone 1 - 5QU CoRE ¦ 1QU LoRE | Red Flag Warning - Catastrophic Fires | wire-to-wire contact | wire-to-wire contact / contamination | 0
HFTD - Distribution - Zone 1 - 5QU CoRE ¦ 1QU LoRE | Red Flag Warning - Destructive Fires | contact from object | animal contact | 0
HFTD - Distribution - Zone 1 - 5QU CoRE ¦ 1QU LoRE | Red Flag Warning - Destructive Fires | contact from object | balloon contact | 0
HFTD - Distribution - Zone 1 - 5QU CoRE ¦ 1QU LoRE | Red Flag Warning - Destructive Fires | contact from object | other contact from object | 0
HFTD - Distribution - Zone 1 - 5QU CoRE ¦ 1QU LoRE | Red Flag Warning - Destructive Fires | contact from object | vehicle contact | 0
HFTD - Distribution - Zone 1 - 5QU CoRE ¦ 1QU LoRE | Red Flag Warning - Destructive Fires | contamination | contamination | 0
HFTD - Distribution - Zone 1 - 5QU CoRE ¦ 1QU LoRE | Red Flag Warning - Destructive Fires | equipment / facility failure | anchor / guy damage or failure | 0
HFTD - Distribution - Zone 1 - 5QU CoRE ¦ 1QU LoRE | Red Flag Warning - Destructive Fires | equipment / facility failure | capacitor bank damage or failure | 0
HFTD - Distribution - Zone 1 - 5QU CoRE ¦ 1QU LoRE | Red Flag Warning - Destructive Fires | equipment / facility failure | conductor damage or failure | 6.5809e-07
HFTD - Distribution - Zone 1 - 5QU CoRE ¦ 1QU LoRE | Red Flag Warning - Destructive Fires | equipment / facility failure | connection device damage or failure | 2.088e-07
HFTD - Distribution - Zone 1 - 5QU CoRE ¦ 1QU LoRE | Red Flag Warning - Destructive Fires | equipment / facility failure | crossarm damage or failure | 2.0493e-08
HFTD - Distribution - Zone 1 - 5QU CoRE ¦ 1QU LoRE | Red Flag Warning - Destructive Fires | equipment / facility failure | fuse damage or failure | 0
HFTD - Distribution - Zone 1 - 5QU CoRE ¦ 1QU LoRE | Red Flag Warning - Destructive Fires | equipment / facility failure | insulator and brushing damage or failure | 0
HFTD - Distribution - Zone 1 - 5QU CoRE ¦ 1QU LoRE | Red Flag Warning - Destructive Fires | equipment / facility failure | lightning arrestor damage or failure | 0
HFTD - Distribution - Zone 1 - 5QU CoRE ¦ 1QU LoRE | Red Flag Warning - Destructive Fires | equipment / facility failure | other equipment / facility failure | 1.8097e-07
HFTD - Distribution - Zone 1 - 5QU CoRE ¦ 1QU LoRE | Red Flag Warning - Destructive Fires | equipment / facility failure | pole damage or failure | 2.2578e-07
HFTD - Distribution - Zone 1 - 5QU CoRE ¦ 1QU LoRE | Red Flag Warning - Destructive Fires | equipment / facility failure | recloser damage or failure | 0
HFTD - Distribution - Zone 1 - 5QU CoRE ¦ 1QU LoRE | Red Flag Warning - Destructive Fires | equipment / facility failure | sectionalizer damage or failure | 0
HFTD - Distribution - Zone 1 - 5QU CoRE ¦ 1QU LoRE | Red Flag Warning - Destructive Fires | equipment / facility failure | switch damage or failure | 0
HFTD - Distribution - Zone 1 - 5QU CoRE ¦ 1QU LoRE | Red Flag Warning - Destructive Fires | equipment / facility failure | transformer damage or failure | 0
HFTD - Distribution - Zone 1 - 5QU CoRE ¦ 1QU LoRE | Red Flag Warning - Destructive Fires | equipment / facility failure | voltage regulator / booster damage or failure | 0
HFTD - Distribution - Zone 1 - 5QU CoRE ¦ 1QU LoRE | Red Flag Warning - Destructive Fires | other | all other | 0
HFTD - Distribution - Zone 1 - 5QU CoRE ¦ 1QU LoRE | Red Flag Warning - Destructive Fires | unknown | unknown | 0
HFTD - Distribution - Zone 1 - 5QU CoRE ¦ 1QU LoRE | Red Flag Warning - Destructive Fires | utility work / operation | utility work / operation | 0
HFTD - Distribution - Zone 1 - 5QU CoRE ¦ 1QU LoRE | Red Flag Warning - Destructive Fires | vandalism / theft | vandalism / theft | 0
HFTD - Distribution - Zone 1 - 5QU CoRE ¦ 1QU LoRE | Red Flag Warning - Destructive Fires | vegetation contact | branch (not overhanging, 4-12ft) | 0
HFTD - Distribution - Zone 1 - 5QU CoRE ¦ 1QU LoRE | Red Flag Warning - Destructive Fires | vegetation contact | branch (not overhanging, > 12ft) | 0
HFTD - Distribution - Zone 1 - 5QU CoRE ¦ 1QU LoRE | Red Flag Warning - Destructive Fires | vegetation contact | branch (not overhanging, distance unknown) | 0
HFTD - Distribution - Zone 1 - 5QU CoRE ¦ 1QU LoRE | Red Flag Warning - Destructive Fires | vegetation contact | branch (not overhanging, within 4ft) | 0
HFTD - Distribution - Zone 1 - 5QU CoRE ¦ 1QU LoRE | Red Flag Warning - Destructive Fires | vegetation contact | branch (overhanging) | 0
HFTD - Distribution - Zone 1 - 5QU CoRE ¦ 1QU LoRE | Red Flag Warning - Destructive Fires | vegetation contact | dead | 0
HFTD - Distribution - Zone 1 - 5QU CoRE ¦ 1QU LoRE | Red Flag Warning - Destructive Fires | vegetation contact | fell into (moderate-severe defect) | 0
HFTD - Distribution - Zone 1 - 5QU CoRE ¦ 1QU LoRE | Red Flag Warning - Destructive Fires | vegetation contact | fell into (no defect) | 0
HFTD - Distribution - Zone 1 - 5QU CoRE ¦ 1QU LoRE | Red Flag Warning - Destructive Fires | vegetation contact | fell into (slight defect) | 0
HFTD - Distribution - Zone 1 - 5QU CoRE ¦ 1QU LoRE | Red Flag Warning - Destructive Fires | vegetation contact | grow into | 0
HFTD - Distribution - Zone 1 - 5QU CoRE ¦ 1QU LoRE | Red Flag Warning - Destructive Fires | vegetation contact | other/unknown | 0
HFTD - Distribution - Zone 1 - 5QU CoRE ¦ 1QU LoRE | Red Flag Warning - Destructive Fires | wire-to-wire contact | wire-to-wire contact / contamination | 0
HFTD - Distribution - Zone 1 - 5QU CoRE ¦ 1QU LoRE | Red Flag Warning - Large Fires | contact from object | animal contact | 0
HFTD - Distribution - Zone 1 - 5QU CoRE ¦ 1QU LoRE | Red Flag Warning - Large Fires | contact from object | balloon contact | 0
HFTD - Distribution - Zone 1 - 5QU CoRE ¦ 1QU LoRE | Red Flag Warning - Large Fires | contact from object | other contact from object | 0
HFTD - Distribution - Zone 1 - 5QU CoRE ¦ 1QU LoRE | Red Flag Warning - Large Fires | contact from object | vehicle contact | 0
HFTD - Distribution - Zone 1 - 5QU CoRE ¦ 1QU LoRE | Red Flag Warning - Large Fires | contamination | contamination | 0
HFTD - Distribution - Zone 1 - 5QU CoRE ¦ 1QU LoRE | Red Flag Warning - Large Fires | equipment / facility failure | anchor / guy damage or failure | 0
HFTD - Distribution - Zone 1 - 5QU CoRE ¦ 1QU LoRE | Red Flag Warning - Large Fires | equipment / facility failure | capacitor bank damage or failure | 0
HFTD - Distribution - Zone 1 - 5QU CoRE ¦ 1QU LoRE | Red Flag Warning - Large Fires | equipment / facility failure | conductor damage or failure | 0.0012645
HFTD - Distribution - Zone 1 - 5QU CoRE ¦ 1QU LoRE | Red Flag Warning - Large Fires | equipment / facility failure | connection device damage or failure | 2.6588e-06
HFTD - Distribution - Zone 1 - 5QU CoRE ¦ 1QU LoRE | Red Flag Warning - Large Fires | equipment / facility failure | crossarm damage or failure | 2.6095e-07
HFTD - Distribution - Zone 1 - 5QU CoRE ¦ 1QU LoRE | Red Flag Warning - Large Fires | equipment / facility failure | fuse damage or failure | 0
HFTD - Distribution - Zone 1 - 5QU CoRE ¦ 1QU LoRE | Red Flag Warning - Large Fires | equipment / facility failure | insulator and brushing damage or failure | 0
HFTD - Distribution - Zone 1 - 5QU CoRE ¦ 1QU LoRE | Red Flag Warning - Large Fires | equipment / facility failure | lightning arrestor damage or failure | 0
HFTD - Distribution - Zone 1 - 5QU CoRE ¦ 1QU LoRE | Red Flag Warning - Large Fires | equipment / facility failure | other equipment / facility failure | 4.6773e-05
HFTD - Distribution - Zone 1 - 5QU CoRE ¦ 1QU LoRE | Red Flag Warning - Large Fires | equipment / facility failure | pole damage or failure | 3.8482e-05
HFTD - Distribution - Zone 1 - 5QU CoRE ¦ 1QU LoRE | Red Flag Warning - Large Fires | equipment / facility failure | recloser damage or failure | 0
HFTD - Distribution - Zone 1 - 5QU CoRE ¦ 1QU LoRE | Red Flag Warning - Large Fires | equipment / facility failure | sectionalizer damage or failure | 0
HFTD - Distribution - Zone 1 - 5QU CoRE ¦ 1QU LoRE | Red Flag Warning - Large Fires | equipment / facility failure | switch damage or failure | 0
HFTD - Distribution - Zone 1 - 5QU CoRE ¦ 1QU LoRE | Red Flag Warning - Large Fires | equipment / facility failure | transformer damage or failure | 0
HFTD - Distribution - Zone 1 - 5QU CoRE ¦ 1QU LoRE | Red Flag Warning - Large Fires | equipment / facility failure | voltage regulator / booster damage or failure | 0
HFTD - Distribution - Zone 1 - 5QU CoRE ¦ 1QU LoRE | Red Flag Warning - Large Fires | other | all other | 0
HFTD - Distribution - Zone 1 - 5QU CoRE ¦ 1QU LoRE | Red Flag Warning - Large Fires | unknown | unknown | 0
HFTD - Distribution - Zone 1 - 5QU CoRE ¦ 1QU LoRE | Red Flag Warning - Large Fires | utility work / operation | utility work / operation | 0
HFTD - Distribution - Zone 1 - 5QU CoRE ¦ 1QU LoRE | Red Flag Warning - Large Fires | vandalism / theft | vandalism / theft | 0
HFTD - Distribution - Zone 1 - 5QU CoRE ¦ 1QU LoRE | Red Flag Warning - Large Fires | vegetation contact | branch (not overhanging, 4-12ft) | 0
HFTD - Distribution - Zone 1 - 5QU CoRE ¦ 1QU LoRE | Red Flag Warning - Large Fires | vegetation contact | branch (not overhanging, > 12ft) | 0
HFTD - Distribution - Zone 1 - 5QU CoRE ¦ 1QU LoRE | Red Flag Warning - Large Fires | vegetation contact | branch (not overhanging, distance unknown) | 0
HFTD - Distribution - Zone 1 - 5QU CoRE ¦ 1QU LoRE | Red Flag Warning - Large Fires | vegetation contact | branch (not overhanging, within 4ft) | 0
HFTD - Distribution - Zone 1 - 5QU CoRE ¦ 1QU LoRE | Red Flag Warning - Large Fires | vegetation contact | branch (overhanging) | 0
HFTD - Distribution - Zone 1 - 5QU CoRE ¦ 1QU LoRE | Red Flag Warning - Large Fires | vegetation contact | dead | 0
HFTD - Distribution - Zone 1 - 5QU CoRE ¦ 1QU LoRE | Red Flag Warning - Large Fires | vegetation contact | fell into (moderate-severe defect) | 0
HFTD - Distribution - Zone 1 - 5QU CoRE ¦ 1QU LoRE | Red Flag Warning - Large Fires | vegetation contact | fell into (no defect) | 0
HFTD - Distribution - Zone 1 - 5QU CoRE ¦ 1QU LoRE | Red Flag Warning - Large Fires | vegetation contact | fell into (slight defect) | 0
HFTD - Distribution - Zone 1 - 5QU CoRE ¦ 1QU LoRE | Red Flag Warning - Large Fires | vegetation contact | grow into | 0
HFTD - Distribution - Zone 1 - 5QU CoRE ¦ 1QU LoRE | Red Flag Warning - Large Fires | vegetation contact | other/unknown | 0
HFTD - Distribution - Zone 1 - 5QU CoRE ¦ 1QU LoRE | Red Flag Warning - Large Fires | wire-to-wire contact | wire-to-wire contact / contamination | 0
HFTD - Distribution - Zone 1 - 5QU CoRE ¦ 1QU LoRE | Red Flag Warning - Small Fires | contact from object | animal contact | 0.00024924
HFTD - Distribution - Zone 1 - 5QU CoRE ¦ 1QU LoRE | Red Flag Warning - Small Fires | contact from object | balloon contact | 3.6092e-07
HFTD - Distribution - Zone 1 - 5QU CoRE ¦ 1QU LoRE | Red Flag Warning - Small Fires | contact from object | other contact from object | 5.6885e-06
HFTD - Distribution - Zone 1 - 5QU CoRE ¦ 1QU LoRE | Red Flag Warning - Small Fires | contact from object | vehicle contact | 9.4143e-07
HFTD - Distribution - Zone 1 - 5QU CoRE ¦ 1QU LoRE | Red Flag Warning - Small Fires | contamination | contamination | 0
HFTD - Distribution - Zone 1 - 5QU CoRE ¦ 1QU LoRE | Red Flag Warning - Small Fires | equipment / facility failure | anchor / guy damage or failure | 0
HFTD - Distribution - Zone 1 - 5QU CoRE ¦ 1QU LoRE | Red Flag Warning - Small Fires | equipment / facility failure | capacitor bank damage or failure | 0
HFTD - Distribution - Zone 1 - 5QU CoRE ¦ 1QU LoRE | Red Flag Warning - Small Fires | equipment / facility failure | conductor damage or failure | 0.016087
HFTD - Distribution - Zone 1 - 5QU CoRE ¦ 1QU LoRE | Red Flag Warning - Small Fires | equipment / facility failure | connection device damage or failure | 3.5922e-05
HFTD - Distribution - Zone 1 - 5QU CoRE ¦ 1QU LoRE | Red Flag Warning - Small Fires | equipment / facility failure | crossarm damage or failure | 3.5257e-06
HFTD - Distribution - Zone 1 - 5QU CoRE ¦ 1QU LoRE | Red Flag Warning - Small Fires | equipment / facility failure | fuse damage or failure | 0
HFTD - Distribution - Zone 1 - 5QU CoRE ¦ 1QU LoRE | Red Flag Warning - Small Fires | equipment / facility failure | insulator and brushing damage or failure | 0
HFTD - Distribution - Zone 1 - 5QU CoRE ¦ 1QU LoRE | Red Flag Warning - Small Fires | equipment / facility failure | lightning arrestor damage or failure | 0
HFTD - Distribution - Zone 1 - 5QU CoRE ¦ 1QU LoRE | Red Flag Warning - Small Fires | equipment / facility failure | other equipment / facility failure | 0.00058397
HFTD - Distribution - Zone 1 - 5QU CoRE ¦ 1QU LoRE | Red Flag Warning - Small Fires | equipment / facility failure | pole damage or failure | 0.0004678
HFTD - Distribution - Zone 1 - 5QU CoRE ¦ 1QU LoRE | Red Flag Warning - Small Fires | equipment / facility failure | recloser damage or failure | 0
HFTD - Distribution - Zone 1 - 5QU CoRE ¦ 1QU LoRE | Red Flag Warning - Small Fires | equipment / facility failure | sectionalizer damage or failure | 0
HFTD - Distribution - Zone 1 - 5QU CoRE ¦ 1QU LoRE | Red Flag Warning - Small Fires | equipment / facility failure | switch damage or failure | 0
HFTD - Distribution - Zone 1 - 5QU CoRE ¦ 1QU LoRE | Red Flag Warning - Small Fires | equipment / facility failure | transformer damage or failure | 0
HFTD - Distribution - Zone 1 - 5QU CoRE ¦ 1QU LoRE | Red Flag Warning - Small Fires | equipment / facility failure | voltage regulator / booster damage or failure | 0
HFTD - Distribution - Zone 1 - 5QU CoRE ¦ 1QU LoRE | Red Flag Warning - Small Fires | other | all other | 9.5923e-06
HFTD - Distribution - Zone 1 - 5QU CoRE ¦ 1QU LoRE | Red Flag Warning - Small Fires | unknown | unknown | 0.0014981
HFTD - Distribution - Zone 1 - 5QU CoRE ¦ 1QU LoRE | Red Flag Warning - Small Fires | utility work / operation | utility work / operation | 2.2543e-06
HFTD - Distribution - Zone 1 - 5QU CoRE ¦ 1QU LoRE | Red Flag Warning - Small Fires | vandalism / theft | vandalism / theft | 3.6635e-08
HFTD - Distribution - Zone 1 - 5QU CoRE ¦ 1QU LoRE | Red Flag Warning - Small Fires | vegetation contact | branch (not overhanging, 4-12ft) | 0
HFTD - Distribution - Zone 1 - 5QU CoRE ¦ 1QU LoRE | Red Flag Warning - Small Fires | vegetation contact | branch (not overhanging, > 12ft) | 0
HFTD - Distribution - Zone 1 - 5QU CoRE ¦ 1QU LoRE | Red Flag Warning - Small Fires | vegetation contact | branch (not overhanging, distance unknown) | 0
HFTD - Distribution - Zone 1 - 5QU CoRE ¦ 1QU LoRE | Red Flag Warning - Small Fires | vegetation contact | branch (not overhanging, within 4ft) | 0
HFTD - Distribution - Zone 1 - 5QU CoRE ¦ 1QU LoRE | Red Flag Warning - Small Fires | vegetation contact | branch (overhanging) | 0
HFTD - Distribution - Zone 1 - 5QU CoRE ¦ 1QU LoRE | Red Flag Warning - Small Fires | vegetation contact | dead | 0
HFTD - Distribution - Zone 1 - 5QU CoRE ¦ 1QU LoRE | Red Flag Warning - Small Fires | vegetation contact | fell into (moderate-severe defect) | 0
HFTD - Distribution - Zone 1 - 5QU CoRE ¦ 1QU LoRE | Red Flag Warning - Small Fires | vegetation contact | fell into (no defect) | 0
HFTD - Distribution - Zone 1 - 5QU CoRE ¦ 1QU LoRE | Red Flag Warning - Small Fires | vegetation contact | fell into (slight defect) | 0
HFTD - Distribution - Zone 1 - 5QU CoRE ¦ 1QU LoRE | Red Flag Warning - Small Fires | vegetation contact | grow into | 0
HFTD - Distribution - Zone 1 - 5QU CoRE ¦ 1QU LoRE | Red Flag Warning - Small Fires | vegetation contact | other/unknown | 0
HFTD - Distribution - Zone 1 - 5QU CoRE ¦ 1QU LoRE | Red Flag Warning - Small Fires | wire-to-wire contact | wire-to-wire contact / contamination | 0.0023632
HFTD - Distribution - Zone 1 - 5QU CoRE ¦ 4QU LoRE | Seismic - Non-Red Flag Warning - Catastrophic Fires | cc - seismic scenario | seismic scenario | 1.456e-10
HFTD - Distribution - Zone 1 - 5QU CoRE ¦ 4QU LoRE | Non-Red Flag Warning - Catastrophic Fires | contact from object | animal contact | 0
HFTD - Distribution - Zone 1 - 5QU CoRE ¦ 4QU LoRE | Non-Red Flag Warning - Catastrophic Fires | contact from object | balloon contact | 0
HFTD - Distribution - Zone 1 - 5QU CoRE ¦ 4QU LoRE | Non-Red Flag Warning - Catastrophic Fires | contact from object | other contact from object | 0
HFTD - Distribution - Zone 1 - 5QU CoRE ¦ 4QU LoRE | Non-Red Flag Warning - Catastrophic Fires | contact from object | vehicle contact | 0
HFTD - Distribution - Zone 1 - 5QU CoRE ¦ 4QU LoRE | Non-Red Flag Warning - Catastrophic Fires | contamination | contamination | 0
HFTD - Distribution - Zone 1 - 5QU CoRE ¦ 4QU LoRE | Non-Red Flag Warning - Catastrophic Fires | equipment / facility failure | anchor / guy damage or failure | 0
HFTD - Distribution - Zone 1 - 5QU CoRE ¦ 4QU LoRE | Non-Red Flag Warning - Catastrophic Fires | equipment / facility failure | capacitor bank damage or failure | 0
HFTD - Distribution - Zone 1 - 5QU CoRE ¦ 4QU LoRE | Non-Red Flag Warning - Catastrophic Fires | equipment / facility failure | conductor damage or failure | 0
HFTD - Distribution - Zone 1 - 5QU CoRE ¦ 4QU LoRE | Non-Red Flag Warning - Catastrophic Fires | equipment / facility failure | crossarm damage or failure | 0
HFTD - Distribution - Zone 1 - 5QU CoRE ¦ 4QU LoRE | Non-Red Flag Warning - Catastrophic Fires | equipment / facility failure | fuse damage or failure | 0
HFTD - Distribution - Zone 1 - 5QU CoRE ¦ 4QU LoRE | Non-Red Flag Warning - Catastrophic Fires | equipment / facility failure | insulator and brushing damage or failure | 0
HFTD - Distribution - Zone 1 - 5QU CoRE ¦ 4QU LoRE | Non-Red Flag Warning - Catastrophic Fires | equipment / facility failure | lightning arrestor damage or failure | 0
HFTD - Distribution - Zone 1 - 5QU CoRE ¦ 4QU LoRE | Non-Red Flag Warning - Catastrophic Fires | equipment / facility failure | other equipment / facility failure | 0
HFTD - Distribution - Zone 1 - 5QU CoRE ¦ 4QU LoRE | Non-Red Flag Warning - Catastrophic Fires | equipment / facility failure | pole damage or failure | 0
HFTD - Distribution - Zone 1 - 5QU CoRE ¦ 4QU LoRE | Non-Red Flag Warning - Catastrophic Fires | equipment / facility failure | transformer damage or failure | 0
HFTD - Distribution - Zone 1 - 5QU CoRE ¦ 4QU LoRE | Non-Red Flag Warning - Catastrophic Fires | equipment / facility failure | voltage regulator / booster damage or failure | 0
HFTD - Distribution - Zone 1 - 5QU CoRE ¦ 4QU LoRE | Non-Red Flag Warning - Catastrophic Fires | other | all other | 0
HFTD - Distribution - Zone 1 - 5QU CoRE ¦ 4QU LoRE | Non-Red Flag Warning - Catastrophic Fires | unknown | unknown | 0
HFTD - Distribution - Zone 1 - 5QU CoRE ¦ 4QU LoRE | Non-Red Flag Warning - Catastrophic Fires | utility work / operation | utility work / operation | 0
HFTD - Distribution - Zone 1 - 5QU CoRE ¦ 4QU LoRE | Non-Red Flag Warning - Catastrophic Fires | vandalism / theft | vandalism / theft | 0
HFTD - Distribution - Zone 1 - 5QU CoRE ¦ 4QU LoRE | Non-Red Flag Warning - Catastrophic Fires | vegetation contact | branch (not overhanging, 4-12ft) | 0
HFTD - Distribution - Zone 1 - 5QU CoRE ¦ 4QU LoRE | Non-Red Flag Warning - Catastrophic Fires | vegetation contact | branch (not overhanging, > 12ft) | 0
HFTD - Distribution - Zone 1 - 5QU CoRE ¦ 4QU LoRE | Non-Red Flag Warning - Catastrophic Fires | vegetation contact | branch (not overhanging, distance unknown) | 0
HFTD - Distribution - Zone 1 - 5QU CoRE ¦ 4QU LoRE | Non-Red Flag Warning - Catastrophic Fires | vegetation contact | branch (not overhanging, within 4ft) | 0
HFTD - Distribution - Zone 1 - 5QU CoRE ¦ 4QU LoRE | Non-Red Flag Warning - Catastrophic Fires | vegetation contact | branch (overhanging) | 0
HFTD - Distribution - Zone 1 - 5QU CoRE ¦ 4QU LoRE | Non-Red Flag Warning - Catastrophic Fires | vegetation contact | dead | 0
HFTD - Distribution - Zone 1 - 5QU CoRE ¦ 4QU LoRE | Non-Red Flag Warning - Catastrophic Fires | vegetation contact | fell into (moderate-severe defect) | 0
HFTD - Distribution - Zone 1 - 5QU CoRE ¦ 4QU LoRE | Non-Red Flag Warning - Catastrophic Fires | vegetation contact | fell into (no defect) | 0
HFTD - Distribution - Zone 1 - 5QU CoRE ¦ 4QU LoRE | Non-Red Flag Warning - Catastrophic Fires | vegetation contact | fell into (slight defect) | 0
HFTD - Distribution - Zone 1 - 5QU CoRE ¦ 4QU LoRE | Non-Red Flag Warning - Catastrophic Fires | vegetation contact | grow into | 0
HFTD - Distribution - Zone 1 - 5QU CoRE ¦ 4QU LoRE | Non-Red Flag Warning - Catastrophic Fires | vegetation contact | other/unknown | 0
HFTD - Distribution - Zone 1 - 5QU CoRE ¦ 4QU LoRE | Non-Red Flag Warning - Catastrophic Fires | wire-to-wire contact | wire-to-wire contact / contamination | 0
HFTD - Distribution - Zone 1 - 5QU CoRE ¦ 4QU LoRE | Non-Red Flag Warning - Destructive Fires | contact from object | animal contact | 0
HFTD - Distribution - Zone 1 - 5QU CoRE ¦ 4QU LoRE | Non-Red Flag Warning - Destructive Fires | contact from object | balloon contact | 0
HFTD - Distribution - Zone 1 - 5QU CoRE ¦ 4QU LoRE | Non-Red Flag Warning - Destructive Fires | contact from object | other contact from object | 0
HFTD - Distribution - Zone 1 - 5QU CoRE ¦ 4QU LoRE | Non-Red Flag Warning - Destructive Fires | contact from object | vehicle contact | 0
HFTD - Distribution - Zone 1 - 5QU CoRE ¦ 4QU LoRE | Non-Red Flag Warning - Destructive Fires | contamination | contamination | 0
HFTD - Distribution - Zone 1 - 5QU CoRE ¦ 4QU LoRE | Non-Red Flag Warning - Destructive Fires | equipment / facility failure | anchor / guy damage or failure | 0
HFTD - Distribution - Zone 1 - 5QU CoRE ¦ 4QU LoRE | Non-Red Flag Warning - Destructive Fires | equipment / facility failure | capacitor bank damage or failure | 0
HFTD - Distribution - Zone 1 - 5QU CoRE ¦ 4QU LoRE | Non-Red Flag Warning - Destructive Fires | equipment / facility failure | conductor damage or failure | 0
HFTD - Distribution - Zone 1 - 5QU CoRE ¦ 4QU LoRE | Non-Red Flag Warning - Destructive Fires | equipment / facility failure | crossarm damage or failure | 0
HFTD - Distribution - Zone 1 - 5QU CoRE ¦ 4QU LoRE | Non-Red Flag Warning - Destructive Fires | equipment / facility failure | fuse damage or failure | 0
HFTD - Distribution - Zone 1 - 5QU CoRE ¦ 4QU LoRE | Non-Red Flag Warning - Destructive Fires | equipment / facility failure | insulator and brushing damage or failure | 0
HFTD - Distribution - Zone 1 - 5QU CoRE ¦ 4QU LoRE | Non-Red Flag Warning - Destructive Fires | equipment / facility failure | lightning arrestor damage or failure | 0
HFTD - Distribution - Zone 1 - 5QU CoRE ¦ 4QU LoRE | Non-Red Flag Warning - Destructive Fires | equipment / facility failure | other equipment / facility failure | 0
HFTD - Distribution - Zone 1 - 5QU CoRE ¦ 4QU LoRE | Non-Red Flag Warning - Destructive Fires | equipment / facility failure | pole damage or failure | 0
HFTD - Distribution - Zone 1 - 5QU CoRE ¦ 4QU LoRE | Non-Red Flag Warning - Destructive Fires | equipment / facility failure | transformer damage or failure | 0
HFTD - Distribution - Zone 1 - 5QU CoRE ¦ 4QU LoRE | Non-Red Flag Warning - Destructive Fires | equipment / facility failure | voltage regulator / booster damage or failure | 0
HFTD - Distribution - Zone 1 - 5QU CoRE ¦ 4QU LoRE | Non-Red Flag Warning - Destructive Fires | other | all other | 0
HFTD - Distribution - Zone 1 - 5QU CoRE ¦ 4QU LoRE | Non-Red Flag Warning - Destructive Fires | unknown | unknown | 0
HFTD - Distribution - Zone 1 - 5QU CoRE ¦ 4QU LoRE | Non-Red Flag Warning - Destructive Fires | utility work / operation | utility work / operation | 0
HFTD - Distribution - Zone 1 - 5QU CoRE ¦ 4QU LoRE | Non-Red Flag Warning - Destructive Fires | vandalism / theft | vandalism / theft | 0
HFTD - Distribution - Zone 1 - 5QU CoRE ¦ 4QU LoRE | Non-Red Flag Warning - Destructive Fires | vegetation contact | branch (not overhanging, 4-12ft) | 0
HFTD - Distribution - Zone 1 - 5QU CoRE ¦ 4QU LoRE | Non-Red Flag Warning - Destructive Fires | vegetation contact | branch (not overhanging, > 12ft) | 0
HFTD - Distribution - Zone 1 - 5QU CoRE ¦ 4QU LoRE | Non-Red Flag Warning - Destructive Fires | vegetation contact | branch (not overhanging, distance unknown) | 0
HFTD - Distribution - Zone 1 - 5QU CoRE ¦ 4QU LoRE | Non-Red Flag Warning - Destructive Fires | vegetation contact | branch (not overhanging, within 4ft) | 0
HFTD - Distribution - Zone 1 - 5QU CoRE ¦ 4QU LoRE | Non-Red Flag Warning - Destructive Fires | vegetation contact | branch (overhanging) | 0
HFTD - Distribution - Zone 1 - 5QU CoRE ¦ 4QU LoRE | Non-Red Flag Warning - Destructive Fires | vegetation contact | dead | 0
HFTD - Distribution - Zone 1 - 5QU CoRE ¦ 4QU LoRE | Non-Red Flag Warning - Destructive Fires | vegetation contact | fell into (moderate-severe defect) | 0
HFTD - Distribution - Zone 1 - 5QU CoRE ¦ 4QU LoRE | Non-Red Flag Warning - Destructive Fires | vegetation contact | fell into (no defect) | 0
HFTD - Distribution - Zone 1 - 5QU CoRE ¦ 4QU LoRE | Non-Red Flag Warning - Destructive Fires | vegetation contact | fell into (slight defect) | 0
HFTD - Distribution - Zone 1 - 5QU CoRE ¦ 4QU LoRE | Non-Red Flag Warning - Destructive Fires | vegetation contact | grow into | 0
HFTD - Distribution - Zone 1 - 5QU CoRE ¦ 4QU LoRE | Non-Red Flag Warning - Destructive Fires | vegetation contact | other/unknown | 0
HFTD - Distribution - Zone 1 - 5QU CoRE ¦ 4QU LoRE | Non-Red Flag Warning - Destructive Fires | wire-to-wire contact | wire-to-wire contact / contamination | 0
HFTD - Distribution - Zone 1 - 5QU CoRE ¦ 4QU LoRE | Non-Red Flag Warning - Large Fires | contact from object | animal contact | 1.9212e-06
HFTD - Distribution - Zone 1 - 5QU CoRE ¦ 4QU LoRE | Non-Red Flag Warning - Large Fires | contact from object | balloon contact | 0
HFTD - Distribution - Zone 1 - 5QU CoRE ¦ 4QU LoRE | Non-Red Flag Warning - Large Fires | contact from object | other contact from object | 0
HFTD - Distribution - Zone 1 - 5QU CoRE ¦ 4QU LoRE | Non-Red Flag Warning - Large Fires | contact from object | vehicle contact | 0
HFTD - Distribution - Zone 1 - 5QU CoRE ¦ 4QU LoRE | Non-Red Flag Warning - Large Fires | contamination | contamination | 0
HFTD - Distribution - Zone 1 - 5QU CoRE ¦ 4QU LoRE | Non-Red Flag Warning - Large Fires | equipment / facility failure | anchor / guy damage or failure | 0
HFTD - Distribution - Zone 1 - 5QU CoRE ¦ 4QU LoRE | Non-Red Flag Warning - Large Fires | equipment / facility failure | capacitor bank damage or failure | 0
HFTD - Distribution - Zone 1 - 5QU CoRE ¦ 4QU LoRE | Non-Red Flag Warning - Large Fires | equipment / facility failure | conductor damage or failure | 0
HFTD - Distribution - Zone 1 - 5QU CoRE ¦ 4QU LoRE | Non-Red Flag Warning - Large Fires | equipment / facility failure | crossarm damage or failure | 0
HFTD - Distribution - Zone 1 - 5QU CoRE ¦ 4QU LoRE | Non-Red Flag Warning - Large Fires | equipment / facility failure | fuse damage or failure | 0
HFTD - Distribution - Zone 1 - 5QU CoRE ¦ 4QU LoRE | Non-Red Flag Warning - Large Fires | equipment / facility failure | insulator and brushing damage or failure | 0
HFTD - Distribution - Zone 1 - 5QU CoRE ¦ 4QU LoRE | Non-Red Flag Warning - Large Fires | equipment / facility failure | lightning arrestor damage or failure | 0
HFTD - Distribution - Zone 1 - 5QU CoRE ¦ 4QU LoRE | Non-Red Flag Warning - Large Fires | equipment / facility failure | other equipment / facility failure | 1.9212e-07
HFTD - Distribution - Zone 1 - 5QU CoRE ¦ 4QU LoRE | Non-Red Flag Warning - Large Fires | equipment / facility failure | pole damage or failure | 0
HFTD - Distribution - Zone 1 - 5QU CoRE ¦ 4QU LoRE | Non-Red Flag Warning - Large Fires | equipment / facility failure | transformer damage or failure | 0
HFTD - Distribution - Zone 1 - 5QU CoRE ¦ 4QU LoRE | Non-Red Flag Warning - Large Fires | equipment / facility failure | voltage regulator / booster damage or failure | 0
HFTD - Distribution - Zone 1 - 5QU CoRE ¦ 4QU LoRE | Non-Red Flag Warning - Large Fires | other | all other | 0
HFTD - Distribution - Zone 1 - 5QU CoRE ¦ 4QU LoRE | Non-Red Flag Warning - Large Fires | unknown | unknown | 0
HFTD - Distribution - Zone 1 - 5QU CoRE ¦ 4QU LoRE | Non-Red Flag Warning - Large Fires | utility work / operation | utility work / operation | 0
HFTD - Distribution - Zone 1 - 5QU CoRE ¦ 4QU LoRE | Non-Red Flag Warning - Large Fires | vandalism / theft | vandalism / theft | 0
HFTD - Distribution - Zone 1 - 5QU CoRE ¦ 4QU LoRE | Non-Red Flag Warning - Large Fires | vegetation contact | branch (not overhanging, 4-12ft) | 0
HFTD - Distribution - Zone 1 - 5QU CoRE ¦ 4QU LoRE | Non-Red Flag Warning - Large Fires | vegetation contact | branch (not overhanging, > 12ft) | 0
HFTD - Distribution - Zone 1 - 5QU CoRE ¦ 4QU LoRE | Non-Red Flag Warning - Large Fires | vegetation contact | branch (not overhanging, distance unknown) | 0
HFTD - Distribution - Zone 1 - 5QU CoRE ¦ 4QU LoRE | Non-Red Flag Warning - Large Fires | vegetation contact | branch (not overhanging, within 4ft) | 0
HFTD - Distribution - Zone 1 - 5QU CoRE ¦ 4QU LoRE | Non-Red Flag Warning - Large Fires | vegetation contact | branch (overhanging) | 0
HFTD - Distribution - Zone 1 - 5QU CoRE ¦ 4QU LoRE | Non-Red Flag Warning - Large Fires | vegetation contact | dead | 0
HFTD - Distribution - Zone 1 - 5QU CoRE ¦ 4QU LoRE | Non-Red Flag Warning - Large Fires | vegetation contact | fell into (moderate-severe defect) | 0
HFTD - Distribution - Zone 1 - 5QU CoRE ¦ 4QU LoRE | Non-Red Flag Warning - Large Fires | vegetation contact | fell into (no defect) | 0
HFTD - Distribution - Zone 1 - 5QU CoRE ¦ 4QU LoRE | Non-Red Flag Warning - Large Fires | vegetation contact | fell into (slight defect) | 0
HFTD - Distribution - Zone 1 - 5QU CoRE ¦ 4QU LoRE | Non-Red Flag Warning - Large Fires | vegetation contact | grow into | 0
HFTD - Distribution - Zone 1 - 5QU CoRE ¦ 4QU LoRE | Non-Red Flag Warning - Large Fires | vegetation contact | other/unknown | 0
HFTD - Distribution - Zone 1 - 5QU CoRE ¦ 4QU LoRE | Non-Red Flag Warning - Large Fires | wire-to-wire contact | wire-to-wire contact / contamination | 1.9796e-06
HFTD - Distribution - Zone 1 - 5QU CoRE ¦ 4QU LoRE | Non-Red Flag Warning - Small Fires | contact from object | animal contact | 0.0005132
HFTD - Distribution - Zone 1 - 5QU CoRE ¦ 4QU LoRE | Non-Red Flag Warning - Small Fires | contact from object | balloon contact | 0
HFTD - Distribution - Zone 1 - 5QU CoRE ¦ 4QU LoRE | Non-Red Flag Warning - Small Fires | contact from object | other contact from object | 0
HFTD - Distribution - Zone 1 - 5QU CoRE ¦ 4QU LoRE | Non-Red Flag Warning - Small Fires | contact from object | vehicle contact | 0
HFTD - Distribution - Zone 1 - 5QU CoRE ¦ 4QU LoRE | Non-Red Flag Warning - Small Fires | contamination | contamination | 0
HFTD - Distribution - Zone 1 - 5QU CoRE ¦ 4QU LoRE | Non-Red Flag Warning - Small Fires | equipment / facility failure | anchor / guy damage or failure | 0
HFTD - Distribution - Zone 1 - 5QU CoRE ¦ 4QU LoRE | Non-Red Flag Warning - Small Fires | equipment / facility failure | capacitor bank damage or failure | 0
HFTD - Distribution - Zone 1 - 5QU CoRE ¦ 4QU LoRE | Non-Red Flag Warning - Small Fires | equipment / facility failure | conductor damage or failure | 0
HFTD - Distribution - Zone 1 - 5QU CoRE ¦ 4QU LoRE | Non-Red Flag Warning - Small Fires | equipment / facility failure | crossarm damage or failure | 0
HFTD - Distribution - Zone 1 - 5QU CoRE ¦ 4QU LoRE | Non-Red Flag Warning - Small Fires | equipment / facility failure | fuse damage or failure | 0
HFTD - Distribution - Zone 1 - 5QU CoRE ¦ 4QU LoRE | Non-Red Flag Warning - Small Fires | equipment / facility failure | insulator and brushing damage or failure | 0
HFTD - Distribution - Zone 1 - 5QU CoRE ¦ 4QU LoRE | Non-Red Flag Warning - Small Fires | equipment / facility failure | lightning arrestor damage or failure | 0
HFTD - Distribution - Zone 1 - 5QU CoRE ¦ 4QU LoRE | Non-Red Flag Warning - Small Fires | equipment / facility failure | other equipment / facility failure | 0.0001564
HFTD - Distribution - Zone 1 - 5QU CoRE ¦ 4QU LoRE | Non-Red Flag Warning - Small Fires | equipment / facility failure | pole damage or failure | 0
HFTD - Distribution - Zone 1 - 5QU CoRE ¦ 4QU LoRE | Non-Red Flag Warning - Small Fires | equipment / facility failure | transformer damage or failure | 0
HFTD - Distribution - Zone 1 - 5QU CoRE ¦ 4QU LoRE | Non-Red Flag Warning - Small Fires | equipment / facility failure | voltage regulator / booster damage or failure | 0
HFTD - Distribution - Zone 1 - 5QU CoRE ¦ 4QU LoRE | Non-Red Flag Warning - Small Fires | other | all other | 0
HFTD - Distribution - Zone 1 - 5QU CoRE ¦ 4QU LoRE | Non-Red Flag Warning - Small Fires | unknown | unknown | 0
HFTD - Distribution - Zone 1 - 5QU CoRE ¦ 4QU LoRE | Non-Red Flag Warning - Small Fires | utility work / operation | utility work / operation | 0
HFTD - Distribution - Zone 1 - 5QU CoRE ¦ 4QU LoRE | Non-Red Flag Warning - Small Fires | vandalism / theft | vandalism / theft | 0
HFTD - Distribution - Zone 1 - 5QU CoRE ¦ 4QU LoRE | Non-Red Flag Warning - Small Fires | vegetation contact | branch (not overhanging, 4-12ft) | 0
HFTD - Distribution - Zone 1 - 5QU CoRE ¦ 4QU LoRE | Non-Red Flag Warning - Small Fires | vegetation contact | branch (not overhanging, > 12ft) | 0
HFTD - Distribution - Zone 1 - 5QU CoRE ¦ 4QU LoRE | Non-Red Flag Warning - Small Fires | vegetation contact | branch (not overhanging, distance unknown) | 0
HFTD - Distribution - Zone 1 - 5QU CoRE ¦ 4QU LoRE | Non-Red Flag Warning - Small Fires | vegetation contact | branch (not overhanging, within 4ft) | 0
HFTD - Distribution - Zone 1 - 5QU CoRE ¦ 4QU LoRE | Non-Red Flag Warning - Small Fires | vegetation contact | branch (overhanging) | 0
HFTD - Distribution - Zone 1 - 5QU CoRE ¦ 4QU LoRE | Non-Red Flag Warning - Small Fires | vegetation contact | dead | 0
HFTD - Distribution - Zone 1 - 5QU CoRE ¦ 4QU LoRE | Non-Red Flag Warning - Small Fires | vegetation contact | fell into (moderate-severe defect) | 0
HFTD - Distribution - Zone 1 - 5QU CoRE ¦ 4QU LoRE | Non-Red Flag Warning - Small Fires | vegetation contact | fell into (no defect) | 0
HFTD - Distribution - Zone 1 - 5QU CoRE ¦ 4QU LoRE | Non-Red Flag Warning - Small Fires | vegetation contact | fell into (slight defect) | 0
HFTD - Distribution - Zone 1 - 5QU CoRE ¦ 4QU LoRE | Non-Red Flag Warning - Small Fires | vegetation contact | grow into | 0
HFTD - Distribution - Zone 1 - 5QU CoRE ¦ 4QU LoRE | Non-Red Flag Warning - Small Fires | vegetation contact | other/unknown | 0
HFTD - Distribution - Zone 1 - 5QU CoRE ¦ 4QU LoRE | Non-Red Flag Warning - Small Fires | wire-to-wire contact | wire-to-wire contact / contamination | 0.0005288
HFTD - Distribution - Zone 1 - 5QU CoRE ¦ 4QU LoRE | Seismic - Red Flag Warning - Catastrophic Fires | cc - seismic scenario | seismic scenario | 6.2795e-09
HFTD - Distribution - Zone 1 - 5QU CoRE ¦ 4QU LoRE | Red Flag Warning - Catastrophic Fires | contact from object | animal contact | 0
HFTD - Distribution - Zone 1 - 5QU CoRE ¦ 4QU LoRE | Red Flag Warning - Catastrophic Fires | contact from object | balloon contact | 0
HFTD - Distribution - Zone 1 - 5QU CoRE ¦ 4QU LoRE | Red Flag Warning - Catastrophic Fires | contact from object | other contact from object | 0
HFTD - Distribution - Zone 1 - 5QU CoRE ¦ 4QU LoRE | Red Flag Warning - Catastrophic Fires | contact from object | vehicle contact | 0
HFTD - Distribution - Zone 1 - 5QU CoRE ¦ 4QU LoRE | Red Flag Warning - Catastrophic Fires | contamination | contamination | 0
HFTD - Distribution - Zone 1 - 5QU CoRE ¦ 4QU LoRE | Red Flag Warning - Catastrophic Fires | equipment / facility failure | anchor / guy damage or failure | 0
HFTD - Distribution - Zone 1 - 5QU CoRE ¦ 4QU LoRE | Red Flag Warning - Catastrophic Fires | equipment / facility failure | capacitor bank damage or failure | 0
HFTD - Distribution - Zone 1 - 5QU CoRE ¦ 4QU LoRE | Red Flag Warning - Catastrophic Fires | equipment / facility failure | conductor damage or failure | 0
HFTD - Distribution - Zone 1 - 5QU CoRE ¦ 4QU LoRE | Red Flag Warning - Catastrophic Fires | equipment / facility failure | crossarm damage or failure | 0
HFTD - Distribution - Zone 1 - 5QU CoRE ¦ 4QU LoRE | Red Flag Warning - Catastrophic Fires | equipment / facility failure | fuse damage or failure | 0
HFTD - Distribution - Zone 1 - 5QU CoRE ¦ 4QU LoRE | Red Flag Warning - Catastrophic Fires | equipment / facility failure | insulator and brushing damage or failure | 0
HFTD - Distribution - Zone 1 - 5QU CoRE ¦ 4QU LoRE | Red Flag Warning - Catastrophic Fires | equipment / facility failure | lightning arrestor damage or failure | 0
HFTD - Distribution - Zone 1 - 5QU CoRE ¦ 4QU LoRE | Red Flag Warning - Catastrophic Fires | equipment / facility failure | other equipment / facility failure | 0
HFTD - Distribution - Zone 1 - 5QU CoRE ¦ 4QU LoRE | Red Flag Warning - Catastrophic Fires | equipment / facility failure | pole damage or failure | 0
HFTD - Distribution - Zone 1 - 5QU CoRE ¦ 4QU LoRE | Red Flag Warning - Catastrophic Fires | equipment / facility failure | transformer damage or failure | 0
HFTD - Distribution - Zone 1 - 5QU CoRE ¦ 4QU LoRE | Red Flag Warning - Catastrophic Fires | equipment / facility failure | voltage regulator / booster damage or failure | 0
HFTD - Distribution - Zone 1 - 5QU CoRE ¦ 4QU LoRE | Red Flag Warning - Catastrophic Fires | other | all other | 0
HFTD - Distribution - Zone 1 - 5QU CoRE ¦ 4QU LoRE | Red Flag Warning - Catastrophic Fires | unknown | unknown | 0
HFTD - Distribution - Zone 1 - 5QU CoRE ¦ 4QU LoRE | Red Flag Warning - Catastrophic Fires | utility work / operation | utility work / operation | 0
HFTD - Distribution - Zone 1 - 5QU CoRE ¦ 4QU LoRE | Red Flag Warning - Catastrophic Fires | vandalism / theft | vandalism / theft | 0
HFTD - Distribution - Zone 1 - 5QU CoRE ¦ 4QU LoRE | Red Flag Warning - Catastrophic Fires | vegetation contact | branch (not overhanging, 4-12ft) | 0
HFTD - Distribution - Zone 1 - 5QU CoRE ¦ 4QU LoRE | Red Flag Warning - Catastrophic Fires | vegetation contact | branch (not overhanging, > 12ft) | 0
HFTD - Distribution - Zone 1 - 5QU CoRE ¦ 4QU LoRE | Red Flag Warning - Catastrophic Fires | vegetation contact | branch (not overhanging, distance unknown) | 0
HFTD - Distribution - Zone 1 - 5QU CoRE ¦ 4QU LoRE | Red Flag Warning - Catastrophic Fires | vegetation contact | branch (not overhanging, within 4ft) | 0
HFTD - Distribution - Zone 1 - 5QU CoRE ¦ 4QU LoRE | Red Flag Warning - Catastrophic Fires | vegetation contact | branch (overhanging) | 0
HFTD - Distribution - Zone 1 - 5QU CoRE ¦ 4QU LoRE | Red Flag Warning - Catastrophic Fires | vegetation contact | dead | 0
HFTD - Distribution - Zone 1 - 5QU CoRE ¦ 4QU LoRE | Red Flag Warning - Catastrophic Fires | vegetation contact | fell into (moderate-severe defect) | 0
HFTD - Distribution - Zone 1 - 5QU CoRE ¦ 4QU LoRE | Red Flag Warning - Catastrophic Fires | vegetation contact | fell into (no defect) | 0
HFTD - Distribution - Zone 1 - 5QU CoRE ¦ 4QU LoRE | Red Flag Warning - Catastrophic Fires | vegetation contact | fell into (slight defect) | 0
HFTD - Distribution - Zone 1 - 5QU CoRE ¦ 4QU LoRE | Red Flag Warning - Catastrophic Fires | vegetation contact | grow into | 0
HFTD - Distribution - Zone 1 - 5QU CoRE ¦ 4QU LoRE | Red Flag Warning - Catastrophic Fires | vegetation contact | other/unknown | 0
HFTD - Distribution - Zone 1 - 5QU CoRE ¦ 4QU LoRE | Red Flag Warning - Catastrophic Fires | wire-to-wire contact | wire-to-wire contact / contamination | 0
HFTD - Distribution - Zone 1 - 5QU CoRE ¦ 4QU LoRE | Red Flag Warning - Destructive Fires | contact from object | animal contact | 0
HFTD - Distribution - Zone 1 - 5QU CoRE ¦ 4QU LoRE | Red Flag Warning - Destructive Fires | contact from object | balloon contact | 0
HFTD - Distribution - Zone 1 - 5QU CoRE ¦ 4QU LoRE | Red Flag Warning - Destructive Fires | contact from object | other contact from object | 0
HFTD - Distribution - Zone 1 - 5QU CoRE ¦ 4QU LoRE | Red Flag Warning - Destructive Fires | contact from object | vehicle contact | 0
HFTD - Distribution - Zone 1 - 5QU CoRE ¦ 4QU LoRE | Red Flag Warning - Destructive Fires | contamination | contamination | 0
HFTD - Distribution - Zone 1 - 5QU CoRE ¦ 4QU LoRE | Red Flag Warning - Destructive Fires | equipment / facility failure | anchor / guy damage or failure | 0
HFTD - Distribution - Zone 1 - 5QU CoRE ¦ 4QU LoRE | Red Flag Warning - Destructive Fires | equipment / facility failure | capacitor bank damage or failure | 0
HFTD - Distribution - Zone 1 - 5QU CoRE ¦ 4QU LoRE | Red Flag Warning - Destructive Fires | equipment / facility failure | conductor damage or failure | 0
HFTD - Distribution - Zone 1 - 5QU CoRE ¦ 4QU LoRE | Red Flag Warning - Destructive Fires | equipment / facility failure | crossarm damage or failure | 0
HFTD - Distribution - Zone 1 - 5QU CoRE ¦ 4QU LoRE | Red Flag Warning - Destructive Fires | equipment / facility failure | fuse damage or failure | 0
HFTD - Distribution - Zone 1 - 5QU CoRE ¦ 4QU LoRE | Red Flag Warning - Destructive Fires | equipment / facility failure | insulator and brushing damage or failure | 0
HFTD - Distribution - Zone 1 - 5QU CoRE ¦ 4QU LoRE | Red Flag Warning - Destructive Fires | equipment / facility failure | lightning arrestor damage or failure | 0
HFTD - Distribution - Zone 1 - 5QU CoRE ¦ 4QU LoRE | Red Flag Warning - Destructive Fires | equipment / facility failure | other equipment / facility failure | 0
HFTD - Distribution - Zone 1 - 5QU CoRE ¦ 4QU LoRE | Red Flag Warning - Destructive Fires | equipment / facility failure | pole damage or failure | 0
HFTD - Distribution - Zone 1 - 5QU CoRE ¦ 4QU LoRE | Red Flag Warning - Destructive Fires | equipment / facility failure | transformer damage or failure | 0
HFTD - Distribution - Zone 1 - 5QU CoRE ¦ 4QU LoRE | Red Flag Warning - Destructive Fires | equipment / facility failure | voltage regulator / booster damage or failure | 0
HFTD - Distribution - Zone 1 - 5QU CoRE ¦ 4QU LoRE | Red Flag Warning - Destructive Fires | other | all other | 0
HFTD - Distribution - Zone 1 - 5QU CoRE ¦ 4QU LoRE | Red Flag Warning - Destructive Fires | unknown | unknown | 0
HFTD - Distribution - Zone 1 - 5QU CoRE ¦ 4QU LoRE | Red Flag Warning - Destructive Fires | utility work / operation | utility work / operation | 0
HFTD - Distribution - Zone 1 - 5QU CoRE ¦ 4QU LoRE | Red Flag Warning - Destructive Fires | vandalism / theft | vandalism / theft | 0
HFTD - Distribution - Zone 1 - 5QU CoRE ¦ 4QU LoRE | Red Flag Warning - Destructive Fires | vegetation contact | branch (not overhanging, 4-12ft) | 0
HFTD - Distribution - Zone 1 - 5QU CoRE ¦ 4QU LoRE | Red Flag Warning - Destructive Fires | vegetation contact | branch (not overhanging, > 12ft) | 0
HFTD - Distribution - Zone 1 - 5QU CoRE ¦ 4QU LoRE | Red Flag Warning - Destructive Fires | vegetation contact | branch (not overhanging, distance unknown) | 0
HFTD - Distribution - Zone 1 - 5QU CoRE ¦ 4QU LoRE | Red Flag Warning - Destructive Fires | vegetation contact | branch (not overhanging, within 4ft) | 0
HFTD - Distribution - Zone 1 - 5QU CoRE ¦ 4QU LoRE | Red Flag Warning - Destructive Fires | vegetation contact | branch (overhanging) | 0
HFTD - Distribution - Zone 1 - 5QU CoRE ¦ 4QU LoRE | Red Flag Warning - Destructive Fires | vegetation contact | dead | 0
HFTD - Distribution - Zone 1 - 5QU CoRE ¦ 4QU LoRE | Red Flag Warning - Destructive Fires | vegetation contact | fell into (moderate-severe defect) | 0
HFTD - Distribution - Zone 1 - 5QU CoRE ¦ 4QU LoRE | Red Flag Warning - Destructive Fires | vegetation contact | fell into (no defect) | 0
HFTD - Distribution - Zone 1 - 5QU CoRE ¦ 4QU LoRE | Red Flag Warning - Destructive Fires | vegetation contact | fell into (slight defect) | 0
HFTD - Distribution - Zone 1 - 5QU CoRE ¦ 4QU LoRE | Red Flag Warning - Destructive Fires | vegetation contact | grow into | 0
HFTD - Distribution - Zone 1 - 5QU CoRE ¦ 4QU LoRE | Red Flag Warning - Destructive Fires | vegetation contact | other/unknown | 0
HFTD - Distribution - Zone 1 - 5QU CoRE ¦ 4QU LoRE | Red Flag Warning - Destructive Fires | wire-to-wire contact | wire-to-wire contact / contamination | 0
HFTD - Distribution - Zone 1 - 5QU CoRE ¦ 4QU LoRE | Red Flag Warning - Large Fires | contact from object | animal contact | 0
HFTD - Distribution - Zone 1 - 5QU CoRE ¦ 4QU LoRE | Red Flag Warning - Large Fires | contact from object | balloon contact | 0
HFTD - Distribution - Zone 1 - 5QU CoRE ¦ 4QU LoRE | Red Flag Warning - Large Fires | contact from object | other contact from object | 0
HFTD - Distribution - Zone 1 - 5QU CoRE ¦ 4QU LoRE | Red Flag Warning - Large Fires | contact from object | vehicle contact | 0
HFTD - Distribution - Zone 1 - 5QU CoRE ¦ 4QU LoRE | Red Flag Warning - Large Fires | contamination | contamination | 0
HFTD - Distribution - Zone 1 - 5QU CoRE ¦ 4QU LoRE | Red Flag Warning - Large Fires | equipment / facility failure | anchor / guy damage or failure | 0
HFTD - Distribution - Zone 1 - 5QU CoRE ¦ 4QU LoRE | Red Flag Warning - Large Fires | equipment / facility failure | capacitor bank damage or failure | 0
HFTD - Distribution - Zone 1 - 5QU CoRE ¦ 4QU LoRE | Red Flag Warning - Large Fires | equipment / facility failure | conductor damage or failure | 0
HFTD - Distribution - Zone 1 - 5QU CoRE ¦ 4QU LoRE | Red Flag Warning - Large Fires | equipment / facility failure | crossarm damage or failure | 0
HFTD - Distribution - Zone 1 - 5QU CoRE ¦ 4QU LoRE | Red Flag Warning - Large Fires | equipment / facility failure | fuse damage or failure | 0
HFTD - Distribution - Zone 1 - 5QU CoRE ¦ 4QU LoRE | Red Flag Warning - Large Fires | equipment / facility failure | insulator and brushing damage or failure | 0
HFTD - Distribution - Zone 1 - 5QU CoRE ¦ 4QU LoRE | Red Flag Warning - Large Fires | equipment / facility failure | lightning arrestor damage or failure | 0
HFTD - Distribution - Zone 1 - 5QU CoRE ¦ 4QU LoRE | Red Flag Warning - Large Fires | equipment / facility failure | other equipment / facility failure | 7.5507e-07
HFTD - Distribution - Zone 1 - 5QU CoRE ¦ 4QU LoRE | Red Flag Warning - Large Fires | equipment / facility failure | pole damage or failure | 0
HFTD - Distribution - Zone 1 - 5QU CoRE ¦ 4QU LoRE | Red Flag Warning - Large Fires | equipment / facility failure | transformer damage or failure | 0
HFTD - Distribution - Zone 1 - 5QU CoRE ¦ 4QU LoRE | Red Flag Warning - Large Fires | equipment / facility failure | voltage regulator / booster damage or failure | 0
HFTD - Distribution - Zone 1 - 5QU CoRE ¦ 4QU LoRE | Red Flag Warning - Large Fires | other | all other | 0
HFTD - Distribution - Zone 1 - 5QU CoRE ¦ 4QU LoRE | Red Flag Warning - Large Fires | unknown | unknown | 0
HFTD - Distribution - Zone 1 - 5QU CoRE ¦ 4QU LoRE | Red Flag Warning - Large Fires | utility work / operation | utility work / operation | 0
HFTD - Distribution - Zone 1 - 5QU CoRE ¦ 4QU LoRE | Red Flag Warning - Large Fires | vandalism / theft | vandalism / theft | 0
HFTD - Distribution - Zone 1 - 5QU CoRE ¦ 4QU LoRE | Red Flag Warning - Large Fires | vegetation contact | branch (not overhanging, 4-12ft) | 0
HFTD - Distribution - Zone 1 - 5QU CoRE ¦ 4QU LoRE | Red Flag Warning - Large Fires | vegetation contact | branch (not overhanging, > 12ft) | 0
HFTD - Distribution - Zone 1 - 5QU CoRE ¦ 4QU LoRE | Red Flag Warning - Large Fires | vegetation contact | branch (not overhanging, distance unknown) | 0
HFTD - Distribution - Zone 1 - 5QU CoRE ¦ 4QU LoRE | Red Flag Warning - Large Fires | vegetation contact | branch (not overhanging, within 4ft) | 0
HFTD - Distribution - Zone 1 - 5QU CoRE ¦ 4QU LoRE | Red Flag Warning - Large Fires | vegetation contact | branch (overhanging) | 0
HFTD - Distribution - Zone 1 - 5QU CoRE ¦ 4QU LoRE | Red Flag Warning - Large Fires | vegetation contact | dead | 0
HFTD - Distribution - Zone 1 - 5QU CoRE ¦ 4QU LoRE | Red Flag Warning - Large Fires | vegetation contact | fell into (moderate-severe defect) | 0
HFTD - Distribution - Zone 1 - 5QU CoRE ¦ 4QU LoRE | Red Flag Warning - Large Fires | vegetation contact | fell into (no defect) | 0
HFTD - Distribution - Zone 1 - 5QU CoRE ¦ 4QU LoRE | Red Flag Warning - Large Fires | vegetation contact | fell into (slight defect) | 0
HFTD - Distribution - Zone 1 - 5QU CoRE ¦ 4QU LoRE | Red Flag Warning - Large Fires | vegetation contact | grow into | 0
HFTD - Distribution - Zone 1 - 5QU CoRE ¦ 4QU LoRE | Red Flag Warning - Large Fires | vegetation contact | other/unknown | 0
HFTD - Distribution - Zone 1 - 5QU CoRE ¦ 4QU LoRE | Red Flag Warning - Large Fires | wire-to-wire contact | wire-to-wire contact / contamination | 0
HFTD - Distribution - Zone 1 - 5QU CoRE ¦ 4QU LoRE | Red Flag Warning - Small Fires | contact from object | animal contact | 9.8002e-06
HFTD - Distribution - Zone 1 - 5QU CoRE ¦ 4QU LoRE | Red Flag Warning - Small Fires | contact from object | balloon contact | 0
HFTD - Distribution - Zone 1 - 5QU CoRE ¦ 4QU LoRE | Red Flag Warning - Small Fires | contact from object | other contact from object | 0
HFTD - Distribution - Zone 1 - 5QU CoRE ¦ 4QU LoRE | Red Flag Warning - Small Fires | contact from object | vehicle contact | 0
HFTD - Distribution - Zone 1 - 5QU CoRE ¦ 4QU LoRE | Red Flag Warning - Small Fires | contamination | contamination | 0
HFTD - Distribution - Zone 1 - 5QU CoRE ¦ 4QU LoRE | Red Flag Warning - Small Fires | equipment / facility failure | anchor / guy damage or failure | 0
HFTD - Distribution - Zone 1 - 5QU CoRE ¦ 4QU LoRE | Red Flag Warning - Small Fires | equipment / facility failure | capacitor bank damage or failure | 0
HFTD - Distribution - Zone 1 - 5QU CoRE ¦ 4QU LoRE | Red Flag Warning - Small Fires | equipment / facility failure | conductor damage or failure | 0
HFTD - Distribution - Zone 1 - 5QU CoRE ¦ 4QU LoRE | Red Flag Warning - Small Fires | equipment / facility failure | crossarm damage or failure | 0
HFTD - Distribution - Zone 1 - 5QU CoRE ¦ 4QU LoRE | Red Flag Warning - Small Fires | equipment / facility failure | fuse damage or failure | 0
HFTD - Distribution - Zone 1 - 5QU CoRE ¦ 4QU LoRE | Red Flag Warning - Small Fires | equipment / facility failure | insulator and brushing damage or failure | 0
HFTD - Distribution - Zone 1 - 5QU CoRE ¦ 4QU LoRE | Red Flag Warning - Small Fires | equipment / facility failure | lightning arrestor damage or failure | 0
HFTD - Distribution - Zone 1 - 5QU CoRE ¦ 4QU LoRE | Red Flag Warning - Small Fires | equipment / facility failure | other equipment / facility failure | 9.6176e-06
HFTD - Distribution - Zone 1 - 5QU CoRE ¦ 4QU LoRE | Red Flag Warning - Small Fires | equipment / facility failure | pole damage or failure | 0
HFTD - Distribution - Zone 1 - 5QU CoRE ¦ 4QU LoRE | Red Flag Warning - Small Fires | equipment / facility failure | transformer damage or failure | 0
HFTD - Distribution - Zone 1 - 5QU CoRE ¦ 4QU LoRE | Red Flag Warning - Small Fires | equipment / facility failure | voltage regulator / booster damage or failure | 0
HFTD - Distribution - Zone 1 - 5QU CoRE ¦ 4QU LoRE | Red Flag Warning - Small Fires | other | all other | 0
HFTD - Distribution - Zone 1 - 5QU CoRE ¦ 4QU LoRE | Red Flag Warning - Small Fires | unknown | unknown | 0
HFTD - Distribution - Zone 1 - 5QU CoRE ¦ 4QU LoRE | Red Flag Warning - Small Fires | utility work / operation | utility work / operation | 0
HFTD - Distribution - Zone 1 - 5QU CoRE ¦ 4QU LoRE | Red Flag Warning - Small Fires | vandalism / theft | vandalism / theft | 0
HFTD - Distribution - Zone 1 - 5QU CoRE ¦ 4QU LoRE | Red Flag Warning - Small Fires | vegetation contact | branch (not overhanging, 4-12ft) | 0
HFTD - Distribution - Zone 1 - 5QU CoRE ¦ 4QU LoRE | Red Flag Warning - Small Fires | vegetation contact | branch (not overhanging, > 12ft) | 0
HFTD - Distribution - Zone 1 - 5QU CoRE ¦ 4QU LoRE | Red Flag Warning - Small Fires | vegetation contact | branch (not overhanging, distance unknown) | 0
HFTD - Distribution - Zone 1 - 5QU CoRE ¦ 4QU LoRE | Red Flag Warning - Small Fires | vegetation contact | branch (not overhanging, within 4ft) | 0
HFTD - Distribution - Zone 1 - 5QU CoRE ¦ 4QU LoRE | Red Flag Warning - Small Fires | vegetation contact | branch (overhanging) | 0
HFTD - Distribution - Zone 1 - 5QU CoRE ¦ 4QU LoRE | Red Flag Warning - Small Fires | vegetation contact | dead | 0
HFTD - Distribution - Zone 1 - 5QU CoRE ¦ 4QU LoRE | Red Flag Warning - Small Fires | vegetation contact | fell into (moderate-severe defect) | 0
HFTD - Distribution - Zone 1 - 5QU CoRE ¦ 4QU LoRE | Red Flag Warning - Small Fires | vegetation contact | fell into (no defect) | 0
HFTD - Distribution - Zone 1 - 5QU CoRE ¦ 4QU LoRE | Red Flag Warning - Small Fires | vegetation contact | fell into (slight defect) | 0
HFTD - Distribution - Zone 1 - 5QU CoRE ¦ 4QU LoRE | Red Flag Warning - Small Fires | vegetation contact | grow into | 0
HFTD - Distribution - Zone 1 - 5QU CoRE ¦ 4QU LoRE | Red Flag Warning - Small Fires | vegetation contact | other/unknown | 0
HFTD - Distribution - Zone 1 - 5QU CoRE ¦ 4QU LoRE | Red Flag Warning - Small Fires | wire-to-wire contact | wire-to-wire contact / contamination | 1.764e-05
non-HFTD - Distribution | Non-Red Flag Warning - Catastrophic Fires | vegetation contact | branch (not overhanging, > 12ft) | 0
non-HFTD - Distribution | Non-Red Flag Warning - Destructive Fires | vegetation contact | branch (not overhanging, > 12ft) | 0
non-HFTD - Distribution | Non-Red Flag Warning - Large Fires | vegetation contact | branch (not overhanging, > 12ft) | 0.0066569
non-HFTD - Distribution | Non-Red Flag Warning - Small Fires | vegetation contact | branch (not overhanging, > 12ft) | 1.3772
non-HFTD - Distribution | Non-Red Flag Warning - Catastrophic Fires | vegetation contact | branch (not overhanging, 4-12ft) | 0
non-HFTD - Distribution | Non-Red Flag Warning - Destructive Fires | vegetation contact | branch (not overhanging, 4-12ft) | 0
non-HFTD - Distribution | Non-Red Flag Warning - Large Fires | vegetation contact | branch (not overhanging, 4-12ft) | 0.004302
non-HFTD - Distribution | Non-Red Flag Warning - Small Fires | vegetation contact | branch (not overhanging, 4-12ft) | 0.89003
non-HFTD - Distribution | Non-Red Flag Warning - Catastrophic Fires | vegetation contact | branch (not overhanging, distance unknown) | 0
non-HFTD - Distribution | Non-Red Flag Warning - Destructive Fires | vegetation contact | branch (not overhanging, distance unknown) | 0
non-HFTD - Distribution | Non-Red Flag Warning - Large Fires | vegetation contact | branch (not overhanging, distance unknown) | 0.018969
non-HFTD - Distribution | Non-Red Flag Warning - Small Fires | vegetation contact | branch (not overhanging, distance unknown) | 3.9246
non-HFTD - Distribution | Non-Red Flag Warning - Catastrophic Fires | vegetation contact | branch (not overhanging, within 4ft) | 0
non-HFTD - Distribution | Non-Red Flag Warning - Destructive Fires | vegetation contact | branch (not overhanging, within 4ft) | 0
non-HFTD - Distribution | Non-Red Flag Warning - Large Fires | vegetation contact | branch (not overhanging, within 4ft) | 0.0027258
non-HFTD - Distribution | Non-Red Flag Warning - Small Fires | vegetation contact | branch (not overhanging, within 4ft) | 0.56394
non-HFTD - Distribution | Non-Red Flag Warning - Catastrophic Fires | vegetation contact | branch (overhanging) | 0
non-HFTD - Distribution | Non-Red Flag Warning - Destructive Fires | vegetation contact | branch (overhanging) | 0
non-HFTD - Distribution | Non-Red Flag Warning - Large Fires | vegetation contact | branch (overhanging) | 0.042983
non-HFTD - Distribution | Non-Red Flag Warning - Small Fires | vegetation contact | branch (overhanging) | 8.8926
non-HFTD - Distribution | Non-Red Flag Warning - Catastrophic Fires | vegetation contact | dead | 0
non-HFTD - Distribution | Non-Red Flag Warning - Destructive Fires | vegetation contact | dead | 0
non-HFTD - Distribution | Non-Red Flag Warning - Large Fires | vegetation contact | dead | 0.0098463
non-HFTD - Distribution | Non-Red Flag Warning - Small Fires | vegetation contact | dead | 2.0371
non-HFTD - Distribution | Non-Red Flag Warning - Catastrophic Fires | vegetation contact | fell into (moderate-severe defect) | 0
non-HFTD - Distribution | Non-Red Flag Warning - Destructive Fires | vegetation contact | fell into (moderate-severe defect) | 0
non-HFTD - Distribution | Non-Red Flag Warning - Large Fires | vegetation contact | fell into (moderate-severe defect) | 0.0074728
non-HFTD - Distribution | Non-Red Flag Warning - Small Fires | vegetation contact | fell into (moderate-severe defect) | 1.546
non-HFTD - Distribution | Non-Red Flag Warning - Catastrophic Fires | vegetation contact | fell into (no defect) | 0
non-HFTD - Distribution | Non-Red Flag Warning - Destructive Fires | vegetation contact | fell into (no defect) | 0
non-HFTD - Distribution | Non-Red Flag Warning - Large Fires | vegetation contact | fell into (no defect) | 0.052161
non-HFTD - Distribution | Non-Red Flag Warning - Small Fires | vegetation contact | fell into (no defect) | 10.7916
non-HFTD - Distribution | Non-Red Flag Warning - Catastrophic Fires | vegetation contact | fell into (slight defect) | 0
non-HFTD - Distribution | Non-Red Flag Warning - Destructive Fires | vegetation contact | fell into (slight defect) | 0
non-HFTD - Distribution | Non-Red Flag Warning - Large Fires | vegetation contact | fell into (slight defect) | 0.0093086
non-HFTD - Distribution | Non-Red Flag Warning - Small Fires | vegetation contact | fell into (slight defect) | 1.9258
non-HFTD - Distribution | Non-Red Flag Warning - Catastrophic Fires | vegetation contact | grow into | 0
non-HFTD - Distribution | Non-Red Flag Warning - Destructive Fires | vegetation contact | grow into | 0
non-HFTD - Distribution | Non-Red Flag Warning - Large Fires | vegetation contact | grow into | 0.012183
non-HFTD - Distribution | Non-Red Flag Warning - Small Fires | vegetation contact | grow into | 2.5205
non-HFTD - Distribution | Non-Red Flag Warning - Catastrophic Fires | vegetation contact | other/unknown | 0
non-HFTD - Distribution | Non-Red Flag Warning - Destructive Fires | vegetation contact | other/unknown | 0
non-HFTD - Distribution | Non-Red Flag Warning - Large Fires | vegetation contact | other/unknown | 0.092344
non-HFTD - Distribution | Non-Red Flag Warning - Small Fires | vegetation contact | other/unknown | 19.1049
non-HFTD - Distribution | Red Flag Warning - Catastrophic Fires | vegetation contact | branch (not overhanging, > 12ft) | 0.00025697
non-HFTD - Distribution | Red Flag Warning - Destructive Fires | vegetation contact | branch (not overhanging, > 12ft) | 7.3419e-05
non-HFTD - Distribution | Red Flag Warning - Large Fires | vegetation contact | branch (not overhanging, > 12ft) | 0.0033039
non-HFTD - Distribution | Red Flag Warning - Small Fires | vegetation contact | branch (not overhanging, > 12ft) | 0.34195
non-HFTD - Distribution | Red Flag Warning - Catastrophic Fires | vegetation contact | branch (not overhanging, 4-12ft) | 7.9749e-05
non-HFTD - Distribution | Red Flag Warning - Destructive Fires | vegetation contact | branch (not overhanging, 4-12ft) | 2.2785e-05
non-HFTD - Distribution | Red Flag Warning - Large Fires | vegetation contact | branch (not overhanging, 4-12ft) | 0.0010253
non-HFTD - Distribution | Red Flag Warning - Small Fires | vegetation contact | branch (not overhanging, 4-12ft) | 0.10612
non-HFTD - Distribution | Red Flag Warning - Catastrophic Fires | vegetation contact | branch (not overhanging, distance unknown) | 0.00051394
non-HFTD - Distribution | Red Flag Warning - Destructive Fires | vegetation contact | branch (not overhanging, distance unknown) | 0.00014684
non-HFTD - Distribution | Red Flag Warning - Large Fires | vegetation contact | branch (not overhanging, distance unknown) | 0.0066078
non-HFTD - Distribution | Red Flag Warning - Small Fires | vegetation contact | branch (not overhanging, distance unknown) | 0.6839
non-HFTD - Distribution | Red Flag Warning - Catastrophic Fires | vegetation contact | branch (not overhanging, within 4ft) | 2.6583e-05
non-HFTD - Distribution | Red Flag Warning - Destructive Fires | vegetation contact | branch (not overhanging, within 4ft) | 7.5951e-06
non-HFTD - Distribution | Red Flag Warning - Large Fires | vegetation contact | branch (not overhanging, within 4ft) | 0.00034178
non-HFTD - Distribution | Red Flag Warning - Small Fires | vegetation contact | branch (not overhanging, within 4ft) | 0.035374
non-HFTD - Distribution | Red Flag Warning - Catastrophic Fires | vegetation contact | branch (overhanging) | 0.00087724
non-HFTD - Distribution | Red Flag Warning - Destructive Fires | vegetation contact | branch (overhanging) | 0.00025064
non-HFTD - Distribution | Red Flag Warning - Large Fires | vegetation contact | branch (overhanging) | 0.011279
non-HFTD - Distribution | Red Flag Warning - Small Fires | vegetation contact | branch (overhanging) | 1.1674
non-HFTD - Distribution | Red Flag Warning - Catastrophic Fires | vegetation contact | dead | 0.00024811
non-HFTD - Distribution | Red Flag Warning - Destructive Fires | vegetation contact | dead | 7.0888e-05
non-HFTD - Distribution | Red Flag Warning - Large Fires | vegetation contact | dead | 0.0031899
non-HFTD - Distribution | Red Flag Warning - Small Fires | vegetation contact | dead | 0.33016
non-HFTD - Distribution | Red Flag Warning - Catastrophic Fires | vegetation contact | fell into (moderate-severe defect) | 0.00011519
non-HFTD - Distribution | Red Flag Warning - Destructive Fires | vegetation contact | fell into (moderate-severe defect) | 3.2912e-05
non-HFTD - Distribution | Red Flag Warning - Large Fires | vegetation contact | fell into (moderate-severe defect) | 0.001481
non-HFTD - Distribution | Red Flag Warning - Small Fires | vegetation contact | fell into (moderate-severe defect) | 0.15329
non-HFTD - Distribution | Red Flag Warning - Catastrophic Fires | vegetation contact | fell into (no defect) | 0.00051394
non-HFTD - Distribution | Red Flag Warning - Destructive Fires | vegetation contact | fell into (no defect) | 0.00014684
non-HFTD - Distribution | Red Flag Warning - Large Fires | vegetation contact | fell into (no defect) | 0.0066078
non-HFTD - Distribution | Red Flag Warning - Small Fires | vegetation contact | fell into (no defect) | 0.6839
non-HFTD - Distribution | Red Flag Warning - Catastrophic Fires | vegetation contact | fell into (slight defect) | 0.0001595
non-HFTD - Distribution | Red Flag Warning - Destructive Fires | vegetation contact | fell into (slight defect) | 4.5571e-05
non-HFTD - Distribution | Red Flag Warning - Large Fires | vegetation contact | fell into (slight defect) | 0.0020507
non-HFTD - Distribution | Red Flag Warning - Small Fires | vegetation contact | fell into (slight defect) | 0.21225
non-HFTD - Distribution | Red Flag Warning - Catastrophic Fires | vegetation contact | grow into | 0.00027469
non-HFTD - Distribution | Red Flag Warning - Destructive Fires | vegetation contact | grow into | 7.8483e-05
non-HFTD - Distribution | Red Flag Warning - Large Fires | vegetation contact | grow into | 0.0035317
non-HFTD - Distribution | Red Flag Warning - Small Fires | vegetation contact | grow into | 0.36553
non-HFTD - Distribution | Red Flag Warning - Catastrophic Fires | vegetation contact | other/unknown | 0.0022241
non-HFTD - Distribution | Red Flag Warning - Destructive Fires | vegetation contact | other/unknown | 0.00063546
non-HFTD - Distribution | Red Flag Warning - Large Fires | vegetation contact | other/unknown | 0.028596
non-HFTD - Distribution | Red Flag Warning - Small Fires | vegetation contact | other/unknown | 2.9596
non-HFTD - Distribution | Red Flag Warning - Catastrophic Fires | other | all other | 6.1134e-05
non-HFTD - Distribution | Red Flag Warning - Destructive Fires | other | all other | 1.7467e-05
non-HFTD - Distribution | Red Flag Warning - Large Fires | other | all other | 0.00078601
non-HFTD - Distribution | Red Flag Warning - Small Fires | other | all other | 0.081352
non-HFTD - Distribution | Red Flag Warning - Catastrophic Fires | equipment / facility failure | anchor / guy damage or failure | 2.5898e-05
non-HFTD - Distribution | Red Flag Warning - Destructive Fires | equipment / facility failure | anchor / guy damage or failure | 7.3995e-06
non-HFTD - Distribution | Red Flag Warning - Large Fires | equipment / facility failure | anchor / guy damage or failure | 0.00033298
non-HFTD - Distribution | Red Flag Warning - Small Fires | equipment / facility failure | anchor / guy damage or failure | 0.034463
non-HFTD - Distribution | Red Flag Warning - Catastrophic Fires | equipment / facility failure | capacitor bank damage or failure | 0.00031726
non-HFTD - Distribution | Red Flag Warning - Destructive Fires | equipment / facility failure | capacitor bank damage or failure | 9.0644e-05
non-HFTD - Distribution | Red Flag Warning - Large Fires | equipment / facility failure | capacitor bank damage or failure | 0.004079
non-HFTD - Distribution | Red Flag Warning - Small Fires | equipment / facility failure | capacitor bank damage or failure | 0.42218
non-HFTD - Distribution | Red Flag Warning - Catastrophic Fires | equipment / facility failure | conductor damage or failure | 0.0018906
non-HFTD - Distribution | Red Flag Warning - Destructive Fires | equipment / facility failure | conductor damage or failure | 0.00054017
non-HFTD - Distribution | Red Flag Warning - Large Fires | equipment / facility failure | conductor damage or failure | 0.024308
non-HFTD - Distribution | Red Flag Warning - Small Fires | equipment / facility failure | conductor damage or failure | 2.5158
non-HFTD - Distribution | Red Flag Warning - Catastrophic Fires | equipment / facility failure | connection device damage or failure | 0.0007381
non-HFTD - Distribution | Red Flag Warning - Destructive Fires | equipment / facility failure | connection device damage or failure | 0.00021089
non-HFTD - Distribution | Red Flag Warning - Large Fires | equipment / facility failure | connection device damage or failure | 0.0094899
non-HFTD - Distribution | Red Flag Warning - Small Fires | equipment / facility failure | connection device damage or failure | 0.98221
non-HFTD - Distribution | Red Flag Warning - Catastrophic Fires | equipment / facility failure | crossarm damage or failure | 0.00010359
non-HFTD - Distribution | Red Flag Warning - Destructive Fires | equipment / facility failure | crossarm damage or failure | 2.9598e-05
non-HFTD - Distribution | Red Flag Warning - Large Fires | equipment / facility failure | crossarm damage or failure | 0.0013319
non-HFTD - Distribution | Red Flag Warning - Small Fires | equipment / facility failure | crossarm damage or failure | 0.13785
non-HFTD - Distribution | Red Flag Warning - Catastrophic Fires | equipment / facility failure | fuse damage or failure | 0.00020719
non-HFTD - Distribution | Red Flag Warning - Destructive Fires | equipment / facility failure | fuse damage or failure | 5.9196e-05
non-HFTD - Distribution | Red Flag Warning - Large Fires | equipment / facility failure | fuse damage or failure | 0.0026638
non-HFTD - Distribution | Red Flag Warning - Small Fires | equipment / facility failure | fuse damage or failure | 0.27571
non-HFTD - Distribution | Red Flag Warning - Catastrophic Fires | equipment / facility failure | insulator and brushing damage or failure | 0.00016187
non-HFTD - Distribution | Red Flag Warning - Destructive Fires | equipment / facility failure | insulator and brushing damage or failure | 4.6247e-05
non-HFTD - Distribution | Red Flag Warning - Large Fires | equipment / facility failure | insulator and brushing damage or failure | 0.0020811
non-HFTD - Distribution | Red Flag Warning - Small Fires | equipment / facility failure | insulator and brushing damage or failure | 0.2154
non-HFTD - Distribution | Red Flag Warning - Catastrophic Fires | equipment / facility failure | lightning arrestor damage or failure | 0.00012949
non-HFTD - Distribution | Red Flag Warning - Destructive Fires | equipment / facility failure | lightning arrestor damage or failure | 3.6998e-05
non-HFTD - Distribution | Red Flag Warning - Large Fires | equipment / facility failure | lightning arrestor damage or failure | 0.0016649
non-HFTD - Distribution | Red Flag Warning - Small Fires | equipment / facility failure | lightning arrestor damage or failure | 0.17232
non-HFTD - Distribution | Red Flag Warning - Catastrophic Fires | equipment / facility failure | other equipment / facility failure | 0.00079638
non-HFTD - Distribution | Red Flag Warning - Destructive Fires | equipment / facility failure | other equipment / facility failure | 0.00022754
non-HFTD - Distribution | Red Flag Warning - Large Fires | equipment / facility failure | other equipment / facility failure | 0.010239
non-HFTD - Distribution | Red Flag Warning - Small Fires | equipment / facility failure | other equipment / facility failure | 1.0597
non-HFTD - Distribution | Red Flag Warning - Catastrophic Fires | equipment / facility failure | pole damage or failure | 0.00025251
non-HFTD - Distribution | Red Flag Warning - Destructive Fires | equipment / facility failure | pole damage or failure | 7.2146e-05
non-HFTD - Distribution | Red Flag Warning - Large Fires | equipment / facility failure | pole damage or failure | 0.0032466
non-HFTD - Distribution | Red Flag Warning - Small Fires | equipment / facility failure | pole damage or failure | 0.33602
non-HFTD - Distribution | Red Flag Warning - Catastrophic Fires | equipment / facility failure | recloser damage or failure | 5.8271e-05
non-HFTD - Distribution | Red Flag Warning - Destructive Fires | equipment / facility failure | recloser damage or failure | 1.6649e-05
non-HFTD - Distribution | Red Flag Warning - Large Fires | equipment / facility failure | recloser damage or failure | 0.0007492
non-HFTD - Distribution | Red Flag Warning - Small Fires | equipment / facility failure | recloser damage or failure | 0.077543
non-HFTD - Distribution | Red Flag Warning - Catastrophic Fires | equipment / facility failure | sectionalizer damage or failure | 6.4746e-06
non-HFTD - Distribution | Red Flag Warning - Destructive Fires | equipment / facility failure | sectionalizer damage or failure | 1.8499e-06
non-HFTD - Distribution | Red Flag Warning - Large Fires | equipment / facility failure | sectionalizer damage or failure | 8.3245e-05
non-HFTD - Distribution | Red Flag Warning - Small Fires | equipment / facility failure | sectionalizer damage or failure | 0.0086158
non-HFTD - Distribution | Red Flag Warning - Catastrophic Fires | equipment / facility failure | switch damage or failure | 7.7695e-05
non-HFTD - Distribution | Red Flag Warning - Destructive Fires | equipment / facility failure | switch damage or failure | 2.2199e-05
non-HFTD - Distribution | Red Flag Warning - Large Fires | equipment / facility failure | switch damage or failure | 0.00099894
non-HFTD - Distribution | Red Flag Warning - Small Fires | equipment / facility failure | switch damage or failure | 0.10339
non-HFTD - Distribution | Red Flag Warning - Catastrophic Fires | equipment / facility failure | transformer damage or failure | 0.00054387
non-HFTD - Distribution | Red Flag Warning - Destructive Fires | equipment / facility failure | transformer damage or failure | 0.00015539
non-HFTD - Distribution | Red Flag Warning - Large Fires | equipment / facility failure | transformer damage or failure | 0.0069926
non-HFTD - Distribution | Red Flag Warning - Small Fires | equipment / facility failure | transformer damage or failure | 0.72373
non-HFTD - Distribution | Red Flag Warning - Catastrophic Fires | equipment / facility failure | voltage regulator / booster damage or failure | 5.8271e-05
non-HFTD - Distribution | Red Flag Warning - Destructive Fires | equipment / facility failure | voltage regulator / booster damage or failure | 1.6649e-05
non-HFTD - Distribution | Red Flag Warning - Large Fires | equipment / facility failure | voltage regulator / booster damage or failure | 0.0007492
non-HFTD - Distribution | Red Flag Warning - Small Fires | equipment / facility failure | voltage regulator / booster damage or failure | 0.077543
non-HFTD - Distribution | Red Flag Warning - Catastrophic Fires | contact from object | animal contact | 0.00070741
non-HFTD - Distribution | Red Flag Warning - Destructive Fires | contact from object | animal contact | 0.00020212
non-HFTD - Distribution | Red Flag Warning - Large Fires | contact from object | animal contact | 0.0090953
non-HFTD - Distribution | Red Flag Warning - Small Fires | contact from object | animal contact | 0.94136
non-HFTD - Distribution | Red Flag Warning - Catastrophic Fires | contact from object | balloon contact | 0.00023289
non-HFTD - Distribution | Red Flag Warning - Destructive Fires | contact from object | balloon contact | 6.6541e-05
non-HFTD - Distribution | Red Flag Warning - Large Fires | contact from object | balloon contact | 0.0029943
non-HFTD - Distribution | Red Flag Warning - Small Fires | contact from object | balloon contact | 0.30991
non-HFTD - Distribution | Red Flag Warning - Catastrophic Fires | contact from object | other contact from object | 0.00026783
non-HFTD - Distribution | Red Flag Warning - Destructive Fires | contact from object | other contact from object | 7.6522e-05
non-HFTD - Distribution | Red Flag Warning - Large Fires | contact from object | other contact from object | 0.0034435
non-HFTD - Distribution | Red Flag Warning - Small Fires | contact from object | other contact from object | 0.3564
non-HFTD - Distribution | Red Flag Warning - Catastrophic Fires | contact from object | vehicle contact | 0.00055312
non-HFTD - Distribution | Red Flag Warning - Destructive Fires | contact from object | vehicle contact | 0.00015803
non-HFTD - Distribution | Red Flag Warning - Large Fires | contact from object | vehicle contact | 0.0071115
non-HFTD - Distribution | Red Flag Warning - Small Fires | contact from object | vehicle contact | 0.73604
non-HFTD - Distribution | Red Flag Warning - Catastrophic Fires | contamination | contamination | 2.3289e-05
non-HFTD - Distribution | Red Flag Warning - Destructive Fires | contamination | contamination | 6.6541e-06
non-HFTD - Distribution | Red Flag Warning - Large Fires | contamination | contamination | 0.00029943
non-HFTD - Distribution | Red Flag Warning - Small Fires | contamination | contamination | 0.030991
non-HFTD - Distribution | Red Flag Warning - Catastrophic Fires | unknown | unknown | 0.00017758
non-HFTD - Distribution | Red Flag Warning - Destructive Fires | unknown | unknown | 5.0737e-05
non-HFTD - Distribution | Red Flag Warning - Large Fires | unknown | unknown | 0.0022832
non-HFTD - Distribution | Red Flag Warning - Small Fires | unknown | unknown | 0.23631
non-HFTD - Distribution | Red Flag Warning - Catastrophic Fires | utility work / operation | utility work / operation | 2.9112e-06
non-HFTD - Distribution | Red Flag Warning - Destructive Fires | utility work / operation | utility work / operation | 8.3176e-07
non-HFTD - Distribution | Red Flag Warning - Large Fires | utility work / operation | utility work / operation | 3.7429e-05
non-HFTD - Distribution | Red Flag Warning - Small Fires | utility work / operation | utility work / operation | 0.0038739
non-HFTD - Distribution | Red Flag Warning - Catastrophic Fires | vandalism / theft | vandalism / theft | 3.2023e-05
non-HFTD - Distribution | Red Flag Warning - Destructive Fires | vandalism / theft | vandalism / theft | 9.1493e-06
non-HFTD - Distribution | Red Flag Warning - Large Fires | vandalism / theft | vandalism / theft | 0.00041172
non-HFTD - Distribution | Red Flag Warning - Small Fires | vandalism / theft | vandalism / theft | 0.042613
non-HFTD - Distribution | Red Flag Warning - Catastrophic Fires | wire-to-wire contact | wire-to-wire contact / contamination | 2.3289e-05
non-HFTD - Distribution | Red Flag Warning - Destructive Fires | wire-to-wire contact | wire-to-wire contact / contamination | 6.6541e-06
non-HFTD - Distribution | Red Flag Warning - Large Fires | wire-to-wire contact | wire-to-wire contact / contamination | 0.00029943
non-HFTD - Distribution | Red Flag Warning - Small Fires | wire-to-wire contact | wire-to-wire contact / contamination | 0.030991
non-HFTD - Distribution | Non-Red Flag Warning - Catastrophic Fires | other | all other | 0
non-HFTD - Distribution | Non-Red Flag Warning - Destructive Fires | other | all other | 0
non-HFTD - Distribution | Non-Red Flag Warning - Large Fires | other | all other | 0.016441
non-HFTD - Distribution | Non-Red Flag Warning - Small Fires | other | all other | 3.4014
non-HFTD - Distribution | Non-Red Flag Warning - Catastrophic Fires | equipment / facility failure | anchor / guy damage or failure | 0
non-HFTD - Distribution | Non-Red Flag Warning - Destructive Fires | equipment / facility failure | anchor / guy damage or failure | 0
non-HFTD - Distribution | Non-Red Flag Warning - Large Fires | equipment / facility failure | anchor / guy damage or failure | 0.0030395
non-HFTD - Distribution | Non-Red Flag Warning - Small Fires | equipment / facility failure | anchor / guy damage or failure | 0.62883
non-HFTD - Distribution | Non-Red Flag Warning - Catastrophic Fires | equipment / facility failure | capacitor bank damage or failure | 0
non-HFTD - Distribution | Non-Red Flag Warning - Destructive Fires | equipment / facility failure | capacitor bank damage or failure | 0
non-HFTD - Distribution | Non-Red Flag Warning - Large Fires | equipment / facility failure | capacitor bank damage or failure | 0.037233
non-HFTD - Distribution | Non-Red Flag Warning - Small Fires | equipment / facility failure | capacitor bank damage or failure | 7.7032
non-HFTD - Distribution | Non-Red Flag Warning - Catastrophic Fires | equipment / facility failure | conductor damage or failure | 0
non-HFTD - Distribution | Non-Red Flag Warning - Destructive Fires | equipment / facility failure | conductor damage or failure | 0
non-HFTD - Distribution | Non-Red Flag Warning - Large Fires | equipment / facility failure | conductor damage or failure | 0.22188
non-HFTD - Distribution | Non-Red Flag Warning - Small Fires | equipment / facility failure | conductor damage or failure | 45.9047
non-HFTD - Distribution | Non-Red Flag Warning - Catastrophic Fires | equipment / facility failure | connection device damage or failure | 0
non-HFTD - Distribution | Non-Red Flag Warning - Destructive Fires | equipment / facility failure | connection device damage or failure | 0
non-HFTD - Distribution | Non-Red Flag Warning - Large Fires | equipment / facility failure | connection device damage or failure | 0.086625
non-HFTD - Distribution | Non-Red Flag Warning - Small Fires | equipment / facility failure | connection device damage or failure | 17.9217
non-HFTD - Distribution | Non-Red Flag Warning - Catastrophic Fires | equipment / facility failure | crossarm damage or failure | 0
non-HFTD - Distribution | Non-Red Flag Warning - Destructive Fires | equipment / facility failure | crossarm damage or failure | 0
non-HFTD - Distribution | Non-Red Flag Warning - Large Fires | equipment / facility failure | crossarm damage or failure | 0.012158
non-HFTD - Distribution | Non-Red Flag Warning - Small Fires | equipment / facility failure | crossarm damage or failure | 2.5153
non-HFTD - Distribution | Non-Red Flag Warning - Catastrophic Fires | equipment / facility failure | fuse damage or failure | 0
non-HFTD - Distribution | Non-Red Flag Warning - Destructive Fires | equipment / facility failure | fuse damage or failure | 0
non-HFTD - Distribution | Non-Red Flag Warning - Large Fires | equipment / facility failure | fuse damage or failure | 0.024316
non-HFTD - Distribution | Non-Red Flag Warning - Small Fires | equipment / facility failure | fuse damage or failure | 5.0306
non-HFTD - Distribution | Non-Red Flag Warning - Catastrophic Fires | equipment / facility failure | insulator and brushing damage or failure | 0
non-HFTD - Distribution | Non-Red Flag Warning - Destructive Fires | equipment / facility failure | insulator and brushing damage or failure | 0
non-HFTD - Distribution | Non-Red Flag Warning - Large Fires | equipment / facility failure | insulator and brushing damage or failure | 0.018997
non-HFTD - Distribution | Non-Red Flag Warning - Small Fires | equipment / facility failure | insulator and brushing damage or failure | 3.9302
non-HFTD - Distribution | Non-Red Flag Warning - Catastrophic Fires | equipment / facility failure | lightning arrestor damage or failure | 0
non-HFTD - Distribution | Non-Red Flag Warning - Destructive Fires | equipment / facility failure | lightning arrestor damage or failure | 0
non-HFTD - Distribution | Non-Red Flag Warning - Large Fires | equipment / facility failure | lightning arrestor damage or failure | 0.015197
non-HFTD - Distribution | Non-Red Flag Warning - Small Fires | equipment / facility failure | lightning arrestor damage or failure | 3.1442
non-HFTD - Distribution | Non-Red Flag Warning - Catastrophic Fires | equipment / facility failure | other equipment / facility failure | 0
non-HFTD - Distribution | Non-Red Flag Warning - Destructive Fires | equipment / facility failure | other equipment / facility failure | 0
non-HFTD - Distribution | Non-Red Flag Warning - Large Fires | equipment / facility failure | other equipment / facility failure | 0.093463
non-HFTD - Distribution | Non-Red Flag Warning - Small Fires | equipment / facility failure | other equipment / facility failure | 19.3365
non-HFTD - Distribution | Non-Red Flag Warning - Catastrophic Fires | equipment / facility failure | pole damage or failure | 0
non-HFTD - Distribution | Non-Red Flag Warning - Destructive Fires | equipment / facility failure | pole damage or failure | 0
non-HFTD - Distribution | Non-Red Flag Warning - Large Fires | equipment / facility failure | pole damage or failure | 0.029635
non-HFTD - Distribution | Non-Red Flag Warning - Small Fires | equipment / facility failure | pole damage or failure | 6.1311
non-HFTD - Distribution | Non-Red Flag Warning - Catastrophic Fires | equipment / facility failure | recloser damage or failure | 0
non-HFTD - Distribution | Non-Red Flag Warning - Destructive Fires | equipment / facility failure | recloser damage or failure | 0
non-HFTD - Distribution | Non-Red Flag Warning - Large Fires | equipment / facility failure | recloser damage or failure | 0.0068388
non-HFTD - Distribution | Non-Red Flag Warning - Small Fires | equipment / facility failure | recloser damage or failure | 1.4149
non-HFTD - Distribution | Non-Red Flag Warning - Catastrophic Fires | equipment / facility failure | sectionalizer damage or failure | 0
non-HFTD - Distribution | Non-Red Flag Warning - Destructive Fires | equipment / facility failure | sectionalizer damage or failure | 0
non-HFTD - Distribution | Non-Red Flag Warning - Large Fires | equipment / facility failure | sectionalizer damage or failure | 0.00075987
non-HFTD - Distribution | Non-Red Flag Warning - Small Fires | equipment / facility failure | sectionalizer damage or failure | 0.15721
non-HFTD - Distribution | Non-Red Flag Warning - Catastrophic Fires | equipment / facility failure | switch damage or failure | 0
non-HFTD - Distribution | Non-Red Flag Warning - Destructive Fires | equipment / facility failure | switch damage or failure | 0
non-HFTD - Distribution | Non-Red Flag Warning - Large Fires | equipment / facility failure | switch damage or failure | 0.0091184
non-HFTD - Distribution | Non-Red Flag Warning - Small Fires | equipment / facility failure | switch damage or failure | 1.8865
non-HFTD - Distribution | Non-Red Flag Warning - Catastrophic Fires | equipment / facility failure | transformer damage or failure | 0
non-HFTD - Distribution | Non-Red Flag Warning - Destructive Fires | equipment / facility failure | transformer damage or failure | 0
non-HFTD - Distribution | Non-Red Flag Warning - Large Fires | equipment / facility failure | transformer damage or failure | 0.063829
non-HFTD - Distribution | Non-Red Flag Warning - Small Fires | equipment / facility failure | transformer damage or failure | 13.2054
non-HFTD - Distribution | Non-Red Flag Warning - Catastrophic Fires | equipment / facility failure | voltage regulator / booster damage or failure | 0
non-HFTD - Distribution | Non-Red Flag Warning - Destructive Fires | equipment / facility failure | voltage regulator / booster damage or failure | 0
non-HFTD - Distribution | Non-Red Flag Warning - Large Fires | equipment / facility failure | voltage regulator / booster damage or failure | 0.0068388
non-HFTD - Distribution | Non-Red Flag Warning - Small Fires | equipment / facility failure | voltage regulator / booster damage or failure | 1.4149
non-HFTD - Distribution | Non-Red Flag Warning - Catastrophic Fires | contact from object | animal contact | 0
non-HFTD - Distribution | Non-Red Flag Warning - Destructive Fires | contact from object | animal contact | 0
non-HFTD - Distribution | Non-Red Flag Warning - Large Fires | contact from object | animal contact | 0.19024
non-HFTD - Distribution | Non-Red Flag Warning - Small Fires | contact from object | animal contact | 39.3593
non-HFTD - Distribution | Non-Red Flag Warning - Catastrophic Fires | contact from object | balloon contact | 0
non-HFTD - Distribution | Non-Red Flag Warning - Destructive Fires | contact from object | balloon contact | 0
non-HFTD - Distribution | Non-Red Flag Warning - Large Fires | contact from object | balloon contact | 0.062632
non-HFTD - Distribution | Non-Red Flag Warning - Small Fires | contact from object | balloon contact | 12.9578
non-HFTD - Distribution | Non-Red Flag Warning - Catastrophic Fires | contact from object | other contact from object | 0
non-HFTD - Distribution | Non-Red Flag Warning - Destructive Fires | contact from object | other contact from object | 0
non-HFTD - Distribution | Non-Red Flag Warning - Large Fires | contact from object | other contact from object | 0.072026
non-HFTD - Distribution | Non-Red Flag Warning - Small Fires | contact from object | other contact from object | 14.9015
non-HFTD - Distribution | Non-Red Flag Warning - Catastrophic Fires | contact from object | vehicle contact | 0
non-HFTD - Distribution | Non-Red Flag Warning - Destructive Fires | contact from object | vehicle contact | 0
non-HFTD - Distribution | Non-Red Flag Warning - Large Fires | contact from object | vehicle contact | 0.14875
non-HFTD - Distribution | Non-Red Flag Warning - Small Fires | contact from object | vehicle contact | 30.7748
non-HFTD - Distribution | Non-Red Flag Warning - Catastrophic Fires | contamination | contamination | 0
non-HFTD - Distribution | Non-Red Flag Warning - Destructive Fires | contamination | contamination | 0
non-HFTD - Distribution | Non-Red Flag Warning - Large Fires | contamination | contamination | 0.0062632
non-HFTD - Distribution | Non-Red Flag Warning - Small Fires | contamination | contamination | 1.2958
non-HFTD - Distribution | Non-Red Flag Warning - Catastrophic Fires | unknown | unknown | 0
non-HFTD - Distribution | Non-Red Flag Warning - Destructive Fires | unknown | unknown | 0
non-HFTD - Distribution | Non-Red Flag Warning - Large Fires | unknown | unknown | 0.047757
non-HFTD - Distribution | Non-Red Flag Warning - Small Fires | unknown | unknown | 9.8803
non-HFTD - Distribution | Non-Red Flag Warning - Catastrophic Fires | utility work / operation | utility work / operation | 0
non-HFTD - Distribution | Non-Red Flag Warning - Destructive Fires | utility work / operation | utility work / operation | 0
non-HFTD - Distribution | Non-Red Flag Warning - Large Fires | utility work / operation | utility work / operation | 0.0007829
non-HFTD - Distribution | Non-Red Flag Warning - Small Fires | utility work / operation | utility work / operation | 0.16197
non-HFTD - Distribution | Non-Red Flag Warning - Catastrophic Fires | vandalism / theft | vandalism / theft | 0
non-HFTD - Distribution | Non-Red Flag Warning - Destructive Fires | vandalism / theft | vandalism / theft | 0
non-HFTD - Distribution | Non-Red Flag Warning - Large Fires | vandalism / theft | vandalism / theft | 0.0086119
non-HFTD - Distribution | Non-Red Flag Warning - Small Fires | vandalism / theft | vandalism / theft | 1.7817
non-HFTD - Distribution | Non-Red Flag Warning - Catastrophic Fires | wire-to-wire contact | wire-to-wire contact / contamination | 0
non-HFTD - Distribution | Non-Red Flag Warning - Destructive Fires | wire-to-wire contact | wire-to-wire contact / contamination | 0
non-HFTD - Distribution | Non-Red Flag Warning - Large Fires | wire-to-wire contact | wire-to-wire contact / contamination | 0.0062632
non-HFTD - Distribution | Non-Red Flag Warning - Small Fires | wire-to-wire contact | wire-to-wire contact / contamination | 1.2958
non-HFTD - Distribution | Red Flag Warning - Catastrophic Fires | wire-to-wire contact | 0 | 0
non-HFTD - Distribution | Red Flag Warning - Destructive Fires | wire-to-wire contact | 0 | 0
non-HFTD - Distribution | Red Flag Warning - Large Fires | wire-to-wire contact | 0 | 0
non-HFTD - Distribution | Red Flag Warning - Small Fires | wire-to-wire contact | 0 | 0
non-HFTD - Distribution | Red Flag Warning - Catastrophic Fires | utility work / operation | 0 | 0
non-HFTD - Distribution | Red Flag Warning - Destructive Fires | utility work / operation | 0 | 0
non-HFTD - Distribution | Red Flag Warning - Large Fires | utility work / operation | 0 | 0
non-HFTD - Distribution | Red Flag Warning - Small Fires | utility work / operation | 0 | 0
non-HFTD - Distribution | Non-Red Flag Warning - Catastrophic Fires | wire-to-wire contact | 0 | 0
non-HFTD - Distribution | Non-Red Flag Warning - Destructive Fires | wire-to-wire contact | 0 | 0
non-HFTD - Distribution | Non-Red Flag Warning - Large Fires | wire-to-wire contact | 0 | 0
non-HFTD - Distribution | Non-Red Flag Warning - Small Fires | wire-to-wire contact | 0 | 0
non-HFTD - Distribution | Non-Red Flag Warning - Catastrophic Fires | utility work / operation | 0 | 0
non-HFTD - Distribution | Non-Red Flag Warning - Destructive Fires | utility work / operation | 0 | 0
non-HFTD - Distribution | Non-Red Flag Warning - Large Fires | utility work / operation | 0 | 0
non-HFTD - Distribution | Non-Red Flag Warning - Small Fires | utility work / operation | 0 | 0
non-HFTD - Distribution | Red Flag Warning - Catastrophic Fires | Contact from object | balloon contact | 1.8991e-05
non-HFTD - Distribution | Red Flag Warning - Destructive Fires | Contact from object | balloon contact | 5.426e-06
non-HFTD - Distribution | Red Flag Warning - Large Fires | Contact from object | balloon contact | 0.00024417
non-HFTD - Distribution | Red Flag Warning - Small Fires | Contact from object | balloon contact | 0.025272
non-HFTD - Distribution | Red Flag Warning - Catastrophic Fires | Contact from object | other contact from object | 9.4955e-06
non-HFTD - Distribution | Red Flag Warning - Destructive Fires | Contact from object | other contact from object | 2.713e-06
non-HFTD - Distribution | Red Flag Warning - Large Fires | Contact from object | other contact from object | 0.00012208
non-HFTD - Distribution | Red Flag Warning - Small Fires | Contact from object | other contact from object | 0.012636
non-HFTD - Distribution | Red Flag Warning - Catastrophic Fires | Equipment / facility failure | conductor damage or failure | 0.00027537
non-HFTD - Distribution | Red Flag Warning - Destructive Fires | Equipment / facility failure | conductor damage or failure | 7.8677e-05
non-HFTD - Distribution | Red Flag Warning - Large Fires | Equipment / facility failure | conductor damage or failure | 0.0035405
non-HFTD - Distribution | Red Flag Warning - Small Fires | Equipment / facility failure | conductor damage or failure | 0.36644
non-HFTD - Distribution | Red Flag Warning - Catastrophic Fires | Equipment / facility failure | connection device damage or failure | 1.8991e-05
non-HFTD - Distribution | Red Flag Warning - Destructive Fires | Equipment / facility failure | connection device damage or failure | 5.426e-06
non-HFTD - Distribution | Red Flag Warning - Large Fires | Equipment / facility failure | connection device damage or failure | 0.00024417
non-HFTD - Distribution | Red Flag Warning - Small Fires | Equipment / facility failure | connection device damage or failure | 0.025272
non-HFTD - Distribution | Red Flag Warning - Catastrophic Fires | Equipment / facility failure | crossarm damage or failure | 7.5964e-05
non-HFTD - Distribution | Red Flag Warning - Destructive Fires | Equipment / facility failure | crossarm damage or failure | 2.1704e-05
non-HFTD - Distribution | Red Flag Warning - Large Fires | Equipment / facility failure | crossarm damage or failure | 0.00097668
non-HFTD - Distribution | Red Flag Warning - Small Fires | Equipment / facility failure | crossarm damage or failure | 0.10109
non-HFTD - Distribution | Red Flag Warning - Catastrophic Fires | Equipment / facility failure | insulator and brushing damage or failure | 9.4955e-06
non-HFTD - Distribution | Red Flag Warning - Destructive Fires | Equipment / facility failure | insulator and brushing damage or failure | 2.713e-06
non-HFTD - Distribution | Red Flag Warning - Large Fires | Equipment / facility failure | insulator and brushing damage or failure | 0.00012208
non-HFTD - Distribution | Red Flag Warning - Small Fires | Equipment / facility failure | insulator and brushing damage or failure | 0.012636
non-HFTD - Distribution | Red Flag Warning - Catastrophic Fires | Equipment / facility failure | other equipment / facility failure | 2.8486e-05
non-HFTD - Distribution | Red Flag Warning - Destructive Fires | Equipment / facility failure | other equipment / facility failure | 8.139e-06
non-HFTD - Distribution | Red Flag Warning - Large Fires | Equipment / facility failure | other equipment / facility failure | 0.00036625
non-HFTD - Distribution | Red Flag Warning - Small Fires | Equipment / facility failure | other equipment / facility failure | 0.037907
non-HFTD - Distribution | Red Flag Warning - Catastrophic Fires | Equipment / facility failure | pole damage or failure | 0.00010445
non-HFTD - Distribution | Red Flag Warning - Destructive Fires | Equipment / facility failure | pole damage or failure | 2.9843e-05
non-HFTD - Distribution | Red Flag Warning - Large Fires | Equipment / facility failure | pole damage or failure | 0.0013429
non-HFTD - Distribution | Red Flag Warning - Small Fires | Equipment / facility failure | pole damage or failure | 0.13899
non-HFTD - Distribution | Seismic - Non-Red Flag Warning - Catastrophic Fires | cc - seismic scenario | seismic scenario | 0
non-HFTD - Distribution | Seismic - Red Flag Warning - Catastrophic Fires | cc - seismic scenario | seismic scenario | 1.576e-05
HFTD - Transmission - Tier 2 - 60/70 kV | Non-Red Flag Warning - Catastrophic Fires | vegetation contact | branch (not overhanging, > 12ft) | 3.1868e-06
HFTD - Transmission - Tier 2 - 60/70 kV | Non-Red Flag Warning - Destructive Fires | vegetation contact | branch (not overhanging, > 12ft) | 3.1868e-06
HFTD - Transmission - Tier 2 - 60/70 kV | Non-Red Flag Warning - Large Fires | vegetation contact | branch (not overhanging, > 12ft) | 2.8681e-05
HFTD - Transmission - Tier 2 - 60/70 kV | Non-Red Flag Warning - Small Fires | vegetation contact | branch (not overhanging, > 12ft) | 0.0049252
HFTD - Transmission - Tier 2 - 60/70 kV | Non-Red Flag Warning - Catastrophic Fires | vegetation contact | branch (not overhanging, 4-12ft) | 1.4196e-06
HFTD - Transmission - Tier 2 - 60/70 kV | Non-Red Flag Warning - Destructive Fires | vegetation contact | branch (not overhanging, 4-12ft) | 1.4196e-06
HFTD - Transmission - Tier 2 - 60/70 kV | Non-Red Flag Warning - Large Fires | vegetation contact | branch (not overhanging, 4-12ft) | 1.2776e-05
HFTD - Transmission - Tier 2 - 60/70 kV | Non-Red Flag Warning - Small Fires | vegetation contact | branch (not overhanging, 4-12ft) | 0.0021939
HFTD - Transmission - Tier 2 - 60/70 kV | Non-Red Flag Warning - Catastrophic Fires | vegetation contact | branch (not overhanging, distance unknown) | 1.0879e-05
HFTD - Transmission - Tier 2 - 60/70 kV | Non-Red Flag Warning - Destructive Fires | vegetation contact | branch (not overhanging, distance unknown) | 1.0879e-05
HFTD - Transmission - Tier 2 - 60/70 kV | Non-Red Flag Warning - Large Fires | vegetation contact | branch (not overhanging, distance unknown) | 9.7907e-05
HFTD - Transmission - Tier 2 - 60/70 kV | Non-Red Flag Warning - Small Fires | vegetation contact | branch (not overhanging, distance unknown) | 0.016813
HFTD - Transmission - Tier 2 - 60/70 kV | Non-Red Flag Warning - Catastrophic Fires | vegetation contact | branch (not overhanging, within 4ft) | 6.3736e-07
HFTD - Transmission - Tier 2 - 60/70 kV | Non-Red Flag Warning - Destructive Fires | vegetation contact | branch (not overhanging, within 4ft) | 6.3736e-07
HFTD - Transmission - Tier 2 - 60/70 kV | Non-Red Flag Warning - Large Fires | vegetation contact | branch (not overhanging, within 4ft) | 5.7362e-06
HFTD - Transmission - Tier 2 - 60/70 kV | Non-Red Flag Warning - Small Fires | vegetation contact | branch (not overhanging, within 4ft) | 0.00098504
HFTD - Transmission - Tier 2 - 60/70 kV | Non-Red Flag Warning - Catastrophic Fires | vegetation contact | branch (overhanging) | 2.8362e-05
HFTD - Transmission - Tier 2 - 60/70 kV | Non-Red Flag Warning - Destructive Fires | vegetation contact | branch (overhanging) | 2.8362e-05
HFTD - Transmission - Tier 2 - 60/70 kV | Non-Red Flag Warning - Large Fires | vegetation contact | branch (overhanging) | 0.00025526
HFTD - Transmission - Tier 2 - 60/70 kV | Non-Red Flag Warning - Small Fires | vegetation contact | branch (overhanging) | 0.043834
HFTD - Transmission - Tier 2 - 60/70 kV | Non-Red Flag Warning - Catastrophic Fires | vegetation contact | dead | 1.1574e-05
HFTD - Transmission - Tier 2 - 60/70 kV | Non-Red Flag Warning - Destructive Fires | vegetation contact | dead | 1.1574e-05
HFTD - Transmission - Tier 2 - 60/70 kV | Non-Red Flag Warning - Large Fires | vegetation contact | dead | 0.00010416
HFTD - Transmission - Tier 2 - 60/70 kV | Non-Red Flag Warning - Small Fires | vegetation contact | dead | 0.017887
HFTD - Transmission - Tier 2 - 60/70 kV | Non-Red Flag Warning - Catastrophic Fires | vegetation contact | fell into (moderate-severe defect) | 1.2023e-05
HFTD - Transmission - Tier 2 - 60/70 kV | Non-Red Flag Warning - Destructive Fires | vegetation contact | fell into (moderate-severe defect) | 1.2023e-05
HFTD - Transmission - Tier 2 - 60/70 kV | Non-Red Flag Warning - Large Fires | vegetation contact | fell into (moderate-severe defect) | 0.00010821
HFTD - Transmission - Tier 2 - 60/70 kV | Non-Red Flag Warning - Small Fires | vegetation contact | fell into (moderate-severe defect) | 0.018581
HFTD - Transmission - Tier 2 - 60/70 kV | Non-Red Flag Warning - Catastrophic Fires | vegetation contact | fell into (no defect) | 7.7975e-05
HFTD - Transmission - Tier 2 - 60/70 kV | Non-Red Flag Warning - Destructive Fires | vegetation contact | fell into (no defect) | 7.7975e-05
HFTD - Transmission - Tier 2 - 60/70 kV | Non-Red Flag Warning - Large Fires | vegetation contact | fell into (no defect) | 0.00070177
HFTD - Transmission - Tier 2 - 60/70 kV | Non-Red Flag Warning - Small Fires | vegetation contact | fell into (no defect) | 0.12051
HFTD - Transmission - Tier 2 - 60/70 kV | Non-Red Flag Warning - Catastrophic Fires | vegetation contact | fell into (slight defect) | 1.5731e-05
HFTD - Transmission - Tier 2 - 60/70 kV | Non-Red Flag Warning - Destructive Fires | vegetation contact | fell into (slight defect) | 1.5731e-05
HFTD - Transmission - Tier 2 - 60/70 kV | Non-Red Flag Warning - Large Fires | vegetation contact | fell into (slight defect) | 0.00014158
HFTD - Transmission - Tier 2 - 60/70 kV | Non-Red Flag Warning - Small Fires | vegetation contact | fell into (slight defect) | 0.024312
HFTD - Transmission - Tier 2 - 60/70 kV | Non-Red Flag Warning - Catastrophic Fires | vegetation contact | grow into | 1.3616e-06
HFTD - Transmission - Tier 2 - 60/70 kV | Non-Red Flag Warning - Destructive Fires | vegetation contact | grow into | 1.3616e-06
HFTD - Transmission - Tier 2 - 60/70 kV | Non-Red Flag Warning - Large Fires | vegetation contact | grow into | 1.2255e-05
HFTD - Transmission - Tier 2 - 60/70 kV | Non-Red Flag Warning - Small Fires | vegetation contact | grow into | 0.0021044
HFTD - Transmission - Tier 2 - 60/70 kV | Non-Red Flag Warning - Catastrophic Fires | vegetation contact | other/unknown | 6.7169e-05
HFTD - Transmission - Tier 2 - 60/70 kV | Non-Red Flag Warning - Destructive Fires | vegetation contact | other/unknown | 6.7169e-05
HFTD - Transmission - Tier 2 - 60/70 kV | Non-Red Flag Warning - Large Fires | vegetation contact | other/unknown | 0.00060452
HFTD - Transmission - Tier 2 - 60/70 kV | Non-Red Flag Warning - Small Fires | vegetation contact | other/unknown | 0.10381
HFTD - Transmission - Tier 2 - 60/70 kV | Red Flag Warning - Catastrophic Fires | vegetation contact | branch (not overhanging, > 12ft) | 7.2408e-05
HFTD - Transmission - Tier 2 - 60/70 kV | Red Flag Warning - Destructive Fires | vegetation contact | branch (not overhanging, > 12ft) | 1.0344e-05
HFTD - Transmission - Tier 2 - 60/70 kV | Red Flag Warning - Large Fires | vegetation contact | branch (not overhanging, > 12ft) | 6.2064e-05
HFTD - Transmission - Tier 2 - 60/70 kV | Red Flag Warning - Small Fires | vegetation contact | branch (not overhanging, > 12ft) | 0.0008528
HFTD - Transmission - Tier 2 - 60/70 kV | Red Flag Warning - Catastrophic Fires | vegetation contact | branch (not overhanging, 4-12ft) | 4.8272e-05
HFTD - Transmission - Tier 2 - 60/70 kV | Red Flag Warning - Destructive Fires | vegetation contact | branch (not overhanging, 4-12ft) | 6.896e-06
HFTD - Transmission - Tier 2 - 60/70 kV | Red Flag Warning - Large Fires | vegetation contact | branch (not overhanging, 4-12ft) | 4.1376e-05
HFTD - Transmission - Tier 2 - 60/70 kV | Red Flag Warning - Small Fires | vegetation contact | branch (not overhanging, 4-12ft) | 0.00056853
HFTD - Transmission - Tier 2 - 60/70 kV | Red Flag Warning - Catastrophic Fires | vegetation contact | branch (not overhanging, distance unknown) | 0.00034997
HFTD - Transmission - Tier 2 - 60/70 kV | Red Flag Warning - Destructive Fires | vegetation contact | branch (not overhanging, distance unknown) | 4.9996e-05
HFTD - Transmission - Tier 2 - 60/70 kV | Red Flag Warning - Large Fires | vegetation contact | branch (not overhanging, distance unknown) | 0.00029997
HFTD - Transmission - Tier 2 - 60/70 kV | Red Flag Warning - Small Fires | vegetation contact | branch (not overhanging, distance unknown) | 0.0041219
HFTD - Transmission - Tier 2 - 60/70 kV | Red Flag Warning - Catastrophic Fires | vegetation contact | branch (not overhanging, within 4ft) | 1.2068e-05
HFTD - Transmission - Tier 2 - 60/70 kV | Red Flag Warning - Destructive Fires | vegetation contact | branch (not overhanging, within 4ft) | 1.724e-06
HFTD - Transmission - Tier 2 - 60/70 kV | Red Flag Warning - Large Fires | vegetation contact | branch (not overhanging, within 4ft) | 1.0344e-05
HFTD - Transmission - Tier 2 - 60/70 kV | Red Flag Warning - Small Fires | vegetation contact | branch (not overhanging, within 4ft) | 0.00014213
HFTD - Transmission - Tier 2 - 60/70 kV | Red Flag Warning - Catastrophic Fires | vegetation contact | branch (overhanging) | 0.00071201
HFTD - Transmission - Tier 2 - 60/70 kV | Red Flag Warning - Destructive Fires | vegetation contact | branch (overhanging) | 0.00010172
HFTD - Transmission - Tier 2 - 60/70 kV | Red Flag Warning - Large Fires | vegetation contact | branch (overhanging) | 0.00061029
HFTD - Transmission - Tier 2 - 60/70 kV | Red Flag Warning - Small Fires | vegetation contact | branch (overhanging) | 0.0083859
HFTD - Transmission - Tier 2 - 60/70 kV | Red Flag Warning - Catastrophic Fires | vegetation contact | dead | 0.00026549
HFTD - Transmission - Tier 2 - 60/70 kV | Red Flag Warning - Destructive Fires | vegetation contact | dead | 3.7928e-05
HFTD - Transmission - Tier 2 - 60/70 kV | Red Flag Warning - Large Fires | vegetation contact | dead | 0.00022757
HFTD - Transmission - Tier 2 - 60/70 kV | Red Flag Warning - Small Fires | vegetation contact | dead | 0.0031269
HFTD - Transmission - Tier 2 - 60/70 kV | Red Flag Warning - Catastrophic Fires | vegetation contact | fell into (moderate-severe defect) | 0.00020515
HFTD - Transmission - Tier 2 - 60/70 kV | Red Flag Warning - Destructive Fires | vegetation contact | fell into (moderate-severe defect) | 2.9308e-05
HFTD - Transmission - Tier 2 - 60/70 kV | Red Flag Warning - Large Fires | vegetation contact | fell into (moderate-severe defect) | 0.00017585
HFTD - Transmission - Tier 2 - 60/70 kV | Red Flag Warning - Small Fires | vegetation contact | fell into (moderate-severe defect) | 0.0024163
HFTD - Transmission - Tier 2 - 60/70 kV | Red Flag Warning - Catastrophic Fires | vegetation contact | fell into (no defect) | 0.00089303
HFTD - Transmission - Tier 2 - 60/70 kV | Red Flag Warning - Destructive Fires | vegetation contact | fell into (no defect) | 0.00012758
HFTD - Transmission - Tier 2 - 60/70 kV | Red Flag Warning - Large Fires | vegetation contact | fell into (no defect) | 0.00076545
HFTD - Transmission - Tier 2 - 60/70 kV | Red Flag Warning - Small Fires | vegetation contact | fell into (no defect) | 0.010518
HFTD - Transmission - Tier 2 - 60/70 kV | Red Flag Warning - Catastrophic Fires | vegetation contact | fell into (slight defect) | 0.00022929
HFTD - Transmission - Tier 2 - 60/70 kV | Red Flag Warning - Destructive Fires | vegetation contact | fell into (slight defect) | 3.2756e-05
HFTD - Transmission - Tier 2 - 60/70 kV | Red Flag Warning - Large Fires | vegetation contact | fell into (slight defect) | 0.00019654
HFTD - Transmission - Tier 2 - 60/70 kV | Red Flag Warning - Small Fires | vegetation contact | fell into (slight defect) | 0.0027005
HFTD - Transmission - Tier 2 - 60/70 kV | Red Flag Warning - Catastrophic Fires | vegetation contact | grow into | 2.4136e-05
HFTD - Transmission - Tier 2 - 60/70 kV | Red Flag Warning - Destructive Fires | vegetation contact | grow into | 3.448e-06
HFTD - Transmission - Tier 2 - 60/70 kV | Red Flag Warning - Large Fires | vegetation contact | grow into | 2.0688e-05
HFTD - Transmission - Tier 2 - 60/70 kV | Red Flag Warning - Small Fires | vegetation contact | grow into | 0.00028427
HFTD - Transmission - Tier 2 - 60/70 kV | Red Flag Warning - Catastrophic Fires | vegetation contact | other/unknown | 0.0012068
HFTD - Transmission - Tier 2 - 60/70 kV | Red Flag Warning - Destructive Fires | vegetation contact | other/unknown | 0.0001724
HFTD - Transmission - Tier 2 - 60/70 kV | Red Flag Warning - Large Fires | vegetation contact | other/unknown | 0.0010344
HFTD - Transmission - Tier 2 - 60/70 kV | Red Flag Warning - Small Fires | vegetation contact | other/unknown | 0.014213
HFTD - Transmission - Tier 3 - 60/70 kV | Non-Red Flag Warning - Catastrophic Fires | vegetation contact | branch (not overhanging, > 12ft) | 8.4508e-07
HFTD - Transmission - Tier 3 - 60/70 kV | Non-Red Flag Warning - Destructive Fires | vegetation contact | branch (not overhanging, > 12ft) | 8.4508e-07
HFTD - Transmission - Tier 3 - 60/70 kV | Non-Red Flag Warning - Large Fires | vegetation contact | branch (not overhanging, > 12ft) | 7.6057e-06
HFTD - Transmission - Tier 3 - 60/70 kV | Non-Red Flag Warning - Small Fires | vegetation contact | branch (not overhanging, > 12ft) | 0.0013061
HFTD - Transmission - Tier 3 - 60/70 kV | Non-Red Flag Warning - Catastrophic Fires | vegetation contact | branch (not overhanging, 4-12ft) | 3.7645e-07
HFTD - Transmission - Tier 3 - 60/70 kV | Non-Red Flag Warning - Destructive Fires | vegetation contact | branch (not overhanging, 4-12ft) | 3.7645e-07
HFTD - Transmission - Tier 3 - 60/70 kV | Non-Red Flag Warning - Large Fires | vegetation contact | branch (not overhanging, 4-12ft) | 3.388e-06
HFTD - Transmission - Tier 3 - 60/70 kV | Non-Red Flag Warning - Small Fires | vegetation contact | branch (not overhanging, 4-12ft) | 0.0005818
HFTD - Transmission - Tier 3 - 60/70 kV | Non-Red Flag Warning - Catastrophic Fires | vegetation contact | branch (not overhanging, distance unknown) | 2.8848e-06
HFTD - Transmission - Tier 3 - 60/70 kV | Non-Red Flag Warning - Destructive Fires | vegetation contact | branch (not overhanging, distance unknown) | 2.8848e-06
HFTD - Transmission - Tier 3 - 60/70 kV | Non-Red Flag Warning - Large Fires | vegetation contact | branch (not overhanging, distance unknown) | 2.5963e-05
HFTD - Transmission - Tier 3 - 60/70 kV | Non-Red Flag Warning - Small Fires | vegetation contact | branch (not overhanging, distance unknown) | 0.0044585
HFTD - Transmission - Tier 3 - 60/70 kV | Non-Red Flag Warning - Catastrophic Fires | vegetation contact | branch (not overhanging, within 4ft) | 1.6902e-07
HFTD - Transmission - Tier 3 - 60/70 kV | Non-Red Flag Warning - Destructive Fires | vegetation contact | branch (not overhanging, within 4ft) | 1.6902e-07
HFTD - Transmission - Tier 3 - 60/70 kV | Non-Red Flag Warning - Large Fires | vegetation contact | branch (not overhanging, within 4ft) | 1.5211e-06
HFTD - Transmission - Tier 3 - 60/70 kV | Non-Red Flag Warning - Small Fires | vegetation contact | branch (not overhanging, within 4ft) | 0.00026121
HFTD - Transmission - Tier 3 - 60/70 kV | Non-Red Flag Warning - Catastrophic Fires | vegetation contact | branch (overhanging) | 7.5212e-06
HFTD - Transmission - Tier 3 - 60/70 kV | Non-Red Flag Warning - Destructive Fires | vegetation contact | branch (overhanging) | 7.5212e-06
HFTD - Transmission - Tier 3 - 60/70 kV | Non-Red Flag Warning - Large Fires | vegetation contact | branch (overhanging) | 6.7691e-05
HFTD - Transmission - Tier 3 - 60/70 kV | Non-Red Flag Warning - Small Fires | vegetation contact | branch (overhanging) | 0.011624
HFTD - Transmission - Tier 3 - 60/70 kV | Non-Red Flag Warning - Catastrophic Fires | vegetation contact | dead | 3.0692e-06
HFTD - Transmission - Tier 3 - 60/70 kV | Non-Red Flag Warning - Destructive Fires | vegetation contact | dead | 3.0692e-06
HFTD - Transmission - Tier 3 - 60/70 kV | Non-Red Flag Warning - Large Fires | vegetation contact | dead | 2.7623e-05
HFTD - Transmission - Tier 3 - 60/70 kV | Non-Red Flag Warning - Small Fires | vegetation contact | dead | 0.0047434
HFTD - Transmission - Tier 3 - 60/70 kV | Non-Red Flag Warning - Catastrophic Fires | vegetation contact | fell into (moderate-severe defect) | 3.1883e-06
HFTD - Transmission - Tier 3 - 60/70 kV | Non-Red Flag Warning - Destructive Fires | vegetation contact | fell into (moderate-severe defect) | 3.1883e-06
HFTD - Transmission - Tier 3 - 60/70 kV | Non-Red Flag Warning - Large Fires | vegetation contact | fell into (moderate-severe defect) | 2.8694e-05
HFTD - Transmission - Tier 3 - 60/70 kV | Non-Red Flag Warning - Small Fires | vegetation contact | fell into (moderate-severe defect) | 0.0049275
HFTD - Transmission - Tier 3 - 60/70 kV | Non-Red Flag Warning - Catastrophic Fires | vegetation contact | fell into (no defect) | 2.0678e-05
HFTD - Transmission - Tier 3 - 60/70 kV | Non-Red Flag Warning - Destructive Fires | vegetation contact | fell into (no defect) | 2.0678e-05
HFTD - Transmission - Tier 3 - 60/70 kV | Non-Red Flag Warning - Large Fires | vegetation contact | fell into (no defect) | 0.0001861
HFTD - Transmission - Tier 3 - 60/70 kV | Non-Red Flag Warning - Small Fires | vegetation contact | fell into (no defect) | 0.031957
HFTD - Transmission - Tier 3 - 60/70 kV | Non-Red Flag Warning - Catastrophic Fires | vegetation contact | fell into (slight defect) | 4.1716e-06
HFTD - Transmission - Tier 3 - 60/70 kV | Non-Red Flag Warning - Destructive Fires | vegetation contact | fell into (slight defect) | 4.1716e-06
HFTD - Transmission - Tier 3 - 60/70 kV | Non-Red Flag Warning - Large Fires | vegetation contact | fell into (slight defect) | 3.7545e-05
HFTD - Transmission - Tier 3 - 60/70 kV | Non-Red Flag Warning - Small Fires | vegetation contact | fell into (slight defect) | 0.0064473
HFTD - Transmission - Tier 3 - 60/70 kV | Non-Red Flag Warning - Catastrophic Fires | vegetation contact | grow into | 3.6108e-07
HFTD - Transmission - Tier 3 - 60/70 kV | Non-Red Flag Warning - Destructive Fires | vegetation contact | grow into | 3.6108e-07
HFTD - Transmission - Tier 3 - 60/70 kV | Non-Red Flag Warning - Large Fires | vegetation contact | grow into | 3.2497e-06
HFTD - Transmission - Tier 3 - 60/70 kV | Non-Red Flag Warning - Small Fires | vegetation contact | grow into | 0.00055805
HFTD - Transmission - Tier 3 - 60/70 kV | Non-Red Flag Warning - Catastrophic Fires | vegetation contact | other/unknown | 1.7812e-05