## Instructions
Version | 2.2 | Format Guide
Published On | 2021-12-06 | Description |  | Format
Tabs contained within this workbook |  | Input cell (Manual) - user input required (Data used by Model or Description mandated to have) |  | Font
This workbook is a companion input to the Risk Model Input file. For more information on that file, see the Risk Model User Guide. |  | Input cell (Manual) - user input required (Not used by Model / For information only - Optional) |  | Font
Below are the workbook tab names along with a description and instructions. |  | Input cell - Not applicable / Not be used by the model for specific scenarios
|  | Calculated cell - formula that should not be touched |  | Font
Tab | Description + Instructions | Error checking cell - formula that should not be touched / Not be used by the model |  | OK/True | Error/False
Summary of Programs | Using one row per program, include a program description, Mitigation or Control specification, high-level justification/explanation for program characterization.
1-Program Exposure | This includes the scope of each program - how much of the risk exposure (in term of exposure unit or % of tranche exposure) or work units are covered.
2-Program Cost | This includes 2 tables. 1) TableProgSpend - The total costs (CapEX and OoEx) oer each program distributing across time. PPVR multipliers are applicable when CapEX exists. 2) TableTrancheSpend - The total cost allocation across tranches accross time. Need to specify the allocation method (i.e., prorate by Program Exposure or % of Total Cost)
3-Eff - Freq Programs | Combined with the tranche exposure and spend specified in tabs 1 and 2, this constitutes all information needed to compute an RSE for a Program affecting event Frequency. Detailed instructions are in the section below. This table can accommodate quantitative effectiveness, or, facilitates use of the qualitative effectiveness methodology. For each program based on quantitative information, add the supporting worksheet. For each control program using the qualitative methodology, add a Maturity Factor - XX worksheet.
4-Eff - Conseq Programs | Combined with the tranche exposure and spend specified in tabs 1 and 2, this constitutes all information needed to compute an RSE for a Program affecting Consequence. Detailed instructions are in the section below. This table can accommodate quantitative effectiveness, or, facilitates use of the qualitative effectiveness methodology. For each program based on quantitative information, add the supporting worksheet. For each control program using the qualitative methodology, add a Maturity Factor - XX worksheet.
RSE Lite | Tool to compute the RSE for a single program specified within this workbook. 1. Within the worksheet, specify the location and filename for the RSE Lite datafile (a workbook output from the Enterprise Risk Model using a Risk Model Input File with RSE Lite Run = TRUE in the 0-Global Parameters tab). 2. Select the Program. 3. Press Run to call an executable file which will return Risk Reduction and RSE information over time.
RSE Results | Tool to compute the batch RSE run for all listed programs specified within this workbook.
Maturity Factor - XX | Maturity factor calculation for <Control XX>, which is qualitatively evaluated
Match esc definition | For advanced users: Specify custom effectiveness escalation ('match'-type escalation). See the User Guide for additional information about parameter escalation, including the 'match' method.
Data Dictionary | Do not edit. Input Table column information (Input Cell Type, Formula, Validation Formula, Conditional Formatting)
Data & Validation | Do not edit. Data supporting the Control Maturity Factor calculations and Lists for drop down menus
TablePVRR | Do not edit. Reference lookup table for generic PVRR multipliers
BowTie | Do not edit. Reference lookup tables for tranches, drivers, subdrivers, outcomes
Instructions on how to complete the Effectiveness by Model Element tables on tabs 3 and 4:
Column | Instructions
ID | Do not modify. This looks up the Program ID from the Summary of Programs tab. Future enhancement will link this to the Master Control and Mitigation Cost File.
Type | Do not modify. This looks up the Program Type from the Summary of Programs tab, and determines whether a Maturity Factor is necessary (if Control and Qualitative). Future enhancement will link this to the Master Control and Mitigation Cost File.
Program | Each program should be listed at least once in this table. Repeat the program name as many times as is necessary. | Quantitative Measure
Tranche | Include the names of the tranches over which the effectiveness and/or benefit length will differ. | Effectiveness - Quantitative | Either link via cell reference to the quantitatively-derived effectiveness value or copy+paste from an external effectiveness workpaper. List the reference to the external workpaper in the row.
Outcome | Include the names of the outcomes over which the effectiveness and/or benefit length will differ. | Effectiveness | The effectiveness of the program per unit of program exposure in the first year of deployment. The existing formula will compute the effectiveness so do not overwrite this column.
Driver / Subdriver / Attribute | Include the names of the driver/subdriver/attribute over which the effectiveness and/or benefit length will differ.
Does this use qualitative measure? | Specify TRUE or FALSE. If TRUE, fill out columns 'Category?' and 'Risk driver primarily due to…' | Qualitative Measure
… | … | Category? | Select the appropriate category for the program.
Benefit Length (yrs) | List the number of years the program provides benefit for. This may or may not be the same over all Program rows in this table. | Risk driver primarily due to… / Consequence develops… | Select the appropriate driver type for frequency mitigation OR select the appropriate consequence type for consequence mitigation. If previously specified that the effectiveness does not vary by Driver/Subdriver, consider revisiting that specification.
Effectiveness Degradation Rate | If the benefits provided by the program degrade with time, specify the rate (%) at which the effectiveness of the program degrades. A blank value is treats as 0% reduction over time. | Explanation of Categorization | Include the rationale behind the selection of program category as well as driver or consequence type.
Effectiveness Degradation Method | Specify the method by which the degradation rate should be applied. The default is 'esc'; see the User Guide for additional information about parameter escalation, including the 'match' method. | Effectiveness Cap | The value which matches the category and driver/outcome type selected.
Explanation of Benefit Length | If the benefit length, effectiveness degradation rate, and/or degradation method vary within the program, include the rationale behind the specified information. Otherwise, include the program-level explanation only in the Summary of Programs tab. | Maturity Factor | This is necessary for control programs using the qualitative methodology. Duplicate the 'Maturity Factor - XX' worksheet as many times as is necessary, updating responses after duplication. Update 'XX' in the tab name with the Program ID. Each control should have one corresponding worksheet. The existing formula will look up the discount factor so do not overwrite this column.
|  | Effectiveness | The effectiveness of the program per unit of program exposure in the first year of deployment. The existing formula will compute the effectiveness so do not overwrite this column.
See 'Qualitative Program Effectiveness Guidance' documentation for more details on qualitative methodology.
TRUE
FALSE
Necessary cells are highlighted in green

## Prog Info
| Program ID | 7.3.5.8
| Program | 7.3.5.8 Remote sensing inspections of vegetation around transmission electric lines and equipment
| Mitigation or Control? | Control
| Program Description | Inspections of right-of-way using remote sensing methods such as LiDAR, satellite imagery, and UAV.
| TableExposure | 4
# | Program ID | Tranche | Tranche Exposure | Tranche Exposure Unit | Program Exposure 2020 | Program Exposure 2021 | Program Exposure 2022 | Program Exposure 2023 | Program Exposure 2024 | Program Exposure 2025 | Program Exposure 2026 | Unit for Program Exposure | Work Units 2020 | Work Units 2021 | Work Units 2022 | Work Units 2023
1 | 7.3.5.8 | non-HFTD - Transmission - All | 13220.51 | Miles | 1 | 1 | 1 | 1 | 0 | 0 | 0 | % of tranche exposure | 0 | 0 | 0 | 0
2 | 7.3.5.8 | HFTD - Transmission - Tier 3 - All | 1380.98 | Miles | 1 | 1 | 1 | 1 | 0 | 0 | 0 | % of tranche exposure | 0 | 0 | 0 | 0
3 | 7.3.5.8 | HFTD - Transmission - Tier 2 - All | 4478.34 | Miles | 1 | 1 | 1 | 1 | 0 | 0 | 0 | % of tranche exposure | 0 | 0 | 0 | 0
4 | 7.3.5.8 | HFTD - Transmission - Zone 1 - All | 6.17 | Miles | 1 | 1 | 1 | 1 | 0 | 0 | 0 | % of tranche exposure | 0 | 0 | 0 | 0
|  |  |  | Total Units | 4 | 4 | 4 | 4 | 0 | 0 | 0 |  | 0 | 0 | 0 | 0 | 0 | 0 | 0
| TableProgSpend | 1
# | Program ID |  | PVRR Multiplier |  | CapEx USD 2020 | CapEx USD 2021 | CapEx USD 2022 | CapEx USD 2023 | CapEx USD 2024 | CapEx USD 2025 | CapEx USD 2026 | OpEx USD 2020 | OpEx USD 2021 | OpEx USD 2022 | OpEx USD 2023 | OpEx USD 2024 | OpEx USD 2025 | OpEx USD 2026
1 | 7.3.5.8 |  | 0 |  | 0 | 0 | 0 | 0 | 0 | 0 | 0 | 9927717.37 | 10120589.43 | 13000000 | 13390000 | 0 | 0 | 0
|  |  |  | Unit Cost | 0 | 0 | 0 | 0 | na | na | na | 2481929.3425 | 2530147.3575 | 3250000 | 3347500 | na | na | na
| TableFreqPrograms | 1 | [9 empty] | TableConseqPrograms | 0
# | ID | Tranche | Driver |  | Subdriver |  | Outcome | Effectiveness (Ec * Mf) | Benefit Length (yrs) |  | # | ID | Tranche | Outcome |  | Attribute |  | Effectiveness (Ec * Mf) | Benefit Length (yrs)
1 | 7.3.5.8 | 0 | Vegetation Contact |  | 0 |  | 0 | 99.54% | 1

## Data Dictionary
RSE Lite Template Data Dictionary
formula | formula |  | formula | input | formula | formula | formula | input | input | input | input | input | formula
# | Col# | Sheet Name | Table Name | Type | Column Name | Col | Formula | Data Validation | Conditional Formatting Criteria | Conditional Formatting Application | Sheet Name | Table Name | Columns
1 | 1 | Summary of Programs | TableSummary | Input | Program ID | A |  |  |  |  | Summary of Programs | TableSummary | 14
1 | 2 | Summary of Programs | TableSummary | Input | Program | B |  |  |  |  | 1-Program Exposure | TableExposure | 27
1 | 3 | Summary of Programs | TableSummary | Input | Mitigation or Control? | C |  | =INDIRECT("TableProgTypeDropdown[Program Type Options]") |  |  | 2-Program Cost | TableProgSpend | 28
1 | 4 | Summary of Programs | TableSummary | Input | MAT or MWC | D |  |  |  |  | 2-Program Cost | TableTranchSpend | 13
1 | 5 | Summary of Programs | TableSummary | Input | Program Description | E |  |  |  |  | 3-Eff - Freq Programs | TableFreqPrograms | 22
1 | 6 | Summary of Programs | TableSummary | Input | Modifying Likelihood of Failure (LOF) or Consequence of Failure (COF) | F |  | =INDIRECT("TableBowtieDropdown[Bow Tie Element]") |  |  | 4-Eff - Conseq Programs | TableConseqPrograms | 21
1 | 7 | Summary of Programs | TableSummary | Input | Risk Drivers and/or Consequences being addressed by Program | G |  |  |  |  | Total Input Table Columns |  | 125
1 | 8 | Summary of Programs | TableSummary | Input | Year(s) of Implementation | H |  |  |  |  | RSE Lite | TableRSESummary | 18
1 | 9 | Summary of Programs | TableSummary | Input | Justification for Effectiveness % | I |  |  |  |  | RSE Lite | TableRSE | 35
1 | 10 | Summary of Programs | TableSummary | Input | Benefit Length | J |  |  |  |  | RSE Lite | TableProgramRR | 44
1 | 11 | Summary of Programs | TableSummary | Input | Justification for Benefit Length | K |  |  |  |  | RSE Lite | Table_LoRECalc | 29
1 | 12 | Summary of Programs | TableSummary | Optional Input | Assumptions / Comments | L |  |  |  |  | RSE Lite | Table_CoRECalc | 28
1 | 13 | Summary of Programs | TableSummary | Formula | Mitigation Program Count | M | =IF(ISNUMBER(#REF!),IF(AND(LEFT(C10,1)="M",B10<>#REF!),#REF!+1,#REF!),IF(LEFT(C10,1)="M",1,0)) |  |  |  | RSE Result | TableAllRSEs | 21
1 | 14 | Summary of Programs | TableSummary | Formula | Control Program Count | N | =IF(ISNUMBER(#REF!),IF(AND(LEFT(C10,1)="C",B10<>#REF!),#REF!+1,#REF!),IF(LEFT(C10,1)="C",1,0)) |  |  |  | RSE Result | TableRSEbatch | #REF!
2 | 1 | 1-Program Exposure | TableExposure | Formula | Program ID | B | =IFERROR(INDEX('Summary of Programs'!A:A,MATCH([@Program],'Summary of Programs'!B:B,0)),"No match in Summary of Programs tab") |  |  |  | RSE Result | TableProgramRRbatch | #REF!
2 | 2 | 1-Program Exposure | TableExposure | Formula | Type | C | =IFERROR(INDEX('Summary of Programs'!C:C,MATCH([@Program],'Summary of Programs'!B:B,0)),"No match in Summary of Programs tab")
2 | 3 | 1-Program Exposure | TableExposure | Input | Program | D |  | =INDIRECT("TableSummary[Program]")
2 | 4 | 1-Program Exposure | TableExposure | Input | Risk (for Cross Cutter only) | E |  | =INDIRECT("Table_RiskNameLookup[Risk/Cross Cutting Factor Name]")
2 | 5 | 1-Program Exposure | TableExposure | Input | Tranche | F |  | =INDIRECT("TableTranche[Tranche]")
2 | 6 | 1-Program Exposure | TableExposure | Formula | Tranche Exposure | G | =INDEX(TableTranche34[[#All],[Exposure]], MATCH([@Tranche], TableTranche34[[#All],[Tranche]], 0))
2 | 7 | 1-Program Exposure | TableExposure | Formula | Tranche Exposure Unit | H | =INDEX(TableTranche34[[#All],[Unit]], MATCH([@Tranche],TableTranche34[[#All],[Tranche]], 0))
2 | 8 | 1-Program Exposure | TableExposure | Input | Program Exposure 2020 | I
2 | 9 | 1-Program Exposure | TableExposure | Input | Program Exposure 2021 | J
2 | 10 | 1-Program Exposure | TableExposure | Input | Program Exposure 2022 | K
2 | 11 | 1-Program Exposure | TableExposure | Input | Program Exposure 2023 | L
2 | 12 | 1-Program Exposure | TableExposure | Input | Program Exposure 2024 | M
2 | 13 | 1-Program Exposure | TableExposure | Input | Program Exposure 2025 | N
2 | 14 | 1-Program Exposure | TableExposure | Input | Program Exposure 2026 | O
2 | 15 | 1-Program Exposure | TableExposure | Input | Unit for Program Exposure | P |  | =INDIRECT("TableProgExpDropdown[Program Exposure Options]")
2 | 16 | 1-Program Exposure | TableExposure | Optional Input | Work Units 2020 | Q
2 | 17 | 1-Program Exposure | TableExposure | Optional Input | Work Units 2021 | R
2 | 18 | 1-Program Exposure | TableExposure | Optional Input | Work Units 2022 | S
2 | 19 | 1-Program Exposure | TableExposure | Optional Input | Work Units 2023 | T
2 | 20 | 1-Program Exposure | TableExposure | Optional Input | Work Units 2024 | U
2 | 21 | 1-Program Exposure | TableExposure | Optional Input | Work Units 2025 | V
2 | 22 | 1-Program Exposure | TableExposure | Optional Input | Work Units 2026 | W
2 | 23 | 1-Program Exposure | TableExposure | Optional Input | Unit for work units | X
2 | 24 | 1-Program Exposure | TableExposure | Optional Input | Explanation of relationship between different units | Y
2 | 25 | 1-Program Exposure | TableExposure | Optional Input | Other Note | Z
2 | 26 | 1-Program Exposure | TableExposure | Error Check | Flag for modeler | AA | =IF(AND(MAX(TableExposure[@[Program Exposure 2020]:[Program Exposure 2026]])>1,[@[Unit for Program Exposure]]="% of tranche exposure"),"Format not percent","") |  | No Blank | Red font if there is Error
2 | 27 | 1-Program Exposure | TableExposure | Formula | Risk ID | AB | =IFERROR(INDEX(Table_RiskNameLookup[RISK ID],MATCH([@[Risk (for Cross Cutter only)]],Table_RiskNameLookup[Risk/Cross Cutting Factor Name],0)),RiskID)
3 | 1 | 2-Program Cost | TableProgSpend | Formula | Program ID | B | =IFERROR(INDEX('Summary of Programs'!A:A,MATCH([@Program],'Summary of Programs'!B:B,0)),"No match in Summary of Programs")
3 | 2 | 2-Program Cost | TableProgSpend | Formula | Type | C | =IFERROR(INDEX('Summary of Programs'!C:C,MATCH([@Program],'Summary of Programs'!B:B,0)),"No match in Summary of Programs tab")
3 | 3 | 2-Program Cost | TableProgSpend | Input | Program | D |  | =INDIRECT("TableSummary[Program]")
3 | 4 | 2-Program Cost | TableProgSpend | Input | MAT (optional) | E
3 | 5 | 2-Program Cost | TableProgSpend | Input | CapEx USD 2020 | F
3 | 6 | 2-Program Cost | TableProgSpend | Input | CapEx USD 2021 | G
3 | 7 | 2-Program Cost | TableProgSpend | Input | CapEx USD 2022 | H
3 | 8 | 2-Program Cost | TableProgSpend | Input | CapEx USD 2023 | I
3 | 9 | 2-Program Cost | TableProgSpend | Input | CapEx USD 2024 | J
3 | 10 | 2-Program Cost | TableProgSpend | Input | CapEx USD 2025 | K
3 | 11 | 2-Program Cost | TableProgSpend | Input | CapEx USD 2026 | L
3 | 12 | 2-Program Cost | TableProgSpend | Input | OpEx USD 2020 | M
3 | 13 | 2-Program Cost | TableProgSpend | Input | OpEx USD 2021 | N
3 | 14 | 2-Program Cost | TableProgSpend | Input | OpEx USD 2022 | O
3 | 15 | 2-Program Cost | TableProgSpend | Input | OpEx USD 2023 | P
3 | 16 | 2-Program Cost | TableProgSpend | Input | OpEx USD 2024 | Q
3 | 17 | 2-Program Cost | TableProgSpend | Input | OpEx USD 2025 | R
3 | 18 | 2-Program Cost | TableProgSpend | Input | OpEx USD 2026 | S
3 | 19 | 2-Program Cost | TableProgSpend | Input | Asset Type | T
3 | 20 | 2-Program Cost | TableProgSpend | Formula | Generic Capital PVRR Multiplier | U | =IF(SUM(TableProgSpend[@[CapEx USD 2020]:[CapEx USD 2026]])>0,INDEX(TablePVRR[PVRR Multiplier (no O&M)],MATCH([@[Asset Type]],TablePVRR[Asset Group],0)),"") |  | =SUM($F9:$L9)=0 | Condition on if there is CapEX. If CapEX exists, then PVRR Multipliers are applicable. Otherwise, not applicable.
3 | 21 | 2-Program Cost | TableProgSpend | Input | Custom Capital PVRR Multiplier | V |  |  | =SUM($F9:$L9)=0 =$T9<>"Custom" | Condition on if there is CapEX and if the Asset Type is "Custom". If so, then PVRR Multipliers are applicable. Otherwise, not applicable.
3 | 22 | 2-Program Cost | TableProgSpend | Formula | Generic Lifetime Incremental O&M PVRR Multiplier | W | =IF(SUM(TableProgSpend[@[CapEx USD 2020]:[CapEx USD 2026]])>0,INDEX(TablePVRR[Lifetime O&M as % of PVRR],MATCH([@[Asset Type]],TablePVRR[Asset Group],0)),"") |  | =SUM($F9:$L9)=0 | Condition on if there is CapEX. If CapEX exists, then PVRR Multipliers are applicable. Otherwise, not applicable.
3 | 23 | 2-Program Cost | TableProgSpend | Input | Custom Lifetime Incremental O&M PVRR Multiplier (optional; specify if 0) | X |  |  | =SUM($F9:$L9)=0
3 | 24 | 2-Program Cost | TableProgSpend | Formula | Lifetime Incremental O&M PVRR Multiplier | Y | =IF([@[Custom Lifetime Incremental O&M PVRR Multiplier (optional; specify if 0)]]<>"",[@[Custom Lifetime Incremental O&M PVRR Multiplier (optional; specify if 0)]],[@[Generic Lifetime Incremental O&M PVRR Multiplier]]) |  | =SUM($F9:$L9)=0
3 | 25 | 2-Program Cost | TableProgSpend | Formula | PVRR Multiplier | Z | =IFERROR(IF([@[Asset Type]]="Custom",[@[Custom Capital PVRR Multiplier]],[@[Generic Capital PVRR Multiplier]])+[@[Lifetime Incremental O&M PVRR Multiplier]],0) |  | =SUM($F9:$L9)=0
3 | 26 | 2-Program Cost | TableProgSpend | Error Check | In Exposure tab? | AA | =ISNUMBER(MATCH([@Program],TableExposure[Program],0)) |  | FALSE | Red font if FALSE
3 | 27 | 2-Program Cost | TableProgSpend | Error Check | In Allocation table | AB | =ISNUMBER(MATCH([@Program],TableTranchSpend[Program],0)) |  | FALSE | Red font if FALSE
3 | 28 | 2-Program Cost | TableProgSpend | Error Check | In Eff Table | AC | =OR(ISNUMBER(MATCH([@Program],TableFreqPrograms[Program],0)),ISNUMBER(MATCH([@Program],TableConseqPrograms[Program],0))) |  | FALSE | Red font if FALSE
4 | 1 | 2-Program Cost | TableTranchSpend | Formula | Program ID | B | =IFERROR(INDEX('Summary of Programs'!A:A,MATCH([@Program],'Summary of Programs'!B:B,0)),"No match in Summary of Programs")
4 | 2 | 2-Program Cost | TableTranchSpend | Formula | Type | C | =IFERROR(INDEX('Summary of Programs'!C:C,MATCH([@Program],'Summary of Programs'!B:B,0)),"No match in Summary of Programs tab")
4 | 3 | 2-Program Cost | TableTranchSpend | Input | Program | D |  | =INDIRECT("TableSummary[Program]")
4 | 4 | 2-Program Cost | TableTranchSpend | Input | MAT (optional) | E
4 | 5 | 2-Program Cost | TableTranchSpend | Input | Allocation method | F |  | =INDIRECT("TableProgCostDropdown[Program Cost Options]")
4 | 6 | 2-Program Cost | TableTranchSpend | Input | Tranche | G |  | =INDIRECT("TableTranche[Tranche]") | =$F52="% of Total Cost (specify to the right)" | Condition on if Allocation method is set as "% of Total Cost". If it is, need to input the Tranche and allocation % across the years.
4 | 7 | 2-Program Cost | TableTranchSpend | Input | Spend USD 2020 | H |  |  | =$F52="% of Total Cost (specify to the right)"
4 | 8 | 2-Program Cost | TableTranchSpend | Input | Spend USD 2021 | I |  |  | =$F52="% of Total Cost (specify to the right)"
4 | 9 | 2-Program Cost | TableTranchSpend | Input | Spend USD 2022 | J |  |  | =$F52="% of Total Cost (specify to the right)"
4 | 10 | 2-Program Cost | TableTranchSpend | Input | Spend USD 2023 | K |  |  | =$F52="% of Total Cost (specify to the right)"
4 | 11 | 2-Program Cost | TableTranchSpend | Input | Spend USD 2024 | L |  |  | =$F52="% of Total Cost (specify to the right)"
4 | 12 | 2-Program Cost | TableTranchSpend | Input | Spend USD 2025 | M |  |  | =$F52="% of Total Cost (specify to the right)"
4 | 13 | 2-Program Cost | TableTranchSpend | Input | Spend USD 2026 | N |  |  | =$F52="% of Total Cost (specify to the right)"
5 | 1 | 3-Eff - Freq Programs | TableFreqPrograms | Formula | ID | B | =IFERROR(INDEX('Summary of Programs'!A:A,MATCH([@Program],'Summary of Programs'!B:B,0)),"No match in Program Cost tab")
5 | 2 | 3-Eff - Freq Programs | TableFreqPrograms | Formula | Type | C | =IFERROR(INDEX('Summary of Programs'!C:C,MATCH([@Program],'Summary of Programs'!B:B,0)),"No match in Summary of Programs tab")
5 | 3 | 3-Eff - Freq Programs | TableFreqPrograms | Input | Program | D |  | =INDIRECT("TableSummary[Program]")
5 | 4 | 3-Eff - Freq Programs | TableFreqPrograms | Input | Risk (for Cross Cutter only) | E |  | =INDIRECT("Table_RiskNameLookup[Risk/Cross Cutting Factor Name]")
5 | 5 | 3-Eff - Freq Programs | TableFreqPrograms | Input | Tranche | F |  | =INDIRECT("TableTranche[Tranche]")
5 | 6 | 3-Eff - Freq Programs | TableFreqPrograms | Input | Driver | G |  | =INDIRECT("TableDriverSubdriver[Driver]")
5 | 7 | 3-Eff - Freq Programs | TableFreqPrograms | Input | Subdriver | H |  | =INDIRECT("TableDriverSubdriver[Subdriver]")
5 | 8 | 3-Eff - Freq Programs | TableFreqPrograms | Input | Outcome | I |  | =INDIRECT("TableOutcome[Outcome]")
5 | 9 | 3-Eff - Freq Programs | TableFreqPrograms | Input | Does this use qualitative measure? | J
5 | 10 | 3-Eff - Freq Programs | TableFreqPrograms | Input | Effectiveness - Quantitative | K |  |  | =NOT($J8) | If not use qualitative measure, need to input effective rate.
5 | 11 | 3-Eff - Freq Programs | TableFreqPrograms | Input | Category | L |  | =INDIRECT("TableQualFreqEff[Program Category]") | =$J8 | If use qualitative measure, need to input Category and Risk driver primarily due to …
5 | 12 | 3-Eff - Freq Programs | TableFreqPrograms | Input | Risk driver primarily due to… | M |  | =$Z$7:$AC$7 | =$J8
5 | 13 | 3-Eff - Freq Programs | TableFreqPrograms | Input | Explanation of Program Category and Risk Driver type | N |  |  | =$J8
5 | 14 | 3-Eff - Freq Programs | TableFreqPrograms | Formula | Effectiveness Cap (Ec) | O | =IF([@[Does this use qualitative measure?]],INDEX(TableQualFreqEff,MATCH([@Category],TableQualFreqEff[Program Category],0),MATCH([@[Risk driver primarily due to…]],TableQualFreqEff[#Headers],0)),"") |  | =$J8
5 | 15 | 3-Eff - Freq Programs | TableFreqPrograms | Formula | Maturity Factor (Mf) | P | =IFERROR(@IF(AND([@[Does this use qualitative measure?]],[@Type]="Control"),INDIRECT("'Maturity Factor - " & [@ID] & "'!EffFactor"),""),"Cannot find Maturity Factor - " & [@ID] & " tab.") |  | =$J8
5 | 16 | 3-Eff - Freq Programs | TableFreqPrograms | Formula | Effectiveness (Ec * Mf) | Q | =IFERROR(IF([@[Does this use qualitative measure?]],[@[Effectiveness Cap (Ec)]]*MIN([@[Maturity Factor (Mf)]],1),[@[Effectiveness - Quantitative]]),0)
5 | 17 | 3-Eff - Freq Programs | TableFreqPrograms | Input | Benefit Length (yrs) | R
5 | 18 | 3-Eff - Freq Programs | TableFreqPrograms | Input | Effectiveness Degradation Rate | S
5 | 19 | 3-Eff - Freq Programs | TableFreqPrograms | Input | Effectiveness Degradation Method | T
5 | 20 | 3-Eff - Freq Programs | TableFreqPrograms | Input | Explanation of Benefit Length | U
5 | 21 | 3-Eff - Freq Programs | TableFreqPrograms | Formula | Same benefit set across program? | V | =SUMPRODUCT((([Program]=[@Program]))/COUNTIFS([Program],[Program]&"",[Benefit Length (yrs)],[Benefit Length (yrs)]&"",[Effectiveness Degradation Rate],[Effectiveness Degradation Rate]&"",[Effectiveness Degradation Method],[Effectiveness Degradation Method]&""))=1
5 | 22 | 3-Eff - Freq Programs | TableFreqPrograms | Formula | Risk ID | W | =IFERROR(INDEX(Table_RiskNameLookup[RISK ID],MATCH([@[Risk (for Cross Cutter only)]],Table_RiskNameLookup[Risk/Cross Cutting Factor Name],0)),RiskID)
6 | 1 | 4-Eff - Conseq Programs | TableConseqPrograms | Formula | ID | B | =IFERROR(INDEX('Summary of Programs'!A:A,MATCH([@Program],'Summary of Programs'!B:B,0)),"No match in Program Cost tab")
6 | 2 | 4-Eff - Conseq Programs | TableConseqPrograms | Formula | Type | C | =IFERROR(INDEX('Summary of Programs'!C:C,MATCH([@Program],'Summary of Programs'!B:B,0)),"No match in Summary of Programs tab")
6 | 3 | 4-Eff - Conseq Programs | TableConseqPrograms | Input | Program | D |  | =INDIRECT("TableSummary[Program]")
6 | 4 | 4-Eff - Conseq Programs | TableConseqPrograms | Input | Risk (for Cross Cutter only) | E |  | =INDIRECT("Table_RiskNameLookup[Risk/Cross Cutting Factor Name]")
6 | 5 | 4-Eff - Conseq Programs | TableConseqPrograms | Input | Tranche | F |  | =INDIRECT("TableTranche[Tranche]")
6 | 6 | 4-Eff - Conseq Programs | TableConseqPrograms | Input | Outcome | G |  | =INDIRECT("TableOutcome[Outcome]")
6 | 7 | 4-Eff - Conseq Programs | TableConseqPrograms | Input | Attribute | H
6 | 8 | 4-Eff - Conseq Programs | TableConseqPrograms | Input | Does this use qualitative measure? | I
6 | 9 | 4-Eff - Conseq Programs | TableConseqPrograms | Input | Effectiveness - Quantitative | J |  |  | =NOT($I8) | If not use qualitative measure, need to input effective rate.
6 | 10 | 4-Eff - Conseq Programs | TableConseqPrograms | Input | Category | K |  | =INDIRECT("TableQualConseqEff[Control Program Category]") | =$I8 | If use qualitative measure, need to input Category and Consequence develops …
6 | 11 | 4-Eff - Conseq Programs | TableConseqPrograms | Input | Consequence develops… | L |  | =$AA$7:$AB$7 | =$I8
6 | 12 | 4-Eff - Conseq Programs | TableConseqPrograms | Input | Explanation of Program Category and Consequence type | M |  |  | =$I8
6 | 13 | 4-Eff - Conseq Programs | TableConseqPrograms | Formula | Effectiveness Cap (Ec) | N | =IF([@[Does this use qualitative measure?]],INDEX(TableQualConseqEff,MATCH([@Category],TableQualConseqEff[Control Program Category],0),MATCH([@[Consequence develops…]],TableQualConseqEff[#Headers],0)),"") |  | =$I8
6 | 14 | 4-Eff - Conseq Programs | TableConseqPrograms | Formula | Maturity Factor (Mf) | O | =IFERROR(@IF(AND([@[Does this use qualitative measure?]],ISNUMBER(SEARCH("control",[@Type]))),INDIRECT("'Maturity Factor - " & RIGHT([@ID],4) & "'!EffFactor"),""),"Cannot fine Maturity Factor - " & [@ID]& " tab.") |  | =$I8
6 | 15 | 4-Eff - Conseq Programs | TableConseqPrograms | Formula | Effectiveness (Ec * Mf) | P | =IFERROR(IF([@[Does this use qualitative measure?]],[@[Effectiveness Cap (Ec)]]*MIN([@[Maturity Factor (Mf)]],1),[@[Effectiveness - Quantitative]]),0)
6 | 16 | 4-Eff - Conseq Programs | TableConseqPrograms | Input | Benefit Length (yrs) | Q
6 | 17 | 4-Eff - Conseq Programs | TableConseqPrograms | Input | Effectiveness Degradation Rate | R
6 | 18 | 4-Eff - Conseq Programs | TableConseqPrograms | Input | Effectiveness Degradation Method | S
6 | 19 | 4-Eff - Conseq Programs | TableConseqPrograms | Input | Explanation of Benefit Length, Degradation Rate | T
6 | 20 | 4-Eff - Conseq Programs | TableConseqPrograms | Formula | Same benefit set across program? | U | =SUMPRODUCT((([Program]=[@Program]))/COUNTIFS([Program],[Program]&"",[Benefit Length (yrs)],[Benefit Length (yrs)]&"",[Effectiveness Degradation Rate],[Effectiveness Degradation Rate]&"",[Effectiveness Degradation Method],[Effectiveness Degradation Method]&""))=1
6 | 21 | 4-Eff - Conseq Programs | TableConseqPrograms | Formula | Risk ID | V | =IFERROR(INDEX(Table_RiskNameLookup[RISK ID],MATCH(TableFreqPrograms[@[Risk (for Cross Cutter only)]],Table_RiskNameLookup[Risk/Cross Cutting Factor Name],0)),RiskID)

## Summary of Programs
Pacific Gas and Electric Company
2022 WMP
Control and Mitigation Program Workpaper
| RISK Name: | Wildfire
| RISK ID: | WLDFR
| Total mitigations: | 2
| Total controls: | 7
Program ID | Program | Mitigation or Control? | MAT or MWC | Program Description | Modifying Likelihood of Failure (LOF) or Consequence of Failure (COF) | Risk Drivers and/or Consequences being addressed by Program | Year(s) of Implementation | Justification for Effectiveness % | Benefit Length | Justification for Benefit Length | Assumptions / Comments | Mitigation Program Count | Control Program Count
7.3.5.1 | 7.3.5.1 Additional efforts to manage community and environmental impacts | Foundational Mitigation |  | Plan and execution of strategy to mitigate negative impacts from utility vegetation management to local communities and the environment, such as coordination with communities, local governments, and agencies to plan and execute vegetation management work. | LOF and COF | Risk reduction not quantified. Foundational initiative, for which distinct financial and quantification data is not currently available. | Risk reduction not quantified. Foundational initiative, for which distinct financial and quantification data is not currently available. | Risk reduction not quantified. Foundational initiative, for which distinct financial and quantification data is not currently available. | Risk reduction not quantified. Foundational initiative, for which distinct financial and quantification data is not currently available. | Risk reduction not quantified. Foundational initiative, for which distinct financial and quantification data is not currently available. |  | 0 | 0
7.3.5.2 | 7.3.5.2 Detailed inspections and management practices for vegetation clearances around distribution electrical lines and equipment | Control |  | Careful visual inspections and maintenance of vegetation around the right-of-way, where individual trees are carefully examined, visually, and the condition of each rated and recorded. Describe the frequency of inspection and maintenance programs. | LOF | Vegetation | Ongoing | Refer to tab "7.3.5.2_Effectiveness" | 1 Year | Inspection program, no lingering benefit if program were to cease |  | 0 | 1
7.3.5.3 | 7.3.5.3 Detailed inspections of vegetation around transmission electric lines and equipment. | Control | CQ#, 71Z | Careful visual inspections and maintenance of vegetation around the right-of-way, where individual trees are carefully examined, visually, and the condition of each rated and recorded. Describe the frequency of inspection and maintenance programs. | LOF | Risk reduction not quantified independently. Initiative complementary to 7.3.5.8. Please refer to 7.3.5.8. | Risk reduction not quantified independently. Initiative complementary to 7.3.5.8. Please refer to 7.3.5.8. | Risk reduction not quantified independently. Initiative complementary to 7.3.5.8. Please refer to 7.3.5.8. | Risk reduction not quantified independently. Initiative complementary to 7.3.5.8. Please refer to 7.3.5.8. | Risk reduction not quantified independently. Initiative complementary to 7.3.5.8. Please refer to 7.3.5.8. |  | 0 | 2
7.3.5.4 | 7.3.5.4 Emergency response vegetation management due to red flag warning or other urgent weather conditions | Control |  | Plan and execution of vegetation management activities, such as trimming or removal, executed based upon and in advance of forecast weather conditions that indicate high fire threat in terms of ignition probability and wildfire consequence. | LOF | Risk reduction not quantified. Initiative does not currently capture data determined to be usable for RSE calculation. | Risk reduction not quantified. Initiative does not currently capture data determined to be usable for RSE calculation. | Risk reduction not quantified. Initiative does not currently capture data determined to be usable for RSE calculation. | Risk reduction not quantified. Initiative does not currently capture data determined to be usable for RSE calculation. | Risk reduction not quantified. Initiative does not currently capture data determined to be usable for RSE calculation. |  | 0 | 3
7.3.5.5 | 7.3.5.5 Fuel management and management of all wood and “slash” from vegetation management activities | Mitigation |  | Plan and execution of fuel management activities in proximity to potential sources of ignition. This includes pole clearing per PRC 4292 and reduction or adjustment of live fuel (based on species or otherwise) and of dead fuel, including "all downed wood and “slash"” generated from vegetation management activities. | COF | Risk reduction not quantified. Initiative does not currently capture data determined to be usable for RSE calculation. | Risk reduction not quantified. Initiative does not currently capture data determined to be usable for RSE calculation. | Risk reduction not quantified. Initiative does not currently capture data determined to be usable for RSE calculation. | Risk reduction not quantified. Initiative does not currently capture data determined to be usable for RSE calculation. | Risk reduction not quantified. Initiative does not currently capture data determined to be usable for RSE calculation. |  | 1 | 3
7.3.5.6 | 7.3.5.6 Improvement of inspections | Foundational Mitigation |  | Identifying and addressing deficiencies in inspections protocols and implementation by improving training and the evaluation of inspectors. | LOF | Risk reduction not quantified independently. Initiative complementary to 7.3.5.2 & 7.3.5.8. Please refer to 7.3.5.2 & 7.3.5.8. | Risk reduction not quantified independently. Initiative complementary to 7.3.5.2 & 7.3.5.8. Please refer to 7.3.5.2 & 7.3.5.8. | Risk reduction not quantified independently. Initiative complementary to 7.3.5.2 & 7.3.5.8. Please refer to 7.3.5.2 & 7.3.5.8. | Risk reduction not quantified independently. Initiative complementary to 7.3.5.2 & 7.3.5.8. Please refer to 7.3.5.2 & 7.3.5.8. | Risk reduction not quantified independently. Initiative complementary to 7.3.5.2 & 7.3.5.8. Please refer to 7.3.5.2 & 7.3.5.8. |  | 1 | 3
7.3.5.7 | 7.3.5.7 Remote sensing inspections of vegetation around distribution electric lines and equipment | Mitigation |  | Inspections of right-of-way using remote sensing methods such as LiDAR, satellite imagery, and UAV. | LOF | Risk reduction not quantified independently. Initiative complementary to 7.3.5.15. Please refer to 7.3.5.15. | Risk reduction not quantified independently. Initiative complementary to 7.3.5.15. Please refer to 7.3.5.15. | Risk reduction not quantified independently. Initiative complementary to 7.3.5.15. Please refer to 7.3.5.15. | Risk reduction not quantified independently. Initiative complementary to 7.3.5.15. Please refer to 7.3.5.15. | Risk reduction not quantified independently. Initiative complementary to 7.3.5.15. Please refer to 7.3.5.15. |  | 2 | 3
7.3.5.8 | 7.3.5.8 Remote sensing inspections of vegetation around transmission electric lines and equipment | Control |  | Inspections of right-of-way using remote sensing methods such as LiDAR, satellite imagery, and UAV. | LOF | Vegetation | Ongoing | Refer tab "7.3.5.8_Effectiveness" | 1 Year | Inspection program, no lingering benefit if program were to cease |  | 2 | 4
7.3.5.9 | 7.3.5.9 Other discretionary inspections of vegetation around distribution electric lines and equipment | Control |  | Inspections of rights-of-way and adjacent vegetation that may be hazardous, which exceeds or otherwise go beyond those mandated by rules and regulations, in terms of frequency, inspection checklist requirements or detail, analysis of and response to problems identified, or other aspects of inspection or records kept. | LOF | Vegetation | Ongoing | Refer to tab "7.3.5.9_Effectiveness" | 1 Year | Inspection program, no lingering benefit if program were to cease |  | 2 | 5
7.3.5.10 | 7.3.5.10 Other discretionary inspections of vegetation around transmission electric lines and equipment | Control |  | Inspections of rights-of-way and adjacent vegetation that may be hazardous, which exceeds or otherwise go beyond those mandated by rules and regulations, in terms of frequency, inspection checklist requirements or detail, analysis of and response to problems identified, or other aspects of inspection or records kept. | LOF | Risk reduction not quantified independently. Initiative complementary to 7.3.5.8. Please refer to 7.3.5.8. | Risk reduction not quantified independently. Initiative complementary to 7.3.5.8. Please refer to 7.3.5.8. | Risk reduction not quantified independently. Initiative complementary to 7.3.5.8. Please refer to 7.3.5.8. | Risk reduction not quantified independently. Initiative complementary to 7.3.5.8. Please refer to 7.3.5.8. | Risk reduction not quantified independently. Initiative complementary to 7.3.5.8. Please refer to 7.3.5.8. |  | 2 | 6
7.3.5.11 | 7.3.5.11 Patrol inspections of vegetation around distribution electric lines and equipment | Control |  | Visual inspections of vegetation along rights-of-way that is designed to identify obvious hazards. Patrol inspections may be carried out in the course of other company business. | LOF | Risk reduction not quantified independently. Initiative complementary to 7.3.5.2. Please refer to 7.3.5.2. | Risk reduction not quantified independently. Initiative complementary to 7.3.5.2. Please refer to 7.3.5.2. | Risk reduction not quantified independently. Initiative complementary to 7.3.5.2. Please refer to 7.3.5.2. | Risk reduction not quantified independently. Initiative complementary to 7.3.5.2. Please refer to 7.3.5.2. | Risk reduction not quantified independently. Initiative complementary to 7.3.5.2. Please refer to 7.3.5.2. |  | 2 | 7
7.3.5.12 | 7.3.5.12 Patrol inspections of vegetation around transmission electric lines and equipment | Foundational Control |  | Visual inspections of vegetation along rights-of-way that is designed to identify obvious hazards. Patrol inspections may be carried out in the course of other company business. | LOF | Risk reduction not quantified independently. Initiative complementary to 7.3.5.8. Please refer to 7.3.5.8. | Risk reduction not quantified independently. Initiative complementary to 7.3.5.8. Please refer to 7.3.5.8. | Risk reduction not quantified independently. Initiative complementary to 7.3.5.8. Please refer to 7.3.5.8. | Risk reduction not quantified independently. Initiative complementary to 7.3.5.8. Please refer to 7.3.5.8. | Risk reduction not quantified independently. Initiative complementary to 7.3.5.8. Please refer to 7.3.5.8.
7.3.5.13 | 7.3.5.13 Quality assurance / quality control of vegetation inspections | Foundational Control |  | Establishment and function of audit process to manage and oversee the work completed by employees or contractors, including packaging QA/QC information for input to decision-making and workforce management processes. This includes identification of the percentage of vegetation inspections that are audited annually, as a program target in Table 5.3-1. | LOF and COF | Risk reduction not quantified. Foundational initiative, for which distinct financial and quantification data not currently available. | Risk reduction not quantified. Foundational initiative, for which distinct financial and quantification data not currently available. | Risk reduction not quantified. Foundational initiative, for which distinct financial and quantification data not currently available. | Risk reduction not quantified. Foundational initiative, for which distinct financial and quantification data not currently available. | Risk reduction not quantified. Foundational initiative, for which distinct financial and quantification data not currently available.
7.3.5.14 | 7.3.5.14 Recruiting and training of vegetation management personnel | Foundational Control |  | Programs to ensure that the utility can identify and hire qualified vegetation management personnel and to ensure that both employees and contractors tasked with vegetation management responsibilities are adequately trained to perform vegetation management work, according to the utility's wildfire mitigation plan, in addition to rules and regulations for safety. Include discussion of continuous improvement of training programs and personnel qualifications. | LOF | Risk reduction not quantified. Foundational initiative, for which distinct financial and quantification data not currently available. | Risk reduction not quantified. Foundational initiative, for which distinct financial and quantification data not currently available. | Risk reduction not quantified. Foundational initiative, for which distinct financial and quantification data not currently available. | Risk reduction not quantified. Foundational initiative, for which distinct financial and quantification data not currently available. | Risk reduction not quantified. Foundational initiative, for which distinct financial and quantification data not currently available.
7.3.5.15 | 7.3.5.15 Identification and remediation of “at-risk species” | Mitigation |  | Specific actions, not otherwise described in other WMP initiatives, taken to reduce the ignition probability and wildfire consequence attributable to "at-risk species", such as trimming, removal, and replacement. | LOF | Vegetation Contact CC - Seismic Scenario | Ongoing | Refer tab '7.3.5.15_Effectiveness' | 30 Years for branch related vegetation sub drivers 1 year for everything else. | Once the EVM program establishes the radial clearances and branch overhangs, which applies to all branch related sub drivers, the annual vegetation control program maintains the clearances by trimming the growth.
7.3.5.16 | 7.3.5.16 Removal and remediation of trees with strike potential to electric lines and equipment | Mitigation |  | Actions taken to identify, remove or otherwise remediate trees that pose a high risk of failure or fracture that could potentially strike electrical equipment. | LOF | Risk reduction not quantified independently. Initiative complementary to 7.3.5.8. Please refer to 7.3.5.8. | Risk reduction not quantified independently. Initiative complementary to 7.3.5.8. Please refer to 7.3.5.8. | Risk reduction not quantified independently. Initiative complementary to 7.3.5.8. Please refer to 7.3.5.8. | Risk reduction not quantified independently. Initiative complementary to 7.3.5.8. Please refer to 7.3.5.8. | Risk reduction not quantified independently. Initiative complementary to 7.3.5.8. Please refer to 7.3.5.8.
7.3.5.17.1 | 7.3.5.17.1 Substation inspection, Distribution substation | Control |  | Inspection of vegetation surrounding substations, performed by qualified persons and according to the frequency established by the utility, including record-keeping (Distribution substation). | LOF | Risk reduction not quantified. Initiative does not currently capture data determined to be usable for RSE calculation. | Risk reduction not quantified. Initiative does not currently capture data determined to be usable for RSE calculation. | Risk reduction not quantified. Initiative does not currently capture data determined to be usable for RSE calculation. | Risk reduction not quantified. Initiative does not currently capture data determined to be usable for RSE calculation. | Risk reduction not quantified. Initiative does not currently capture data determined to be usable for RSE calculation.
7.3.5.17.2 | 7.3.5.17.2 Substation inspection, Transmission substation | Control |  | Inspection of vegetation surrounding substations, performed by qualified persons and according to the frequency established by the utility, including record-keeping (Transmission substation). This is a “PGE-defined sub-initiative” that supports the response for the (parent) WSD-defined Initiative. | LOF | Risk reduction not quantified. Initiative does not currently capture data determined to be usable for RSE calculation. | Risk reduction not quantified. Initiative does not currently capture data determined to be usable for RSE calculation. | Risk reduction not quantified. Initiative does not currently capture data determined to be usable for RSE calculation. | Risk reduction not quantified. Initiative does not currently capture data determined to be usable for RSE calculation. | Risk reduction not quantified. Initiative does not currently capture data determined to be usable for RSE calculation.
7.3.5.18.1 | 7.3.5.18.1 Substation vegetation management, Maintenance substation distribution | Mitigation |  | Based on location and risk to substation equipment only, actions taken to reduce the ignition probability and wildfire consequence attributable to contact from vegetation to substation equipment (Maintenance substation distribution). This is a “PGE-defined sub-initiative” that supports the response for the (parent) WSD-defined Initiative. | LOF | Risk reduction not quantified. Initiative does not currently capture data determined to be usable for RSE calculation. | Risk reduction not quantified. Initiative does not currently capture data determined to be usable for RSE calculation. | Risk reduction not quantified. Initiative does not currently capture data determined to be usable for RSE calculation. | Risk reduction not quantified. Initiative does not currently capture data determined to be usable for RSE calculation. | Risk reduction not quantified. Initiative does not currently capture data determined to be usable for RSE calculation.
7.3.5.18.2 | 7.3.5.18.2 Substation vegetation management, Maintenance substation transmission | Mitigation |  | Based on location and risk to substation equipment only, actions taken to reduce the ignition probability and wildfire consequence attributable to contact from vegetation to substation equipment (Maintenance substation transmission). This is a “PGE-defined sub-initiative” that supports the response for the (parent) WSD-defined Initiative. | LOF | Risk reduction not quantified. Initiative does not currently capture data determined to be usable for RSE calculation. | Risk reduction not quantified. Initiative does not currently capture data determined to be usable for RSE calculation. | Risk reduction not quantified. Initiative does not currently capture data determined to be usable for RSE calculation. | Risk reduction not quantified. Initiative does not currently capture data determined to be usable for RSE calculation. | Risk reduction not quantified. Initiative does not currently capture data determined to be usable for RSE calculation.
7.3.5.18.3 | 7.3.5.18.3 Substation vegetation management, Maintenance substation Hydro Generation | Mitigation |  | Based on location and risk to substation equipment only, actions taken to reduce the ignition probability and wildfire consequence attributable to contact from vegetation to substation equipment (Maintenance substation generation). This is a “PGE-defined sub-initiative” that supports the response for the (parent) WSD-defined Initiative. | LOF and COF | Risk reduction not quantified. Initiative does not currently capture data determined to be usable for RSE calculation. | Risk reduction not quantified. Initiative does not currently capture data determined to be usable for RSE calculation. | Risk reduction not quantified. Initiative does not currently capture data determined to be usable for RSE calculation. | Risk reduction not quantified. Initiative does not currently capture data determined to be usable for RSE calculation. | Risk reduction not quantified. Initiative does not currently capture data determined to be usable for RSE calculation.
7.3.5.19 | 7.3.5.19 Vegetation management enterprise system | Foundational Control |  | Inputs, operation, and support for a centralized vegetation management enterprise system updated based upon inspection results and management activities such as trimming and removal of vegetation. | LOF | Risk reduction not quantified. Foundational initiative, for which distinct financial and quantification data not currently available. | Risk reduction not quantified. Foundational initiative, for which distinct financial and quantification data not currently available. | Risk reduction not quantified. Foundational initiative, for which distinct financial and quantification data not currently available. | Risk reduction not quantified. Foundational initiative, for which distinct financial and quantification data not currently available. | Risk reduction not quantified. Foundational initiative, for which distinct financial and quantification data not currently available.
7.3.5.20 | 7.3.5.20 Additional vegetation management practices beyond regulatory requirements and recommendations | Mitigation |  | Identifying and discussing additional vegetation management actions (e.g., trimming and removal of vegetation) taken beyond the minimum regulatory requirements and recommendations, for example, enhanced vegetation management. | LOF | Risk reduction not quantified. Initiative does not currently capture data determined to be usable for RSE calculation. | Risk reduction not quantified. Initiative does not currently capture data determined to be usable for RSE calculation. | Risk reduction not quantified. Initiative does not currently capture data determined to be usable for RSE calculation. | Risk reduction not quantified. Initiative does not currently capture data determined to be usable for RSE calculation. | Risk reduction not quantified. Initiative does not currently capture data determined to be usable for RSE calculation.
7.3.5.21 | 7.3.5.21 Vegetation management activities post-fire | Mitigation |  | Vegetation management (VM) activities during post-fire service restoration including, but not limited to: activities or protocols that differentiate post-fire VM from programs described in other WMP initiatives; supporting documentation for the tool and/or standard the utility uses to assesses the risk presented by vegetation post-fire; and how the utility includes fire-specific damage attributes into its assessment tool/standard. | LOF | Risk reduction not quantified. Initiative does not currently capture data determined to be usable for RSE calculation. | Risk reduction not quantified. Initiative does not currently capture data determined to be usable for RSE calculation. | Risk reduction not quantified. Initiative does not currently capture data determined to be usable for RSE calculation. | Risk reduction not quantified. Initiative does not currently capture data determined to be usable for RSE calculation. | Risk reduction not quantified. Initiative does not currently capture data determined to be usable for RSE calculation.

## 1-Program Exposure
Program Exposure | [7 empty] | 55300 | 68.52% | 90%
For each program, specify either the units of exposure (as defined in the Risk Model Input file), or the fraction of the total tranche exposure, to which the program applies | [7 empty] | 171.2 | 31.48% |  |  |  | 1000
If the exposure number applies all tranches, leave the 'Tranche' column blank and include only one line in the table below |  |  |  |  | 0.6738% |  |  | 6928.8
The tranche names in this table must match identically to the tranche names in the Risk Model Input File |  |  | 203564781.34
| Exposure Table |  |  |  | 7181*85%
| Program ID | Type | Program | Risk (for Cross Cutter only) | Tranche | Tranche Exposure | Tranche Exposure Unit | Program Exposure 2020 | Program Exposure 2021 | Program Exposure 2022 | Program Exposure 2023 | Program Exposure 2024 | Program Exposure 2025 | Program Exposure 2026 | Unit for Program Exposure | Work Units 2020 | Work Units 2021 | Work Units 2022 | Work Units 2023 | Work Units 2024 | Work Units 2025 | Work Units 2026 | Unit for work units | Explanation of relationship between different units | Other Note | Flag for modeler | Risk ID
| 7.3.5.2 | Control | 7.3.5.2 Detailed inspections and management practices for vegetation clearances around distribution electrical lines and equipment |  | HFTD - Distribution - All | 25461.6694 | Miles | 813929.4372 | 743319.8957 | 809531.2428 | 807005.0201 |  |  |  | Work unit | 813929.4372 | 743319.8957 | 809531.2428 | 807005.0201 |  |  |  | Number of trees worked on |  | 100% of work exposure done stated by SME |  | WLDFR
| 7.3.5.2 | Control | 7.3.5.2 Detailed inspections and management practices for vegetation clearances around distribution electrical lines and equipment |  | non-HFTD - Distribution | 55300 | Miles | 746125.5628 | 681398.1043 | 742093.7572 | 739777.9799 |  |  |  | Work unit | 746125.5628 | 681398.1043 | 742093.7572 | 739777.9799 |  |  |  | Number of trees worked on |  | 100% of work exposure done stated by SME |  | WLDFR
| 7.3.5.8 | Control | 7.3.5.8 Remote sensing inspections of vegetation around transmission electric lines and equipment |  | non-HFTD - Transmission - All | 13220.51 | Miles | 100% | 100% | 100% | 100% |  |  |  | % of tranche exposure | [9 empty] | 100% of work exposure done stated by SME |  | WLDFR
| 7.3.5.8 | Control | 7.3.5.8 Remote sensing inspections of vegetation around transmission electric lines and equipment |  | HFTD - Transmission - Tier 3 - All | 1380.98 | Miles | 100% | 100% | 100% | 100% |  |  |  | % of tranche exposure | [9 empty] | 100% of work exposure done stated by SME |  | WLDFR
| 7.3.5.8 | Control | 7.3.5.8 Remote sensing inspections of vegetation around transmission electric lines and equipment |  | HFTD - Transmission - Tier 2 - All | 4478.34 | Miles | 100% | 100% | 100% | 100% |  |  |  | % of tranche exposure | [9 empty] | 100% of work exposure done stated by SME |  | WLDFR
| 7.3.5.8 | Control | 7.3.5.8 Remote sensing inspections of vegetation around transmission electric lines and equipment |  | HFTD - Transmission - Zone 1 - All | 6.17 | Miles | 100% | 100% | 100% | 100% |  |  |  | % of tranche exposure | [9 empty] | 100% of work exposure done stated by SME |  | WLDFR
| 7.3.5.9 | Control | 7.3.5.9 Other discretionary inspections of vegetation around distribution electric lines and equipment |  | HFTD - Distribution - Tier 3 - All | 7124.7516 | Miles | 100% | 100% | 100% | 100% |  |  |  | % of tranche exposure | [9 empty] | 100% HFTD is targeted |  | WLDFR
| 7.3.5.9 | Control | 7.3.5.9 Other discretionary inspections of vegetation around distribution electric lines and equipment |  | HFTD - Distribution - Tier 2 - All | 18326.3019 | Miles | 100% | 100% | 100% | 100% |  |  |  | % of tranche exposure | [9 empty] | 100% HFTD is targeted |  | WLDFR
| 7.3.5.9 | Control | 7.3.5.9 Other discretionary inspections of vegetation around distribution electric lines and equipment |  | HFTD - Distribution - Zone 1 - All | 10.6159 | Miles | 100% | 100% | 100% | 100% |  |  |  | % of tranche exposure | [9 empty] | 100% HFTD is targeted |  | WLDFR
| 7.3.5.15 | Mitigation | 7.3.5.15 Identification and remediation of “at-risk species” |  | HFTD - Distribution - All | 25461.6694 | Miles | 1878 | 1983 | 1890 | 1800 |  |  |  | Exposure unit | [9 empty] | Units = EVM Line miles Found in [Financials] |  | WLDFR

## 2-Program Cost
Program Spend from Control File
Program ID | Type | Program | MAT (optional) | CapEx USD 2020 | CapEx USD 2021 | CapEx USD 2022 | CapEx USD 2023 | CapEx USD 2024 | CapEx USD 2025 | CapEx USD 2026 | OpEx USD 2020 | OpEx USD 2021 | OpEx USD 2022 | OpEx USD 2023 | OpEx USD 2024 | OpEx USD 2025 | OpEx USD 2026 | Asset Type | Generic Capital PVRR Multiplier | Custom Capital PVRR Multiplier | Generic Lifetime Incremental O&M PVRR Multiplier | Custom Lifetime Incremental O&M PVRR Multiplier (optional; specify if 0) | Lifetime Incremental O&M PVRR Multiplier | PVRR Multiplier | In Exposure tab? | In Allocation table | In Eff Table
7.3.5.2 | Control | 7.3.5.2 Detailed inspections and management practices for vegetation clearances around distribution electrical lines and equipment | [8 empty] | 707138699.4 | 651187505.1 | 556789980.1572 | 804238975.2564 |  |  |  | Electric distribution (<69kV) - Overhead | [5 empty] | 0 | TRUE | TRUE | TRUE
7.3.5.8 | Control | 7.3.5.8 Remote sensing inspections of vegetation around transmission electric lines and equipment | [8 empty] | 9927717.37 | 10120589.43 | 13000000 | 13390000 | [9 empty] | 0 | TRUE | TRUE | TRUE
7.3.5.9 | Control | 7.3.5.9 Other discretionary inspections of vegetation around distribution electric lines and equipment | [8 empty] | 82622525.5 | 79361901.6 | 123944230.7918 | 63868853.5597 | [9 empty] | 0 | TRUE | TRUE | TRUE
7.3.5.15 | Mitigation | 7.3.5.15 Identification and remediation of “at-risk species” | [8 empty] | 451390239.3 | 770434505 | 916616000 | 118022400 |  |  |  | Electric distribution (<69kV) - Overhead | [5 empty] | 0 | TRUE | TRUE | TRUE
Program Spend Allocation to Tranches
Program ID | Type | Program | MAT (optional) | Allocation method | Tranche | Spend USD 2020 | Spend USD 2021 | Spend USD 2022 | Spend USD 2023 | Spend USD 2024 | Spend USD 2025 | Spend USD 2026
7.3.5.2 | Control | 7.3.5.2 Detailed inspections and management practices for vegetation clearances around distribution electrical lines and equipment |  | prorate by Program Exposure
7.3.5.8 | Control | 7.3.5.8 Remote sensing inspections of vegetation around transmission electric lines and equipment |  | prorate by Program Exposure
7.3.5.9 | Control | 7.3.5.9 Other discretionary inspections of vegetation around distribution electric lines and equipment |  | prorate by Program Exposure
7.3.5.15 | Mitigation | 7.3.5.15 Identification and remediation of “at-risk species” |  | prorate by Program Exposure
Update Cost Data

## 3-Eff - Freq Programs
Effectiveness for Programs that Modify Frequency | [21 empty] | Qualitative Program Effectiveness Cap for different types of programs affecting event frequency
Dimensions over which effectiveness differs
Please see Instructions for detailed guidance on each column. See 'Control Effectiveness Guidance' documentation for more details on qualitative methodology.
Effectiveness by Model Element | [22 empty] | Risk Driver is Primarily Due to… |  |  |  | Effectiveness Mapping Table
ID | Type | Program | Risk (for Cross Cutter only) | Tranche | Driver | Subdriver | Outcome | Does this use qualitative measure? | Effectiveness - Quantitative | Category | Risk driver primarily due to… | Explanation of Program Category and Risk Driver type | Effectiveness Cap (Ec) | Maturity Factor (Mf) | Effectiveness (Ec * Mf) | Benefit Length (yrs) | Effectiveness Degradation Rate | Effectiveness Degradation Method | Explanation of Benefit Length | Same benefit set across program? | Risk ID | Program Category | Human Error | Functional Failure | Malicious Action | Natural/Outside Force | Program | Tranche | Driver | Subdriver | Outcome
7.3.5.2 | Control | 7.3.5.2 Detailed inspections and management practices for vegetation clearances around distribution electrical lines and equipment |  |  | Vegetation Contact |  |  | FALSE | 1.251% | [5 empty] | 1.251% | 1 |  |  | Inspection program, no lingering benefit if program were to cease | TRUE | WLDFR | Elimination | 90% | 90% | 90% | 90%
7.3.5.8 | Control | 7.3.5.8 Remote sensing inspections of vegetation around transmission electric lines and equipment |  |  | Vegetation Contact |  |  | FALSE | 99.54% | [5 empty] | 99.54% | 1 |  |  | Inspection program, no lingering benefit if program were to cease | TRUE | WLDFR | Engineered barrier | 90% | 75% | 50% | 50%
7.3.5.9 | Control | 7.3.5.9 Other discretionary inspections of vegetation around distribution electric lines and equipment |  |  | Vegetation Contact | Fell into (Moderate-Severe defect) |  | FALSE | 99.59% | [5 empty] | 99.59% | 1 |  |  | Inspection program, no lingering benefit if program were to cease | TRUE | WLDFR | Substitution | 75% | 50% | 50% | 0%
7.3.5.9 | Control | 7.3.5.9 Other discretionary inspections of vegetation around distribution electric lines and equipment |  |  | Vegetation Contact | Fell into (slight defect) |  | FALSE | 99.48% | [5 empty] | 99.48% | 1 |  |  | Inspection program, no lingering benefit if program were to cease | TRUE | WLDFR | Administrative barrier | 30% | 0% | 0% | 0%
7.3.5.15 | Mitigation | 7.3.5.15 Identification and remediation of “at-risk species” |  |  | Vegetation Contact | Branch (Not overhanging, 4-12ft) |  | FALSE | 50% | [5 empty] | 50% | 30 |  |  | Once the EVM program establishes the radial clearances and branch overhangs, which applies to all branch related sub drivers, the annual vegetation control program maintains the clearances by trimming the growth. | FALSE | WLDFR | Distance gap | 20% | 0% | 0% | 15%
7.3.5.15 | Mitigation | 7.3.5.15 Identification and remediation of “at-risk species” |  |  | Vegetation Contact | Branch (Not overhanging, within 4ft) |  | FALSE | 90% | [5 empty] | 90% | 30 |  |  | Once the EVM program establishes the radial clearances and branch overhangs, which applies to all branch related sub drivers, the annual vegetation control program maintains the clearances by trimming the growth. | FALSE | WLDFR | Detect/Notify/Respond | 10% | 10% | 25% | 10%
7.3.5.15 | Mitigation | 7.3.5.15 Identification and remediation of “at-risk species” |  |  | Vegetation Contact | Branch (OverHanging) |  | FALSE | 90% | [5 empty] | 90% | 30 |  |  | Once the EVM program establishes the radial clearances and branch overhangs, which applies to all branch related sub drivers, the annual vegetation control program maintains the clearances by trimming the growth. | FALSE | WLDFR | Minor or preventative main. | 0% | 25% | 5% | 5%
7.3.5.15 | Mitigation | 7.3.5.15 Identification and remediation of “at-risk species” |  |  | Vegetation Contact | Fell into (Moderate-Severe defect) |  | FALSE | 95% | [5 empty] | 95% | 1 |  |  | Once the EVM program establishes the radial clearances and branch overhangs, which applies to all branch related sub drivers, the annual vegetation control program maintains the clearances by trimming the growth. | FALSE | WLDFR
7.3.5.15 | Mitigation | 7.3.5.15 Identification and remediation of “at-risk species” |  |  | Vegetation Contact | Fell into (slight defect) |  | FALSE | 50% | [5 empty] | 50% | 1 |  |  | Once the EVM program establishes the radial clearances and branch overhangs, which applies to all branch related sub drivers, the annual vegetation control program maintains the clearances by trimming the growth. | FALSE | WLDFR
7.3.5.15 | Mitigation | 7.3.5.15 Identification and remediation of “at-risk species” |  |  | Vegetation Contact | Grow Into |  | FALSE | 50% | [5 empty] | 50% | 1 |  |  | Once the EVM program establishes the radial clearances and branch overhangs, which applies to all branch related sub drivers, the annual vegetation control program maintains the clearances by trimming the growth. | FALSE | WLDFR
7.3.5.15 | Mitigation | 7.3.5.15 Identification and remediation of “at-risk species” |  |  | CC - Seismic Scenario | Seismic Scenario |  | FALSE | 8.206% | [5 empty] | 8.206% | 1 |  |  | Once the EVM program establishes the radial clearances and branch overhangs, which applies to all branch related sub drivers, the annual vegetation control program maintains the clearances by trimming the growth. | FALSE | WLDFR

## 4-Eff - Conseq Programs
Effectiveness Mapping - Programs that Modify Consequence | [20 empty] | Qualitative Program Effectiveness Cap for different types of programs affecting event frequency
Dimensions over which effectiveness differs
Please see Instructions for detailed guidance on each column. See 'Control Effectiveness Guidance' documentation for more details on qualitative methodology.
Effectiveness by Model Element | [21 empty] | Consequence development happens… |  | Effectiveness Mapping Table
ID | Type | Program | Risk (for Cross Cutter only) | Tranche | Outcome | Attribute | Does this use qualitative measure? | Effectiveness - Quantitative | Category | Consequence develops… | Explanation of Program Category and Consequence type | Effectiveness Cap (Ec) | Maturity Factor (Mf) | Effectiveness (Ec * Mf) | Benefit Length (yrs) | Effectiveness Degradation Rate | Effectiveness Degradation Method | Explanation of Benefit Length, Degradation Rate | Same benefit set across program? | Risk ID | Control Program Category | Rapidly | Gradually | Program | Tranche | Attribute | Outcome
No match in Program Cost tab | No match in Summary of Programs tab | Safety Infrastructure Protection Teams (B) |  |  | Non-Red Flag Warning - Catastrophic Fires | Financial | FALSE | #REF! | [5 empty] | 0% | 1 |  |  | SIPT crews treat poles before a wildfire to prevent them from being damaged during the wildfire. The benefit length is when the wildfire occurs. | TRUE | WLDFR | Replacement | 90% | 100%
[21 empty] | Engineered barrier | 50% | 75%
[21 empty] | Automated response | 25% | 50%
[21 empty] | Manual response | 10% | 25%

## RSE Lite
Risk Data File Folder | P:\EAS\WMP 2022\Test Run | [8 empty] | For PSPS
Risk Data File Name | EO_WLDFR_20220209_SplitByTier_192656_194748_Baseline_rselite_(add 2020).xlsx | [8 empty] | EO_WPSPS_20211011_20211015091238_Baseline_rselite_(add_2020).xlsx
Risk Data File Path | P:\EAS\WMP 2022\Test Run\EO_WLDFR_20220209_SplitByTier_192656_194748_Baseline_rselite_(add 2020).xlsx
RSE Lite exe path | P:\EAS\WMP 2022\Test Run\RSE_lite.exe
NPV Year | 2021
discount rate | 7%
Aggregation years | 2022 | 2022 | 2022-2022
Summary Results
Program Select a Program to Run RSE Lite | 2020 Program Risk Reduction NPV | 2021 Program Risk Reduction NPV | 2022 Program Risk Reduction NPV | 2023 Program Risk Reduction NPV | 2024 Program Risk Reduction NPV | 2025 Program Risk Reduction NPV | 2026 Program Risk Reduction NPV | 2020-2022 Program Risk Reduction NPV | 2020 Program RSE | 2021 Program RSE | 2022 Program RSE | 2023 Program RSE | 2024 Program RSE | 2025 Program RSE | 2026 Program RSE | 2020-2022 Program RSE | 2020-2022 Capital Cost NPV with PVRR ($M) | 2020-2022 Expense Cost NPV ($M) | 2020-2022 Total Cost NPV ($M) | 2020-2022 Program Freq Reduction NPV
7.3.5.8 Remote sensing inspections of vegetation around transmission electric lines and equipment | 28143.4458 | 28143.4458 | 26302.2858 | 25482.3346 |  |  |  | 82589.1775 | 2834.8355 | 2780.8109 | 2164.8804 | 2178.8443 |  |  |  | 2565.0534 | 0 | 32.1978 | 32.1978 | 359.481
Run Complete for 7.3.5.8 Remote sensing inspections of vegetation around transmission electric lines and equipment. | [34 empty] | Program Risk Reduction | [43 empty] | Risk Reduction per Unit Program Exposure | [40 empty] | LoRE Reduction per unit of work each year, by Tranche, Outcome, Driver, Subdriver and Year. | [28 empty] | CoRE Reduction per unit of work each year, by Tranche, Outcome, Driver and Attribute.
Summary Results by Tranche | [78 empty] | Freq Risk Reduction = LoRE Reduction x CoRE, Conseq Risk Reduction = LoRE x CoRE Reduction, Risk Reduction = Freq Risk Reduction + Conseq Risk Reduction +- LoRE Reduction x CoRE Reduction | [40 empty] | Purely based on effectiveness, regardless of program exposure. | [28 empty] | Purely based on effectiveness, regardless of program exposure.
Program | index | 2020 Program Risk Reduction NPV | 2021 Program Risk Reduction NPV | 2022 Program Risk Reduction NPV | 2023 Program Risk Reduction NPV | 2022-2022 Program Freq Reduction NPV | 2022-2022 Program Freq Risk Reduction NPV | 2022-2022 Program Conseq Risk Reduction NPV | 2022-2022 Program Risk Reduction NPV | 2020 Program RSE | 2021 Program RSE | 2022 Program RSE | 2023 Program RSE | 2022-2022 Program RSE | CapEx USD 2020 | CapEx USD 2021 | CapEx USD 2022 | CapEx USD 2023 | PVRR Multiplier | 2022-2022 Capital Cost NPV with PVRR | OpEx USD 2020 | OpEx USD 2021 | OpEx USD 2022 | OpEx USD 2023 | 2022-2022 Expense Cost NPV | Column27 | Column28 | Column29 | Column30 | Column31 | Column32 | Column33 | Column34 | Column35 | Program | Risk ID | Tranche | Year | Discount Factor | 2020 Program Freq Reduction | 2020 Program Freq Risk Reduction | 2020 Program Conseq Risk Reduction | 2020 Program Risk Reduction | 2021 Program Freq Reduction | 2021 Program Freq Risk Reduction | 2021 Program Conseq Risk Reduction | 2021 Program Risk Reduction | 2022 Program Freq Reduction | 2022 Program Freq Risk Reduction | 2022 Program Conseq Risk Reduction | 2022 Program Risk Reduction | 2023 Program Freq Reduction | 2023 Program Freq Risk Reduction | 2023 Program Conseq Risk Reduction | 2023 Program Risk Reduction | 2020 Program Risk Reduction NPV | 2021 Program Risk Reduction NPV | 2022 Program Risk Reduction NPV | 2023 Program Risk Reduction NPV | 2022-2022 Program Freq Reduction | 2022-2022 Program Freq Reduction NPV | 2022-2022 Program Freq Risk Reduction | 2022-2022 Program Freq Risk Reduction NPV | 2022-2022 Program Conseq Risk Reduction | 2022-2022 Program Conseq Risk Reduction NPV | 2022-2022 Program Risk Reduction | 2022-2022 Program Risk Reduction NPV | Column34 | Column35 | Column36 | Column37 | Column38 | Column39 | Column40 | Column41 | Column42 | Column43 | Column44 | Risk ID | Tranche | Outcome | Year | LoRE Reduction per Unit Tranche Exposure 2020 | LoRE Reduction per Unit Tranche Exposure 2021 | LoRE Reduction per Unit Tranche Exposure 2022 | LoRE Reduction per Unit Tranche Exposure 2023 | CoRE | Electric Reliability CoRE | Financial CoRE | Safety CoRE | CoRE Reduction per Unit Tranche Exposure 2020 | CoRE Reduction per Unit Tranche Exposure 2021 | CoRE Reduction per Unit Tranche Exposure 2022 | CoRE Reduction per Unit Tranche Exposure 2023 | LoRE | Freq Risk Reduction per Unit Tranche Exposure 2020 | Conseq Risk Reduction per Unit Tranche Exposure 2020 | Risk Reduction per Unit Tranche Exposure 2020 | Freq Risk Reduction per Unit Tranche Exposure 2021 | Conseq Risk Reduction per Unit Tranche Exposure 2021 | Risk Reduction per Unit Tranche Exposure 2021 | Freq Risk Reduction per Unit Tranche Exposure 2022 | Conseq Risk Reduction per Unit Tranche Exposure 2022 | Risk Reduction per Unit Tranche Exposure 2022 | Freq Risk Reduction per Unit Tranche Exposure 2023 | Conseq Risk Reduction per Unit Tranche Exposure 2023 | Risk Reduction per Unit Tranche Exposure 2023 | Column30 | Column31 | Column32 | Column33 | Column34 | Column35 | Column36 | Column37 | Column38 | Column39 | Column40 | Column41 | Index | Risk ID | Tranche | Outcome | Driver | Subdriver | Year | LoRE | Tranche Exposure | Freq | Yr | Type | Adjusted Effectiveness | Effectiveness Life | Effectiveness Degradation Rate | Effectiveness Degradation Method | 2020 Tranche Average Effectiveness | LoRE Reduction per Unit Tranche Exposure 2020 | 2021 Tranche Average Effectiveness | LoRE Reduction per Unit Tranche Exposure 2021 | 2022 Tranche Average Effectiveness | LoRE Reduction per Unit Tranche Exposure 2022 | 2023 Tranche Average Effectiveness | LoRE Reduction per Unit Tranche Exposure 2023 | Column25 | Column26 | Column27 | Column28 | Column29 | Index | Risk ID | Tranche | Outcome | Year | Attribute | CoRE | Tranche Exposure | Yr | Type | Adjusted Effectiveness | Effectiveness Life | Effectiveness Degradation Rate | Effectiveness Degradation Method | 2020 Tranche Average Effectiveness | CoRE Reduction per Unit Tranche Exposure 2020 | 2021 Tranche Average Effectiveness | CoRE Reduction per Unit Tranche Exposure 2021 | 2022 Tranche Average Effectiveness | CoRE Reduction per Unit Tranche Exposure 2022 | 2023 Tranche Average Effectiveness | CoRE Reduction per Unit Tranche Exposure 2023 | Column23 | Column24 | Column25 | Column26 | Column27 | Column28
7.3.5.2 Detailed inspections and management practices for vegetation clearances around distribution electrical lines and equipment | HFTD - Distribution - Tier 2 - 1QU CoRE ¦ 1QU LoRE | 59422.4859 | 54267.5004 | 55379.8685 | 53486.0521 | 60.8066 | 55379.8685 | 0 | 55379.8685 | 22257.33 | 22072.9618 | 31738.3158 | 22707.1471 | 31738.3158 | 0 | 0 | 0 | 0 | 0 | 0 | 2669793.9963 | 2458550.9081 | 1867032.2512 | 2696780.0391 | 1744889.9544 | [9 empty] | 7.3.5.2 Detailed inspections and management practices for vegetation clearances around distribution electrical lines and equipment | WLDFR | HFTD - Distribution - Tier 2 - 1QU CoRE ¦ 1QU LoRE | 2020 | 1 | 73.6547 | 59422.4859 | 0 | 59422.4859 | 0 | 0 | 0 | 0 | 0 | 0 | 0 | 0 | 0 | 0 | 0 | 0 | 59422.4859 | 0 | 0 | 0 | 0 | 0 | 0 | 0 | 0 | 0 | 0 | 0 | [11 empty] | WLDFR | HFTD - Transmission - Tier 2 - 115 kV or Lower | Red Flag Warning - Catastrophic Fires | 2020 | 0.00018146 | 0 | 0 | 0 | 14146.1306 | 222.2294 | 8585.7228 | 5338.1784 | 0 | 0 | 0 | 0 | 8.3846e-06 | 2.567 | 0 | 2.567 | 0 | 0 | 0 | 0 | 0 | 0 | 0 | 0 | 0 | [12 empty] | 7.3.5.8 Remote sensing inspections of vegetation around transmission electric lines and equipmentWLDFRVegetation ContactAggregated | WLDFR | HFTD - Transmission - Tier 2 - 115 kV or Lower | Red Flag Warning - Catastrophic Fires | Vegetation Contact | Aggregated | 2022 | 8.3517e-07 | 1299.3 | 0.0010851 | 2022 | Control | 0.99542 | 1 | 0 | esc | 0 | 0 | 0 | 0 | 217.2767 | 0.00018146 | 0 | 0
7.3.5.2 Detailed inspections and management practices for vegetation clearances around distribution electrical lines and equipment | HFTD - Distribution - Tier 2 - 1QU CoRE ¦ 2QU LoRE | 120382.2199 | 109938.8904 | 98047.3654 | 94694.4974 | 131.3653 | 98047.3654 | 0 | 98047.3654 | 24282.1117 | 24080.9713 | 26009.8537 | 18608.7326 | 26009.8537 | 0 | 0 | 0 | 0 | 0 | 0 | 4957650.3734 | 4565384.3872 | 4033497.5502 | 5826067.3721 | 3769623.8787 | [9 empty] | 7.3.5.2 Detailed inspections and management practices for vegetation clearances around distribution electrical lines and equipment | WLDFR | HFTD - Distribution - Tier 2 - 1QU CoRE ¦ 1QU LoRE | 2021 | 1 | 0 | 0 | 0 | 0 | 67.265 | 54267.5004 | 0 | 54267.5004 | 0 | 0 | 0 | 0 | 0 | 0 | 0 | 0 | 0 | 54267.5004 | 0 | 0 | 0 | 0 | 0 | 0 | 0 | 0 | 0 | 0 | [11 empty] | WLDFR | HFTD - Transmission - Tier 2 - 115 kV or Lower | Red Flag Warning - Catastrophic Fires | 2021 | 0 | 0.00018146 | 0 | 0 | 14146.1306 | 222.2294 | 8585.7228 | 5338.1784 | 0 | 0 | 0 | 0 | 8.3846e-06 | 0 | 0 | 0 | 2.567 | 0 | 2.567 | 0 | 0 | 0 | 0 | 0 | 0 | [12 empty] | 7.3.5.8 Remote sensing inspections of vegetation around transmission electric lines and equipmentWLDFRVegetation ContactAggregated | WLDFR | HFTD - Transmission - Tier 2 - 115 kV or Lower | Red Flag Warning - Catastrophic Fires | Vegetation Contact | Aggregated | 2023 | 8.3517e-07 | 1299.3 | 0.0010851 | 2023 | Control | 0.99542 | 1 | 0 | esc | 0 | 0 | 0 | 0 | 0 | 0 | 217.2767 | 0.00018146
7.3.5.2 Detailed inspections and management practices for vegetation clearances around distribution electrical lines and equipment | HFTD - Distribution - Tier 2 - 1QU CoRE ¦ 3QU LoRE | 323988.1497 | 295881.7149 | 291522.8788 | 281554.012 | 376.7627 | 291522.8788 | 0 | 291522.8788 | 21380.452 | 21203.3475 | 26964.1829 | 19291.5185 | 26964.1829 | 0 | 0 | 0 | 0 | 0 | 0 | 15153475.2198 | 13954481.2501 | 11568289.7318 | 16709477.2014 | 10811485.7307 | [9 empty] | 7.3.5.2 Detailed inspections and management practices for vegetation clearances around distribution electrical lines and equipment | WLDFR | HFTD - Distribution - Tier 2 - 1QU CoRE ¦ 1QU LoRE | 2022 | 0.93458 | 0 | 0 | 0 | 0 | 0 | 0 | 0 | 0 | 65.063 | 59256.4592 | 0 | 59256.4592 | 0 | 0 | 0 | 0 | 0 | 0 | 55379.8685 | 0 | 65.063 | 60.8066 | 59256.4592 | 55379.8685 | 0 | 0 | 59256.4592 | 55379.8685 | [11 empty] | WLDFR | HFTD - Transmission - Tier 2 - 115 kV or Lower | Red Flag Warning - Catastrophic Fires | 2022 | 0 | 0 | 0.00018146 | 0 | 14146.1306 | 222.2294 | 8585.7228 | 5338.1784 | 0 | 0 | 0 | 0 | 8.3846e-06 | 0 | 0 | 0 | 0 | 0 | 0 | 2.567 | 0 | 2.567 | 0 | 0 | 0 | [12 empty] | 7.3.5.8 Remote sensing inspections of vegetation around transmission electric lines and equipmentWLDFRVegetation ContactAggregated | WLDFR | HFTD - Transmission - Tier 2 - 115 kV or Lower | Red Flag Warning - Destructive Fires | Vegetation Contact | Aggregated | 2022 | 1.1931e-07 | 1299.3 | 0.00015502 | 2022 | Control | 0.99542 | 1 | 0 | esc | 0 | 0 | 0 | 0 | 217.2767 | 2.5923e-05 | 0 | 0
7.3.5.2 Detailed inspections and management practices for vegetation clearances around distribution electrical lines and equipment | HFTD - Distribution - Tier 2 - 1QU CoRE ¦ 4QU LoRE | 508068.7116 | 463993.025 | 469098.1509 | 453056.948 | 551.0512 | 469098.1509 | 0 | 469098.1509 | 24389.035 | 24187.009 | 29665.681 | 21224.3046 | 29665.681 | 0 | 0 | 0 | 0 | 0 | 0 | 20831849.671 | 19183563.5999 | 16919720.1824 | 24439194.1415 | 15812822.6004 | [9 empty] | 7.3.5.2 Detailed inspections and management practices for vegetation clearances around distribution electrical lines and equipment | WLDFR | HFTD - Distribution - Tier 2 - 1QU CoRE ¦ 1QU LoRE | 2023 | 0.87344 | 0 | 0 | 0 | 0 | 0 | 0 | 0 | 0 | 0 | 0 | 0 | 0 | 64.86 | 61236.1811 | 0 | 61236.1811 | 0 | 0 | 0 | 53486.0521 | 0 | 0 | 0 | 0 | 0 | 0 | 0 | 0 | [11 empty] | WLDFR | HFTD - Transmission - Tier 2 - 115 kV or Lower | Red Flag Warning - Catastrophic Fires | 2023 | 0 | 0 | 0 | 0.00018146 | 14664.6376 | 233.2301 | 8896.516 | 5534.8915 | 0 | 0 | 0 | 0 | 8.3846e-06 | 0 | 0 | 0 | 0 | 0 | 0 | 0 | 0 | 0 | 2.6611 | 0 | 2.6611 | [12 empty] | 7.3.5.8 Remote sensing inspections of vegetation around transmission electric lines and equipmentWLDFRVegetation ContactAggregated | WLDFR | HFTD - Transmission - Tier 2 - 115 kV or Lower | Red Flag Warning - Destructive Fires | Vegetation Contact | Aggregated | 2023 | 1.1931e-07 | 1299.3 | 0.00015502 | 2023 | Control | 0.99542 | 1 | 0 | esc | 0 | 0 | 0 | 0 | 0 | 0 | 217.2767 | 2.5923e-05
7.3.5.2 Detailed inspections and management practices for vegetation clearances around distribution electrical lines and equipment | HFTD - Distribution - Tier 2 - 1QU CoRE ¦ 5QU LoRE | 633997.3259 | 578997.1521 | 591030.8203 | 570819.9858 | 595.1106 | 591030.8203 | 0 | 591030.8203 | 27086.3616 | 26861.9923 | 34609.4739 | 24761.3382 | 34609.4739 | 0 | 0 | 0 | 0 | 0 | 0 | 23406514.9128 | 21554512.6608 | 18272539.4633 | 26393234.32 | 17077139.6854 | [9 empty] | 7.3.5.2 Detailed inspections and management practices for vegetation clearances around distribution electrical lines and equipment | WLDFR | HFTD - Distribution - Tier 2 - 1QU CoRE ¦ 2QU LoRE | 2020 | 1 | 136.7724 | 120382.2199 | 0 | 120382.2199 | 0 | 0 | 0 | 0 | 0 | 0 | 0 | 0 | 0 | 0 | 0 | 0 | 120382.2199 | 0 | 0 | 0 | 0 | 0 | 0 | 0 | 0 | 0 | 0 | 0 | [11 empty] | WLDFR | HFTD - Transmission - Tier 2 - 115 kV or Lower | Red Flag Warning - Destructive Fires | 2020 | 2.5923e-05 | 0 | 0 | 0 | 8807.9522 | 222.2294 | 8585.7228 | 0 | 0 | 0 | 0 | 0 | 1.1978e-06 | 0.22833 | 0 | 0.22833 | 0 | 0 | 0 | 0 | 0 | 0 | 0 | 0 | 0 | [12 empty] | 7.3.5.8 Remote sensing inspections of vegetation around transmission electric lines and equipmentWLDFRVegetation ContactAggregated | WLDFR | HFTD - Transmission - Tier 2 - 115 kV or Lower | Red Flag Warning - Large Fires | Vegetation Contact | Aggregated | 2022 | 7.1586e-07 | 1299.3 | 0.00093011 | 2022 | Control | 0.99542 | 1 | 0 | esc | 0 | 0 | 0 | 0 | 217.2767 | 0.00015554 | 0 | 0
7.3.5.2 Detailed inspections and management practices for vegetation clearances around distribution electrical lines and equipment | HFTD - Distribution - Tier 2 - 2QU CoRE ¦ 1QU LoRE | 23253.1902 | 21235.9427 | 23080.8586 | 22291.5488 | 72.0006 | 23080.8586 | 0 | 23080.8586 | 8929.7864 | 8855.8167 | 11171.1566 | 7992.3869 | 11171.1566 | 0 | 0 | 0 | 0 | 0 | 0 | 2604002.96 | 2397965.4801 | 2210739.6347 | 3193238.1 | 2066111.8081 | [9 empty] | 7.3.5.2 Detailed inspections and management practices for vegetation clearances around distribution electrical lines and equipment | WLDFR | HFTD - Distribution - Tier 2 - 1QU CoRE ¦ 2QU LoRE | 2021 | 1 | 0 | 0 | 0 | 0 | 124.9072 | 109938.8904 | 0 | 109938.8904 | 0 | 0 | 0 | 0 | 0 | 0 | 0 | 0 | 0 | 109938.8904 | 0 | 0 | 0 | 0 | 0 | 0 | 0 | 0 | 0 | 0 | [11 empty] | WLDFR | HFTD - Transmission - Tier 2 - 115 kV or Lower | Red Flag Warning - Destructive Fires | 2021 | 0 | 2.5923e-05 | 0 | 0 | 8807.9522 | 222.2294 | 8585.7228 | 0 | 0 | 0 | 0 | 0 | 1.1978e-06 | 0 | 0 | 0 | 0.22833 | 0 | 0.22833 | 0 | 0 | 0 | 0 | 0 | 0 | [12 empty] | 7.3.5.8 Remote sensing inspections of vegetation around transmission electric lines and equipmentWLDFRVegetation ContactAggregated | WLDFR | HFTD - Transmission - Tier 2 - 115 kV or Lower | Red Flag Warning - Large Fires | Vegetation Contact | Aggregated | 2023 | 7.1586e-07 | 1299.3 | 0.00093011 | 2023 | Control | 0.99542 | 1 | 0 | esc | 0 | 0 | 0 | 0 | 0 | 0 | 217.2767 | 0.00015554
7.3.5.2 Detailed inspections and management practices for vegetation clearances around distribution electrical lines and equipment | HFTD - Distribution - Tier 2 - 2QU CoRE ¦ 2QU LoRE | 57120.5043 | 52165.2189 | 54736.2866 | 52864.4861 | 201.8055 | 54736.2866 | 0 | 54736.2866 | 7736.187 | 7672.1045 | 9452.0239 | 6762.4423 | 9452.0239 | 0 | 0 | 0 | 0 | 0 | 0 | 7383547.4956 | 6799336.3629 | 6196326.5295 | 8950102.3295 | 5790959.3734 | [9 empty] | 7.3.5.2 Detailed inspections and management practices for vegetation clearances around distribution electrical lines and equipment | WLDFR | HFTD - Distribution - Tier 2 - 1QU CoRE ¦ 2QU LoRE | 2022 | 0.93458 | 0 | 0 | 0 | 0 | 0 | 0 | 0 | 0 | 140.5608 | 104910.681 | 0 | 104910.681 | 0 | 0 | 0 | 0 | 0 | 0 | 98047.3654 | 0 | 140.5608 | 131.3653 | 104910.681 | 98047.3654 | 0 | 0 | 104910.681 | 98047.3654 | [11 empty] | WLDFR | HFTD - Transmission - Tier 2 - 115 kV or Lower | Red Flag Warning - Destructive Fires | 2022 | 0 | 0 | 2.5923e-05 | 0 | 8807.9522 | 222.2294 | 8585.7228 | 0 | 0 | 0 | 0 | 0 | 1.1978e-06 | 0 | 0 | 0 | 0 | 0 | 0 | 0.22833 | 0 | 0.22833 | 0 | 0 | 0 | [12 empty] | 7.3.5.8 Remote sensing inspections of vegetation around transmission electric lines and equipmentWLDFRVegetation ContactAggregated | WLDFR | HFTD - Transmission - Tier 2 - 115 kV or Lower | Red Flag Warning - Small Fires | Vegetation Contact | Aggregated | 2022 | 9.8364e-06 | 1299.3 | 0.01278 | 2022 | Control | 0.99542 | 1 | 0 | esc | 0 | 0 | 0 | 0 | 217.2767 | 0.0021372 | 0 | 0
7.3.5.2 Detailed inspections and management practices for vegetation clearances around distribution electrical lines and equipment | HFTD - Distribution - Tier 2 - 2QU CoRE ¦ 3QU LoRE | 111656.0681 | 101969.7447 | 105882.415 | 102261.6392 | 351.7271 | 105882.415 | 0 | 105882.415 | 8104.309 | 8037.1771 | 10490.6043 | 7505.4976 | 10490.6043 | 0 | 0 | 0 | 0 | 0 | 0 | 13777370.6241 | 12687258.6823 | 10799586.075 | 15599145.724 | 10093071.0981 | [9 empty] | 7.3.5.2 Detailed inspections and management practices for vegetation clearances around distribution electrical lines and equipment | WLDFR | HFTD - Distribution - Tier 2 - 1QU CoRE ¦ 2QU LoRE | 2023 | 0.87344 | 0 | 0 | 0 | 0 | 0 | 0 | 0 | 0 | 0 | 0 | 0 | 0 | 140.1222 | 108415.7301 | 0 | 108415.7301 | 0 | 0 | 0 | 94694.4974 | 0 | 0 | 0 | 0 | 0 | 0 | 0 | 0 | [11 empty] | WLDFR | HFTD - Transmission - Tier 2 - 115 kV or Lower | Red Flag Warning - Destructive Fires | 2023 | 0 | 0 | 0 | 2.5923e-05 | 9129.7461 | 233.2301 | 8896.516 | 0 | 0 | 0 | 0 | 0 | 1.1978e-06 | 0 | 0 | 0 | 0 | 0 | 0 | 0 | 0 | 0 | 0.23667 | 0 | 0.23667 | [12 empty] | 7.3.5.8 Remote sensing inspections of vegetation around transmission electric lines and equipmentWLDFRVegetation ContactAggregated | WLDFR | HFTD - Transmission - Tier 2 - 115 kV or Lower | Red Flag Warning - Small Fires | Vegetation Contact | Aggregated | 2023 | 9.8364e-06 | 1299.3 | 0.01278 | 2023 | Control | 0.99542 | 1 | 0 | esc | 0 | 0 | 0 | 0 | 0 | 0 | 217.2767 | 0.0021372
7.3.5.2 Detailed inspections and management practices for vegetation clearances around distribution electrical lines and equipment | HFTD - Distribution - Tier 2 - 2QU CoRE ¦ 4QU LoRE | 133756.0521 | 122152.5235 | 113846.6545 | 109953.5266 | 400.9263 | 113846.6545 | 0 | 113846.6545 | 8135.8406 | 8068.4475 | 9895.5124 | 7079.739 | 9895.5124 | 0 | 0 | 0 | 0 | 0 | 0 | 16440348.2509 | 15139532.555 | 12310218.5701 | 17781134.5764 | 11504877.1683 | [9 empty] | 7.3.5.2 Detailed inspections and management practices for vegetation clearances around distribution electrical lines and equipment | WLDFR | HFTD - Distribution - Tier 2 - 1QU CoRE ¦ 3QU LoRE | 2020 | 1 | 418.0563 | 323988.1497 | 0 | 323988.1497 | 0 | 0 | 0 | 0 | 0 | 0 | 0 | 0 | 0 | 0 | 0 | 0 | 323988.1497 | 0 | 0 | 0 | 0 | 0 | 0 | 0 | 0 | 0 | 0 | 0 | [11 empty] | WLDFR | HFTD - Transmission - Tier 2 - 115 kV or Lower | Red Flag Warning - Large Fires | 2020 | 0.00015554 | 0 | 0 | 0 | 5.2406 | 0.69642 | 2.942 | 1.6022 | 0 | 0 | 0 | 0 | 7.1868e-06 | 0.00081511 | 0 | 0.00081511 | 0 | 0 | 0 | 0 | 0 | 0 | 0 | 0 | 0 | [12 empty] | 7.3.5.8 Remote sensing inspections of vegetation around transmission electric lines and equipmentWLDFRVegetation ContactAggregated | WLDFR | HFTD - Transmission - Tier 2 - 230 kV or Higher | Red Flag Warning - Catastrophic Fires | Vegetation Contact | Aggregated | 2022 | 1.7613e-07 | 1759.53 | 0.0003099 | 2022 | Control | 0.99542 | 1 | 0 | esc | 0 | 0 | 0 | 0 | 217.2767 | 3.8268e-05 | 0 | 0
7.3.5.2 Detailed inspections and management practices for vegetation clearances around distribution electrical lines and equipment | HFTD - Distribution - Tier 2 - 2QU CoRE ¦ 5QU LoRE | 190416.2988 | 173897.4128 | 175582.4021 | 169578.1951 | 544.3305 | 175582.4021 | 0 | 175582.4021 | 8980.1277 | 8905.741 | 11240.8943 | 8042.2943 | 11240.8943 | 0 | 0 | 0 | 0 | 0 | 0 | 21204186.0975 | 19526439.5149 | 16713365.0702 | 24141130.545 | 15619967.3553 | [9 empty] | 7.3.5.2 Detailed inspections and management practices for vegetation clearances around distribution electrical lines and equipment | WLDFR | HFTD - Distribution - Tier 2 - 1QU CoRE ¦ 3QU LoRE | 2021 | 1 | 0 | 0 | 0 | 0 | 381.7893 | 295881.7149 | 0 | 295881.7149 | 0 | 0 | 0 | 0 | 0 | 0 | 0 | 0 | 0 | 295881.7149 | 0 | 0 | 0 | 0 | 0 | 0 | 0 | 0 | 0 | 0 | [11 empty] | WLDFR | HFTD - Transmission - Tier 2 - 115 kV or Lower | Red Flag Warning - Large Fires | 2021 | 0 | 0.00015554 | 0 | 0 | 5.2406 | 0.69642 | 2.942 | 1.6022 | 0 | 0 | 0 | 0 | 7.1868e-06 | 0 | 0 | 0 | 0.00081511 | 0 | 0.00081511 | 0 | 0 | 0 | 0 | 0 | 0 | [12 empty] | 7.3.5.8 Remote sensing inspections of vegetation around transmission electric lines and equipmentWLDFRVegetation ContactAggregated | WLDFR | HFTD - Transmission - Tier 2 - 230 kV or Higher | Red Flag Warning - Catastrophic Fires | Vegetation Contact | Aggregated | 2023 | 1.7613e-07 | 1759.53 | 0.0003099 | 2023 | Control | 0.99542 | 1 | 0 | esc | 0 | 0 | 0 | 0 | 0 | 0 | 217.2767 | 3.8268e-05
7.3.5.2 Detailed inspections and management practices for vegetation clearances around distribution electrical lines and equipment | HFTD - Distribution - Tier 2 - 3QU CoRE ¦ 1QU LoRE | 21801.684 | 19910.3567 | 19880.2544 | 19200.3786 | 181.9348 | 19880.2544 | 0 | 19880.2544 | 3042.4892 | 3017.2868 | 3807.928 | 2724.3736 | 3807.928 | 0 | 0 | 0 | 0 | 0 | 0 | 7165739.1161 | 6598761.7156 | 5586206.5091 | 8068832.34 | 5220753.7468 | [9 empty] | 7.3.5.2 Detailed inspections and management practices for vegetation clearances around distribution electrical lines and equipment | WLDFR | HFTD - Distribution - Tier 2 - 1QU CoRE ¦ 3QU LoRE | 2022 | 0.93458 | 0 | 0 | 0 | 0 | 0 | 0 | 0 | 0 | 403.1361 | 311929.4803 | 0 | 311929.4803 | 0 | 0 | 0 | 0 | 0 | 0 | 291522.8788 | 0 | 403.1361 | 376.7627 | 311929.4803 | 291522.8788 | 0 | 0 | 311929.4803 | 291522.8788 | [11 empty] | WLDFR | HFTD - Transmission - Tier 2 - 115 kV or Lower | Red Flag Warning - Large Fires | 2022 | 0 | 0 | 0.00015554 | 0 | 5.2406 | 0.69642 | 2.942 | 1.6022 | 0 | 0 | 0 | 0 | 7.1868e-06 | 0 | 0 | 0 | 0 | 0 | 0 | 0.00081511 | 0 | 0.00081511 | 0 | 0 | 0 | [12 empty] | 7.3.5.8 Remote sensing inspections of vegetation around transmission electric lines and equipmentWLDFRVegetation ContactAggregated | WLDFR | HFTD - Transmission - Tier 2 - 230 kV or Higher | Red Flag Warning - Destructive Fires | Vegetation Contact | Aggregated | 2022 | 2.5161e-08 | 1759.53 | 4.4271e-05 | 2022 | Control | 0.99542 | 1 | 0 | esc | 0 | 0 | 0 | 0 | 217.2767 | 5.4669e-06 | 0 | 0
7.3.5.2 Detailed inspections and management practices for vegetation clearances around distribution electrical lines and equipment | HFTD - Distribution - Tier 2 - 3QU CoRE ¦ 2QU LoRE | 38204.6618 | 34890.3528 | 37954.3193 | 36656.3833 | 293.9695 | 37954.3193 | 0 | 37954.3193 | 3567.6902 | 3538.1373 | 4499.2645 | 3218.9928 | 4499.2645 | 0 | 0 | 0 | 0 | 0 | 0 | 10708514.5147 | 9861220.7988 | 9026168.9227 | 13037585.2719 | 8435671.8903 | [9 empty] | 7.3.5.2 Detailed inspections and management practices for vegetation clearances around distribution electrical lines and equipment | WLDFR | HFTD - Distribution - Tier 2 - 1QU CoRE ¦ 3QU LoRE | 2023 | 0.87344 | 0 | 0 | 0 | 0 | 0 | 0 | 0 | 0 | 0 | 0 | 0 | 0 | 401.8781 | 322351.1883 | 0 | 322351.1883 | 0 | 0 | 0 | 281554.012 | 0 | 0 | 0 | 0 | 0 | 0 | 0 | 0 | [11 empty] | WLDFR | HFTD - Transmission - Tier 2 - 115 kV or Lower | Red Flag Warning - Large Fires | 2023 | 0 | 0 | 0 | 0.00015554 | 5.475 | 0.71896 | 3.0715 | 1.6846 | 0 | 0 | 0 | 0 | 7.1868e-06 | 0 | 0 | 0 | 0 | 0 | 0 | 0 | 0 | 0 | 0.00085158 | 0 | 0.00085158 | [12 empty] | 7.3.5.8 Remote sensing inspections of vegetation around transmission electric lines and equipmentWLDFRVegetation ContactAggregated | WLDFR | HFTD - Transmission - Tier 2 - 230 kV or Higher | Red Flag Warning - Destructive Fires | Vegetation Contact | Aggregated | 2023 | 2.5161e-08 | 1759.53 | 4.4271e-05 | 2023 | Control | 0.99542 | 1 | 0 | esc | 0 | 0 | 0 | 0 | 0 | 0 | 217.2767 | 5.4669e-06
7.3.5.2 Detailed inspections and management practices for vegetation clearances around distribution electrical lines and equipment | HFTD - Distribution - Tier 2 - 3QU CoRE ¦ 3QU LoRE | 39176.6144 | 35777.9871 | 36459.535 | 35212.7373 | 293.988 | 36459.535 | 0 | 36459.535 | 3395.6804 | 3367.5524 | 4321.7941 | 3092.0237 | 4321.7941 | 0 | 0 | 0 | 0 | 0 | 0 | 11537191.2178 | 10624329.8116 | 9026737.8032 | 13038406.9748 | 8436203.5544 | [9 empty] | 7.3.5.2 Detailed inspections and management practices for vegetation clearances around distribution electrical lines and equipment | WLDFR | HFTD - Distribution - Tier 2 - 1QU CoRE ¦ 4QU LoRE | 2020 | 1 | 574.7121 | 508068.7116 | 0 | 508068.7116 | 0 | 0 | 0 | 0 | 0 | 0 | 0 | 0 | 0 | 0 | 0 | 0 | 508068.7116 | 0 | 0 | 0 | 0 | 0 | 0 | 0 | 0 | 0 | 0 | 0 | [11 empty] | WLDFR | HFTD - Transmission - Tier 2 - 115 kV or Lower | Red Flag Warning - Small Fires | 2020 | 0.0021372 | 0 | 0 | 0 | 0.077901 | 0.036425 | 0.0015809 | 0.039895 | 0 | 0 | 0 | 0 | 9.8752e-05 | 0.00016649 | 0 | 0.00016649 | 0 | 0 | 0 | 0 | 0 | 0 | 0 | 0 | 0 | [12 empty] | 7.3.5.8 Remote sensing inspections of vegetation around transmission electric lines and equipmentWLDFRVegetation ContactAggregated | WLDFR | HFTD - Transmission - Tier 2 - 230 kV or Higher | Red Flag Warning - Large Fires | Vegetation Contact | Aggregated | 2022 | 1.5096e-07 | 1759.53 | 0.00026563 | 2022 | Control | 0.99542 | 1 | 0 | esc | 0 | 0 | 0 | 0 | 217.2767 | 3.2801e-05 | 0 | 0
7.3.5.2 Detailed inspections and management practices for vegetation clearances around distribution electrical lines and equipment | HFTD - Distribution - Tier 2 - 3QU CoRE ¦ 4QU LoRE | 38995.469 | 35612.5564 | 35392.256 | 34181.9824 | 275.5578 | 35392.256 | 0 | 35392.256 | 3552.0716 | 3522.6481 | 4475.8757 | 3202.2637 | 4475.8757 | 0 | 0 | 0 | 0 | 0 | 0 | 10978232.748 | 10109598.0176 | 8460850.1558 | 12221027.1405 | 7907336.5942 | [9 empty] | 7.3.5.2 Detailed inspections and management practices for vegetation clearances around distribution electrical lines and equipment | WLDFR | HFTD - Distribution - Tier 2 - 1QU CoRE ¦ 4QU LoRE | 2021 | 1 | 0 | 0 | 0 | 0 | 524.855 | 463993.025 | 0 | 463993.025 | 0 | 0 | 0 | 0 | 0 | 0 | 0 | 0 | 0 | 463993.025 | 0 | 0 | 0 | 0 | 0 | 0 | 0 | 0 | 0 | 0 | [11 empty] | WLDFR | HFTD - Transmission - Tier 2 - 115 kV or Lower | Red Flag Warning - Small Fires | 2021 | 0 | 0.0021372 | 0 | 0 | 0.077901 | 0.036425 | 0.0015809 | 0.039895 | 0 | 0 | 0 | 0 | 9.8752e-05 | 0 | 0 | 0 | 0.00016649 | 0 | 0.00016649 | 0 | 0 | 0 | 0 | 0 | 0 | [12 empty] | 7.3.5.8 Remote sensing inspections of vegetation around transmission electric lines and equipmentWLDFRVegetation ContactAggregated | WLDFR | HFTD - Transmission - Tier 2 - 230 kV or Higher | Red Flag Warning - Large Fires | Vegetation Contact | Aggregated | 2023 | 1.5096e-07 | 1759.53 | 0.00026563 | 2023 | Control | 0.99542 | 1 | 0 | esc | 0 | 0 | 0 | 0 | 0 | 0 | 217.2767 | 3.2801e-05
7.3.5.2 Detailed inspections and management practices for vegetation clearances around distribution electrical lines and equipment | HFTD - Distribution - Tier 2 - 3QU CoRE ¦ 5QU LoRE | 37822.5407 | 34541.3813 | 34657.9708 | 33472.8171 | 265.9929 | 34657.9708 | 0 | 34657.9708 | 3617.7016 | 3587.7345 | 4540.6248 | 3248.5894 | 4540.6248 | 0 | 0 | 0 | 0 | 0 | 0 | 10454853.5093 | 9627630.306 | 8167164.3393 | 11796821.2667 | 7632863.8685 | [9 empty] | 7.3.5.2 Detailed inspections and management practices for vegetation clearances around distribution electrical lines and equipment | WLDFR | HFTD - Distribution - Tier 2 - 1QU CoRE ¦ 4QU LoRE | 2022 | 0.93458 | 0 | 0 | 0 | 0 | 0 | 0 | 0 | 0 | 589.6248 | 501935.0215 | 0 | 501935.0215 | 0 | 0 | 0 | 0 | 0 | 0 | 469098.1509 | 0 | 589.6248 | 551.0512 | 501935.0215 | 469098.1509 | 0 | 0 | 501935.0215 | 469098.1509 | [11 empty] | WLDFR | HFTD - Transmission - Tier 2 - 115 kV or Lower | Red Flag Warning - Small Fires | 2022 | 0 | 0 | 0.0021372 | 0 | 0.077901 | 0.036425 | 0.0015809 | 0.039895 | 0 | 0 | 0 | 0 | 9.8752e-05 | 0 | 0 | 0 | 0 | 0 | 0 | 0.00016649 | 0 | 0.00016649 | 0 | 0 | 0 | [12 empty] | 7.3.5.8 Remote sensing inspections of vegetation around transmission electric lines and equipmentWLDFRVegetation ContactAggregated | WLDFR | HFTD - Transmission - Tier 2 - 230 kV or Higher | Red Flag Warning - Small Fires | Vegetation Contact | Aggregated | 2022 | 2.0744e-06 | 1759.53 | 0.0036499 | 2022 | Control | 0.99542 | 1 | 0 | esc | 0 | 0 | 0 | 0 | 217.2767 | 0.00045071 | 0 | 0
7.3.5.2 Detailed inspections and management practices for vegetation clearances around distribution electrical lines and equipment | HFTD - Distribution - Tier 2 - 4QU CoRE ¦ 1QU LoRE | 11988.9196 | 10948.8637 | 11539.6726 | 11145.0068 | 286.8979 | 11539.6726 | 0 | 11539.6726 | 1127.169 | 1117.8321 | 1401.6791 | 1002.8258 | 1401.6791 | 0 | 0 | 0 | 0 | 0 | 0 | 10636310.7968 | 9794730.0821 | 8809041.8175 | 12723962.3858 | 8232749.3622 | [9 empty] | 7.3.5.2 Detailed inspections and management practices for vegetation clearances around distribution electrical lines and equipment | WLDFR | HFTD - Distribution - Tier 2 - 1QU CoRE ¦ 4QU LoRE | 2023 | 0.87344 | 0 | 0 | 0 | 0 | 0 | 0 | 0 | 0 | 0 | 0 | 0 | 0 | 587.7848 | 518704.8998 | 0 | 518704.8998 | 0 | 0 | 0 | 453056.948 | 0 | 0 | 0 | 0 | 0 | 0 | 0 | 0 | [11 empty] | WLDFR | HFTD - Transmission - Tier 2 - 115 kV or Lower | Red Flag Warning - Small Fires | 2023 | 0 | 0 | 0 | 0.0021372 | 0.080408 | 0.03759 | 0.0016314 | 0.041187 | 0 | 0 | 0 | 0 | 9.8752e-05 | 0 | 0 | 0 | 0 | 0 | 0 | 0 | 0 | 0 | 0.00017185 | 0 | 0.00017185 | [12 empty] | 7.3.5.8 Remote sensing inspections of vegetation around transmission electric lines and equipmentWLDFRVegetation ContactAggregated | WLDFR | HFTD - Transmission - Tier 2 - 230 kV or Higher | Red Flag Warning - Small Fires | Vegetation Contact | Aggregated | 2023 | 2.0744e-06 | 1759.53 | 0.0036499 | 2023 | Control | 0.99542 | 1 | 0 | esc | 0 | 0 | 0 | 0 | 0 | 0 | 217.2767 | 0.00045071
7.3.5.2 Detailed inspections and management practices for vegetation clearances around distribution electrical lines and equipment | HFTD - Distribution - Tier 2 - 4QU CoRE ¦ 2QU LoRE | 9652.401 | 8815.0414 | 8579.2551 | 8285.8472 | 194.0447 | 8579.2551 | 0 | 8579.2551 | 1213.2348 | 1203.185 | 1540.7435 | 1102.3202 | 1540.7435 | 0 | 0 | 0 | 0 | 0 | 0 | 7955921.7474 | 7326422.4372 | 5958034.4374 | 8605908.298 | 5568256.4835 | [9 empty] | 7.3.5.2 Detailed inspections and management practices for vegetation clearances around distribution electrical lines and equipment | WLDFR | HFTD - Distribution - Tier 2 - 1QU CoRE ¦ 5QU LoRE | 2020 | 1 | 645.7423 | 633997.3259 | 0 | 633997.3259 | 0 | 0 | 0 | 0 | 0 | 0 | 0 | 0 | 0 | 0 | 0 | 0 | 633997.3259 | 0 | 0 | 0 | 0 | 0 | 0 | 0 | 0 | 0 | 0 | 0 | [11 empty] | WLDFR | HFTD - Transmission - Tier 2 - 230 kV or Higher | Red Flag Warning - Catastrophic Fires | 2020 | 3.8268e-05 | 0 | 0 | 0 | 14146.1306 | 222.2294 | 8585.7228 | 5338.1784 | 0 | 0 | 0 | 0 | 1.8906e-06 | 0.54134 | 0 | 0.54134 | 0 | 0 | 0 | 0 | 0 | 0 | 0 | 0 | 0 | [12 empty] | 7.3.5.8 Remote sensing inspections of vegetation around transmission electric lines and equipmentWLDFRVegetation ContactAggregated | WLDFR | HFTD - Transmission - Tier 2 - 60/70 kV | Non-Red Flag Warning - Catastrophic Fires | Vegetation Contact | Aggregated | 2022 | 1.6225e-07 | 1419.51 | 0.00023032 | 2022 | Control | 0.99542 | 1 | 0 | esc | 0 | 0 | 0 | 0 | 217.2767 | 3.5253e-05 | 0 | 0
7.3.5.2 Detailed inspections and management practices for vegetation clearances around distribution electrical lines and equipment | HFTD - Distribution - Tier 2 - 4QU CoRE ¦ 3QU LoRE | 12358.0706 | 11285.9903 | 11264.6995 | 10879.4532 | 278.7686 | 11264.6995 | 0 | 11264.6995 | 1125.1464 | 1115.8263 | 1408.1806 | 1007.4787 | 1408.1806 | 0 | 0 | 0 | 0 | 0 | 0 | 10983521.8125 | 10114468.5934 | 8559433.8036 | 12363423.4025 | 7999470.8445 | [9 empty] | 7.3.5.2 Detailed inspections and management practices for vegetation clearances around distribution electrical lines and equipment | WLDFR | HFTD - Distribution - Tier 2 - 1QU CoRE ¦ 5QU LoRE | 2021 | 1 | 0 | 0 | 0 | 0 | 589.7233 | 578997.1521 | 0 | 578997.1521 | 0 | 0 | 0 | 0 | 0 | 0 | 0 | 0 | 0 | 578997.1521 | 0 | 0 | 0 | 0 | 0 | 0 | 0 | 0 | 0 | 0 | [11 empty] | WLDFR | HFTD - Transmission - Tier 2 - 230 kV or Higher | Red Flag Warning - Catastrophic Fires | 2021 | 0 | 3.8268e-05 | 0 | 0 | 14146.1306 | 222.2294 | 8585.7228 | 5338.1784 | 0 | 0 | 0 | 0 | 1.8906e-06 | 0 | 0 | 0 | 0.54134 | 0 | 0.54134 | 0 | 0 | 0 | 0 | 0 | 0 | [12 empty] | 7.3.5.8 Remote sensing inspections of vegetation around transmission electric lines and equipmentWLDFRVegetation ContactAggregated | WLDFR | HFTD - Transmission - Tier 2 - 60/70 kV | Non-Red Flag Warning - Catastrophic Fires | Vegetation Contact | Aggregated | 2023 | 1.6225e-07 | 1419.51 | 0.00023032 | 2023 | Control | 0.99542 | 1 | 0 | esc | 0 | 0 | 0 | 0 | 0 | 0 | 217.2767 | 3.5253e-05
7.3.5.2 Detailed inspections and management practices for vegetation clearances around distribution electrical lines and equipment | HFTD - Distribution - Tier 2 - 4QU CoRE ¦ 4QU LoRE | 10267.2112 | 9376.5159 | 9660.4022 | 9330.042 | 258.6731 | 9660.4022 | 0 | 9660.4022 | 1038.7256 | 1030.1213 | 1301.4469 | 931.1184 | 1301.4469 | 0 | 0 | 0 | 0 | 0 | 0 | 9884430.9708 | 9102341.519 | 7942414.2669 | 11472187.6088 | 7422817.0719 | [9 empty] | 7.3.5.2 Detailed inspections and management practices for vegetation clearances around distribution electrical lines and equipment | WLDFR | HFTD - Distribution - Tier 2 - 1QU CoRE ¦ 5QU LoRE | 2022 | 0.93458 | 0 | 0 | 0 | 0 | 0 | 0 | 0 | 0 | 636.7683 | 632402.9778 | 0 | 632402.9778 | 0 | 0 | 0 | 0 | 0 | 0 | 591030.8203 | 0 | 636.7683 | 595.1106 | 632402.9778 | 591030.8203 | 0 | 0 | 632402.9778 | 591030.8203 | [11 empty] | WLDFR | HFTD - Transmission - Tier 2 - 230 kV or Higher | Red Flag Warning - Catastrophic Fires | 2022 | 0 | 0 | 3.8268e-05 | 0 | 14146.1306 | 222.2294 | 8585.7228 | 5338.1784 | 0 | 0 | 0 | 0 | 1.8906e-06 | 0 | 0 | 0 | 0 | 0 | 0 | 0.54134 | 0 | 0.54134 | 0 | 0 | 0 | [12 empty] | 7.3.5.8 Remote sensing inspections of vegetation around transmission electric lines and equipmentWLDFRVegetation ContactAggregated | WLDFR | HFTD - Transmission - Tier 2 - 60/70 kV | Non-Red Flag Warning - Destructive Fires | Vegetation Contact | Aggregated | 2022 | 1.6225e-07 | 1419.51 | 0.00023032 | 2022 | Control | 0.99542 | 1 | 0 | esc | 0 | 0 | 0 | 0 | 217.2767 | 3.5253e-05 | 0 | 0
7.3.5.2 Detailed inspections and management practices for vegetation clearances around distribution electrical lines and equipment | HFTD - Distribution - Tier 2 - 4QU CoRE ¦ 5QU LoRE | 8857.1035 | 8088.7371 | 7972.6344 | 7700.0022 | 174.9524 | 7972.6344 | 0 | 7972.6344 | 1254.1592 | 1243.7704 | 1588.0515 | 1136.1709 | 1588.0515 | 0 | 0 | 0 | 0 | 0 | 0 | 7062184.2252 | 6503400.4362 | 5371814.8384 | 7759160.5719 | 5020387.6994 | [9 empty] | 7.3.5.2 Detailed inspections and management practices for vegetation clearances around distribution electrical lines and equipment | WLDFR | HFTD - Distribution - Tier 2 - 1QU CoRE ¦ 5QU LoRE | 2023 | 0.87344 | 0 | 0 | 0 | 0 | 0 | 0 | 0 | 0 | 0 | 0 | 0 | 0 | 634.7812 | 653531.8018 | 0 | 653531.8018 | 0 | 0 | 0 | 570819.9858 | 0 | 0 | 0 | 0 | 0 | 0 | 0 | 0 | [11 empty] | WLDFR | HFTD - Transmission - Tier 2 - 230 kV or Higher | Red Flag Warning - Catastrophic Fires | 2023 | 0 | 0 | 0 | 3.8268e-05 | 14664.6376 | 233.2301 | 8896.516 | 5534.8915 | 0 | 0 | 0 | 0 | 1.8906e-06 | 0 | 0 | 0 | 0 | 0 | 0 | 0 | 0 | 0 | 0.56119 | 0 | 0.56119 | [12 empty] | 7.3.5.8 Remote sensing inspections of vegetation around transmission electric lines and equipmentWLDFRVegetation ContactAggregated | WLDFR | HFTD - Transmission - Tier 2 - 60/70 kV | Non-Red Flag Warning - Destructive Fires | Vegetation Contact | Aggregated | 2023 | 1.6225e-07 | 1419.51 | 0.00023032 | 2023 | Control | 0.99542 | 1 | 0 | esc | 0 | 0 | 0 | 0 | 0 | 0 | 217.2767 | 3.5253e-05
7.3.5.2 Detailed inspections and management practices for vegetation clearances around distribution electrical lines and equipment | HFTD - Distribution - Tier 2 - 5QU CoRE ¦ 1QU LoRE | 2082.789 | 1902.1041 | 2039.4634 | 1969.6911 | 279.6646 | 2039.4634 | 0 | 2039.4634 | 201.138 | 199.4718 | 254.1329 | 181.8165 | 254.1329 | 0 | 0 | 0 | 0 | 0 | 0 | 10355026.5584 | 9535701.9995 | 8586946.0722 | 12403162.6929 | 8025183.245 | [9 empty] | 7.3.5.2 Detailed inspections and management practices for vegetation clearances around distribution electrical lines and equipment | WLDFR | HFTD - Distribution - Tier 2 - 2QU CoRE ¦ 1QU LoRE | 2020 | 1 | 71.8396 | 23253.1902 | 0 | 23253.1902 | 0 | 0 | 0 | 0 | 0 | 0 | 0 | 0 | 0 | 0 | 0 | 0 | 23253.1902 | 0 | 0 | 0 | 0 | 0 | 0 | 0 | 0 | 0 | 0 | 0 | [11 empty] | WLDFR | HFTD - Transmission - Tier 2 - 230 kV or Higher | Red Flag Warning - Destructive Fires | 2020 | 5.4669e-06 | 0 | 0 | 0 | 8807.9522 | 222.2294 | 8585.7228 | 0 | 0 | 0 | 0 | 0 | 2.7009e-07 | 0.048152 | 0 | 0.048152 | 0 | 0 | 0 | 0 | 0 | 0 | 0 | 0 | 0 | [12 empty] | 7.3.5.8 Remote sensing inspections of vegetation around transmission electric lines and equipmentWLDFRVegetation ContactAggregated | WLDFR | HFTD - Transmission - Tier 2 - 60/70 kV | Non-Red Flag Warning - Large Fires | Vegetation Contact | Aggregated | 2022 | 1.4603e-06 | 1419.51 | 0.0020729 | 2022 | Control | 0.99542 | 1 | 0 | esc | 0 | 0 | 0 | 0 | 217.2767 | 0.00031728 | 0 | 0
7.3.5.2 Detailed inspections and management practices for vegetation clearances around distribution electrical lines and equipment | HFTD - Distribution - Tier 2 - 5QU CoRE ¦ 2QU LoRE | 2537.0312 | 2316.9401 | 2232.752 | 2156.3708 | 285.5455 | 2232.752 | 0 | 2232.752 | 220.3299 | 218.5048 | 272.4882 | 194.9489 | 272.4882 | 0 | 0 | 0 | 0 | 0 | 0 | 11514693.6904 | 10603612.3643 | 8767514.565 | 12663979.5624 | 8193938.8457 | [9 empty] | 7.3.5.2 Detailed inspections and management practices for vegetation clearances around distribution electrical lines and equipment | WLDFR | HFTD - Distribution - Tier 2 - 2QU CoRE ¦ 1QU LoRE | 2021 | 1 | 0 | 0 | 0 | 0 | 65.6074 | 21235.9427 | 0 | 21235.9427 | 0 | 0 | 0 | 0 | 0 | 0 | 0 | 0 | 0 | 21235.9427 | 0 | 0 | 0 | 0 | 0 | 0 | 0 | 0 | 0 | 0 | [11 empty] | WLDFR | HFTD - Transmission - Tier 2 - 230 kV or Higher | Red Flag Warning - Destructive Fires | 2021 | 0 | 5.4669e-06 | 0 | 0 | 8807.9522 | 222.2294 | 8585.7228 | 0 | 0 | 0 | 0 | 0 | 2.7009e-07 | 0 | 0 | 0 | 0.048152 | 0 | 0.048152 | 0 | 0 | 0 | 0 | 0 | 0 | [12 empty] | 7.3.5.8 Remote sensing inspections of vegetation around transmission electric lines and equipmentWLDFRVegetation ContactAggregated | WLDFR | HFTD - Transmission - Tier 2 - 60/70 kV | Non-Red Flag Warning - Large Fires | Vegetation Contact | Aggregated | 2023 | 1.4603e-06 | 1419.51 | 0.0020729 | 2023 | Control | 0.99542 | 1 | 0 | esc | 0 | 0 | 0 | 0 | 0 | 0 | 217.2767 | 0.00031728
7.3.5.2 Detailed inspections and management practices for vegetation clearances around distribution electrical lines and equipment | HFTD - Distribution - Tier 2 - 5QU CoRE ¦ 3QU LoRE | 1045.1034 | 954.4392 | 1070.6677 | 1034.0384 | 173.5456 | 1070.6677 | 0 | 1070.6677 | 164.1827 | 162.8227 | 214.9926 | 153.8139 | 214.9926 | 0 | 0 | 0 | 0 | 0 | 0 | 6365490.1382 | 5861831.1306 | 5328621.3096 | 7696770.9446 | 4980019.9155 | [9 empty] | 7.3.5.2 Detailed inspections and management practices for vegetation clearances around distribution electrical lines and equipment | WLDFR | HFTD - Distribution - Tier 2 - 2QU CoRE ¦ 1QU LoRE | 2022 | 0.93458 | 0 | 0 | 0 | 0 | 0 | 0 | 0 | 0 | 77.0407 | 24696.5187 | 0 | 24696.5187 | 0 | 0 | 0 | 0 | 0 | 0 | 23080.8586 | 0 | 77.0407 | 72.0006 | 24696.5187 | 23080.8586 | 0 | 0 | 24696.5187 | 23080.8586 | [11 empty] | WLDFR | HFTD - Transmission - Tier 2 - 230 kV or Higher | Red Flag Warning - Destructive Fires | 2022 | 0 | 0 | 5.4669e-06 | 0 | 8807.9522 | 222.2294 | 8585.7228 | 0 | 0 | 0 | 0 | 0 | 2.7009e-07 | 0 | 0 | 0 | 0 | 0 | 0 | 0.048152 | 0 | 0.048152 | 0 | 0 | 0 | [12 empty] | 7.3.5.8 Remote sensing inspections of vegetation around transmission electric lines and equipmentWLDFRVegetation ContactAggregated | WLDFR | HFTD - Transmission - Tier 2 - 60/70 kV | Non-Red Flag Warning - Small Fires | Vegetation Contact | Aggregated | 2022 | 0.00025076 | 1419.51 | 0.35596 | 2022 | Control | 0.99542 | 1 | 0 | esc | 0 | 0 | 0 | 0 | 217.2767 | 0.054484 | 0 | 0
7.3.5.2 Detailed inspections and management practices for vegetation clearances around distribution electrical lines and equipment | HFTD - Distribution - Tier 2 - 5QU CoRE ¦ 4QU LoRE | 1237.0729 | 1129.7551 | 1056.6011 | 1020.4603 | 129.0364 | 1056.6011 | 0 | 1056.6011 | 223.0333 | 221.1858 | 285.3523 | 204.1534 | 285.3523 | 0 | 0 | 0 | 0 | 0 | 0 | 5546584.8113 | 5107720.3498 | 3961990.5032 | 5722781.1128 | 3702794.8628 | [9 empty] | 7.3.5.2 Detailed inspections and management practices for vegetation clearances around distribution electrical lines and equipment | WLDFR | HFTD - Distribution - Tier 2 - 2QU CoRE ¦ 1QU LoRE | 2023 | 0.87344 | 0 | 0 | 0 | 0 | 0 | 0 | 0 | 0 | 0 | 0 | 0 | 0 | 76.8003 | 25521.5943 | 0 | 25521.5943 | 0 | 0 | 0 | 22291.5488 | 0 | 0 | 0 | 0 | 0 | 0 | 0 | 0 | [11 empty] | WLDFR | HFTD - Transmission - Tier 2 - 230 kV or Higher | Red Flag Warning - Destructive Fires | 2023 | 0 | 0 | 0 | 5.4669e-06 | 9129.7461 | 233.2301 | 8896.516 | 0 | 0 | 0 | 0 | 0 | 2.7009e-07 | 0 | 0 | 0 | 0 | 0 | 0 | 0 | 0 | 0 | 0.049911 | 0 | 0.049911 | [12 empty] | 7.3.5.8 Remote sensing inspections of vegetation around transmission electric lines and equipmentWLDFRVegetation ContactAggregated | WLDFR | HFTD - Transmission - Tier 2 - 60/70 kV | Non-Red Flag Warning - Small Fires | Vegetation Contact | Aggregated | 2023 | 0.00025076 | 1419.51 | 0.35596 | 2023 | Control | 0.99542 | 1 | 0 | esc | 0 | 0 | 0 | 0 | 0 | 0 | 217.2767 | 0.054484
7.3.5.2 Detailed inspections and management practices for vegetation clearances around distribution electrical lines and equipment | HFTD - Distribution - Tier 2 - 5QU CoRE ¦ 5QU LoRE | 1033.3489 | 943.7044 | 919.8626 | 888.3947 | 151.1949 | 919.8626 | 0 | 919.8626 | 173.1381 | 171.7039 | 212.0159 | 151.6846 | 212.0159 | 0 | 0 | 0 | 0 | 0 | 0 | 5968350.1211 | 5496114.1686 | 4642354.5034 | 6705512.9612 | 4338649.0686 | [9 empty] | 7.3.5.2 Detailed inspections and management practices for vegetation clearances around distribution electrical lines and equipment | WLDFR | HFTD - Distribution - Tier 2 - 2QU CoRE ¦ 2QU LoRE | 2020 | 1 | 203.6984 | 57120.5043 | 0 | 57120.5043 | 0 | 0 | 0 | 0 | 0 | 0 | 0 | 0 | 0 | 0 | 0 | 0 | 57120.5043 | 0 | 0 | 0 | 0 | 0 | 0 | 0 | 0 | 0 | 0 | 0 | [11 empty] | WLDFR | HFTD - Transmission - Tier 2 - 230 kV or Higher | Red Flag Warning - Large Fires | 2020 | 3.2801e-05 | 0 | 0 | 0 | 5.2406 | 0.69642 | 2.942 | 1.6022 | 0 | 0 | 0 | 0 | 1.6205e-06 | 0.0001719 | 0 | 0.0001719 | 0 | 0 | 0 | 0 | 0 | 0 | 0 | 0 | 0 | [12 empty] | 7.3.5.8 Remote sensing inspections of vegetation around transmission electric lines and equipmentWLDFRVegetation ContactAggregated | WLDFR | HFTD - Transmission - Tier 2 - 60/70 kV | Red Flag Warning - Catastrophic Fires | Vegetation Contact | Aggregated | 2022 | 2.831e-06 | 1419.51 | 0.0040186 | 2022 | Control | 0.99542 | 1 | 0 | esc | 0 | 0 | 0 | 0 | 217.2767 | 0.00061511 | 0 | 0
7.3.5.2 Detailed inspections and management practices for vegetation clearances around distribution electrical lines and equipment | HFTD - Distribution - Tier 3 - 1QU CoRE ¦ 1QU LoRE | 18357.0484 | 16764.5482 | 15218.0789 | 14697.678 | 21.8199 | 15218.0789 | 0 | 15218.0789 | 18538.1643 | 18384.6038 | 24304.6842 | 17388.7735 | 24304.6842 | 0 | 0 | 0 | 0 | 0 | 0 | 990230.107 | 911879.7676 | 669967.3325 | 967714.6862 | 626137.6939 | [9 empty] | 7.3.5.2 Detailed inspections and management practices for vegetation clearances around distribution electrical lines and equipment | WLDFR | HFTD - Distribution - Tier 2 - 2QU CoRE ¦ 2QU LoRE | 2021 | 1 | 0 | 0 | 0 | 0 | 186.0273 | 52165.2189 | 0 | 52165.2189 | 0 | 0 | 0 | 0 | 0 | 0 | 0 | 0 | 0 | 52165.2189 | 0 | 0 | 0 | 0 | 0 | 0 | 0 | 0 | 0 | 0 | [11 empty] | WLDFR | HFTD - Transmission - Tier 2 - 230 kV or Higher | Red Flag Warning - Large Fires | 2021 | 0 | 3.2801e-05 | 0 | 0 | 5.2406 | 0.69642 | 2.942 | 1.6022 | 0 | 0 | 0 | 0 | 1.6205e-06 | 0 | 0 | 0 | 0.0001719 | 0 | 0.0001719 | 0 | 0 | 0 | 0 | 0 | 0 | [12 empty] | 7.3.5.8 Remote sensing inspections of vegetation around transmission electric lines and equipmentWLDFRVegetation ContactAggregated | WLDFR | HFTD - Transmission - Tier 2 - 60/70 kV | Red Flag Warning - Catastrophic Fires | Vegetation Contact | Aggregated | 2023 | 2.831e-06 | 1419.51 | 0.0040186 | 2023 | Control | 0.99542 | 1 | 0 | esc | 0 | 0 | 0 | 0 | 0 | 0 | 217.2767 | 0.00061511
7.3.5.2 Detailed inspections and management practices for vegetation clearances around distribution electrical lines and equipment | HFTD - Distribution - Tier 3 - 1QU CoRE ¦ 2QU LoRE | 35380.5551 | 32311.2414 | 31516.4021 | 30438.6654 | 58.1765 | 31516.4021 | 0 | 31516.4021 | 14905.031 | 14781.5655 | 18878.666 | 13506.734 | 18878.666 | 0 | 0 | 0 | 0 | 0 | 0 | 2373732.4059 | 2185914.7074 | 1786278.2427 | 2580137.2774 | 1669418.9184 | [9 empty] | 7.3.5.2 Detailed inspections and management practices for vegetation clearances around distribution electrical lines and equipment | WLDFR | HFTD - Distribution - Tier 2 - 2QU CoRE ¦ 2QU LoRE | 2022 | 0.93458 | 0 | 0 | 0 | 0 | 0 | 0 | 0 | 0 | 215.9319 | 58567.8267 | 0 | 58567.8267 | 0 | 0 | 0 | 0 | 0 | 0 | 54736.2866 | 0 | 215.9319 | 201.8055 | 58567.8267 | 54736.2866 | 0 | 0 | 58567.8267 | 54736.2866 | [11 empty] | WLDFR | HFTD - Transmission - Tier 2 - 230 kV or Higher | Red Flag Warning - Large Fires | 2022 | 0 | 0 | 3.2801e-05 | 0 | 5.2406 | 0.69642 | 2.942 | 1.6022 | 0 | 0 | 0 | 0 | 1.6205e-06 | 0 | 0 | 0 | 0 | 0 | 0 | 0.0001719 | 0 | 0.0001719 | 0 | 0 | 0 | [12 empty] | 7.3.5.8 Remote sensing inspections of vegetation around transmission electric lines and equipmentWLDFRVegetation ContactAggregated | WLDFR | HFTD - Transmission - Tier 2 - 60/70 kV | Red Flag Warning - Destructive Fires | Vegetation Contact | Aggregated | 2022 | 4.0443e-07 | 1419.51 | 0.00057409 | 2022 | Control | 0.99542 | 1 | 0 | esc | 0 | 0 | 0 | 0 | 217.2767 | 8.7873e-05 | 0 | 0
7.3.5.2 Detailed inspections and management practices for vegetation clearances around distribution electrical lines and equipment | HFTD - Distribution - Tier 3 - 1QU CoRE ¦ 3QU LoRE | 7189.1157 | 6565.4497 | 9348.2405 | 9028.5736 | 20.8973 | 9348.2405 | 0 | 9348.2405 | 12711.0317 | 12605.7401 | 15589.1295 | 11153.244 | 15589.1295 | 0 | 0 | 0 | 0 | 0 | 0 | 565580.8198 | 520830.1615 | 641640.534 | 926798.872 | 599664.0505 | [9 empty] | 7.3.5.2 Detailed inspections and management practices for vegetation clearances around distribution electrical lines and equipment | WLDFR | HFTD - Distribution - Tier 2 - 2QU CoRE ¦ 2QU LoRE | 2023 | 0.87344 | 0 | 0 | 0 | 0 | 0 | 0 | 0 | 0 | 0 | 0 | 0 | 0 | 215.2581 | 60524.5502 | 0 | 60524.5502 | 0 | 0 | 0 | 52864.4861 | 0 | 0 | 0 | 0 | 0 | 0 | 0 | 0 | [11 empty] | WLDFR | HFTD - Transmission - Tier 2 - 230 kV or Higher | Red Flag Warning - Large Fires | 2023 | 0 | 0 | 0 | 3.2801e-05 | 5.475 | 0.71896 | 3.0715 | 1.6846 | 0 | 0 | 0 | 0 | 1.6205e-06 | 0 | 0 | 0 | 0 | 0 | 0 | 0 | 0 | 0 | 0.00017959 | 0 | 0.00017959 | [12 empty] | 7.3.5.8 Remote sensing inspections of vegetation around transmission electric lines and equipmentWLDFRVegetation ContactAggregated | WLDFR | HFTD - Transmission - Tier 2 - 60/70 kV | Red Flag Warning - Destructive Fires | Vegetation Contact | Aggregated | 2023 | 4.0443e-07 | 1419.51 | 0.00057409 | 2023 | Control | 0.99542 | 1 | 0 | esc | 0 | 0 | 0 | 0 | 0 | 0 | 217.2767 | 8.7873e-05
7.3.5.2 Detailed inspections and management practices for vegetation clearances around distribution electrical lines and equipment | HFTD - Distribution - Tier 3 - 1QU CoRE ¦ 4QU LoRE | 25174.9398 | 22990.9778 | 22052.9061 | 21298.776 | 41.3515 | 22052.9061 | 0 | 22052.9061 | 14489.4615 | 14369.4383 | 18584.7869 | 13296.4736 | 18584.7869 | 0 | 0 | 0 | 0 | 0 | 0 | 1737465.5229 | 1599991.402 | 1269673.4003 | 1833942.547 | 1186610.6545 | [9 empty] | 7.3.5.2 Detailed inspections and management practices for vegetation clearances around distribution electrical lines and equipment | WLDFR | HFTD - Distribution - Tier 2 - 2QU CoRE ¦ 3QU LoRE | 2020 | 1 | 380.0921 | 111656.0681 | 0 | 111656.0681 | 0 | 0 | 0 | 0 | 0 | 0 | 0 | 0 | 0 | 0 | 0 | 0 | 111656.0681 | 0 | 0 | 0 | 0 | 0 | 0 | 0 | 0 | 0 | 0 | 0 | [11 empty] | WLDFR | HFTD - Transmission - Tier 2 - 230 kV or Higher | Red Flag Warning - Small Fires | 2020 | 0.00045071 | 0 | 0 | 0 | 0.077901 | 0.036425 | 0.0015809 | 0.039895 | 0 | 0 | 0 | 0 | 2.2267e-05 | 3.5111e-05 | 0 | 3.5111e-05 | 0 | 0 | 0 | 0 | 0 | 0 | 0 | 0 | 0 | [12 empty] | 7.3.5.8 Remote sensing inspections of vegetation around transmission electric lines and equipmentWLDFRVegetation ContactAggregated | WLDFR | HFTD - Transmission - Tier 2 - 60/70 kV | Red Flag Warning - Large Fires | Vegetation Contact | Aggregated | 2022 | 2.4266e-06 | 1419.51 | 0.0034445 | 2022 | Control | 0.99542 | 1 | 0 | esc | 0 | 0 | 0 | 0 | 217.2767 | 0.00052724 | 0 | 0
7.3.5.2 Detailed inspections and management practices for vegetation clearances around distribution electrical lines and equipment | HFTD - Distribution - Tier 3 - 1QU CoRE ¦ 5QU LoRE | 14425.6398 | 13174.1949 | 14234.3835 | 13747.619 | 24.465 | 14234.3835 | 0 | 14234.3835 | 17459.5911 | 17314.965 | 20275.7211 | 14506.2516 | 20275.7211 | 0 | 0 | 0 | 0 | 0 | 0 | 826230.1026 | 760855.9956 | 751183.6605 | 1085025.2319 | 702040.8042 | [9 empty] | 7.3.5.2 Detailed inspections and management practices for vegetation clearances around distribution electrical lines and equipment | WLDFR | HFTD - Distribution - Tier 2 - 2QU CoRE ¦ 3QU LoRE | 2021 | 1 | 0 | 0 | 0 | 0 | 347.1186 | 101969.7447 | 0 | 101969.7447 | 0 | 0 | 0 | 0 | 0 | 0 | 0 | 0 | 0 | 101969.7447 | 0 | 0 | 0 | 0 | 0 | 0 | 0 | 0 | 0 | 0 | [11 empty] | WLDFR | HFTD - Transmission - Tier 2 - 230 kV or Higher | Red Flag Warning - Small Fires | 2021 | 0 | 0.00045071 | 0 | 0 | 0.077901 | 0.036425 | 0.0015809 | 0.039895 | 0 | 0 | 0 | 0 | 2.2267e-05 | 0 | 0 | 0 | 3.5111e-05 | 0 | 3.5111e-05 | 0 | 0 | 0 | 0 | 0 | 0 | [12 empty] | 7.3.5.8 Remote sensing inspections of vegetation around transmission electric lines and equipmentWLDFRVegetation ContactAggregated | WLDFR | HFTD - Transmission - Tier 2 - 60/70 kV | Red Flag Warning - Large Fires | Vegetation Contact | Aggregated | 2023 | 2.4266e-06 | 1419.51 | 0.0034445 | 2023 | Control | 0.99542 | 1 | 0 | esc | 0 | 0 | 0 | 0 | 0 | 0 | 217.2767 | 0.00052724
7.3.5.2 Detailed inspections and management practices for vegetation clearances around distribution electrical lines and equipment | HFTD - Distribution - Tier 3 - 2QU CoRE ¦ 1QU LoRE | 22312.6411 | 20376.9876 | 16982.8892 | 16402.1333 | 68.4174 | 16982.8892 | 0 | 16982.8892 | 6799.3337 | 6743.0115 | 8650.2304 | 6188.8009 | 8650.2304 | 0 | 0 | 0 | 0 | 0 | 0 | 3281592.3089 | 3021941.6788 | 2100717.6112 | 3034320.0114 | 1963287.4871 | [9 empty] | 7.3.5.2 Detailed inspections and management practices for vegetation clearances around distribution electrical lines and equipment | WLDFR | HFTD - Distribution - Tier 2 - 2QU CoRE ¦ 3QU LoRE | 2022 | 0.93458 | 0 | 0 | 0 | 0 | 0 | 0 | 0 | 0 | 376.348 | 113294.1841 | 0 | 113294.1841 | 0 | 0 | 0 | 0 | 0 | 0 | 105882.415 | 0 | 376.348 | 351.7271 | 113294.1841 | 105882.415 | 0 | 0 | 113294.1841 | 105882.415 | [11 empty] | WLDFR | HFTD - Transmission - Tier 2 - 230 kV or Higher | Red Flag Warning - Small Fires | 2022 | 0 | 0 | 0.00045071 | 0 | 0.077901 | 0.036425 | 0.0015809 | 0.039895 | 0 | 0 | 0 | 0 | 2.2267e-05 | 0 | 0 | 0 | 0 | 0 | 0 | 3.5111e-05 | 0 | 3.5111e-05 | 0 | 0 | 0 | [12 empty] | 7.3.5.8 Remote sensing inspections of vegetation around transmission electric lines and equipmentWLDFRVegetation ContactAggregated | WLDFR | HFTD - Transmission - Tier 2 - 60/70 kV | Red Flag Warning - Small Fires | Vegetation Contact | Aggregated | 2022 | 3.3343e-05 | 1419.51 | 0.04733 | 2022 | Control | 0.99542 | 1 | 0 | esc | 0 | 0 | 0 | 0 | 217.2767 | 0.0072446 | 0 | 0
7.3.5.2 Detailed inspections and management practices for vegetation clearances around distribution electrical lines and equipment | HFTD - Distribution - Tier 3 - 2QU CoRE ¦ 2QU LoRE | 30124.1168 | 27510.8067 | 24120.571 | 23295.7284 | 98.2666 | 24120.571 | 0 | 24120.571 | 6664.2738 | 6609.0704 | 8553.9022 | 6119.8822 | 8553.9022 | 0 | 0 | 0 | 0 | 0 | 0 | 4520240 | 4162583.395 | 3017220.7152 | 4358136.0704 | 2819832.4441 | [9 empty] | 7.3.5.2 Detailed inspections and management practices for vegetation clearances around distribution electrical lines and equipment | WLDFR | HFTD - Distribution - Tier 2 - 2QU CoRE ¦ 3QU LoRE | 2023 | 0.87344 | 0 | 0 | 0 | 0 | 0 | 0 | 0 | 0 | 0 | 0 | 0 | 0 | 375.1736 | 117079.3507 | 0 | 117079.3507 | 0 | 0 | 0 | 102261.6392 | 0 | 0 | 0 | 0 | 0 | 0 | 0 | 0 | [11 empty] | WLDFR | HFTD - Transmission - Tier 2 - 230 kV or Higher | Red Flag Warning - Small Fires | 2023 | 0 | 0 | 0 | 0.00045071 | 0.080408 | 0.03759 | 0.0016314 | 0.041187 | 0 | 0 | 0 | 0 | 2.2267e-05 | 0 | 0 | 0 | 0 | 0 | 0 | 0 | 0 | 0 | 3.6241e-05 | 0 | 3.6241e-05 | [12 empty] | 7.3.5.8 Remote sensing inspections of vegetation around transmission electric lines and equipmentWLDFRVegetation ContactAggregated | WLDFR | HFTD - Transmission - Tier 2 - 60/70 kV | Red Flag Warning - Small Fires | Vegetation Contact | Aggregated | 2023 | 3.3343e-05 | 1419.51 | 0.04733 | 2023 | Control | 0.99542 | 1 | 0 | esc | 0 | 0 | 0 | 0 | 0 | 0 | 217.2767 | 0.0072446
7.3.5.2 Detailed inspections and management practices for vegetation clearances around distribution electrical lines and equipment | HFTD - Distribution - Tier 3 - 2QU CoRE ¦ 3QU LoRE | 24267.6824 | 22162.4263 | 25904.3001 | 25018.4681 | 103.7792 | 25904.3001 | 0 | 25904.3001 | 7468.438 | 7406.5733 | 8698.4932 | 6223.3317 | 8698.4932 | 0 | 0 | 0 | 0 | 0 | 0 | 3249365.1797 | 2992264.4685 | 3186483.0638 | 4602622.1111 | 2978021.555 | [9 empty] | 7.3.5.2 Detailed inspections and management practices for vegetation clearances around distribution electrical lines and equipment | WLDFR | HFTD - Distribution - Tier 2 - 2QU CoRE ¦ 4QU LoRE | 2020 | 1 | 453.5587 | 133756.0521 | 0 | 133756.0521 | 0 | 0 | 0 | 0 | 0 | 0 | 0 | 0 | 0 | 0 | 0 | 0 | 133756.0521 | 0 | 0 | 0 | 0 | 0 | 0 | 0 | 0 | 0 | 0 | 0 | [11 empty] | WLDFR | HFTD - Transmission - Tier 2 - 60/70 kV | Non-Red Flag Warning - Catastrophic Fires | 2020 | 3.5253e-05 | 0 | 0 | 0 | 14146.1306 | 222.2294 | 8585.7228 | 5338.1784 | 0 | 0 | 0 | 0 | 1.7022e-06 | 0.4987 | 0 | 0.4987 | 0 | 0 | 0 | 0 | 0 | 0 | 0 | 0 | 0 | [12 empty] | 7.3.5.8 Remote sensing inspections of vegetation around transmission electric lines and equipmentWLDFRVegetation ContactAggregated | WLDFR | HFTD - Transmission - Tier 3 - 115 kV or Lower | Red Flag Warning - Catastrophic Fires | Vegetation Contact | Aggregated | 2022 | 1.8452e-06 | 446.95 | 0.00082473 | 2022 | Control | 0.99542 | 1 | 0 | esc | 0 | 0 | 0 | 0 | 217.2767 | 0.00040093 | 0 | 0
7.3.5.2 Detailed inspections and management practices for vegetation clearances around distribution electrical lines and equipment | HFTD - Distribution - Tier 3 - 2QU CoRE ¦ 4QU LoRE | 7409.8089 | 6766.9974 | 10415.2406 | 10059.0744 | 40.4064 | 10415.2406 | 0 | 10415.2406 | 7404.2634 | 7342.9304 | 8982.5887 | 6426.5857 | 8982.5887 | 0 | 0 | 0 | 0 | 0 | 0 | 1000748.9578 | 921566.3315 | 1240656.5338 | 1792029.9843 | 1159492.0877 | [9 empty] | 7.3.5.2 Detailed inspections and management practices for vegetation clearances around distribution electrical lines and equipment | WLDFR | HFTD - Distribution - Tier 2 - 2QU CoRE ¦ 4QU LoRE | 2021 | 1 | 0 | 0 | 0 | 0 | 414.2118 | 122152.5235 | 0 | 122152.5235 | 0 | 0 | 0 | 0 | 0 | 0 | 0 | 0 | 0 | 122152.5235 | 0 | 0 | 0 | 0 | 0 | 0 | 0 | 0 | 0 | 0 | [11 empty] | WLDFR | HFTD - Transmission - Tier 2 - 60/70 kV | Non-Red Flag Warning - Catastrophic Fires | 2021 | 0 | 3.5253e-05 | 0 | 0 | 14146.1306 | 222.2294 | 8585.7228 | 5338.1784 | 0 | 0 | 0 | 0 | 1.7022e-06 | 0 | 0 | 0 | 0.4987 | 0 | 0.4987 | 0 | 0 | 0 | 0 | 0 | 0 | [12 empty] | 7.3.5.8 Remote sensing inspections of vegetation around transmission electric lines and equipmentWLDFRVegetation ContactAggregated | WLDFR | HFTD - Transmission - Tier 3 - 115 kV or Lower | Red Flag Warning - Catastrophic Fires | Vegetation Contact | Aggregated | 2023 | 1.8452e-06 | 446.95 | 0.00082473 | 2023 | Control | 0.99542 | 1 | 0 | esc | 0 | 0 | 0 | 0 | 0 | 0 | 217.2767 | 0.00040093
7.3.5.2 Detailed inspections and management practices for vegetation clearances around distribution electrical lines and equipment | HFTD - Distribution - Tier 3 - 2QU CoRE ¦ 5QU LoRE | 4946.8129 | 4517.6698 | 2763.8128 | 2669.3006 | 8.4431 | 2763.8128 | 0 | 2763.8128 | 10184.4604 | 10100.0976 | 11407.4085 | 8161.4236 | 11407.4085 | 0 | 0 | 0 | 0 | 0 | 0 | 485721.6529 | 447289.7206 | 259242.029 | 374454.5542 | 242282.2701 | [9 empty] | 7.3.5.2 Detailed inspections and management practices for vegetation clearances around distribution electrical lines and equipment | WLDFR | HFTD - Distribution - Tier 2 - 2QU CoRE ¦ 4QU LoRE | 2022 | 0.93458 | 0 | 0 | 0 | 0 | 0 | 0 | 0 | 0 | 428.9911 | 121815.9203 | 0 | 121815.9203 | 0 | 0 | 0 | 0 | 0 | 0 | 113846.6545 | 0 | 428.9911 | 400.9263 | 121815.9203 | 113846.6545 | 0 | 0 | 121815.9203 | 113846.6545 | [11 empty] | WLDFR | HFTD - Transmission - Tier 2 - 60/70 kV | Non-Red Flag Warning - Catastrophic Fires | 2022 | 0 | 0 | 3.5253e-05 | 0 | 14146.1306 | 222.2294 | 8585.7228 | 5338.1784 | 0 | 0 | 0 | 0 | 1.7022e-06 | 0 | 0 | 0 | 0 | 0 | 0 | 0.4987 | 0 | 0.4987 | 0 | 0 | 0 | [12 empty] | 7.3.5.8 Remote sensing inspections of vegetation around transmission electric lines and equipmentWLDFRVegetation ContactAggregated | WLDFR | HFTD - Transmission - Tier 3 - 115 kV or Lower | Red Flag Warning - Destructive Fires | Vegetation Contact | Aggregated | 2022 | 2.6361e-07 | 446.95 | 0.00011782 | 2022 | Control | 0.99542 | 1 | 0 | esc | 0 | 0 | 0 | 0 | 217.2767 | 5.7275e-05 | 0 | 0
7.3.5.2 Detailed inspections and management practices for vegetation clearances around distribution electrical lines and equipment | HFTD - Distribution - Tier 3 - 3QU CoRE ¦ 1QU LoRE | 20135.1065 | 18388.3572 | 16913.1803 | 16334.7826 | 157.2528 | 16913.1803 | 0 | 16913.1803 | 3091.6402 | 3066.0306 | 3748.0857 | 2681.5609 | 3748.0857 | 0 | 0 | 0 | 0 | 0 | 0 | 6512758.6863 | 5997447.2955 | 4828358.9531 | 6974181.6394 | 4512485.0029 | [9 empty] | 7.3.5.2 Detailed inspections and management practices for vegetation clearances around distribution electrical lines and equipment | WLDFR | HFTD - Distribution - Tier 2 - 2QU CoRE ¦ 4QU LoRE | 2023 | 0.87344 | 0 | 0 | 0 | 0 | 0 | 0 | 0 | 0 | 0 | 0 | 0 | 0 | 427.6524 | 125885.7926 | 0 | 125885.7926 | 0 | 0 | 0 | 109953.5266 | 0 | 0 | 0 | 0 | 0 | 0 | 0 | 0 | [11 empty] | WLDFR | HFTD - Transmission - Tier 2 - 60/70 kV | Non-Red Flag Warning - Catastrophic Fires | 2023 | 0 | 0 | 0 | 3.5253e-05 | 14664.6376 | 233.2301 | 8896.516 | 5534.8915 | 0 | 0 | 0 | 0 | 1.7022e-06 | 0 | 0 | 0 | 0 | 0 | 0 | 0 | 0 | 0 | 0.51698 | 0 | 0.51698 | [12 empty] | 7.3.5.8 Remote sensing inspections of vegetation around transmission electric lines and equipmentWLDFRVegetation ContactAggregated | WLDFR | HFTD - Transmission - Tier 3 - 115 kV or Lower | Red Flag Warning - Destructive Fires | Vegetation Contact | Aggregated | 2023 | 2.6361e-07 | 446.95 | 0.00011782 | 2023 | Control | 0.99542 | 1 | 0 | esc | 0 | 0 | 0 | 0 | 0 | 0 | 217.2767 | 5.7275e-05
7.3.5.2 Detailed inspections and management practices for vegetation clearances around distribution electrical lines and equipment | HFTD - Distribution - Tier 3 - 3QU CoRE ¦ 2QU LoRE | 24362.9119 | 22249.3945 | 24084.9134 | 23261.267 | 221.2183 | 24084.9134 | 0 | 24084.9134 | 2927.0293 | 2902.7833 | 3794.0815 | 2714.4698 | 3794.0815 | 0 | 0 | 0 | 0 | 0 | 0 | 8323426.0331 | 7664848.5467 | 6792383.6706 | 9811059.605 | 6348022.122 | [9 empty] | 7.3.5.2 Detailed inspections and management practices for vegetation clearances around distribution electrical lines and equipment | WLDFR | HFTD - Distribution - Tier 2 - 2QU CoRE ¦ 5QU LoRE | 2020 | 1 | 584.9842 | 190416.2988 | 0 | 190416.2988 | 0 | 0 | 0 | 0 | 0 | 0 | 0 | 0 | 0 | 0 | 0 | 0 | 190416.2988 | 0 | 0 | 0 | 0 | 0 | 0 | 0 | 0 | 0 | 0 | 0 | [11 empty] | WLDFR | HFTD - Transmission - Tier 2 - 60/70 kV | Non-Red Flag Warning - Destructive Fires | 2020 | 3.5253e-05 | 0 | 0 | 0 | 8807.9522 | 222.2294 | 8585.7228 | 0 | 0 | 0 | 0 | 0 | 1.7022e-06 | 0.31051 | 0 | 0.31051 | 0 | 0 | 0 | 0 | 0 | 0 | 0 | 0 | 0 | [12 empty] | 7.3.5.8 Remote sensing inspections of vegetation around transmission electric lines and equipmentWLDFRVegetation ContactAggregated | WLDFR | HFTD - Transmission - Tier 3 - 115 kV or Lower | Red Flag Warning - Large Fires | Vegetation Contact | Aggregated | 2022 | 1.5816e-06 | 446.95 | 0.00070691 | 2022 | Control | 0.99542 | 1 | 0 | esc | 0 | 0 | 0 | 0 | 217.2767 | 0.00034365 | 0 | 0
7.3.5.2 Detailed inspections and management practices for vegetation clearances around distribution electrical lines and equipment | HFTD - Distribution - Tier 3 - 3QU CoRE ¦ 3QU LoRE | 10309.0562 | 9414.7308 | 8239.4348 | 7957.6752 | 80.0848 | 8239.4348 | 0 | 8239.4348 | 2871.706 | 2847.9183 | 3585.3349 | 2565.1253 | 3585.3349 | 0 | 0 | 0 | 0 | 0 | 0 | 3589871.7167 | 3305828.9821 | 2458960.0054 | 3551772.7428 | 2298093.463 | [9 empty] | 7.3.5.2 Detailed inspections and management practices for vegetation clearances around distribution electrical lines and equipment | WLDFR | HFTD - Distribution - Tier 2 - 2QU CoRE ¦ 5QU LoRE | 2021 | 1 | 0 | 0 | 0 | 0 | 534.2359 | 173897.4128 | 0 | 173897.4128 | 0 | 0 | 0 | 0 | 0 | 0 | 0 | 0 | 0 | 173897.4128 | 0 | 0 | 0 | 0 | 0 | 0 | 0 | 0 | 0 | 0 | [11 empty] | WLDFR | HFTD - Transmission - Tier 2 - 60/70 kV | Non-Red Flag Warning - Destructive Fires | 2021 | 0 | 3.5253e-05 | 0 | 0 | 8807.9522 | 222.2294 | 8585.7228 | 0 | 0 | 0 | 0 | 0 | 1.7022e-06 | 0 | 0 | 0 | 0.31051 | 0 | 0.31051 | 0 | 0 | 0 | 0 | 0 | 0 | [12 empty] | 7.3.5.8 Remote sensing inspections of vegetation around transmission electric lines and equipmentWLDFRVegetation ContactAggregated | WLDFR | HFTD - Transmission - Tier 3 - 115 kV or Lower | Red Flag Warning - Large Fires | Vegetation Contact | Aggregated | 2023 | 1.5816e-06 | 446.95 | 0.00070691 | 2023 | Control | 0.99542 | 1 | 0 | esc | 0 | 0 | 0 | 0 | 0 | 0 | 217.2767 | 0.00034365
7.3.5.2 Detailed inspections and management practices for vegetation clearances around distribution electrical lines and equipment | HFTD - Distribution - Tier 3 - 3QU CoRE ¦ 4QU LoRE | 9299.0677 | 8492.3603 | 8996.4032 | 8688.7442 | 82.9903 | 8996.4032 | 0 | 8996.4032 | 3001.7799 | 2976.9147 | 3777.6727 | 2702.729 | 3777.6727 | 0 | 0 | 0 | 0 | 0 | 0 | 3097851.2871 | 2852738.8651 | 2548169.7884 | 3680629.2004 | 2381467.092 | [9 empty] | 7.3.5.2 Detailed inspections and management practices for vegetation clearances around distribution electrical lines and equipment | WLDFR | HFTD - Distribution - Tier 2 - 2QU CoRE ¦ 5QU LoRE | 2022 | 0.93458 | 0 | 0 | 0 | 0 | 0 | 0 | 0 | 0 | 582.4336 | 187873.1703 | 0 | 187873.1703 | 0 | 0 | 0 | 0 | 0 | 0 | 175582.4021 | 0 | 582.4336 | 544.3305 | 187873.1703 | 175582.4021 | 0 | 0 | 187873.1703 | 175582.4021 | [11 empty] | WLDFR | HFTD - Transmission - Tier 2 - 60/70 kV | Non-Red Flag Warning - Destructive Fires | 2022 | 0 | 0 | 3.5253e-05 | 0 | 8807.9522 | 222.2294 | 8585.7228 | 0 | 0 | 0 | 0 | 0 | 1.7022e-06 | 0 | 0 | 0 | 0 | 0 | 0 | 0.31051 | 0 | 0.31051 | 0 | 0 | 0 | [12 empty] | 7.3.5.8 Remote sensing inspections of vegetation around transmission electric lines and equipmentWLDFRVegetation ContactAggregated | WLDFR | HFTD - Transmission - Tier 3 - 115 kV or Lower | Red Flag Warning - Small Fires | Vegetation Contact | Aggregated | 2022 | 2.1733e-05 | 446.95 | 0.0097135 | 2022 | Control | 0.99542 | 1 | 0 | esc | 0 | 0 | 0 | 0 | 217.2767 | 0.004722 | 0 | 0
7.3.5.2 Detailed inspections and management practices for vegetation clearances around distribution electrical lines and equipment | HFTD - Distribution - Tier 3 - 3QU CoRE ¦ 5QU LoRE | 4164.5095 | 3803.2323 | 5046.375 | 4873.799 | 49.9239 | 5046.375 | 0 | 5046.375 | 2723.1662 | 2700.6089 | 3522.5203 | 2520.1806 | 3522.5203 | 0 | 0 | 0 | 0 | 0 | 0 | 1529289.5183 | 1408286.9837 | 1532885.7733 | 2214131.9482 | 1432603.5265 | [9 empty] | 7.3.5.2 Detailed inspections and management practices for vegetation clearances around distribution electrical lines and equipment | WLDFR | HFTD - Distribution - Tier 2 - 2QU CoRE ¦ 5QU LoRE | 2023 | 0.87344 | 0 | 0 | 0 | 0 | 0 | 0 | 0 | 0 | 0 | 0 | 0 | 0 | 580.6161 | 194150.0756 | 0 | 194150.0756 | 0 | 0 | 0 | 169578.1951 | 0 | 0 | 0 | 0 | 0 | 0 | 0 | 0 | [11 empty] | WLDFR | HFTD - Transmission - Tier 2 - 60/70 kV | Non-Red Flag Warning - Destructive Fires | 2023 | 0 | 0 | 0 | 3.5253e-05 | 9129.7461 | 233.2301 | 8896.516 | 0 | 0 | 0 | 0 | 0 | 1.7022e-06 | 0 | 0 | 0 | 0 | 0 | 0 | 0 | 0 | 0 | 0.32186 | 0 | 0.32186 | [12 empty] | 7.3.5.8 Remote sensing inspections of vegetation around transmission electric lines and equipmentWLDFRVegetation ContactAggregated | WLDFR | HFTD - Transmission - Tier 3 - 115 kV or Lower | Red Flag Warning - Small Fires | Vegetation Contact | Aggregated | 2023 | 2.1733e-05 | 446.95 | 0.0097135 | 2023 | Control | 0.99542 | 1 | 0 | esc | 0 | 0 | 0 | 0 | 0 | 0 | 217.2767 | 0.004722
7.3.5.2 Detailed inspections and management practices for vegetation clearances around distribution electrical lines and equipment | HFTD - Distribution - Tier 3 - 4QU CoRE ¦ 1QU LoRE | 10013.8275 | 9145.1136 | 9222.0219 | 8906.6253 | 225.7759 | 9222.0219 | 0 | 9222.0219 | 1135.2987 | 1125.8945 | 1423.4138 | 1018.3763 | 1423.4138 | 0 | 0 | 0 | 0 | 0 | 0 | 8820433.8625 | 8122531.4435 | 6932322.556 | 10013190.2283 | 6478806.1271 | [9 empty] | 7.3.5.2 Detailed inspections and management practices for vegetation clearances around distribution electrical lines and equipment | WLDFR | HFTD - Distribution - Tier 2 - 3QU CoRE ¦ 1QU LoRE | 2020 | 1 | 197.6894 | 21801.684 | 0 | 21801.684 | 0 | 0 | 0 | 0 | 0 | 0 | 0 | 0 | 0 | 0 | 0 | 0 | 21801.684 | 0 | 0 | 0 | 0 | 0 | 0 | 0 | 0 | 0 | 0 | 0 | [11 empty] | WLDFR | HFTD - Transmission - Tier 2 - 60/70 kV | Non-Red Flag Warning - Large Fires | 2020 | 0.00031728 | 0 | 0 | 0 | 5.2406 | 0.69642 | 2.942 | 1.6022 | 0 | 0 | 0 | 0 | 1.532e-05 | 0.0016627 | 0 | 0.0016627 | 0 | 0 | 0 | 0 | 0 | 0 | 0 | 0 | 0 | [12 empty] | 7.3.5.8 Remote sensing inspections of vegetation around transmission electric lines and equipmentWLDFRVegetation ContactAggregated | WLDFR | HFTD - Transmission - Tier 3 - 230 kV or Higher | Red Flag Warning - Catastrophic Fires | Vegetation Contact | Aggregated | 2022 | 3.8914e-07 | 557.6 | 0.00021698 | 2022 | Control | 0.99542 | 1 | 0 | esc | 0 | 0 | 0 | 0 | 217.2767 | 8.455e-05 | 0 | 0
7.3.5.2 Detailed inspections and management practices for vegetation clearances around distribution electrical lines and equipment | HFTD - Distribution - Tier 3 - 4QU CoRE ¦ 2QU LoRE | 7322.0396 | 6686.8422 | 6964.8375 | 6726.6312 | 212.545 | 6964.8375 | 0 | 6964.8375 | 915.4708 | 907.8875 | 1141.9381 | 816.9947 | 1141.9381 | 0 | 0 | 0 | 0 | 0 | 0 | 7998113.8232 | 7365276.1338 | 6526077.1155 | 9426400.9031 | 6099137.4911 | [9 empty] | 7.3.5.2 Detailed inspections and management practices for vegetation clearances around distribution electrical lines and equipment | WLDFR | HFTD - Distribution - Tier 2 - 3QU CoRE ¦ 1QU LoRE | 2021 | 1 | 0 | 0 | 0 | 0 | 180.5396 | 19910.3567 | 0 | 19910.3567 | 0 | 0 | 0 | 0 | 0 | 0 | 0 | 0 | 0 | 19910.3567 | 0 | 0 | 0 | 0 | 0 | 0 | 0 | 0 | 0 | 0 | [11 empty] | WLDFR | HFTD - Transmission - Tier 2 - 60/70 kV | Non-Red Flag Warning - Large Fires | 2021 | 0 | 0.00031728 | 0 | 0 | 5.2406 | 0.69642 | 2.942 | 1.6022 | 0 | 0 | 0 | 0 | 1.532e-05 | 0 | 0 | 0 | 0.0016627 | 0 | 0.0016627 | 0 | 0 | 0 | 0 | 0 | 0 | [12 empty] | 7.3.5.8 Remote sensing inspections of vegetation around transmission electric lines and equipmentWLDFRVegetation ContactAggregated | WLDFR | HFTD - Transmission - Tier 3 - 230 kV or Higher | Red Flag Warning - Catastrophic Fires | Vegetation Contact | Aggregated | 2023 | 3.8914e-07 | 557.6 | 0.00021698 | 2023 | Control | 0.99542 | 1 | 0 | esc | 0 | 0 | 0 | 0 | 0 | 0 | 217.2767 | 8.455e-05
7.3.5.2 Detailed inspections and management practices for vegetation clearances around distribution electrical lines and equipment | HFTD - Distribution - Tier 3 - 4QU CoRE ¦ 3QU LoRE | 5325.6658 | 4863.6567 | 4851.7371 | 4685.8027 | 142.9723 | 4851.7371 | 0 | 4851.7371 | 917.4789 | 909.879 | 1182.5729 | 846.067 | 1182.5729 | 0 | 0 | 0 | 0 | 0 | 0 | 5804674.0812 | 5345388.7279 | 4389884.608 | 6340840.2171 | 4102695.8954 | [9 empty] | 7.3.5.2 Detailed inspections and management practices for vegetation clearances around distribution electrical lines and equipment | WLDFR | HFTD - Distribution - Tier 2 - 3QU CoRE ¦ 1QU LoRE | 2022 | 0.93458 | 0 | 0 | 0 | 0 | 0 | 0 | 0 | 0 | 194.6702 | 21271.8722 | 0 | 21271.8722 | 0 | 0 | 0 | 0 | 0 | 0 | 19880.2544 | 0 | 194.6702 | 181.9348 | 21271.8722 | 19880.2544 | 0 | 0 | 21271.8722 | 19880.2544 | [11 empty] | WLDFR | HFTD - Transmission - Tier 2 - 60/70 kV | Non-Red Flag Warning - Large Fires | 2022 | 0 | 0 | 0.00031728 | 0 | 5.2406 | 0.69642 | 2.942 | 1.6022 | 0 | 0 | 0 | 0 | 1.532e-05 | 0 | 0 | 0 | 0 | 0 | 0 | 0.0016627 | 0 | 0.0016627 | 0 | 0 | 0 | [12 empty] | 7.3.5.8 Remote sensing inspections of vegetation around transmission electric lines and equipmentWLDFRVegetation ContactAggregated | WLDFR | HFTD - Transmission - Tier 3 - 230 kV or Higher | Red Flag Warning - Destructive Fires | Vegetation Contact | Aggregated | 2022 | 5.5591e-08 | 557.6 | 3.0997e-05 | 2022 | Control | 0.99542 | 1 | 0 | esc | 0 | 0 | 0 | 0 | 217.2767 | 1.2079e-05 | 0 | 0
7.3.5.2 Detailed inspections and management practices for vegetation clearances around distribution electrical lines and equipment | HFTD - Distribution - Tier 3 - 4QU CoRE ¦ 4QU LoRE | 3140.1252 | 2867.7149 | 2901.7964 | 2802.5535 | 75.3873 | 2901.7964 | 0 | 2901.7964 | 1016.6566 | 1008.2352 | 1341.3792 | 959.6848 | 1341.3792 | 0 | 0 | 0 | 0 | 0 | 0 | 3088678.2412 | 2844291.6215 | 2314723.6772 | 3343434.804 | 2163293.1563 | [9 empty] | 7.3.5.2 Detailed inspections and management practices for vegetation clearances around distribution electrical lines and equipment | WLDFR | HFTD - Distribution - Tier 2 - 3QU CoRE ¦ 1QU LoRE | 2023 | 0.87344 | 0 | 0 | 0 | 0 | 0 | 0 | 0 | 0 | 0 | 0 | 0 | 0 | 194.0627 | 21982.5135 | 0 | 21982.5135 | 0 | 0 | 0 | 19200.3786 | 0 | 0 | 0 | 0 | 0 | 0 | 0 | 0 | [11 empty] | WLDFR | HFTD - Transmission - Tier 2 - 60/70 kV | Non-Red Flag Warning - Large Fires | 2023 | 0 | 0 | 0 | 0.00031728 | 5.475 | 0.71896 | 3.0715 | 1.6846 | 0 | 0 | 0 | 0 | 1.532e-05 | 0 | 0 | 0 | 0 | 0 | 0 | 0 | 0 | 0 | 0.0017371 | 0 | 0.0017371 | [12 empty] | 7.3.5.8 Remote sensing inspections of vegetation around transmission electric lines and equipmentWLDFRVegetation ContactAggregated | WLDFR | HFTD - Transmission - Tier 3 - 230 kV or Higher | Red Flag Warning - Destructive Fires | Vegetation Contact | Aggregated | 2023 | 5.5591e-08 | 557.6 | 3.0997e-05 | 2023 | Control | 0.99542 | 1 | 0 | esc | 0 | 0 | 0 | 0 | 0 | 0 | 217.2767 | 1.2079e-05
7.3.5.2 Detailed inspections and management practices for vegetation clearances around distribution electrical lines and equipment | HFTD - Distribution - Tier 3 - 4QU CoRE ¦ 5QU LoRE | 1782.9513 | 1628.2777 | 1697.5141 | 1639.4602 | 43.5965 | 1697.5141 | 0 | 1697.5141 | 1166.0827 | 1156.4234 | 1356.8903 | 970.7833 | 1356.8903 | 0 | 0 | 0 | 0 | 0 | 0 | 1529009.3422 | 1408028.976 | 1338604.9686 | 1933508.7314 | 1251032.6809 | [9 empty] | 7.3.5.2 Detailed inspections and management practices for vegetation clearances around distribution electrical lines and equipment | WLDFR | HFTD - Distribution - Tier 2 - 3QU CoRE ¦ 2QU LoRE | 2020 | 1 | 295.428 | 38204.6618 | 0 | 38204.6618 | 0 | 0 | 0 | 0 | 0 | 0 | 0 | 0 | 0 | 0 | 0 | 0 | 38204.6618 | 0 | 0 | 0 | 0 | 0 | 0 | 0 | 0 | 0 | 0 | 0 | [11 empty] | WLDFR | HFTD - Transmission - Tier 2 - 60/70 kV | Non-Red Flag Warning - Small Fires | 2020 | 0.054484 | 0 | 0 | 0 | 0.077901 | 0.036425 | 0.0015809 | 0.039895 | 0 | 0 | 0 | 0 | 0.0026308 | 0.0042444 | 0 | 0.0042444 | 0 | 0 | 0 | 0 | 0 | 0 | 0 | 0 | 0 | [12 empty] | 7.3.5.8 Remote sensing inspections of vegetation around transmission electric lines and equipmentWLDFRVegetation ContactAggregated | WLDFR | HFTD - Transmission - Tier 3 - 230 kV or Higher | Red Flag Warning - Large Fires | Vegetation Contact | Aggregated | 2022 | 3.3355e-07 | 557.6 | 0.00018598 | 2022 | Control | 0.99542 | 1 | 0 | esc | 0 | 0 | 0 | 0 | 217.2767 | 7.2472e-05 | 0 | 0
7.3.5.2 Detailed inspections and management practices for vegetation clearances around distribution electrical lines and equipment | HFTD - Distribution - Tier 3 - 5QU CoRE ¦ 1QU LoRE | 2815.6657 | 2571.4027 | 2644.8477 | 2554.3525 | 531.3613 | 2644.8477 | 0 | 2644.8477 | 137.5302 | 136.391 | 173.4576 | 124.0976 | 173.4576 | 0 | 0 | 0 | 0 | 0 | 0 | 20473069.7813 | 18853171.5828 | 16315153.6669 | 23565945.7494 | 15247807.1653 | [9 empty] | 7.3.5.2 Detailed inspections and management practices for vegetation clearances around distribution electrical lines and equipment | WLDFR | HFTD - Distribution - Tier 2 - 3QU CoRE ¦ 2QU LoRE | 2021 | 1 | 0 | 0 | 0 | 0 | 269.7992 | 34890.3528 | 0 | 34890.3528 | 0 | 0 | 0 | 0 | 0 | 0 | 0 | 0 | 0 | 34890.3528 | 0 | 0 | 0 | 0 | 0 | 0 | 0 | 0 | 0 | 0 | [11 empty] | WLDFR | HFTD - Transmission - Tier 2 - 60/70 kV | Non-Red Flag Warning - Small Fires | 2021 | 0 | 0.054484 | 0 | 0 | 0.077901 | 0.036425 | 0.0015809 | 0.039895 | 0 | 0 | 0 | 0 | 0.0026308 | 0 | 0 | 0 | 0.0042444 | 0 | 0.0042444 | 0 | 0 | 0 | 0 | 0 | 0 | [12 empty] | 7.3.5.8 Remote sensing inspections of vegetation around transmission electric lines and equipmentWLDFRVegetation ContactAggregated | WLDFR | HFTD - Transmission - Tier 3 - 230 kV or Higher | Red Flag Warning - Large Fires | Vegetation Contact | Aggregated | 2023 | 3.3355e-07 | 557.6 | 0.00018598 | 2023 | Control | 0.99542 | 1 | 0 | esc | 0 | 0 | 0 | 0 | 0 | 0 | 217.2767 | 7.2472e-05
7.3.5.2 Detailed inspections and management practices for vegetation clearances around distribution electrical lines and equipment | HFTD - Distribution - Tier 3 - 5QU CoRE ¦ 2QU LoRE | 1361.5275 | 1243.4131 | 1190.1483 | 1149.4314 | 195.8691 | 1190.1483 | 0 | 1190.1483 | 168.0403 | 166.6483 | 211.7473 | 151.4921 | 211.7473 | 0 | 0 | 0 | 0 | 0 | 0 | 8102388.1073 | 7461299.8856 | 6014050.1972 | 8686818.6212 | 5620607.6609 | [9 empty] | 7.3.5.2 Detailed inspections and management practices for vegetation clearances around distribution electrical lines and equipment | WLDFR | HFTD - Distribution - Tier 2 - 3QU CoRE ¦ 2QU LoRE | 2022 | 0.93458 | 0 | 0 | 0 | 0 | 0 | 0 | 0 | 0 | 314.5473 | 40611.1216 | 0 | 40611.1216 | 0 | 0 | 0 | 0 | 0 | 0 | 37954.3193 | 0 | 314.5473 | 293.9695 | 40611.1216 | 37954.3193 | 0 | 0 | 40611.1216 | 37954.3193 | [11 empty] | WLDFR | HFTD - Transmission - Tier 2 - 60/70 kV | Non-Red Flag Warning - Small Fires | 2022 | 0 | 0 | 0.054484 | 0 | 0.077901 | 0.036425 | 0.0015809 | 0.039895 | 0 | 0 | 0 | 0 | 0.0026308 | 0 | 0 | 0 | 0 | 0 | 0 | 0.0042444 | 0 | 0.0042444 | 0 | 0 | 0 | [12 empty] | 7.3.5.8 Remote sensing inspections of vegetation around transmission electric lines and equipmentWLDFRVegetation ContactAggregated | WLDFR | HFTD - Transmission - Tier 3 - 230 kV or Higher | Red Flag Warning - Small Fires | Vegetation Contact | Aggregated | 2022 | 4.5832e-06 | 557.6 | 0.0025556 | 2022 | Control | 0.99542 | 1 | 0 | esc | 0 | 0 | 0 | 0 | 217.2767 | 0.00099581 | 0 | 0
7.3.5.2 Detailed inspections and management practices for vegetation clearances around distribution electrical lines and equipment | HFTD - Distribution - Tier 3 - 5QU CoRE ¦ 3QU LoRE | 651.6464 | 595.1151 | 567.1834 | 547.7811 | 70.8665 | 567.1834 | 0 | 567.1834 | 237.588 | 235.6199 | 278.9105 | 199.5439 | 278.9105 | 0 | 0 | 0 | 0 | 0 | 0 | 2742758.2586 | 2525741.9924 | 2175917.6356 | 3142940.4836 | 2033567.8838 | [9 empty] | 7.3.5.2 Detailed inspections and management practices for vegetation clearances around distribution electrical lines and equipment | WLDFR | HFTD - Distribution - Tier 2 - 3QU CoRE ¦ 2QU LoRE | 2023 | 0.87344 | 0 | 0 | 0 | 0 | 0 | 0 | 0 | 0 | 0 | 0 | 0 | 0 | 313.5658 | 41967.8932 | 0 | 41967.8932 | 0 | 0 | 0 | 36656.3833 | 0 | 0 | 0 | 0 | 0 | 0 | 0 | 0 | [11 empty] | WLDFR | HFTD - Transmission - Tier 2 - 60/70 kV | Non-Red Flag Warning - Small Fires | 2023 | 0 | 0 | 0 | 0.054484 | 0.080408 | 0.03759 | 0.0016314 | 0.041187 | 0 | 0 | 0 | 0 | 0.0026308 | 0 | 0 | 0 | 0 | 0 | 0 | 0 | 0 | 0 | 0.004381 | 0 | 0.004381 | [12 empty] | 7.3.5.8 Remote sensing inspections of vegetation around transmission electric lines and equipmentWLDFRVegetation ContactAggregated | WLDFR | HFTD - Transmission - Tier 3 - 230 kV or Higher | Red Flag Warning - Small Fires | Vegetation Contact | Aggregated | 2023 | 4.5832e-06 | 557.6 | 0.0025556 | 2023 | Control | 0.99542 | 1 | 0 | esc | 0 | 0 | 0 | 0 | 0 | 0 | 217.2767 | 0.00099581
7.3.5.2 Detailed inspections and management practices for vegetation clearances around distribution electrical lines and equipment | HFTD - Distribution - Tier 3 - 5QU CoRE ¦ 4QU LoRE | 273.2091 | 249.5078 | 294.9116 | 284.8228 | 35.3574 | 294.9116 | 0 | 294.9116 | 218.9013 | 217.088 | 290.666 | 207.9539 | 290.666 | 0 | 0 | 0 | 0 | 0 | 0 | 1248092.9292 | 1149339.6153 | 1085629.1252 | 1568105.1856 | 1014606.6591 | [9 empty] | 7.3.5.2 Detailed inspections and management practices for vegetation clearances around distribution electrical lines and equipment | WLDFR | HFTD - Distribution - Tier 2 - 3QU CoRE ¦ 3QU LoRE | 2020 | 1 | 318.2897 | 39176.6144 | 0 | 39176.6144 | 0 | 0 | 0 | 0 | 0 | 0 | 0 | 0 | 0 | 0 | 0 | 0 | 39176.6144 | 0 | 0 | 0 | 0 | 0 | 0 | 0 | 0 | 0 | 0 | 0 | [11 empty] | WLDFR | HFTD - Transmission - Tier 2 - 60/70 kV | Red Flag Warning - Catastrophic Fires | 2020 | 0.00061511 | 0 | 0 | 0 | 14146.1306 | 222.2294 | 8585.7228 | 5338.1784 | 0 | 0 | 0 | 0 | 1.0864e-05 | 8.7014 | 0 | 8.7014 | 0 | 0 | 0 | 0 | 0 | 0 | 0 | 0 | 0 | [12 empty] | 7.3.5.8 Remote sensing inspections of vegetation around transmission electric lines and equipmentWLDFRVegetation ContactAggregated | WLDFR | HFTD - Transmission - Tier 3 - 60/70 kV | Non-Red Flag Warning - Catastrophic Fires | Vegetation Contact | Aggregated | 2022 | 1.6225e-07 | 376.43 | 6.1076e-05 | 2022 | Control | 0.99542 | 1 | 0 | esc | 0 | 0 | 0 | 0 | 217.2767 | 3.5253e-05 | 0 | 0
7.3.5.2 Detailed inspections and management practices for vegetation clearances around distribution electrical lines and equipment | HFTD - Distribution - Tier 3 - 5QU CoRE ¦ 5QU LoRE | 253.2593 | 231.2887 | 248.2255 | 239.7337 | 36.1778 | 248.2255 | 0 | 248.2255 | 188.2377 | 186.6784 | 239.1041 | 171.0645 | 239.1041 | 0 | 0 | 0 | 0 | 0 | 0 | 1345423.1446 | 1238968.7364 | 1110818.2843 | 1604488.9286 | 1038147.9293 | [9 empty] | 7.3.5.2 Detailed inspections and management practices for vegetation clearances around distribution electrical lines and equipment | WLDFR | HFTD - Distribution - Tier 2 - 3QU CoRE ¦ 3QU LoRE | 2021 | 1 | 0 | 0 | 0 | 0 | 290.6776 | 35777.9871 | 0 | 35777.9871 | 0 | 0 | 0 | 0 | 0 | 0 | 0 | 0 | 0 | 35777.9871 | 0 | 0 | 0 | 0 | 0 | 0 | 0 | 0 | 0 | 0 | [11 empty] | WLDFR | HFTD - Transmission - Tier 2 - 60/70 kV | Red Flag Warning - Catastrophic Fires | 2021 | 0 | 0.00061511 | 0 | 0 | 14146.1306 | 222.2294 | 8585.7228 | 5338.1784 | 0 | 0 | 0 | 0 | 1.0864e-05 | 0 | 0 | 0 | 8.7014 | 0 | 8.7014 | 0 | 0 | 0 | 0 | 0 | 0 | [12 empty] | 7.3.5.8 Remote sensing inspections of vegetation around transmission electric lines and equipmentWLDFRVegetation ContactAggregated | WLDFR | HFTD - Transmission - Tier 3 - 60/70 kV | Non-Red Flag Warning - Catastrophic Fires | Vegetation Contact | Aggregated | 2023 | 1.6225e-07 | 376.43 | 6.1076e-05 | 2023 | Control | 0.99542 | 1 | 0 | esc | 0 | 0 | 0 | 0 | 0 | 0 | 217.2767 | 3.5253e-05
7.3.5.2 Detailed inspections and management practices for vegetation clearances around distribution electrical lines and equipment | non-HFTD - Distribution | 14479.2475 | 13223.1521 | 13458.8847 | 12997.5835 | 8672.8571 | 13458.8847 | 0 | 13458.8847 | 42.8124 | 42.4577 | 54.0791 | 38.6877 | 54.0791 | 0 | 0 | 0 | 0 | 0 | 0 | 338202345.4879 | 311442637.4403 | 266295250.6957 | 384642373.5475 | 248874066.0707 | [9 empty] | 7.3.5.2 Detailed inspections and management practices for vegetation clearances around distribution electrical lines and equipment | WLDFR | HFTD - Distribution - Tier 2 - 3QU CoRE ¦ 3QU LoRE | 2022 | 0.93458 | 0 | 0 | 0 | 0 | 0 | 0 | 0 | 0 | 314.5672 | 39011.7024 | 0 | 39011.7024 | 0 | 0 | 0 | 0 | 0 | 0 | 36459.535 | 0 | 314.5672 | 293.988 | 39011.7024 | 36459.535 | 0 | 0 | 39011.7024 | 36459.535 | [11 empty] | WLDFR | HFTD - Transmission - Tier 2 - 60/70 kV | Red Flag Warning - Catastrophic Fires | 2022 | 0 | 0 | 0.00061511 | 0 | 14146.1306 | 222.2294 | 8585.7228 | 5338.1784 | 0 | 0 | 0 | 0 | 1.0864e-05 | 0 | 0 | 0 | 0 | 0 | 0 | 8.7014 | 0 | 8.7014 | 0 | 0 | 0 | [12 empty] | 7.3.5.8 Remote sensing inspections of vegetation around transmission electric lines and equipmentWLDFRVegetation ContactAggregated | WLDFR | HFTD - Transmission - Tier 3 - 60/70 kV | Non-Red Flag Warning - Destructive Fires | Vegetation Contact | Aggregated | 2022 | 1.6225e-07 | 376.43 | 6.1076e-05 | 2022 | Control | 0.99542 | 1 | 0 | esc | 0 | 0 | 0 | 0 | 217.2767 | 3.5253e-05 | 0 | 0
7.3.5.8 Remote sensing inspections of vegetation around transmission electric lines and equipment | HFTD - Transmission - Tier 2 - 115 kV or Lower | 3633.2361 | 3633.2361 | 3395.5478 | 3289.7018 | 3.0359 | 3395.5478 | 0 | 3395.5478 | 5375.8817 | 5273.4314 | 4105.4026 | 4131.8923 | 4105.4026 | 0 | 0 | 0 | 0 | 0 | 0 | 675840.0492 | 688970.0223 | 884988.9972 | 911538.6671 | 827092.5207 | [9 empty] | 7.3.5.2 Detailed inspections and management practices for vegetation clearances around distribution electrical lines and equipment | WLDFR | HFTD - Distribution - Tier 2 - 3QU CoRE ¦ 3QU LoRE | 2023 | 0.87344 | 0 | 0 | 0 | 0 | 0 | 0 | 0 | 0 | 0 | 0 | 0 | 0 | 313.5855 | 40315.0629 | 0 | 40315.0629 | 0 | 0 | 0 | 35212.7373 | 0 | 0 | 0 | 0 | 0 | 0 | 0 | 0 | [11 empty] | WLDFR | HFTD - Transmission - Tier 2 - 60/70 kV | Red Flag Warning - Catastrophic Fires | 2023 | 0 | 0 | 0 | 0.00061511 | 14664.6376 | 233.2301 | 8896.516 | 5534.8915 | 0 | 0 | 0 | 0 | 1.0864e-05 | 0 | 0 | 0 | 0 | 0 | 0 | 0 | 0 | 0 | 9.0204 | 0 | 9.0204 | [12 empty] | 7.3.5.8 Remote sensing inspections of vegetation around transmission electric lines and equipmentWLDFRVegetation ContactAggregated | WLDFR | HFTD - Transmission - Tier 3 - 60/70 kV | Non-Red Flag Warning - Destructive Fires | Vegetation Contact | Aggregated | 2023 | 1.6225e-07 | 376.43 | 6.1076e-05 | 2023 | Control | 0.99542 | 1 | 0 | esc | 0 | 0 | 0 | 0 | 0 | 0 | 217.2767 | 3.5253e-05
7.3.5.8 Remote sensing inspections of vegetation around transmission electric lines and equipment | HFTD - Transmission - Tier 2 - 230 kV or Higher | 1037.6001 | 1037.6001 | 969.7197 | 939.4916 | 0.86702 | 969.7197 | 0 | 969.7197 | 1133.7018 | 1112.0964 | 865.7747 | 871.3611 | 865.7747 | 0 | 0 | 0 | 0 | 0 | 0 | 915231.9262 | 933012.7172 | 1198464.3194 | 1234418.249 | 1120060.1116 | [9 empty] | 7.3.5.2 Detailed inspections and management practices for vegetation clearances around distribution electrical lines and equipment | WLDFR | HFTD - Distribution - Tier 2 - 3QU CoRE ¦ 4QU LoRE | 2020 | 1 | 302.8691 | 38995.469 | 0 | 38995.469 | 0 | 0 | 0 | 0 | 0 | 0 | 0 | 0 | 0 | 0 | 0 | 0 | 38995.469 | 0 | 0 | 0 | 0 | 0 | 0 | 0 | 0 | 0 | 0 | 0 | [11 empty] | WLDFR | HFTD - Transmission - Tier 2 - 60/70 kV | Red Flag Warning - Destructive Fires | 2020 | 8.7873e-05 | 0 | 0 | 0 | 8807.9522 | 222.2294 | 8585.7228 | 0 | 0 | 0 | 0 | 0 | 1.552e-06 | 0.77398 | 0 | 0.77398 | 0 | 0 | 0 | 0 | 0 | 0 | 0 | 0 | 0 | [12 empty] | 7.3.5.8 Remote sensing inspections of vegetation around transmission electric lines and equipmentWLDFRVegetation ContactAggregated | WLDFR | HFTD - Transmission - Tier 3 - 60/70 kV | Non-Red Flag Warning - Large Fires | Vegetation Contact | Aggregated | 2022 | 1.4603e-06 | 376.43 | 0.00054969 | 2022 | Control | 0.99542 | 1 | 0 | esc | 0 | 0 | 0 | 0 | 217.2767 | 0.00031728 | 0 | 0
7.3.5.8 Remote sensing inspections of vegetation around transmission electric lines and equipment | HFTD - Transmission - Tier 2 - 60/70 kV | 14612.205 | 14612.205 | 13656.2664 | 13230.5286 | 84.0388 | 13656.2664 | 0 | 13656.2664 | 19789.8643 | 19412.7211 | 15112.9369 | 15210.4001 | 15112.9369 | 0 | 0 | 0 | 0 | 0 | 0 | 738368.1276 | 752712.8734 | 966867.3373 | 995873.3574 | 903614.3339 | [9 empty] | 7.3.5.2 Detailed inspections and management practices for vegetation clearances around distribution electrical lines and equipment | WLDFR | HFTD - Distribution - Tier 2 - 3QU CoRE ¦ 4QU LoRE | 2021 | 1 | 0 | 0 | 0 | 0 | 276.5947 | 35612.5564 | 0 | 35612.5564 | 0 | 0 | 0 | 0 | 0 | 0 | 0 | 0 | 0 | 35612.5564 | 0 | 0 | 0 | 0 | 0 | 0 | 0 | 0 | 0 | 0 | [11 empty] | WLDFR | HFTD - Transmission - Tier 2 - 60/70 kV | Red Flag Warning - Destructive Fires | 2021 | 0 | 8.7873e-05 | 0 | 0 | 8807.9522 | 222.2294 | 8585.7228 | 0 | 0 | 0 | 0 | 0 | 1.552e-06 | 0 | 0 | 0 | 0.77398 | 0 | 0.77398 | 0 | 0 | 0 | 0 | 0 | 0 | [12 empty] | 7.3.5.8 Remote sensing inspections of vegetation around transmission electric lines and equipmentWLDFRVegetation ContactAggregated | WLDFR | HFTD - Transmission - Tier 3 - 60/70 kV | Non-Red Flag Warning - Large Fires | Vegetation Contact | Aggregated | 2023 | 1.4603e-06 | 376.43 | 0.00054969 | 2023 | Control | 0.99542 | 1 | 0 | esc | 0 | 0 | 0 | 0 | 0 | 0 | 217.2767 | 0.00031728
7.3.5.8 Remote sensing inspections of vegetation around transmission electric lines and equipment | HFTD - Transmission - Tier 3 - 115 kV or Lower | 2761.3519 | 2761.3519 | 2580.7028 | 2500.2571 | 2.3074 | 2580.7028 | 0 | 2580.7028 | 11877.5902 | 11651.2342 | 9070.566 | 9129.093 | 9070.566 | 0 | 0 | 0 | 0 | 0 | 0 | 232484.1915 | 237000.8093 | 304429.9487 | 313562.8471 | 284513.9707 | [9 empty] | 7.3.5.2 Detailed inspections and management practices for vegetation clearances around distribution electrical lines and equipment | WLDFR | HFTD - Distribution - Tier 2 - 3QU CoRE ¦ 4QU LoRE | 2022 | 0.93458 | 0 | 0 | 0 | 0 | 0 | 0 | 0 | 0 | 294.8469 | 37869.714 | 0 | 37869.714 | 0 | 0 | 0 | 0 | 0 | 0 | 35392.256 | 0 | 294.8469 | 275.5578 | 37869.714 | 35392.256 | 0 | 0 | 37869.714 | 35392.256 | [11 empty] | WLDFR | HFTD - Transmission - Tier 2 - 60/70 kV | Red Flag Warning - Destructive Fires | 2022 | 0 | 0 | 8.7873e-05 | 0 | 8807.9522 | 222.2294 | 8585.7228 | 0 | 0 | 0 | 0 | 0 | 1.552e-06 | 0 | 0 | 0 | 0 | 0 | 0 | 0.77398 | 0 | 0.77398 | 0 | 0 | 0 | [12 empty] | 7.3.5.8 Remote sensing inspections of vegetation around transmission electric lines and equipmentWLDFRVegetation ContactAggregated | WLDFR | HFTD - Transmission - Tier 3 - 60/70 kV | Non-Red Flag Warning - Small Fires | Vegetation Contact | Aggregated | 2022 | 0.00025076 | 376.43 | 0.094394 | 2022 | Control | 0.99542 | 1 | 0 | esc | 0 | 0 | 0 | 0 | 217.2767 | 0.054484 | 0 | 0
7.3.5.8 Remote sensing inspections of vegetation around transmission electric lines and equipment | HFTD - Transmission - Tier 3 - 230 kV or Higher | 726.4985 | 726.4985 | 678.9706 | 657.8057 | 0.60706 | 678.9706 | 0 | 678.9706 | 2504.8255 | 2457.0901 | 1912.8615 | 1925.2041 | 1912.8615 | 0 | 0 | 0 | 0 | 0 | 0 | 290039.5686 | 295674.3512 | 379796.7096 | 391190.6109 | 354950.1959 | [9 empty] | 7.3.5.2 Detailed inspections and management practices for vegetation clearances around distribution electrical lines and equipment | WLDFR | HFTD - Distribution - Tier 2 - 3QU CoRE ¦ 4QU LoRE | 2023 | 0.87344 | 0 | 0 | 0 | 0 | 0 | 0 | 0 | 0 | 0 | 0 | 0 | 0 | 293.9268 | 39134.9517 | 0 | 39134.9517 | 0 | 0 | 0 | 34181.9824 | 0 | 0 | 0 | 0 | 0 | 0 | 0 | 0 | [11 empty] | WLDFR | HFTD - Transmission - Tier 2 - 60/70 kV | Red Flag Warning - Destructive Fires | 2023 | 0 | 0 | 0 | 8.7873e-05 | 9129.7461 | 233.2301 | 8896.516 | 0 | 0 | 0 | 0 | 0 | 1.552e-06 | 0 | 0 | 0 | 0 | 0 | 0 | 0 | 0 | 0 | 0.80226 | 0 | 0.80226 | [12 empty] | 7.3.5.8 Remote sensing inspections of vegetation around transmission electric lines and equipmentWLDFRVegetation ContactAggregated | WLDFR | HFTD - Transmission - Tier 3 - 60/70 kV | Non-Red Flag Warning - Small Fires | Vegetation Contact | Aggregated | 2023 | 0.00025076 | 376.43 | 0.094394 | 2023 | Control | 0.99542 | 1 | 0 | esc | 0 | 0 | 0 | 0 | 0 | 0 | 217.2767 | 0.054484
7.3.5.8 Remote sensing inspections of vegetation around transmission electric lines and equipment | HFTD - Transmission - Tier 3 - 60/70 kV | 5359.8964 | 5359.8964 | 5009.249 | 4853.0889 | 23.5265 | 5009.249 | 0 | 5009.249 | 27373.9636 | 26852.2872 | 20904.6903 | 21039.5243 | 20904.6903 | 0 | 0 | 0 | 0 | 0 | 0 | 195802.7166 | 199606.7002 | 256396.8354 | 264088.7404 | 239623.2106 | [9 empty] | 7.3.5.2 Detailed inspections and management practices for vegetation clearances around distribution electrical lines and equipment | WLDFR | HFTD - Distribution - Tier 2 - 3QU CoRE ¦ 5QU LoRE | 2020 | 1 | 288.43 | 37822.5407 | 0 | 37822.5407 | 0 | 0 | 0 | 0 | 0 | 0 | 0 | 0 | 0 | 0 | 0 | 0 | 37822.5407 | 0 | 0 | 0 | 0 | 0 | 0 | 0 | 0 | 0 | 0 | 0 | [11 empty] | WLDFR | HFTD - Transmission - Tier 2 - 60/70 kV | Red Flag Warning - Large Fires | 2020 | 0.00052724 | 0 | 0 | 0 | 5.2406 | 0.69642 | 2.942 | 1.6022 | 0 | 0 | 0 | 0 | 9.3119e-06 | 0.002763 | 0 | 0.002763 | 0 | 0 | 0 | 0 | 0 | 0 | 0 | 0 | 0 | [12 empty] | 7.3.5.8 Remote sensing inspections of vegetation around transmission electric lines and equipmentWLDFRVegetation ContactAggregated | WLDFR | HFTD - Transmission - Tier 3 - 60/70 kV | Red Flag Warning - Catastrophic Fires | Vegetation Contact | Aggregated | 2022 | 4.0092e-06 | 376.43 | 0.0015092 | 2022 | Control | 0.99542 | 1 | 0 | esc | 0 | 0 | 0 | 0 | 217.2767 | 0.00087111 | 0 | 0
7.3.5.8 Remote sensing inspections of vegetation around transmission electric lines and equipment | HFTD - Transmission - Zone 1 - 60/70 kV | 12.6576 | 12.6576 | 11.8296 | 11.4607 | 0.10166 | 11.8296 | 0 | 11.8296 | 13519.0171 | 13261.3798 | 10324.0754 | 10390.6389 | 10324.0754 | 0 | 0 | 0 | 0 | 0 | 0 | 936.2827 | 954.4724 | 1226.0296 | 1262.8104 | 1145.822 | [9 empty] | 7.3.5.2 Detailed inspections and management practices for vegetation clearances around distribution electrical lines and equipment | WLDFR | HFTD - Distribution - Tier 2 - 3QU CoRE ¦ 5QU LoRE | 2021 | 1 | 0 | 0 | 0 | 0 | 263.4083 | 34541.3813 | 0 | 34541.3813 | 0 | 0 | 0 | 0 | 0 | 0 | 0 | 0 | 0 | 34541.3813 | 0 | 0 | 0 | 0 | 0 | 0 | 0 | 0 | 0 | 0 | [11 empty] | WLDFR | HFTD - Transmission - Tier 2 - 60/70 kV | Red Flag Warning - Large Fires | 2021 | 0 | 0.00052724 | 0 | 0 | 5.2406 | 0.69642 | 2.942 | 1.6022 | 0 | 0 | 0 | 0 | 9.3119e-06 | 0 | 0 | 0 | 0.002763 | 0 | 0.002763 | 0 | 0 | 0 | 0 | 0 | 0 | [12 empty] | 7.3.5.8 Remote sensing inspections of vegetation around transmission electric lines and equipmentWLDFRVegetation ContactAggregated | WLDFR | HFTD - Transmission - Tier 3 - 60/70 kV | Red Flag Warning - Catastrophic Fires | Vegetation Contact | Aggregated | 2023 | 4.0092e-06 | 376.43 | 0.0015092 | 2023 | Control | 0.99542 | 1 | 0 | esc | 0 | 0 | 0 | 0 | 0 | 0 | 217.2767 | 0.00087111
7.3.5.9 Other discretionary inspections of vegetation around distribution electric lines and equipment | HFTD - Distribution - Tier 2 - 1QU CoRE ¦ 1QU LoRE | 10136.1467 | 10136.1467 | 8442.9938 | 8179.7946 | 10.0136 | 8442.9938 | 0 | 8442.9938 | 16953.0608 | 17649.5859 | 11340.7133 | 22814.3064 | 11340.7133 | 0 | 0 | 0 | 0 | 0 | 0 | 597894.7864 | 574299.4047 | 796599.2246 | 410490.0962 | 744485.2566 | [9 empty] | 7.3.5.2 Detailed inspections and management practices for vegetation clearances around distribution electrical lines and equipment | WLDFR | HFTD - Distribution - Tier 2 - 3QU CoRE ¦ 5QU LoRE | 2022 | 0.93458 | 0 | 0 | 0 | 0 | 0 | 0 | 0 | 0 | 284.6124 | 37084.0288 | 0 | 37084.0288 | 0 | 0 | 0 | 0 | 0 | 0 | 34657.9708 | 0 | 284.6124 | 265.9929 | 37084.0288 | 34657.9708 | 0 | 0 | 37084.0288 | 34657.9708 | [11 empty] | WLDFR | HFTD - Transmission - Tier 2 - 60/70 kV | Red Flag Warning - Large Fires | 2022 | 0 | 0 | 0.00052724 | 0 | 5.2406 | 0.69642 | 2.942 | 1.6022 | 0 | 0 | 0 | 0 | 9.3119e-06 | 0 | 0 | 0 | 0 | 0 | 0 | 0.002763 | 0 | 0.002763 | 0 | 0 | 0 | [12 empty] | 7.3.5.8 Remote sensing inspections of vegetation around transmission electric lines and equipmentWLDFRVegetation ContactAggregated | WLDFR | HFTD - Transmission - Tier 3 - 60/70 kV | Red Flag Warning - Destructive Fires | Vegetation Contact | Aggregated | 2022 | 5.7275e-07 | 376.43 | 0.0002156 | 2022 | Control | 0.99542 | 1 | 0 | esc | 0 | 0 | 0 | 0 | 217.2767 | 0.00012444 | 0 | 0
7.3.5.9 Other discretionary inspections of vegetation around distribution electric lines and equipment | HFTD - Distribution - Tier 2 - 1QU CoRE ¦ 2QU LoRE | 16673.3965 | 16673.3965 | 15637.9564 | 15150.4705 | 22.411 | 15637.9564 | 0 | 15637.9564 | 15017.622 | 15634.6286 | 9722.8574 | 19559.647 | 9722.8574 | 0 | 0 | 0 | 0 | 0 | 0 | 1110255.4412 | 1066440.2055 | 1720956.3567 | 886814.2456 | 1608370.4269 | [9 empty] | 7.3.5.2 Detailed inspections and management practices for vegetation clearances around distribution electrical lines and equipment | WLDFR | HFTD - Distribution - Tier 2 - 3QU CoRE ¦ 5QU LoRE | 2023 | 0.87344 | 0 | 0 | 0 | 0 | 0 | 0 | 0 | 0 | 0 | 0 | 0 | 0 | 283.7243 | 38323.0283 | 0 | 38323.0283 | 0 | 0 | 0 | 33472.8171 | 0 | 0 | 0 | 0 | 0 | 0 | 0 | 0 | [11 empty] | WLDFR | HFTD - Transmission - Tier 2 - 60/70 kV | Red Flag Warning - Large Fires | 2023 | 0 | 0 | 0 | 0.00052724 | 5.475 | 0.71896 | 3.0715 | 1.6846 | 0 | 0 | 0 | 0 | 9.3119e-06 | 0 | 0 | 0 | 0 | 0 | 0 | 0 | 0 | 0 | 0.0028866 | 0 | 0.0028866 | [12 empty] | 7.3.5.8 Remote sensing inspections of vegetation around transmission electric lines and equipmentWLDFRVegetation ContactAggregated | WLDFR | HFTD - Transmission - Tier 3 - 60/70 kV | Red Flag Warning - Destructive Fires | Vegetation Contact | Aggregated | 2023 | 5.7275e-07 | 376.43 | 0.0002156 | 2023 | Control | 0.99542 | 1 | 0 | esc | 0 | 0 | 0 | 0 | 0 | 0 | 217.2767 | 0.00012444
7.3.5.9 Other discretionary inspections of vegetation around distribution electric lines and equipment | HFTD - Distribution - Tier 2 - 1QU CoRE ¦ 3QU LoRE | 49322.6252 | 49322.6252 | 44782.9033 | 43386.9019 | 60.8962 | 44782.9033 | 0 | 44782.9033 | 14534.0592 | 15131.1984 | 9708.2021 | 19530.1768 | 9708.2021 | 0 | 0 | 0 | 0 | 0 | 0 | 3393589.1096 | 3259664.1576 | 4935796.1676 | 2543431.3531 | 4612893.6146 | [9 empty] | 7.3.5.2 Detailed inspections and management practices for vegetation clearances around distribution electrical lines and equipment | WLDFR | HFTD - Distribution - Tier 2 - 4QU CoRE ¦ 1QU LoRE | 2020 | 1 | 293.4361 | 11988.9196 | 0 | 11988.9196 | 0 | 0 | 0 | 0 | 0 | 0 | 0 | 0 | 0 | 0 | 0 | 0 | 11988.9196 | 0 | 0 | 0 | 0 | 0 | 0 | 0 | 0 | 0 | 0 | 0 | [11 empty] | WLDFR | HFTD - Transmission - Tier 2 - 60/70 kV | Red Flag Warning - Small Fires | 2020 | 0.0072446 | 0 | 0 | 0 | 0.077901 | 0.036425 | 0.0015809 | 0.039895 | 0 | 0 | 0 | 0 | 0.00012795 | 0.00056436 | 0 | 0.00056436 | 0 | 0 | 0 | 0 | 0 | 0 | 0 | 0 | 0 | [12 empty] | 7.3.5.8 Remote sensing inspections of vegetation around transmission electric lines and equipmentWLDFRVegetation ContactAggregated | WLDFR | HFTD - Transmission - Tier 3 - 60/70 kV | Red Flag Warning - Large Fires | Vegetation Contact | Aggregated | 2022 | 3.4365e-06 | 376.43 | 0.0012936 | 2022 | Control | 0.99542 | 1 | 0 | esc | 0 | 0 | 0 | 0 | 217.2767 | 0.00074667 | 0 | 0
7.3.5.9 Other discretionary inspections of vegetation around distribution electric lines and equipment | HFTD - Distribution - Tier 2 - 1QU CoRE ¦ 4QU LoRE | 61722.1851 | 61722.1851 | 57854.918 | 56051.4272 | 72.6398 | 57854.918 | 0 | 57854.918 | 13230.2011 | 13773.7706 | 8575.1717 | 17250.8378 | 8575.1717 | 0 | 0 | 0 | 0 | 0 | 0 | 4665249.2019 | 4481139.3245 | 7219069.7129 | 3720009.4219 | 6746794.1242 | [9 empty] | 7.3.5.2 Detailed inspections and management practices for vegetation clearances around distribution electrical lines and equipment | WLDFR | HFTD - Distribution - Tier 2 - 4QU CoRE ¦ 1QU LoRE | 2021 | 1 | 0 | 0 | 0 | 0 | 267.9801 | 10948.8637 | 0 | 10948.8637 | 0 | 0 | 0 | 0 | 0 | 0 | 0 | 0 | 0 | 10948.8637 | 0 | 0 | 0 | 0 | 0 | 0 | 0 | 0 | 0 | 0 | [11 empty] | WLDFR | HFTD - Transmission - Tier 2 - 60/70 kV | Red Flag Warning - Small Fires | 2021 | 0 | 0.0072446 | 0 | 0 | 0.077901 | 0.036425 | 0.0015809 | 0.039895 | 0 | 0 | 0 | 0 | 0.00012795 | 0 | 0 | 0 | 0.00056436 | 0 | 0.00056436 | 0 | 0 | 0 | 0 | 0 | 0 | [12 empty] | 7.3.5.8 Remote sensing inspections of vegetation around transmission electric lines and equipmentWLDFRVegetation ContactAggregated | WLDFR | HFTD - Transmission - Tier 3 - 60/70 kV | Red Flag Warning - Large Fires | Vegetation Contact | Aggregated | 2023 | 3.4365e-06 | 376.43 | 0.0012936 | 2023 | Control | 0.99542 | 1 | 0 | esc | 0 | 0 | 0 | 0 | 0 | 0 | 217.2767 | 0.00074667
7.3.5.9 Other discretionary inspections of vegetation around distribution electric lines and equipment | HFTD - Distribution - Tier 2 - 1QU CoRE ¦ 5QU LoRE | 43394.6954 | 43394.6954 | 40708.1908 | 39439.2067 | 43.9732 | 40708.1908 | 0 | 40708.1908 | 8278.5233 | 8618.6506 | 5586.9992 | 11239.4731 | 5586.9992 | 0 | 0 | 0 | 0 | 0 | 0 | 5241840.1026 | 5034975.5821 | 7796271.7347 | 4017443.4466 | 7286235.2661 | [9 empty] | 7.3.5.2 Detailed inspections and management practices for vegetation clearances around distribution electrical lines and equipment | WLDFR | HFTD - Distribution - Tier 2 - 4QU CoRE ¦ 1QU LoRE | 2022 | 0.93458 | 0 | 0 | 0 | 0 | 0 | 0 | 0 | 0 | 306.9808 | 12347.4496 | 0 | 12347.4496 | 0 | 0 | 0 | 0 | 0 | 0 | 11539.6726 | 0 | 306.9808 | 286.8979 | 12347.4496 | 11539.6726 | 0 | 0 | 12347.4496 | 11539.6726 | [11 empty] | WLDFR | HFTD - Transmission - Tier 2 - 60/70 kV | Red Flag Warning - Small Fires | 2022 | 0 | 0 | 0.0072446 | 0 | 0.077901 | 0.036425 | 0.0015809 | 0.039895 | 0 | 0 | 0 | 0 | 0.00012795 | 0 | 0 | 0 | 0 | 0 | 0 | 0.00056436 | 0 | 0.00056436 | 0 | 0 | 0 | [12 empty] | 7.3.5.8 Remote sensing inspections of vegetation around transmission electric lines and equipmentWLDFRVegetation ContactAggregated | WLDFR | HFTD - Transmission - Tier 3 - 60/70 kV | Red Flag Warning - Small Fires | Vegetation Contact | Aggregated | 2022 | 4.722e-05 | 376.43 | 0.017775 | 2022 | Control | 0.99542 | 1 | 0 | esc | 0 | 0 | 0 | 0 | 217.2767 | 0.01026 | 0 | 0
7.3.5.9 Other discretionary inspections of vegetation around distribution electric lines and equipment | HFTD - Distribution - Tier 2 - 2QU CoRE ¦ 1QU LoRE | 4802.5814 | 4802.5814 | 4813.1491 | 4663.1015 | 16.3404 | 4813.1491 | 0 | 4813.1491 | 8235.4293 | 8573.7861 | 5459.9345 | 10983.8342 | 5459.9345 | 0 | 0 | 0 | 0 | 0 | 0 | 583161.0214 | 560147.0944 | 943247.4868 | 486058.4089 | 881539.7073 | [9 empty] | 7.3.5.2 Detailed inspections and management practices for vegetation clearances around distribution electrical lines and equipment | WLDFR | HFTD - Distribution - Tier 2 - 4QU CoRE ¦ 1QU LoRE | 2023 | 0.87344 | 0 | 0 | 0 | 0 | 0 | 0 | 0 | 0 | 0 | 0 | 0 | 0 | 306.0228 | 12759.9182 | 0 | 12759.9182 | 0 | 0 | 0 | 11145.0068 | 0 | 0 | 0 | 0 | 0 | 0 | 0 | 0 | [11 empty] | WLDFR | HFTD - Transmission - Tier 2 - 60/70 kV | Red Flag Warning - Small Fires | 2023 | 0 | 0 | 0 | 0.0072446 | 0.080408 | 0.03759 | 0.0016314 | 0.041187 | 0 | 0 | 0 | 0 | 0.00012795 | 0 | 0 | 0 | 0 | 0 | 0 | 0 | 0 | 0 | 0.00058253 | 0 | 0.00058253 | [12 empty] | 7.3.5.8 Remote sensing inspections of vegetation around transmission electric lines and equipmentWLDFRVegetation ContactAggregated | WLDFR | HFTD - Transmission - Tier 3 - 60/70 kV | Red Flag Warning - Small Fires | Vegetation Contact | Aggregated | 2023 | 4.722e-05 | 376.43 | 0.017775 | 2023 | Control | 0.99542 | 1 | 0 | esc | 0 | 0 | 0 | 0 | 0 | 0 | 217.2767 | 0.01026
7.3.5.9 Other discretionary inspections of vegetation around distribution electric lines and equipment | HFTD - Distribution - Tier 2 - 2QU CoRE ¦ 2QU LoRE | 10968.4984 | 10968.4984 | 10670.6599 | 10338.017 | 42.2759 | 10670.6599 | 0 | 10670.6599 | 6633.3833 | 6905.9192 | 4318.6967 | 8687.9965 | 4318.6967 | 0 | 0 | 0 | 0 | 0 | 0 | 1653530.0324 | 1588274.952 | 2643761.9948 | 1362338.9053 | 2470805.6026 | [9 empty] | 7.3.5.2 Detailed inspections and management practices for vegetation clearances around distribution electrical lines and equipment | WLDFR | HFTD - Distribution - Tier 2 - 4QU CoRE ¦ 2QU LoRE | 2020 | 1 | 219.4891 | 9652.401 | 0 | 9652.401 | 0 | 0 | 0 | 0 | 0 | 0 | 0 | 0 | 0 | 0 | 0 | 0 | 9652.401 | 0 | 0 | 0 | 0 | 0 | 0 | 0 | 0 | 0 | 0 | 0 | [11 empty] | WLDFR | HFTD - Transmission - Tier 3 - 115 kV or Lower | Red Flag Warning - Catastrophic Fires | 2020 | 0.00040093 | 0 | 0 | 0 | 14146.1306 | 222.2294 | 8585.7228 | 5338.1784 | 0 | 0 | 0 | 0 | 1.0039e-05 | 5.6716 | 0 | 5.6716 | 0 | 0 | 0 | 0 | 0 | 0 | 0 | 0 | 0 | [12 empty] | 7.3.5.8 Remote sensing inspections of vegetation around transmission electric lines and equipmentWLDFRVegetation ContactAggregated | WLDFR | HFTD - Transmission - Zone 1 - 60/70 kV | Non-Red Flag Warning - Catastrophic Fires | Vegetation Contact | Aggregated | 2022 | 1.6225e-07 | 1.8 | 2.9205e-07 | 2022 | Control | 0.99542 | 1 | 0 | esc | 0 | 0 | 0 | 0 | 217.2767 | 3.5253e-05 | 0 | 0
7.3.5.9 Other discretionary inspections of vegetation around distribution electric lines and equipment | HFTD - Distribution - Tier 2 - 2QU CoRE ¦ 3QU LoRE | 17224.2131 | 17224.2131 | 15997.8658 | 15499.1636 | 57.1789 | 15997.8658 | 0 | 15997.8658 | 5582.4653 | 5811.8237 | 3714.9302 | 7473.3934 | 3714.9302 | 0 | 0 | 0 | 0 | 0 | 0 | 3085413.361 | 2963650.2887 | 4607816.4358 | 2374422.3615 | 4306370.5008 | [9 empty] | 7.3.5.2 Detailed inspections and management practices for vegetation clearances around distribution electrical lines and equipment | WLDFR | HFTD - Distribution - Tier 2 - 4QU CoRE ¦ 2QU LoRE | 2021 | 1 | 0 | 0 | 0 | 0 | 200.4481 | 8815.0414 | 0 | 8815.0414 | 0 | 0 | 0 | 0 | 0 | 0 | 0 | 0 | 0 | 8815.0414 | 0 | 0 | 0 | 0 | 0 | 0 | 0 | 0 | 0 | 0 | [11 empty] | WLDFR | HFTD - Transmission - Tier 3 - 115 kV or Lower | Red Flag Warning - Catastrophic Fires | 2021 | 0 | 0.00040093 | 0 | 0 | 14146.1306 | 222.2294 | 8585.7228 | 5338.1784 | 0 | 0 | 0 | 0 | 1.0039e-05 | 0 | 0 | 0 | 5.6716 | 0 | 5.6716 | 0 | 0 | 0 | 0 | 0 | 0 | [12 empty] | 7.3.5.8 Remote sensing inspections of vegetation around transmission electric lines and equipmentWLDFRVegetation ContactAggregated | WLDFR | HFTD - Transmission - Zone 1 - 60/70 kV | Non-Red Flag Warning - Catastrophic Fires | Vegetation Contact | Aggregated | 2023 | 1.6225e-07 | 1.8 | 2.9205e-07 | 2023 | Control | 0.99542 | 1 | 0 | esc | 0 | 0 | 0 | 0 | 0 | 0 | 217.2767 | 3.5253e-05
7.3.5.9 Other discretionary inspections of vegetation around distribution electric lines and equipment | HFTD - Distribution - Tier 2 - 2QU CoRE ¦ 4QU LoRE | 16209.756 | 16209.756 | 13303.292 | 12888.5874 | 50.508 | 13303.292 | 0 | 13303.292 | 4402.6935 | 4583.5804 | 2710.1235 | 5452.005 | 2710.1235 | 0 | 0 | 0 | 0 | 0 | 0 | 3681781.6357 | 3536483.4241 | 5252351.994 | 2706553.5702 | 4908740.1813 | [9 empty] | 7.3.5.2 Detailed inspections and management practices for vegetation clearances around distribution electrical lines and equipment | WLDFR | HFTD - Distribution - Tier 2 - 4QU CoRE ¦ 2QU LoRE | 2022 | 0.93458 | 0 | 0 | 0 | 0 | 0 | 0 | 0 | 0 | 207.6278 | 9179.8029 | 0 | 9179.8029 | 0 | 0 | 0 | 0 | 0 | 0 | 8579.2551 | 0 | 207.6278 | 194.0447 | 9179.8029 | 8579.2551 | 0 | 0 | 9179.8029 | 8579.2551 | [11 empty] | WLDFR | HFTD - Transmission - Tier 3 - 115 kV or Lower | Red Flag Warning - Catastrophic Fires | 2022 | 0 | 0 | 0.00040093 | 0 | 14146.1306 | 222.2294 | 8585.7228 | 5338.1784 | 0 | 0 | 0 | 0 | 1.0039e-05 | 0 | 0 | 0 | 0 | 0 | 0 | 5.6716 | 0 | 5.6716 | 0 | 0 | 0 | [12 empty] | 7.3.5.8 Remote sensing inspections of vegetation around transmission electric lines and equipmentWLDFRVegetation ContactAggregated | WLDFR | HFTD - Transmission - Zone 1 - 60/70 kV | Non-Red Flag Warning - Destructive Fires | Vegetation Contact | Aggregated | 2022 | 1.6225e-07 | 1.8 | 2.9205e-07 | 2022 | Control | 0.99542 | 1 | 0 | esc | 0 | 0 | 0 | 0 | 217.2767 | 3.5253e-05 | 0 | 0
7.3.5.9 Other discretionary inspections of vegetation around distribution electric lines and equipment | HFTD - Distribution - Tier 2 - 2QU CoRE ¦ 5QU LoRE | 13828.7604 | 13828.7604 | 13565.9078 | 13143.0206 | 44.7732 | 13565.9078 | 0 | 13565.9078 | 2912.156 | 3031.8034 | 2035.5449 | 4094.9441 | 2035.5449 | 0 | 0 | 0 | 0 | 0 | 0 | 4748633.1666 | 4561232.6157 | 7131024.998 | 3674639.7022 | 6664509.3439 | [9 empty] | 7.3.5.2 Detailed inspections and management practices for vegetation clearances around distribution electrical lines and equipment | WLDFR | HFTD - Distribution - Tier 2 - 4QU CoRE ¦ 2QU LoRE | 2023 | 0.87344 | 0 | 0 | 0 | 0 | 0 | 0 | 0 | 0 | 0 | 0 | 0 | 0 | 206.9799 | 9486.4665 | 0 | 9486.4665 | 0 | 0 | 0 | 8285.8472 | 0 | 0 | 0 | 0 | 0 | 0 | 0 | 0 | [11 empty] | WLDFR | HFTD - Transmission - Tier 3 - 115 kV or Lower | Red Flag Warning - Catastrophic Fires | 2023 | 0 | 0 | 0 | 0.00040093 | 14664.6376 | 233.2301 | 8896.516 | 5534.8915 | 0 | 0 | 0 | 0 | 1.0039e-05 | 0 | 0 | 0 | 0 | 0 | 0 | 0 | 0 | 0 | 5.8794 | 0 | 5.8794 | [12 empty] | 7.3.5.8 Remote sensing inspections of vegetation around transmission electric lines and equipmentWLDFRVegetation ContactAggregated | WLDFR | HFTD - Transmission - Zone 1 - 60/70 kV | Non-Red Flag Warning - Destructive Fires | Vegetation Contact | Aggregated | 2023 | 1.6225e-07 | 1.8 | 2.9205e-07 | 2023 | Control | 0.99542 | 1 | 0 | esc | 0 | 0 | 0 | 0 | 0 | 0 | 217.2767 | 3.5253e-05
7.3.5.9 Other discretionary inspections of vegetation around distribution electric lines and equipment | HFTD - Distribution - Tier 2 - 3QU CoRE ¦ 1QU LoRE | 6819.5284 | 6819.5284 | 6302.8529 | 6106.3576 | 63.138 | 6302.8529 | 0 | 6302.8529 | 4249.5832 | 4424.1795 | 2829.5404 | 5692.2234 | 2829.5404 | 0 | 0 | 0 | 0 | 0 | 0 | 1604752.301 | 1541422.19 | 2383444.5124 | 1228196.4845 | 2227518.2359 | [9 empty] | 7.3.5.2 Detailed inspections and management practices for vegetation clearances around distribution electrical lines and equipment | WLDFR | HFTD - Distribution - Tier 2 - 4QU CoRE ¦ 3QU LoRE | 2020 | 1 | 303.015 | 12358.0706 | 0 | 12358.0706 | 0 | 0 | 0 | 0 | 0 | 0 | 0 | 0 | 0 | 0 | 0 | 0 | 12358.0706 | 0 | 0 | 0 | 0 | 0 | 0 | 0 | 0 | 0 | 0 | 0 | [11 empty] | WLDFR | HFTD - Transmission - Tier 3 - 115 kV or Lower | Red Flag Warning - Destructive Fires | 2020 | 5.7275e-05 | 0 | 0 | 0 | 8807.9522 | 222.2294 | 8585.7228 | 0 | 0 | 0 | 0 | 0 | 1.4341e-06 | 0.50448 | 0 | 0.50448 | 0 | 0 | 0 | 0 | 0 | 0 | 0 | 0 | 0 | [12 empty] | 7.3.5.8 Remote sensing inspections of vegetation around transmission electric lines and equipmentWLDFRVegetation ContactAggregated | WLDFR | HFTD - Transmission - Zone 1 - 60/70 kV | Non-Red Flag Warning - Large Fires | Vegetation Contact | Aggregated | 2022 | 1.4603e-06 | 1.8 | 2.6285e-06 | 2022 | Control | 0.99542 | 1 | 0 | esc | 0 | 0 | 0 | 0 | 217.2767 | 0.00031728 | 0 | 0
7.3.5.9 Other discretionary inspections of vegetation around distribution electric lines and equipment | HFTD - Distribution - Tier 2 - 3QU CoRE ¦ 2QU LoRE | 7469.5335 | 7469.5335 | 7430.269 | 7198.6355 | 62.525 | 7430.269 | 0 | 7430.269 | 3114.7073 | 3242.6766 | 2064.414 | 4153.0142 | 2064.414 | 0 | 0 | 0 | 0 | 0 | 0 | 2398149.4482 | 2303508.6301 | 3851159.5931 | 1984514.7008 | 3599214.573 | [9 empty] | 7.3.5.2 Detailed inspections and management practices for vegetation clearances around distribution electrical lines and equipment | WLDFR | HFTD - Distribution - Tier 2 - 4QU CoRE ¦ 3QU LoRE | 2021 | 1 | 0 | 0 | 0 | 0 | 276.728 | 11285.9903 | 0 | 11285.9903 | 0 | 0 | 0 | 0 | 0 | 0 | 0 | 0 | 0 | 11285.9903 | 0 | 0 | 0 | 0 | 0 | 0 | 0 | 0 | 0 | 0 | [11 empty] | WLDFR | HFTD - Transmission - Tier 3 - 115 kV or Lower | Red Flag Warning - Destructive Fires | 2021 | 0 | 5.7275e-05 | 0 | 0 | 8807.9522 | 222.2294 | 8585.7228 | 0 | 0 | 0 | 0 | 0 | 1.4341e-06 | 0 | 0 | 0 | 0.50448 | 0 | 0.50448 | 0 | 0 | 0 | 0 | 0 | 0 | [12 empty] | 7.3.5.8 Remote sensing inspections of vegetation around transmission electric lines and equipmentWLDFRVegetation ContactAggregated | WLDFR | HFTD - Transmission - Zone 1 - 60/70 kV | Non-Red Flag Warning - Large Fires | Vegetation Contact | Aggregated | 2023 | 1.4603e-06 | 1.8 | 2.6285e-06 | 2023 | Control | 0.99542 | 1 | 0 | esc | 0 | 0 | 0 | 0 | 0 | 0 | 217.2767 | 0.00031728
7.3.5.9 Other discretionary inspections of vegetation around distribution electric lines and equipment | HFTD - Distribution - Tier 2 - 3QU CoRE ¦ 3QU LoRE | 6379.4828 | 6379.4828 | 5939.4688 | 5754.3136 | 52.1784 | 5939.4688 | 0 | 5939.4688 | 2469.0982 | 2570.5424 | 1650.1085 | 3319.5513 | 1650.1085 | 0 | 0 | 0 | 0 | 0 | 0 | 2583729.8642 | 2481765.2813 | 3851402.3151 | 1984639.7762 | 3599441.416 | [9 empty] | 7.3.5.2 Detailed inspections and management practices for vegetation clearances around distribution electrical lines and equipment | WLDFR | HFTD - Distribution - Tier 2 - 4QU CoRE ¦ 3QU LoRE | 2022 | 0.93458 | 0 | 0 | 0 | 0 | 0 | 0 | 0 | 0 | 298.2824 | 12053.2284 | 0 | 12053.2284 | 0 | 0 | 0 | 0 | 0 | 0 | 11264.6995 | 0 | 298.2824 | 278.7686 | 12053.2284 | 11264.6995 | 0 | 0 | 12053.2284 | 11264.6995 | [11 empty] | WLDFR | HFTD - Transmission - Tier 3 - 115 kV or Lower | Red Flag Warning - Destructive Fires | 2022 | 0 | 0 | 5.7275e-05 | 0 | 8807.9522 | 222.2294 | 8585.7228 | 0 | 0 | 0 | 0 | 0 | 1.4341e-06 | 0 | 0 | 0 | 0 | 0 | 0 | 0.50448 | 0 | 0.50448 | 0 | 0 | 0 | [12 empty] | 7.3.5.8 Remote sensing inspections of vegetation around transmission electric lines and equipmentWLDFRVegetation ContactAggregated | WLDFR | HFTD - Transmission - Zone 1 - 60/70 kV | Non-Red Flag Warning - Small Fires | Vegetation Contact | Aggregated | 2022 | 0.00025076 | 1.8 | 0.00045137 | 2022 | Control | 0.99542 | 1 | 0 | esc | 0 | 0 | 0 | 0 | 217.2767 | 0.054484 | 0 | 0
7.3.5.9 Other discretionary inspections of vegetation around distribution electric lines and equipment | HFTD - Distribution - Tier 2 - 3QU CoRE ¦ 4QU LoRE | 3913.7837 | 3913.7837 | 3441.5594 | 3334.276 | 29.1455 | 3441.5594 | 0 | 3441.5594 | 1591.9058 | 1657.3101 | 1020.0865 | 2052.127 | 1020.0865 | 0 | 0 | 0 | 0 | 0 | 0 | 2458552.2829 | 2361527.7211 | 3609957.2834 | 1860222.3889 | 3373791.8536 | [9 empty] | 7.3.5.2 Detailed inspections and management practices for vegetation clearances around distribution electrical lines and equipment | WLDFR | HFTD - Distribution - Tier 2 - 4QU CoRE ¦ 3QU LoRE | 2023 | 0.87344 | 0 | 0 | 0 | 0 | 0 | 0 | 0 | 0 | 0 | 0 | 0 | 0 | 297.3516 | 12455.8859 | 0 | 12455.8859 | 0 | 0 | 0 | 10879.4532 | 0 | 0 | 0 | 0 | 0 | 0 | 0 | 0 | [11 empty] | WLDFR | HFTD - Transmission - Tier 3 - 115 kV or Lower | Red Flag Warning - Destructive Fires | 2023 | 0 | 0 | 0 | 5.7275e-05 | 9129.7461 | 233.2301 | 8896.516 | 0 | 0 | 0 | 0 | 0 | 1.4341e-06 | 0 | 0 | 0 | 0 | 0 | 0 | 0 | 0 | 0 | 0.52291 | 0 | 0.52291 | [12 empty] | 7.3.5.8 Remote sensing inspections of vegetation around transmission electric lines and equipmentWLDFRVegetation ContactAggregated | WLDFR | HFTD - Transmission - Zone 1 - 60/70 kV | Non-Red Flag Warning - Small Fires | Vegetation Contact | Aggregated | 2023 | 0.00025076 | 1.8 | 0.00045137 | 2023 | Control | 0.99542 | 1 | 0 | esc | 0 | 0 | 0 | 0 | 0 | 0 | 217.2767 | 0.054484
7.3.5.9 Other discretionary inspections of vegetation around distribution electric lines and equipment | HFTD - Distribution - Tier 2 - 3QU CoRE ¦ 5QU LoRE | 2414.3662 | 2414.3662 | 2218.1823 | 2149.0358 | 18.3817 | 2218.1823 | 0 | 2218.1823 | 1031.1888 | 1073.5557 | 681.1169 | 1370.216 | 681.1169 | 0 | 0 | 0 | 0 | 0 | 0 | 2341342.5961 | 2248943.6095 | 3484651.5242 | 1795651.9354 | 3256683.6675 | [9 empty] | 7.3.5.2 Detailed inspections and management practices for vegetation clearances around distribution electrical lines and equipment | WLDFR | HFTD - Distribution - Tier 2 - 4QU CoRE ¦ 4QU LoRE | 2020 | 1 | 272.6931 | 10267.2112 | 0 | 10267.2112 | 0 | 0 | 0 | 0 | 0 | 0 | 0 | 0 | 0 | 0 | 0 | 0 | 10267.2112 | 0 | 0 | 0 | 0 | 0 | 0 | 0 | 0 | 0 | 0 | 0 | [11 empty] | WLDFR | HFTD - Transmission - Tier 3 - 115 kV or Lower | Red Flag Warning - Large Fires | 2020 | 0.00034365 | 0 | 0 | 0 | 5.2406 | 0.69642 | 2.942 | 1.6022 | 0 | 0 | 0 | 0 | 8.6048e-06 | 0.0018009 | 0 | 0.0018009 | 0 | 0 | 0 | 0 | 0 | 0 | 0 | 0 | 0 | [12 empty] | 7.3.5.8 Remote sensing inspections of vegetation around transmission electric lines and equipmentWLDFRVegetation ContactAggregated | WLDFR | HFTD - Transmission - Zone 1 - 60/70 kV | Red Flag Warning - Catastrophic Fires | Vegetation Contact | Aggregated | 2022 | 1.8568e-06 | 1.8 | 3.3422e-06 | 2022 | Control | 0.99542 | 1 | 0 | esc | 0 | 0 | 0 | 0 | 217.2767 | 0.00040344 | 0 | 0
7.3.5.9 Other discretionary inspections of vegetation around distribution electric lines and equipment | HFTD - Distribution - Tier 2 - 4QU CoRE ¦ 1QU LoRE | 4714.7337 | 4714.7337 | 4487.489 | 4347.5769 | 122.107 | 4487.489 | 0 | 4487.489 | 1979.3342 | 2060.6562 | 1277.528 | 2570.0128 | 1277.528 | 0 | 0 | 0 | 0 | 0 | 0 | 2381979.5765 | 2287976.8879 | 3758518.8348 | 1936776.6255 | 3512634.425 | [9 empty] | 7.3.5.2 Detailed inspections and management practices for vegetation clearances around distribution electrical lines and equipment | WLDFR | HFTD - Distribution - Tier 2 - 4QU CoRE ¦ 4QU LoRE | 2021 | 1 | 0 | 0 | 0 | 0 | 249.0366 | 9376.5159 | 0 | 9376.5159 | 0 | 0 | 0 | 0 | 0 | 0 | 0 | 0 | 0 | 9376.5159 | 0 | 0 | 0 | 0 | 0 | 0 | 0 | 0 | 0 | 0 | [11 empty] | WLDFR | HFTD - Transmission - Tier 3 - 115 kV or Lower | Red Flag Warning - Large Fires | 2021 | 0 | 0.00034365 | 0 | 0 | 5.2406 | 0.69642 | 2.942 | 1.6022 | 0 | 0 | 0 | 0 | 8.6048e-06 | 0 | 0 | 0 | 0.0018009 | 0 | 0.0018009 | 0 | 0 | 0 | 0 | 0 | 0 | [12 empty] | 7.3.5.8 Remote sensing inspections of vegetation around transmission electric lines and equipmentWLDFRVegetation ContactAggregated | WLDFR | HFTD - Transmission - Zone 1 - 60/70 kV | Red Flag Warning - Catastrophic Fires | Vegetation Contact | Aggregated | 2023 | 1.8568e-06 | 1.8 | 3.3422e-06 | 2023 | Control | 0.99542 | 1 | 0 | esc | 0 | 0 | 0 | 0 | 0 | 0 | 217.2767 | 0.00040344
7.3.5.9 Other discretionary inspections of vegetation around distribution electric lines and equipment | HFTD - Distribution - Tier 2 - 4QU CoRE ¦ 2QU LoRE | 1958.7767 | 1958.7767 | 1705.2981 | 1652.132 | 41.9443 | 1705.2981 | 0 | 1705.2981 | 1099.3789 | 1144.5475 | 717.7828 | 1443.9708 | 717.7828 | 0 | 0 | 0 | 0 | 0 | 0 | 1781712.05 | 1711398.3812 | 2542090.8556 | 1309947.4462 | 2375785.8464 | [9 empty] | 7.3.5.2 Detailed inspections and management practices for vegetation clearances around distribution electrical lines and equipment | WLDFR | HFTD - Distribution - Tier 2 - 4QU CoRE ¦ 4QU LoRE | 2022 | 0.93458 | 0 | 0 | 0 | 0 | 0 | 0 | 0 | 0 | 276.7802 | 10336.6304 | 0 | 10336.6304 | 0 | 0 | 0 | 0 | 0 | 0 | 9660.4022 | 0 | 276.7802 | 258.6731 | 10336.6304 | 9660.4022 | 0 | 0 | 10336.6304 | 9660.4022 | [11 empty] | WLDFR | HFTD - Transmission - Tier 3 - 115 kV or Lower | Red Flag Warning - Large Fires | 2022 | 0 | 0 | 0.00034365 | 0 | 5.2406 | 0.69642 | 2.942 | 1.6022 | 0 | 0 | 0 | 0 | 8.6048e-06 | 0 | 0 | 0 | 0 | 0 | 0 | 0.0018009 | 0 | 0.0018009 | 0 | 0 | 0 | [12 empty] | 7.3.5.8 Remote sensing inspections of vegetation around transmission electric lines and equipmentWLDFRVegetation ContactAggregated | WLDFR | HFTD - Transmission - Zone 1 - 60/70 kV | Red Flag Warning - Destructive Fires | Vegetation Contact | Aggregated | 2022 | 2.6526e-07 | 1.8 | 4.7746e-07 | 2022 | Control | 0.99542 | 1 | 0 | esc | 0 | 0 | 0 | 0 | 217.2767 | 5.7634e-05 | 0 | 0
7.3.5.9 Other discretionary inspections of vegetation around distribution electric lines and equipment | HFTD - Distribution - Tier 2 - 4QU CoRE ¦ 3QU LoRE | 2057.3802 | 2057.3802 | 1897.3084 | 1838.1564 | 50.8089 | 1897.3084 | 0 | 1897.3084 | 836.4229 | 870.7878 | 555.8897 | 1118.2892 | 555.8897 | 0 | 0 | 0 | 0 | 0 | 0 | 2459736.7579 | 2362665.4518 | 3652019.5763 | 1881897.2212 | 3413102.4077 | [9 empty] | 7.3.5.2 Detailed inspections and management practices for vegetation clearances around distribution electrical lines and equipment | WLDFR | HFTD - Distribution - Tier 2 - 4QU CoRE ¦ 4QU LoRE | 2023 | 0.87344 | 0 | 0 | 0 | 0 | 0 | 0 | 0 | 0 | 0 | 0 | 0 | 0 | 275.9165 | 10681.9651 | 0 | 10681.9651 | 0 | 0 | 0 | 9330.042 | 0 | 0 | 0 | 0 | 0 | 0 | 0 | 0 | [11 empty] | WLDFR | HFTD - Transmission - Tier 3 - 115 kV or Lower | Red Flag Warning - Large Fires | 2023 | 0 | 0 | 0 | 0.00034365 | 5.475 | 0.71896 | 3.0715 | 1.6846 | 0 | 0 | 0 | 0 | 8.6048e-06 | 0 | 0 | 0 | 0 | 0 | 0 | 0 | 0 | 0 | 0.0018815 | 0 | 0.0018815 | [12 empty] | 7.3.5.8 Remote sensing inspections of vegetation around transmission electric lines and equipmentWLDFRVegetation ContactAggregated | WLDFR | HFTD - Transmission - Zone 1 - 60/70 kV | Red Flag Warning - Destructive Fires | Vegetation Contact | Aggregated | 2023 | 2.6526e-07 | 1.8 | 4.7746e-07 | 2023 | Control | 0.99542 | 1 | 0 | esc | 0 | 0 | 0 | 0 | 0 | 0 | 217.2767 | 5.7634e-05
7.3.5.9 Other discretionary inspections of vegetation around distribution electric lines and equipment | HFTD - Distribution - Tier 2 - 4QU CoRE ¦ 4QU LoRE | 1052.1667 | 1052.1667 | 985.2497 | 954.5348 | 28.5721 | 985.2497 | 0 | 985.2497 | 475.3198 | 494.8485 | 311.0925 | 625.8294 | 311.0925 | 0 | 0 | 0 | 0 | 0 | 0 | 2213597.6606 | 2126240.0134 | 3388758.3047 | 1746237.8566 | 3167063.8362 | [9 empty] | 7.3.5.2 Detailed inspections and management practices for vegetation clearances around distribution electrical lines and equipment | WLDFR | HFTD - Distribution - Tier 2 - 4QU CoRE ¦ 5QU LoRE | 2020 | 1 | 194.8326 | 8857.1035 | 0 | 8857.1035 | 0 | 0 | 0 | 0 | 0 | 0 | 0 | 0 | 0 | 0 | 0 | 0 | 8857.1035 | 0 | 0 | 0 | 0 | 0 | 0 | 0 | 0 | 0 | 0 | 0 | [11 empty] | WLDFR | HFTD - Transmission - Tier 3 - 115 kV or Lower | Red Flag Warning - Small Fires | 2020 | 0.004722 | 0 | 0 | 0 | 0.077901 | 0.036425 | 0.0015809 | 0.039895 | 0 | 0 | 0 | 0 | 0.00011824 | 0.00036785 | 0 | 0.00036785 | 0 | 0 | 0 | 0 | 0 | 0 | 0 | 0 | 0 | [12 empty] | 7.3.5.8 Remote sensing inspections of vegetation around transmission electric lines and equipmentWLDFRVegetation ContactAggregated | WLDFR | HFTD - Transmission - Zone 1 - 60/70 kV | Red Flag Warning - Large Fires | Vegetation Contact | Aggregated | 2022 | 1.5915e-06 | 1.8 | 2.8648e-06 | 2022 | Control | 0.99542 | 1 | 0 | esc | 0 | 0 | 0 | 0 | 217.2767 | 0.0003458 | 0 | 0
7.3.5.9 Other discretionary inspections of vegetation around distribution electric lines and equipment | HFTD - Distribution - Tier 2 - 4QU CoRE ¦ 5QU LoRE | 576.9686 | 576.9686 | 520.0563 | 503.8445 | 12.4614 | 520.0563 | 0 | 520.0563 | 364.8095 | 379.7979 | 242.7868 | 488.4185 | 242.7868 | 0 | 0 | 0 | 0 | 0 | 0 | 1581561.3995 | 1519146.4967 | 2291970.871 | 1181059.8282 | 2142028.8514 | [9 empty] | 7.3.5.2 Detailed inspections and management practices for vegetation clearances around distribution electrical lines and equipment | WLDFR | HFTD - Distribution - Tier 2 - 4QU CoRE ¦ 5QU LoRE | 2021 | 1 | 0 | 0 | 0 | 0 | 177.9306 | 8088.7371 | 0 | 8088.7371 | 0 | 0 | 0 | 0 | 0 | 0 | 0 | 0 | 0 | 8088.7371 | 0 | 0 | 0 | 0 | 0 | 0 | 0 | 0 | 0 | 0 | [11 empty] | WLDFR | HFTD - Transmission - Tier 3 - 115 kV or Lower | Red Flag Warning - Small Fires | 2021 | 0 | 0.004722 | 0 | 0 | 0.077901 | 0.036425 | 0.0015809 | 0.039895 | 0 | 0 | 0 | 0 | 0.00011824 | 0 | 0 | 0 | 0.00036785 | 0 | 0.00036785 | 0 | 0 | 0 | 0 | 0 | 0 | [12 empty] | 7.3.5.8 Remote sensing inspections of vegetation around transmission electric lines and equipmentWLDFRVegetation ContactAggregated | WLDFR | HFTD - Transmission - Zone 1 - 60/70 kV | Red Flag Warning - Large Fires | Vegetation Contact | Aggregated | 2023 | 1.5915e-06 | 1.8 | 2.8648e-06 | 2023 | Control | 0.99542 | 1 | 0 | esc | 0 | 0 | 0 | 0 | 0 | 0 | 217.2767 | 0.0003458
7.3.5.9 Other discretionary inspections of vegetation around distribution electric lines and equipment | HFTD - Distribution - Tier 2 - 5QU CoRE ¦ 1QU LoRE | 463.9552 | 463.9552 | 453.8123 | 439.6573 | 68.2267 | 453.8123 | 0 | 453.8123 | 200.0681 | 208.288 | 132.5358 | 266.6197 | 132.5358 | 0 | 0 | 0 | 0 | 0 | 0 | 2318986.5591 | 2227469.8334 | 3663758.1265 | 1887946.1332 | 3424073.0154 | [9 empty] | 7.3.5.2 Detailed inspections and management practices for vegetation clearances around distribution electrical lines and equipment | WLDFR | HFTD - Distribution - Tier 2 - 4QU CoRE ¦ 5QU LoRE | 2022 | 0.93458 | 0 | 0 | 0 | 0 | 0 | 0 | 0 | 0 | 187.199 | 8530.7188 | 0 | 8530.7188 | 0 | 0 | 0 | 0 | 0 | 0 | 7972.6344 | 0 | 187.199 | 174.9524 | 8530.7188 | 7972.6344 | 0 | 0 | 8530.7188 | 7972.6344 | [11 empty] | WLDFR | HFTD - Transmission - Tier 3 - 115 kV or Lower | Red Flag Warning - Small Fires | 2022 | 0 | 0 | 0.004722 | 0 | 0.077901 | 0.036425 | 0.0015809 | 0.039895 | 0 | 0 | 0 | 0 | 0.00011824 | 0 | 0 | 0 | 0 | 0 | 0 | 0.00036785 | 0 | 0.00036785 | 0 | 0 | 0 | [12 empty] | 7.3.5.8 Remote sensing inspections of vegetation around transmission electric lines and equipmentWLDFRVegetation ContactAggregated | WLDFR | HFTD - Transmission - Zone 1 - 60/70 kV | Red Flag Warning - Small Fires | Vegetation Contact | Aggregated | 2022 | 2.1869e-05 | 1.8 | 3.9364e-05 | 2022 | Control | 0.99542 | 1 | 0 | esc | 0 | 0 | 0 | 0 | 217.2767 | 0.0047516 | 0 | 0
7.3.5.9 Other discretionary inspections of vegetation around distribution electric lines and equipment | HFTD - Distribution - Tier 2 - 5QU CoRE ¦ 2QU LoRE | 446.3404 | 446.3404 | 389.0351 | 376.9013 | 54.6378 | 389.0351 | 0 | 389.0351 | 173.088 | 180.1994 | 111.2777 | 223.8555 | 111.2777 | 0 | 0 | 0 | 0 | 0 | 0 | 2578691.59 | 2476925.8381 | 3740800.5671 | 1927646.3462 | 3496075.2964 | [9 empty] | 7.3.5.2 Detailed inspections and management practices for vegetation clearances around distribution electrical lines and equipment | WLDFR | HFTD - Distribution - Tier 2 - 4QU CoRE ¦ 5QU LoRE | 2023 | 0.87344 | 0 | 0 | 0 | 0 | 0 | 0 | 0 | 0 | 0 | 0 | 0 | 0 | 186.6149 | 8815.7325 | 0 | 8815.7325 | 0 | 0 | 0 | 7700.0022 | 0 | 0 | 0 | 0 | 0 | 0 | 0 | 0 | [11 empty] | WLDFR | HFTD - Transmission - Tier 3 - 115 kV or Lower | Red Flag Warning - Small Fires | 2023 | 0 | 0 | 0 | 0.004722 | 0.080408 | 0.03759 | 0.0016314 | 0.041187 | 0 | 0 | 0 | 0 | 0.00011824 | 0 | 0 | 0 | 0 | 0 | 0 | 0 | 0 | 0 | 0.00037969 | 0 | 0.00037969 | [12 empty] | 7.3.5.8 Remote sensing inspections of vegetation around transmission electric lines and equipmentWLDFRVegetation ContactAggregated | WLDFR | HFTD - Transmission - Zone 1 - 60/70 kV | Red Flag Warning - Small Fires | Vegetation Contact | Aggregated | 2023 | 2.1869e-05 | 1.8 | 3.9364e-05 | 2023 | Control | 0.99542 | 1 | 0 | esc | 0 | 0 | 0 | 0 | 0 | 0 | 217.2767 | 0.0047516
7.3.5.9 Other discretionary inspections of vegetation around distribution electric lines and equipment | HFTD - Distribution - Tier 2 - 5QU CoRE ¦ 3QU LoRE | 139.1145 | 139.1145 | 141.3151 | 136.9072 | 24.8154 | 141.3151 | 0 | 141.3151 | 97.5874 | 101.5968 | 66.5073 | 133.7913 | 66.5073 | 0 | 0 | 0 | 0 | 0 | 0 | 1425538.2146 | 1369280.6269 | 2273541.6598 | 1171563.1975 | 2124805.2896 | [9 empty] | 7.3.5.2 Detailed inspections and management practices for vegetation clearances around distribution electrical lines and equipment | WLDFR | HFTD - Distribution - Tier 2 - 5QU CoRE ¦ 1QU LoRE | 2020 | 1 | 285.676 | 2082.789 | 0 | 2082.789 | 0 | 0 | 0 | 0 | 0 | 0 | 0 | 0 | 0 | 0 | 0 | 0 | 2082.789 | 0 | 0 | 0 | 0 | 0 | 0 | 0 | 0 | 0 | 0 | 0 | [11 empty] | WLDFR | HFTD - Transmission - Tier 3 - 230 kV or Higher | Red Flag Warning - Catastrophic Fires | 2020 | 8.455e-05 | 0 | 0 | 0 | 14146.1306 | 222.2294 | 8585.7228 | 5338.1784 | 0 | 0 | 0 | 0 | 2.2395e-06 | 1.1961 | 0 | 1.1961 | 0 | 0 | 0 | 0 | 0 | 0 | 0 | 0 | 0 | [12 empty] | 7.3.5.8 Remote sensing inspections of vegetation around transmission electric lines and equipmentWLDFRVegetation ContactAggregated | WLDFR | HFTD - Transmission - Tier 2 - 115 kV or Lower | Red Flag Warning - Catastrophic Fires | Vegetation Contact | Aggregated | 2021 | 8.3517e-07 | 1299.3 | 0.0010851 | 2021 | Control | 0.99542 | 1 | 0 | esc | 0 | 0 | 217.2767 | 0.00018146 | 0 | 0 | 0 | 0
7.3.5.9 Other discretionary inspections of vegetation around distribution electric lines and equipment | HFTD - Distribution - Tier 2 - 5QU CoRE ¦ 4QU LoRE | 122.3117 | 122.3117 | 102.1947 | 99.0079 | 13.6733 | 102.1947 | 0 | 102.1947 | 98.4681 | 102.5137 | 64.6861 | 130.1287 | 64.6861 | 0 | 0 | 0 | 0 | 0 | 0 | 1242146.0779 | 1193125.8965 | 1690446.7294 | 871092.5383 | 1579856.7564 | [9 empty] | 7.3.5.2 Detailed inspections and management practices for vegetation clearances around distribution electrical lines and equipment | WLDFR | HFTD - Distribution - Tier 2 - 5QU CoRE ¦ 1QU LoRE | 2021 | 1 | 0 | 0 | 0 | 0 | 260.8932 | 1902.1041 | 0 | 1902.1041 | 0 | 0 | 0 | 0 | 0 | 0 | 0 | 0 | 0 | 1902.1041 | 0 | 0 | 0 | 0 | 0 | 0 | 0 | 0 | 0 | 0 | [11 empty] | WLDFR | HFTD - Transmission - Tier 3 - 230 kV or Higher | Red Flag Warning - Catastrophic Fires | 2021 | 0 | 8.455e-05 | 0 | 0 | 14146.1306 | 222.2294 | 8585.7228 | 5338.1784 | 0 | 0 | 0 | 0 | 2.2395e-06 | 0 | 0 | 0 | 1.1961 | 0 | 1.1961 | 0 | 0 | 0 | 0 | 0 | 0 | [12 empty] | 7.3.5.8 Remote sensing inspections of vegetation around transmission electric lines and equipmentWLDFRVegetation ContactAggregated | WLDFR | HFTD - Transmission - Tier 2 - 115 kV or Lower | Red Flag Warning - Destructive Fires | Vegetation Contact | Aggregated | 2021 | 1.1931e-07 | 1299.3 | 0.00015502 | 2021 | Control | 0.99542 | 1 | 0 | esc | 0 | 0 | 217.2767 | 2.5923e-05 | 0 | 0 | 0 | 0
7.3.5.9 Other discretionary inspections of vegetation around distribution electric lines and equipment | HFTD - Distribution - Tier 2 - 5QU CoRE ¦ 5QU LoRE | 49.7554 | 49.7554 | 45.436 | 44.0189 | 8.0369 | 45.436 | 0 | 45.436 | 37.2254 | 38.7548 | 24.5447 | 49.3762 | 24.5447 | 0 | 0 | 0 | 0 | 0 | 0 | 1336599.5377 | 1283851.8351 | 1980734.9313 | 1020678.9655 | 1851154.1414 | [9 empty] | 7.3.5.2 Detailed inspections and management practices for vegetation clearances around distribution electrical lines and equipment | WLDFR | HFTD - Distribution - Tier 2 - 5QU CoRE ¦ 1QU LoRE | 2022 | 0.93458 | 0 | 0 | 0 | 0 | 0 | 0 | 0 | 0 | 299.2411 | 2182.2258 | 0 | 2182.2258 | 0 | 0 | 0 | 0 | 0 | 0 | 2039.4634 | 0 | 299.2411 | 279.6646 | 2182.2258 | 2039.4634 | 0 | 0 | 2182.2258 | 2039.4634 | [11 empty] | WLDFR | HFTD - Transmission - Tier 3 - 230 kV or Higher | Red Flag Warning - Catastrophic Fires | 2022 | 0 | 0 | 8.455e-05 | 0 | 14146.1306 | 222.2294 | 8585.7228 | 5338.1784 | 0 | 0 | 0 | 0 | 2.2395e-06 | 0 | 0 | 0 | 0 | 0 | 0 | 1.1961 | 0 | 1.1961 | 0 | 0 | 0 | [12 empty] | 7.3.5.8 Remote sensing inspections of vegetation around transmission electric lines and equipmentWLDFRVegetation ContactAggregated | WLDFR | HFTD - Transmission - Tier 2 - 115 kV or Lower | Red Flag Warning - Large Fires | Vegetation Contact | Aggregated | 2021 | 7.1586e-07 | 1299.3 | 0.00093011 | 2021 | Control | 0.99542 | 1 | 0 | esc | 0 | 0 | 217.2767 | 0.00015554 | 0 | 0 | 0 | 0
7.3.5.9 Other discretionary inspections of vegetation around distribution electric lines and equipment | HFTD - Distribution - Tier 3 - 1QU CoRE ¦ 1QU LoRE | 5694.2687 | 5694.2687 | 4601.3058 | 4457.8692 | 7.1358 | 4601.3058 | 0 | 4601.3058 | 25677.6227 | 26732.6009 | 17223.5707 | 34648.9745 | 17223.5707 | 0 | 0 | 0 | 0 | 0 | 0 | 221759.9632 | 213008.4051 | 285852.297 | 147300.5914 | 267151.6794 | [9 empty] | 7.3.5.2 Detailed inspections and management practices for vegetation clearances around distribution electrical lines and equipment | WLDFR | HFTD - Distribution - Tier 2 - 5QU CoRE ¦ 1QU LoRE | 2023 | 0.87344 | 0 | 0 | 0 | 0 | 0 | 0 | 0 | 0 | 0 | 0 | 0 | 0 | 298.3073 | 2255.0993 | 0 | 2255.0993 | 0 | 0 | 0 | 1969.6911 | 0 | 0 | 0 | 0 | 0 | 0 | 0 | 0 | [11 empty] | WLDFR | HFTD - Transmission - Tier 3 - 230 kV or Higher | Red Flag Warning - Catastrophic Fires | 2023 | 0 | 0 | 0 | 8.455e-05 | 14664.6376 | 233.2301 | 8896.516 | 5534.8915 | 0 | 0 | 0 | 0 | 2.2395e-06 | 0 | 0 | 0 | 0 | 0 | 0 | 0 | 0 | 0 | 1.2399 | 0 | 1.2399 | [12 empty] | 7.3.5.8 Remote sensing inspections of vegetation around transmission electric lines and equipmentWLDFRVegetation ContactAggregated | WLDFR | HFTD - Transmission - Tier 2 - 115 kV or Lower | Red Flag Warning - Small Fires | Vegetation Contact | Aggregated | 2021 | 9.8364e-06 | 1299.3 | 0.01278 | 2021 | Control | 0.99542 | 1 | 0 | esc | 0 | 0 | 217.2767 | 0.0021372 | 0 | 0 | 0 | 0
7.3.5.9 Other discretionary inspections of vegetation around distribution electric lines and equipment | HFTD - Distribution - Tier 3 - 1QU CoRE ¦ 2QU LoRE | 9181.3188 | 9181.3188 | 8334.3527 | 8074.5471 | 16.473 | 8334.3527 | 0 | 8334.3527 | 17271.3503 | 17980.9525 | 11700.8789 | 23538.8778 | 11700.8789 | 0 | 0 | 0 | 0 | 0 | 0 | 531592.412 | 510613.594 | 762144.233 | 392735.3302 | 712284.3299 | [9 empty] | 7.3.5.2 Detailed inspections and management practices for vegetation clearances around distribution electrical lines and equipment | WLDFR | HFTD - Distribution - Tier 2 - 5QU CoRE ¦ 2QU LoRE | 2020 | 1 | 317.669 | 2537.0312 | 0 | 2537.0312 | 0 | 0 | 0 | 0 | 0 | 0 | 0 | 0 | 0 | 0 | 0 | 0 | 2537.0312 | 0 | 0 | 0 | 0 | 0 | 0 | 0 | 0 | 0 | 0 | 0 | [11 empty] | WLDFR | HFTD - Transmission - Tier 3 - 230 kV or Higher | Red Flag Warning - Destructive Fires | 2020 | 1.2079e-05 | 0 | 0 | 0 | 8807.9522 | 222.2294 | 8585.7228 | 0 | 0 | 0 | 0 | 0 | 3.1993e-07 | 0.10639 | 0 | 0.10639 | 0 | 0 | 0 | 0 | 0 | 0 | 0 | 0 | 0 | [12 empty] | 7.3.5.8 Remote sensing inspections of vegetation around transmission electric lines and equipmentWLDFRVegetation ContactAggregated | WLDFR | HFTD - Transmission - Tier 2 - 230 kV or Higher | Red Flag Warning - Catastrophic Fires | Vegetation Contact | Aggregated | 2021 | 1.7613e-07 | 1759.53 | 0.0003099 | 2021 | Control | 0.99542 | 1 | 0 | esc | 0 | 0 | 217.2767 | 3.8268e-05 | 0 | 0 | 0 | 0
7.3.5.9 Other discretionary inspections of vegetation around distribution electric lines and equipment | HFTD - Distribution - Tier 3 - 1QU CoRE ¦ 3QU LoRE | 1659.6611 | 1659.6611 | 2204.4848 | 2135.7661 | 5.2742 | 2204.4848 | 0 | 2204.4848 | 13103.2109 | 13641.5629 | 8616.106 | 17333.1936 | 8616.106 | 0 | 0 | 0 | 0 | 0 | 0 | 126660.6427 | 121662.094 | 273766.2145 | 141072.5949 | 255856.2753 | [9 empty] | 7.3.5.2 Detailed inspections and management practices for vegetation clearances around distribution electrical lines and equipment | WLDFR | HFTD - Distribution - Tier 2 - 5QU CoRE ¦ 2QU LoRE | 2021 | 1 | 0 | 0 | 0 | 0 | 290.1108 | 2316.9401 | 0 | 2316.9401 | 0 | 0 | 0 | 0 | 0 | 0 | 0 | 0 | 0 | 2316.9401 | 0 | 0 | 0 | 0 | 0 | 0 | 0 | 0 | 0 | 0 | [11 empty] | WLDFR | HFTD - Transmission - Tier 3 - 230 kV or Higher | Red Flag Warning - Destructive Fires | 2021 | 0 | 1.2079e-05 | 0 | 0 | 8807.9522 | 222.2294 | 8585.7228 | 0 | 0 | 0 | 0 | 0 | 3.1993e-07 | 0 | 0 | 0 | 0.10639 | 0 | 0.10639 | 0 | 0 | 0 | 0 | 0 | 0 | [12 empty] | 7.3.5.8 Remote sensing inspections of vegetation around transmission electric lines and equipmentWLDFRVegetation ContactAggregated | WLDFR | HFTD - Transmission - Tier 2 - 230 kV or Higher | Red Flag Warning - Destructive Fires | Vegetation Contact | Aggregated | 2021 | 2.5161e-08 | 1759.53 | 4.4271e-05 | 2021 | Control | 0.99542 | 1 | 0 | esc | 0 | 0 | 217.2767 | 5.4669e-06 | 0 | 0 | 0 | 0
7.3.5.9 Other discretionary inspections of vegetation around distribution electric lines and equipment | HFTD - Distribution - Tier 3 - 1QU CoRE ¦ 4QU LoRE | 3693.3659 | 3693.3659 | 3163.1094 | 3064.5051 | 6.3139 | 3163.1094 | 0 | 3163.1094 | 9492.0304 | 9882.0153 | 6247.6675 | 12568.5453 | 6247.6675 | 0 | 0 | 0 | 0 | 0 | 0 | 389101.7731 | 373746.2205 | 541726.4997 | 279153.3761 | 506286.4483 | [9 empty] | 7.3.5.2 Detailed inspections and management practices for vegetation clearances around distribution electrical lines and equipment | WLDFR | HFTD - Distribution - Tier 2 - 5QU CoRE ¦ 2QU LoRE | 2022 | 0.93458 | 0 | 0 | 0 | 0 | 0 | 0 | 0 | 0 | 305.5336 | 2389.0446 | 0 | 2389.0446 | 0 | 0 | 0 | 0 | 0 | 0 | 2232.752 | 0 | 305.5336 | 285.5455 | 2389.0446 | 2232.752 | 0 | 0 | 2389.0446 | 2232.752 | [11 empty] | WLDFR | HFTD - Transmission - Tier 3 - 230 kV or Higher | Red Flag Warning - Destructive Fires | 2022 | 0 | 0 | 1.2079e-05 | 0 | 8807.9522 | 222.2294 | 8585.7228 | 0 | 0 | 0 | 0 | 0 | 3.1993e-07 | 0 | 0 | 0 | 0 | 0 | 0 | 0.10639 | 0 | 0.10639 | 0 | 0 | 0 | [12 empty] | 7.3.5.8 Remote sensing inspections of vegetation around transmission electric lines and equipmentWLDFRVegetation ContactAggregated | WLDFR | HFTD - Transmission - Tier 2 - 230 kV or Higher | Red Flag Warning - Large Fires | Vegetation Contact | Aggregated | 2021 | 1.5096e-07 | 1759.53 | 0.00026563 | 2021 | Control | 0.99542 | 1 | 0 | esc | 0 | 0 | 217.2767 | 3.2801e-05 | 0 | 0 | 0 | 0
7.3.5.9 Other discretionary inspections of vegetation around distribution electric lines and equipment | HFTD - Distribution - Tier 3 - 1QU CoRE ¦ 5QU LoRE | 1997.023 | 1997.023 | 2109.5683 | 2043.8063 | 3.8295 | 2109.5683 | 0 | 2109.5683 | 10792.8227 | 11236.2513 | 7042.7646 | 14168.057 | 7042.7646 | 0 | 0 | 0 | 0 | 0 | 0 | 185032.5049 | 177730.363 | 320504.5446 | 165157.004 | 299536.9576 | [9 empty] | 7.3.5.2 Detailed inspections and management practices for vegetation clearances around distribution electrical lines and equipment | WLDFR | HFTD - Distribution - Tier 2 - 5QU CoRE ¦ 2QU LoRE | 2023 | 0.87344 | 0 | 0 | 0 | 0 | 0 | 0 | 0 | 0 | 0 | 0 | 0 | 0 | 304.5802 | 2468.829 | 0 | 2468.829 | 0 | 0 | 0 | 2156.3708 | 0 | 0 | 0 | 0 | 0 | 0 | 0 | 0 | [11 empty] | WLDFR | HFTD - Transmission - Tier 3 - 230 kV or Higher | Red Flag Warning - Destructive Fires | 2023 | 0 | 0 | 0 | 1.2079e-05 | 9129.7461 | 233.2301 | 8896.516 | 0 | 0 | 0 | 0 | 0 | 3.1993e-07 | 0 | 0 | 0 | 0 | 0 | 0 | 0 | 0 | 0 | 0.11027 | 0 | 0.11027 | [12 empty] | 7.3.5.8 Remote sensing inspections of vegetation around transmission electric lines and equipmentWLDFRVegetation ContactAggregated | WLDFR | HFTD - Transmission - Tier 2 - 230 kV or Higher | Red Flag Warning - Small Fires | Vegetation Contact | Aggregated | 2021 | 2.0744e-06 | 1759.53 | 0.0036499 | 2021 | Control | 0.99542 | 1 | 0 | esc | 0 | 0 | 217.2767 | 0.00045071 | 0 | 0 | 0 | 0
7.3.5.9 Other discretionary inspections of vegetation around distribution electric lines and equipment | HFTD - Distribution - Tier 3 - 2QU CoRE ¦ 1QU LoRE | 8266.6779 | 8266.6779 | 6406.1931 | 6206.4904 | 27.7535 | 6406.1931 | 0 | 6406.1931 | 11248.6234 | 11710.7788 | 7647.6512 | 15384.9151 | 7647.6512 | 0 | 0 | 0 | 0 | 0 | 0 | 734905.7401 | 705903.3439 | 896304.8277 | 461868.7084 | 837668.0633 | [9 empty] | 7.3.5.2 Detailed inspections and management practices for vegetation clearances around distribution electrical lines and equipment | WLDFR | HFTD - Distribution - Tier 2 - 5QU CoRE ¦ 3QU LoRE | 2020 | 1 | 175.6121 | 1045.1034 | 0 | 1045.1034 | 0 | 0 | 0 | 0 | 0 | 0 | 0 | 0 | 0 | 0 | 0 | 0 | 1045.1034 | 0 | 0 | 0 | 0 | 0 | 0 | 0 | 0 | 0 | 0 | 0 | [11 empty] | WLDFR | HFTD - Transmission - Tier 3 - 230 kV or Higher | Red Flag Warning - Large Fires | 2020 | 7.2472e-05 | 0 | 0 | 0 | 5.2406 | 0.69642 | 2.942 | 1.6022 | 0 | 0 | 0 | 0 | 1.9196e-06 | 0.00037979 | 0 | 0.00037979 | 0 | 0 | 0 | 0 | 0 | 0 | 0 | 0 | 0 | [12 empty] | 7.3.5.8 Remote sensing inspections of vegetation around transmission electric lines and equipmentWLDFRVegetation ContactAggregated | WLDFR | HFTD - Transmission - Tier 2 - 60/70 kV | Non-Red Flag Warning - Catastrophic Fires | Vegetation Contact | Aggregated | 2021 | 1.6225e-07 | 1419.51 | 0.00023032 | 2021 | Control | 0.99542 | 1 | 0 | esc | 0 | 0 | 217.2767 | 3.5253e-05 | 0 | 0 | 0 | 0
7.3.5.9 Other discretionary inspections of vegetation around distribution electric lines and equipment | HFTD - Distribution - Tier 3 - 2QU CoRE ¦ 2QU LoRE | 8482.9153 | 8482.9153 | 7121.1662 | 6899.1745 | 30.872 | 7121.1662 | 0 | 7121.1662 | 8379.8573 | 8724.148 | 5918.883 | 11907.1204 | 5918.883 | 0 | 0 | 0 | 0 | 0 | 0 | 1012298.3021 | 972348.8572 | 1287345.5617 | 663373.2336 | 1203126.6932 | [9 empty] | 7.3.5.2 Detailed inspections and management practices for vegetation clearances around distribution electrical lines and equipment | WLDFR | HFTD - Distribution - Tier 2 - 5QU CoRE ¦ 3QU LoRE | 2021 | 1 | 0 | 0 | 0 | 0 | 160.3775 | 954.4392 | 0 | 954.4392 | 0 | 0 | 0 | 0 | 0 | 0 | 0 | 0 | 0 | 954.4392 | 0 | 0 | 0 | 0 | 0 | 0 | 0 | 0 | 0 | 0 | [11 empty] | WLDFR | HFTD - Transmission - Tier 3 - 230 kV or Higher | Red Flag Warning - Large Fires | 2021 | 0 | 7.2472e-05 | 0 | 0 | 5.2406 | 0.69642 | 2.942 | 1.6022 | 0 | 0 | 0 | 0 | 1.9196e-06 | 0 | 0 | 0 | 0.00037979 | 0 | 0.00037979 | 0 | 0 | 0 | 0 | 0 | 0 | [12 empty] | 7.3.5.8 Remote sensing inspections of vegetation around transmission electric lines and equipmentWLDFRVegetation ContactAggregated | WLDFR | HFTD - Transmission - Tier 2 - 60/70 kV | Non-Red Flag Warning - Destructive Fires | Vegetation Contact | Aggregated | 2021 | 1.6225e-07 | 1419.51 | 0.00023032 | 2021 | Control | 0.99542 | 1 | 0 | esc | 0 | 0 | 217.2767 | 3.5253e-05 | 0 | 0 | 0 | 0
7.3.5.9 Other discretionary inspections of vegetation around distribution electric lines and equipment | HFTD - Distribution - Tier 3 - 2QU CoRE ¦ 3QU LoRE | 5180.2226 | 5180.2226 | 6027.6682 | 5839.7667 | 25.548 | 6027.6682 | 0 | 6027.6682 | 7118.736 | 7411.2129 | 4743.8772 | 9543.344 | 4743.8772 | 0 | 0 | 0 | 0 | 0 | 0 | 727688.5419 | 698970.9659 | 1359564.0548 | 700587.6511 | 1270620.6119 | [9 empty] | 7.3.5.2 Detailed inspections and management practices for vegetation clearances around distribution electrical lines and equipment | WLDFR | HFTD - Distribution - Tier 2 - 5QU CoRE ¦ 3QU LoRE | 2022 | 0.93458 | 0 | 0 | 0 | 0 | 0 | 0 | 0 | 0 | 185.6938 | 1145.6144 | 0 | 1145.6144 | 0 | 0 | 0 | 0 | 0 | 0 | 1070.6677 | 0 | 185.6938 | 173.5456 | 1145.6144 | 1070.6677 | 0 | 0 | 1145.6144 | 1070.6677 | [11 empty] | WLDFR | HFTD - Transmission - Tier 3 - 230 kV or Higher | Red Flag Warning - Large Fires | 2022 | 0 | 0 | 7.2472e-05 | 0 | 5.2406 | 0.69642 | 2.942 | 1.6022 | 0 | 0 | 0 | 0 | 1.9196e-06 | 0 | 0 | 0 | 0 | 0 | 0 | 0.00037979 | 0 | 0.00037979 | 0 | 0 | 0 | [12 empty] | 7.3.5.8 Remote sensing inspections of vegetation around transmission electric lines and equipmentWLDFRVegetation ContactAggregated | WLDFR | HFTD - Transmission - Tier 2 - 60/70 kV | Non-Red Flag Warning - Large Fires | Vegetation Contact | Aggregated | 2021 | 1.4603e-06 | 1419.51 | 0.0020729 | 2021 | Control | 0.99542 | 1 | 0 | esc | 0 | 0 | 217.2767 | 0.00031728 | 0 | 0 | 0 | 0
7.3.5.9 Other discretionary inspections of vegetation around distribution electric lines and equipment | HFTD - Distribution - Tier 3 - 2QU CoRE ¦ 4QU LoRE | 1122.3828 | 1122.3828 | 1592.8017 | 1543.1486 | 6.6034 | 1592.8017 | 0 | 1592.8017 | 5008.0521 | 5213.8105 | 3219.6293 | 6476.9847 | 3219.6293 | 0 | 0 | 0 | 0 | 0 | 0 | 224115.6379 | 215271.1151 | 529345.9886 | 272773.6597 | 494715.8772 | [9 empty] | 7.3.5.2 Detailed inspections and management practices for vegetation clearances around distribution electrical lines and equipment | WLDFR | HFTD - Distribution - Tier 2 - 5QU CoRE ¦ 3QU LoRE | 2023 | 0.87344 | 0 | 0 | 0 | 0 | 0 | 0 | 0 | 0 | 0 | 0 | 0 | 0 | 185.1143 | 1183.8705 | 0 | 1183.8705 | 0 | 0 | 0 | 1034.0384 | 0 | 0 | 0 | 0 | 0 | 0 | 0 | 0 | [11 empty] | WLDFR | HFTD - Transmission - Tier 3 - 230 kV or Higher | Red Flag Warning - Large Fires | 2023 | 0 | 0 | 0 | 7.2472e-05 | 5.475 | 0.71896 | 3.0715 | 1.6846 | 0 | 0 | 0 | 0 | 1.9196e-06 | 0 | 0 | 0 | 0 | 0 | 0 | 0 | 0 | 0 | 0.00039678 | 0 | 0.00039678 | [12 empty] | 7.3.5.8 Remote sensing inspections of vegetation around transmission electric lines and equipmentWLDFRVegetation ContactAggregated | WLDFR | HFTD - Transmission - Tier 2 - 60/70 kV | Non-Red Flag Warning - Small Fires | Vegetation Contact | Aggregated | 2021 | 0.00025076 | 1419.51 | 0.35596 | 2021 | Control | 0.99542 | 1 | 0 | esc | 0 | 0 | 217.2767 | 0.054484 | 0 | 0 | 0 | 0
7.3.5.9 Other discretionary inspections of vegetation around distribution electric lines and equipment | HFTD - Distribution - Tier 3 - 2QU CoRE ¦ 5QU LoRE | 406.9403 | 406.9403 | 250.0282 | 242.2341 | 0.82156 | 250.0282 | 0 | 250.0282 | 3741.0729 | 3894.7768 | 2418.6853 | 4865.7129 | 2418.6853 | 0 | 0 | 0 | 0 | 0 | 0 | 108776.3492 | 104483.5881 | 110609.7654 | 56997.5614 | 103373.6125 | [9 empty] | 7.3.5.2 Detailed inspections and management practices for vegetation clearances around distribution electrical lines and equipment | WLDFR | HFTD - Distribution - Tier 2 - 5QU CoRE ¦ 4QU LoRE | 2020 | 1 | 153.02 | 1237.0729 | 0 | 1237.0729 | 0 | 0 | 0 | 0 | 0 | 0 | 0 | 0 | 0 | 0 | 0 | 0 | 1237.0729 | 0 | 0 | 0 | 0 | 0 | 0 | 0 | 0 | 0 | 0 | 0 | [11 empty] | WLDFR | HFTD - Transmission - Tier 3 - 230 kV or Higher | Red Flag Warning - Small Fires | 2020 | 0.00099581 | 0 | 0 | 0 | 0.077901 | 0.036425 | 0.0015809 | 0.039895 | 0 | 0 | 0 | 0 | 2.6376e-05 | 7.7574e-05 | 0 | 7.7574e-05 | 0 | 0 | 0 | 0 | 0 | 0 | 0 | 0 | 0 | [12 empty] | 7.3.5.8 Remote sensing inspections of vegetation around transmission electric lines and equipmentWLDFRVegetation ContactAggregated | WLDFR | HFTD - Transmission - Tier 2 - 60/70 kV | Red Flag Warning - Catastrophic Fires | Vegetation Contact | Aggregated | 2021 | 2.831e-06 | 1419.51 | 0.0040186 | 2021 | Control | 0.99542 | 1 | 0 | esc | 0 | 0 | 217.2767 | 0.00061511 | 0 | 0 | 0 | 0
7.3.5.9 Other discretionary inspections of vegetation around distribution electric lines and equipment | HFTD - Distribution - Tier 3 - 3QU CoRE ¦ 1QU LoRE | 7608.7172 | 7608.7172 | 6547.0453 | 6342.9405 | 66.5717 | 6547.0453 | 0 | 6547.0453 | 5216.743 | 5431.0755 | 3400.4901 | 6840.814 | 3400.4901 | 0 | 0 | 0 | 0 | 0 | 0 | 1458518.6982 | 1400959.5653 | 2060096.71 | 1061574.3407 | 1925324.028 | [9 empty] | 7.3.5.2 Detailed inspections and management practices for vegetation clearances around distribution electrical lines and equipment | WLDFR | HFTD - Distribution - Tier 2 - 5QU CoRE ¦ 4QU LoRE | 2021 | 1 | 0 | 0 | 0 | 0 | 139.7453 | 1129.7551 | 0 | 1129.7551 | 0 | 0 | 0 | 0 | 0 | 0 | 0 | 0 | 0 | 1129.7551 | 0 | 0 | 0 | 0 | 0 | 0 | 0 | 0 | 0 | 0 | [11 empty] | WLDFR | HFTD - Transmission - Tier 3 - 230 kV or Higher | Red Flag Warning - Small Fires | 2021 | 0 | 0.00099581 | 0 | 0 | 0.077901 | 0.036425 | 0.0015809 | 0.039895 | 0 | 0 | 0 | 0 | 2.6376e-05 | 0 | 0 | 0 | 7.7574e-05 | 0 | 7.7574e-05 | 0 | 0 | 0 | 0 | 0 | 0 | [12 empty] | 7.3.5.8 Remote sensing inspections of vegetation around transmission electric lines and equipmentWLDFRVegetation ContactAggregated | WLDFR | HFTD - Transmission - Tier 2 - 60/70 kV | Red Flag Warning - Destructive Fires | Vegetation Contact | Aggregated | 2021 | 4.0443e-07 | 1419.51 | 0.00057409 | 2021 | Control | 0.99542 | 1 | 0 | esc | 0 | 0 | 217.2767 | 8.7873e-05 | 0 | 0 | 0 | 0
7.3.5.9 Other discretionary inspections of vegetation around distribution electric lines and equipment | HFTD - Distribution - Tier 3 - 3QU CoRE ¦ 2QU LoRE | 6894.9999 | 6894.9999 | 6878.0789 | 6663.6575 | 68.4084 | 6878.0789 | 0 | 6878.0789 | 3699.0068 | 3850.9824 | 2539.4558 | 5108.6618 | 2539.4558 | 0 | 0 | 0 | 0 | 0 | 0 | 1864013.8668 | 1790452.2306 | 2898079.3244 | 1493389.4284 | 2708485.3499 | [9 empty] | 7.3.5.2 Detailed inspections and management practices for vegetation clearances around distribution electrical lines and equipment | WLDFR | HFTD - Distribution - Tier 2 - 5QU CoRE ¦ 4QU LoRE | 2022 | 0.93458 | 0 | 0 | 0 | 0 | 0 | 0 | 0 | 0 | 138.0689 | 1130.5632 | 0 | 1130.5632 | 0 | 0 | 0 | 0 | 0 | 0 | 1056.6011 | 0 | 138.0689 | 129.0364 | 1130.5632 | 1056.6011 | 0 | 0 | 1130.5632 | 1056.6011 | [11 empty] | WLDFR | HFTD - Transmission - Tier 3 - 230 kV or Higher | Red Flag Warning - Small Fires | 2022 | 0 | 0 | 0.00099581 | 0 | 0.077901 | 0.036425 | 0.0015809 | 0.039895 | 0 | 0 | 0 | 0 | 2.6376e-05 | 0 | 0 | 0 | 0 | 0 | 0 | 7.7574e-05 | 0 | 7.7574e-05 | 0 | 0 | 0 | [12 empty] | 7.3.5.8 Remote sensing inspections of vegetation around transmission electric lines and equipmentWLDFRVegetation ContactAggregated | WLDFR | HFTD - Transmission - Tier 2 - 60/70 kV | Red Flag Warning - Large Fires | Vegetation Contact | Aggregated | 2021 | 2.4266e-06 | 1419.51 | 0.0034445 | 2021 | Control | 0.99542 | 1 | 0 | esc | 0 | 0 | 217.2767 | 0.00052724 | 0 | 0 | 0 | 0
7.3.5.9 Other discretionary inspections of vegetation around distribution electric lines and equipment | HFTD - Distribution - Tier 3 - 3QU CoRE ¦ 3QU LoRE | 2144.5051 | 2144.5051 | 1659.9185 | 1608.173 | 17.7139 | 1659.9185 | 0 | 1659.9185 | 2667.4799 | 2777.0746 | 1692.8989 | 3405.6342 | 1692.8989 | 0 | 0 | 0 | 0 | 0 | 0 | 803944.2693 | 772217.3294 | 1049154.6851 | 540632.7226 | 980518.3973 | [9 empty] | 7.3.5.2 Detailed inspections and management practices for vegetation clearances around distribution electrical lines and equipment | WLDFR | HFTD - Distribution - Tier 2 - 5QU CoRE ¦ 4QU LoRE | 2023 | 0.87344 | 0 | 0 | 0 | 0 | 0 | 0 | 0 | 0 | 0 | 0 | 0 | 0 | 137.6381 | 1168.325 | 0 | 1168.325 | 0 | 0 | 0 | 1020.4603 | 0 | 0 | 0 | 0 | 0 | 0 | 0 | 0 | [11 empty] | WLDFR | HFTD - Transmission - Tier 3 - 230 kV or Higher | Red Flag Warning - Small Fires | 2023 | 0 | 0 | 0 | 0.00099581 | 0.080408 | 0.03759 | 0.0016314 | 0.041187 | 0 | 0 | 0 | 0 | 2.6376e-05 | 0 | 0 | 0 | 0 | 0 | 0 | 0 | 0 | 0 | 8.0072e-05 | 0 | 8.0072e-05 | [12 empty] | 7.3.5.8 Remote sensing inspections of vegetation around transmission electric lines and equipmentWLDFRVegetation ContactAggregated | WLDFR | HFTD - Transmission - Tier 2 - 60/70 kV | Red Flag Warning - Small Fires | Vegetation Contact | Aggregated | 2021 | 3.3343e-05 | 1419.51 | 0.04733 | 2021 | Control | 0.99542 | 1 | 0 | esc | 0 | 0 | 217.2767 | 0.0072446 | 0 | 0 | 0 | 0
7.3.5.9 Other discretionary inspections of vegetation around distribution electric lines and equipment | HFTD - Distribution - Tier 3 - 3QU CoRE ¦ 4QU LoRE | 1349.5817 | 1349.5817 | 1270.3154 | 1230.7133 | 12.7622 | 1270.3154 | 0 | 1270.3154 | 1945.3225 | 2025.247 | 1250.1983 | 2515.0419 | 1250.1983 | 0 | 0 | 0 | 0 | 0 | 0 | 693757.3222 | 666378.8114 | 1087217.4684 | 560246.5951 | 1016091.092 | [9 empty] | 7.3.5.2 Detailed inspections and management practices for vegetation clearances around distribution electrical lines and equipment | WLDFR | HFTD - Distribution - Tier 2 - 5QU CoRE ¦ 5QU LoRE | 2020 | 1 | 164.6557 | 1033.3489 | 0 | 1033.3489 | 0 | 0 | 0 | 0 | 0 | 0 | 0 | 0 | 0 | 0 | 0 | 0 | 1033.3489 | 0 | 0 | 0 | 0 | 0 | 0 | 0 | 0 | 0 | 0 | 0 | [11 empty] | WLDFR | HFTD - Transmission - Tier 3 - 60/70 kV | Non-Red Flag Warning - Catastrophic Fires | 2020 | 3.5253e-05 | 0 | 0 | 0 | 14146.1306 | 222.2294 | 8585.7228 | 5338.1784 | 0 | 0 | 0 | 0 | 1.7022e-06 | 0.4987 | 0 | 0.4987 | 0 | 0 | 0 | 0 | 0 | 0 | 0 | 0 | 0 | [12 empty] | 7.3.5.8 Remote sensing inspections of vegetation around transmission electric lines and equipmentWLDFRVegetation ContactAggregated | WLDFR | HFTD - Transmission - Tier 3 - 115 kV or Lower | Red Flag Warning - Catastrophic Fires | Vegetation Contact | Aggregated | 2021 | 1.8452e-06 | 446.95 | 0.00082473 | 2021 | Control | 0.99542 | 1 | 0 | esc | 0 | 0 | 217.2767 | 0.00040093 | 0 | 0 | 0 | 0
7.3.5.9 Other discretionary inspections of vegetation around distribution electric lines and equipment | HFTD - Distribution - Tier 3 - 3QU CoRE ¦ 5QU LoRE | 449.4413 | 449.4413 | 542.1749 | 525.2725 | 5.901 | 542.1749 | 0 | 542.1749 | 1312.3093 | 1366.2262 | 887.0035 | 1784.3974 | 887.0035 | 0 | 0 | 0 | 0 | 0 | 0 | 342481.1919 | 328965.4787 | 654030.2759 | 337023.8667 | 611243.2485 | [9 empty] | 7.3.5.2 Detailed inspections and management practices for vegetation clearances around distribution electrical lines and equipment | WLDFR | HFTD - Distribution - Tier 2 - 5QU CoRE ¦ 5QU LoRE | 2021 | 1 | 0 | 0 | 0 | 0 | 150.3716 | 943.7044 | 0 | 943.7044 | 0 | 0 | 0 | 0 | 0 | 0 | 0 | 0 | 0 | 943.7044 | 0 | 0 | 0 | 0 | 0 | 0 | 0 | 0 | 0 | 0 | [11 empty] | WLDFR | HFTD - Transmission - Tier 3 - 60/70 kV | Non-Red Flag Warning - Catastrophic Fires | 2021 | 0 | 3.5253e-05 | 0 | 0 | 14146.1306 | 222.2294 | 8585.7228 | 5338.1784 | 0 | 0 | 0 | 0 | 1.7022e-06 | 0 | 0 | 0 | 0.4987 | 0 | 0.4987 | 0 | 0 | 0 | 0 | 0 | 0 | [12 empty] | 7.3.5.8 Remote sensing inspections of vegetation around transmission electric lines and equipmentWLDFRVegetation ContactAggregated | WLDFR | HFTD - Transmission - Tier 3 - 115 kV or Lower | Red Flag Warning - Destructive Fires | Vegetation Contact | Aggregated | 2021 | 2.6361e-07 | 446.95 | 0.00011782 | 2021 | Control | 0.99542 | 1 | 0 | esc | 0 | 0 | 217.2767 | 5.7275e-05 | 0 | 0 | 0 | 0
7.3.5.9 Other discretionary inspections of vegetation around distribution electric lines and equipment | HFTD - Distribution - Tier 3 - 4QU CoRE ¦ 1QU LoRE | 3039.8635 | 3039.8635 | 2817.0144 | 2729.1862 | 75.0376 | 2817.0144 | 0 | 2817.0144 | 1538.9238 | 1602.1513 | 1019.0747 | 2050.0814 | 1019.0747 | 0 | 0 | 0 | 0 | 0 | 0 | 1975317.7316 | 1897363.5882 | 2957786.492 | 1524156.7204 | 2764286.4411 | [9 empty] | 7.3.5.2 Detailed inspections and management practices for vegetation clearances around distribution electrical lines and equipment | WLDFR | HFTD - Distribution - Tier 2 - 5QU CoRE ¦ 5QU LoRE | 2022 | 0.93458 | 0 | 0 | 0 | 0 | 0 | 0 | 0 | 0 | 161.7785 | 984.253 | 0 | 984.253 | 0 | 0 | 0 | 0 | 0 | 0 | 919.8626 | 0 | 161.7785 | 151.1949 | 984.253 | 919.8626 | 0 | 0 | 984.253 | 919.8626 | [11 empty] | WLDFR | HFTD - Transmission - Tier 3 - 60/70 kV | Non-Red Flag Warning - Catastrophic Fires | 2022 | 0 | 0 | 3.5253e-05 | 0 | 14146.1306 | 222.2294 | 8585.7228 | 5338.1784 | 0 | 0 | 0 | 0 | 1.7022e-06 | 0 | 0 | 0 | 0 | 0 | 0 | 0.4987 | 0 | 0.4987 | 0 | 0 | 0 | [12 empty] | 7.3.5.8 Remote sensing inspections of vegetation around transmission electric lines and equipmentWLDFRVegetation ContactAggregated | WLDFR | HFTD - Transmission - Tier 3 - 115 kV or Lower | Red Flag Warning - Large Fires | Vegetation Contact | Aggregated | 2021 | 1.5816e-06 | 446.95 | 0.00070691 | 2021 | Control | 0.99542 | 1 | 0 | esc | 0 | 0 | 217.2767 | 0.00034365 | 0 | 0 | 0 | 0
7.3.5.9 Other discretionary inspections of vegetation around distribution electric lines and equipment | HFTD - Distribution - Tier 3 - 4QU CoRE ¦ 2QU LoRE | 1718.5204 | 1718.5204 | 1609.3001 | 1559.124 | 53.4823 | 1609.3001 | 0 | 1609.3001 | 959.445 | 998.8643 | 618.4158 | 1244.0709 | 618.4158 | 0 | 0 | 0 | 0 | 0 | 0 | 1791160.8772 | 1720474.3189 | 2784455.3657 | 1434838.6436 | 2602294.7343 | [9 empty] | 7.3.5.2 Detailed inspections and management practices for vegetation clearances around distribution electrical lines and equipment | WLDFR | HFTD - Distribution - Tier 2 - 5QU CoRE ¦ 5QU LoRE | 2023 | 0.87344 | 0 | 0 | 0 | 0 | 0 | 0 | 0 | 0 | 0 | 0 | 0 | 0 | 161.2737 | 1017.1231 | 0 | 1017.1231 | 0 | 0 | 0 | 888.3947 | 0 | 0 | 0 | 0 | 0 | 0 | 0 | 0 | [11 empty] | WLDFR | HFTD - Transmission - Tier 3 - 60/70 kV | Non-Red Flag Warning - Catastrophic Fires | 2023 | 0 | 0 | 0 | 3.5253e-05 | 14664.6376 | 233.2301 | 8896.516 | 5534.8915 | 0 | 0 | 0 | 0 | 1.7022e-06 | 0 | 0 | 0 | 0 | 0 | 0 | 0 | 0 | 0 | 0.51698 | 0 | 0.51698 | [12 empty] | 7.3.5.8 Remote sensing inspections of vegetation around transmission electric lines and equipmentWLDFRVegetation ContactAggregated | WLDFR | HFTD - Transmission - Tier 3 - 115 kV or Lower | Red Flag Warning - Small Fires | Vegetation Contact | Aggregated | 2021 | 2.1733e-05 | 446.95 | 0.0097135 | 2021 | Control | 0.99542 | 1 | 0 | esc | 0 | 0 | 217.2767 | 0.004722 | 0 | 0 | 0 | 0
7.3.5.9 Other discretionary inspections of vegetation around distribution electric lines and equipment | HFTD - Distribution - Tier 3 - 4QU CoRE ¦ 3QU LoRE | 960.5936 | 960.5936 | 871.4634 | 844.2924 | 27.9456 | 871.4634 | 0 | 871.4634 | 738.9496 | 769.3097 | 497.8422 | 1001.5127 | 497.8422 | 0 | 0 | 0 | 0 | 0 | 0 | 1299944.6306 | 1248643.4811 | 1873014.6052 | 965170.3413 | 1750480.9394 | [9 empty] | 7.3.5.2 Detailed inspections and management practices for vegetation clearances around distribution electrical lines and equipment | WLDFR | HFTD - Distribution - Tier 3 - 1QU CoRE ¦ 1QU LoRE | 2020 | 1 | 27.3186 | 18357.0484 | 0 | 18357.0484 | 0 | 0 | 0 | 0 | 0 | 0 | 0 | 0 | 0 | 0 | 0 | 0 | 18357.0484 | 0 | 0 | 0 | 0 | 0 | 0 | 0 | 0 | 0 | 0 | 0 | [11 empty] | WLDFR | HFTD - Transmission - Tier 3 - 60/70 kV | Non-Red Flag Warning - Destructive Fires | 2020 | 3.5253e-05 | 0 | 0 | 0 | 8807.9522 | 222.2294 | 8585.7228 | 0 | 0 | 0 | 0 | 0 | 1.7022e-06 | 0.31051 | 0 | 0.31051 | 0 | 0 | 0 | 0 | 0 | 0 | 0 | 0 | 0 | [12 empty] | 7.3.5.8 Remote sensing inspections of vegetation around transmission electric lines and equipmentWLDFRVegetation ContactAggregated | WLDFR | HFTD - Transmission - Tier 3 - 230 kV or Higher | Red Flag Warning - Catastrophic Fires | Vegetation Contact | Aggregated | 2021 | 3.8914e-07 | 557.6 | 0.00021698 | 2021 | Control | 0.99542 | 1 | 0 | esc | 0 | 0 | 217.2767 | 8.455e-05 | 0 | 0 | 0 | 0
7.3.5.9 Other discretionary inspections of vegetation around distribution electric lines and equipment | HFTD - Distribution - Tier 3 - 4QU CoRE ¦ 4QU LoRE | 416.2251 | 416.2251 | 375.8897 | 364.1702 | 10.6584 | 375.8897 | 0 | 375.8897 | 601.7396 | 626.4624 | 407.2461 | 819.2604 | 407.2461 | 0 | 0 | 0 | 0 | 0 | 0 | 691703.0378 | 664405.5975 | 987613.9447 | 508920.5847 | 923003.6866 | [9 empty] | 7.3.5.2 Detailed inspections and management practices for vegetation clearances around distribution electrical lines and equipment | WLDFR | HFTD - Distribution - Tier 3 - 1QU CoRE ¦ 1QU LoRE | 2021 | 1 | 0 | 0 | 0 | 0 | 24.9487 | 16764.5482 | 0 | 16764.5482 | 0 | 0 | 0 | 0 | 0 | 0 | 0 | 0 | 0 | 16764.5482 | 0 | 0 | 0 | 0 | 0 | 0 | 0 | 0 | 0 | 0 | [11 empty] | WLDFR | HFTD - Transmission - Tier 3 - 60/70 kV | Non-Red Flag Warning - Destructive Fires | 2021 | 0 | 3.5253e-05 | 0 | 0 | 8807.9522 | 222.2294 | 8585.7228 | 0 | 0 | 0 | 0 | 0 | 1.7022e-06 | 0 | 0 | 0 | 0.31051 | 0 | 0.31051 | 0 | 0 | 0 | 0 | 0 | 0 | [12 empty] | 7.3.5.8 Remote sensing inspections of vegetation around transmission electric lines and equipmentWLDFRVegetation ContactAggregated | WLDFR | HFTD - Transmission - Tier 3 - 230 kV or Higher | Red Flag Warning - Destructive Fires | Vegetation Contact | Aggregated | 2021 | 5.5591e-08 | 557.6 | 3.0997e-05 | 2021 | Control | 0.99542 | 1 | 0 | esc | 0 | 0 | 217.2767 | 1.2079e-05 | 0 | 0 | 0 | 0
7.3.5.9 Other discretionary inspections of vegetation around distribution electric lines and equipment | HFTD - Distribution - Tier 3 - 4QU CoRE ¦ 5QU LoRE | 202.4751 | 202.4751 | 191.3201 | 185.3553 | 5.4347 | 191.3201 | 0 | 191.3201 | 591.3089 | 615.6031 | 358.4295 | 721.0564 | 358.4295 | 0 | 0 | 0 | 0 | 0 | 0 | 342418.447 | 328905.21 | 571137.2577 | 294308.8326 | 533773.1381 | [9 empty] | 7.3.5.2 Detailed inspections and management practices for vegetation clearances around distribution electrical lines and equipment | WLDFR | HFTD - Distribution - Tier 3 - 1QU CoRE ¦ 1QU LoRE | 2022 | 0.93458 | 0 | 0 | 0 | 0 | 0 | 0 | 0 | 0 | 23.3473 | 16283.3444 | 0 | 16283.3444 | 0 | 0 | 0 | 0 | 0 | 0 | 15218.0789 | 0 | 23.3473 | 21.8199 | 16283.3444 | 15218.0789 | 0 | 0 | 16283.3444 | 15218.0789 | [11 empty] | WLDFR | HFTD - Transmission - Tier 3 - 60/70 kV | Non-Red Flag Warning - Destructive Fires | 2022 | 0 | 0 | 3.5253e-05 | 0 | 8807.9522 | 222.2294 | 8585.7228 | 0 | 0 | 0 | 0 | 0 | 1.7022e-06 | 0 | 0 | 0 | 0 | 0 | 0 | 0.31051 | 0 | 0.31051 | 0 | 0 | 0 | [12 empty] | 7.3.5.8 Remote sensing inspections of vegetation around transmission electric lines and equipmentWLDFRVegetation ContactAggregated | WLDFR | HFTD - Transmission - Tier 3 - 230 kV or Higher | Red Flag Warning - Large Fires | Vegetation Contact | Aggregated | 2021 | 3.3355e-07 | 557.6 | 0.00018598 | 2021 | Control | 0.99542 | 1 | 0 | esc | 0 | 0 | 217.2767 | 7.2472e-05 | 0 | 0 | 0 | 0
7.3.5.9 Other discretionary inspections of vegetation around distribution electric lines and equipment | HFTD - Distribution - Tier 3 - 5QU CoRE ¦ 1QU LoRE | 943.414 | 943.414 | 884.5303 | 856.9354 | 193.9902 | 884.5303 | 0 | 884.5303 | 205.7654 | 214.2194 | 135.9619 | 273.5103 | 135.9619 | 0 | 0 | 0 | 0 | 0 | 0 | 4584901.1954 | 4403962.1799 | 6961121.7224 | 3587088.0077 | 6505721.2359 | [9 empty] | 7.3.5.2 Detailed inspections and management practices for vegetation clearances around distribution electrical lines and equipment | WLDFR | HFTD - Distribution - Tier 3 - 1QU CoRE ¦ 1QU LoRE | 2023 | 0.87344 | 0 | 0 | 0 | 0 | 0 | 0 | 0 | 0 | 0 | 0 | 0 | 0 | 23.2744 | 16827.3715 | 0 | 16827.3715 | 0 | 0 | 0 | 14697.678 | 0 | 0 | 0 | 0 | 0 | 0 | 0 | 0 | [11 empty] | WLDFR | HFTD - Transmission - Tier 3 - 60/70 kV | Non-Red Flag Warning - Destructive Fires | 2023 | 0 | 0 | 0 | 3.5253e-05 | 9129.7461 | 233.2301 | 8896.516 | 0 | 0 | 0 | 0 | 0 | 1.7022e-06 | 0 | 0 | 0 | 0 | 0 | 0 | 0 | 0 | 0 | 0.32186 | 0 | 0.32186 | [12 empty] | 7.3.5.8 Remote sensing inspections of vegetation around transmission electric lines and equipmentWLDFRVegetation ContactAggregated | WLDFR | HFTD - Transmission - Tier 3 - 230 kV or Higher | Red Flag Warning - Small Fires | Vegetation Contact | Aggregated | 2021 | 4.5832e-06 | 557.6 | 0.0025556 | 2021 | Control | 0.99542 | 1 | 0 | esc | 0 | 0 | 217.2767 | 0.00099581 | 0 | 0 | 0 | 0
7.3.5.9 Other discretionary inspections of vegetation around distribution electric lines and equipment | HFTD - Distribution - Tier 3 - 5QU CoRE ¦ 2QU LoRE | 280.9147 | 280.9147 | 250.2416 | 242.436 | 44.8805 | 250.2416 | 0 | 250.2416 | 154.8155 | 161.1762 | 104.349 | 209.9166 | 104.349 | 0 | 0 | 0 | 0 | 0 | 0 | 1814512.8852 | 1742904.7609 | 2565990.8771 | 1322263.2027 | 2398122.315 | [9 empty] | 7.3.5.2 Detailed inspections and management practices for vegetation clearances around distribution electrical lines and equipment | WLDFR | HFTD - Distribution - Tier 3 - 1QU CoRE ¦ 2QU LoRE | 2020 | 1 | 65.4869 | 35380.5551 | 0 | 35380.5551 | 0 | 0 | 0 | 0 | 0 | 0 | 0 | 0 | 0 | 0 | 0 | 0 | 35380.5551 | 0 | 0 | 0 | 0 | 0 | 0 | 0 | 0 | 0 | 0 | 0 | [11 empty] | WLDFR | HFTD - Transmission - Tier 3 - 60/70 kV | Non-Red Flag Warning - Large Fires | 2020 | 0.00031728 | 0 | 0 | 0 | 5.2406 | 0.69642 | 2.942 | 1.6022 | 0 | 0 | 0 | 0 | 1.532e-05 | 0.0016627 | 0 | 0.0016627 | 0 | 0 | 0 | 0 | 0 | 0 | 0 | 0 | 0 | [12 empty] | 7.3.5.8 Remote sensing inspections of vegetation around transmission electric lines and equipmentWLDFRVegetation ContactAggregated | WLDFR | HFTD - Transmission - Tier 3 - 60/70 kV | Non-Red Flag Warning - Catastrophic Fires | Vegetation Contact | Aggregated | 2021 | 1.6225e-07 | 376.43 | 6.1076e-05 | 2021 | Control | 0.99542 | 1 | 0 | esc | 0 | 0 | 217.2767 | 3.5253e-05 | 0 | 0 | 0 | 0
7.3.5.9 Other discretionary inspections of vegetation around distribution electric lines and equipment | HFTD - Distribution - Tier 3 - 5QU CoRE ¦ 3QU LoRE | 97.9353 | 97.9353 | 81.5176 | 78.9752 | 11.1612 | 81.5176 | 0 | 81.5176 | 159.4427 | 165.9935 | 93.9517 | 189.0015 | 93.9517 | 0 | 0 | 0 | 0 | 0 | 0 | 614234.9805 | 589994.7477 | 928390.123 | 478402.3624 | 867654.3206 | [9 empty] | 7.3.5.2 Detailed inspections and management practices for vegetation clearances around distribution electrical lines and equipment | WLDFR | HFTD - Distribution - Tier 3 - 1QU CoRE ¦ 2QU LoRE | 2021 | 1 | 0 | 0 | 0 | 0 | 59.8058 | 32311.2414 | 0 | 32311.2414 | 0 | 0 | 0 | 0 | 0 | 0 | 0 | 0 | 0 | 32311.2414 | 0 | 0 | 0 | 0 | 0 | 0 | 0 | 0 | 0 | 0 | [11 empty] | WLDFR | HFTD - Transmission - Tier 3 - 60/70 kV | Non-Red Flag Warning - Large Fires | 2021 | 0 | 0.00031728 | 0 | 0 | 5.2406 | 0.69642 | 2.942 | 1.6022 | 0 | 0 | 0 | 0 | 1.532e-05 | 0 | 0 | 0 | 0.0016627 | 0 | 0.0016627 | 0 | 0 | 0 | 0 | 0 | 0 | [12 empty] | 7.3.5.8 Remote sensing inspections of vegetation around transmission electric lines and equipmentWLDFRVegetation ContactAggregated | WLDFR | HFTD - Transmission - Tier 3 - 60/70 kV | Non-Red Flag Warning - Destructive Fires | Vegetation Contact | Aggregated | 2021 | 1.6225e-07 | 376.43 | 6.1076e-05 | 2021 | Control | 0.99542 | 1 | 0 | esc | 0 | 0 | 217.2767 | 3.5253e-05 | 0 | 0 | 0 | 0
7.3.5.9 Other discretionary inspections of vegetation around distribution electric lines and equipment | HFTD - Distribution - Tier 3 - 5QU CoRE ¦ 4QU LoRE | 35.029 | 35.029 | 36.3592 | 35.2252 | 4.8236 | 36.3592 | 0 | 36.3592 | 125.3237 | 130.4727 | 83.9902 | 168.9618 | 83.9902 | 0 | 0 | 0 | 0 | 0 | 0 | 279507.8034 | 268477.2785 | 463201.0608 | 238688.9695 | 432898.1877 | [9 empty] | 7.3.5.2 Detailed inspections and management practices for vegetation clearances around distribution electrical lines and equipment | WLDFR | HFTD - Distribution - Tier 3 - 1QU CoRE ¦ 2QU LoRE | 2022 | 0.93458 | 0 | 0 | 0 | 0 | 0 | 0 | 0 | 0 | 62.2489 | 33722.5503 | 0 | 33722.5503 | 0 | 0 | 0 | 0 | 0 | 0 | 31516.4021 | 0 | 62.2489 | 58.1765 | 33722.5503 | 31516.4021 | 0 | 0 | 33722.5503 | 31516.4021 | [11 empty] | WLDFR | HFTD - Transmission - Tier 3 - 60/70 kV | Non-Red Flag Warning - Large Fires | 2022 | 0 | 0 | 0.00031728 | 0 | 5.2406 | 0.69642 | 2.942 | 1.6022 | 0 | 0 | 0 | 0 | 1.532e-05 | 0 | 0 | 0 | 0 | 0 | 0 | 0.0016627 | 0 | 0.0016627 | 0 | 0 | 0 | [12 empty] | 7.3.5.8 Remote sensing inspections of vegetation around transmission electric lines and equipmentWLDFRVegetation ContactAggregated | WLDFR | HFTD - Transmission - Tier 3 - 60/70 kV | Non-Red Flag Warning - Large Fires | Vegetation Contact | Aggregated | 2021 | 1.4603e-06 | 376.43 | 0.00054969 | 2021 | Control | 0.99542 | 1 | 0 | esc | 0 | 0 | 217.2767 | 0.00031728 | 0 | 0 | 0 | 0
7.3.5.9 Other discretionary inspections of vegetation around distribution electric lines and equipment | HFTD - Distribution - Tier 3 - 5QU CoRE ¦ 5QU LoRE | 19.6023 | 19.6023 | 18.7215 | 18.1376 | 2.9828 | 18.7215 | 0 | 18.7215 | 65.0582 | 67.7312 | 42.2663 | 85.0264 | 42.2663 | 0 | 0 | 0 | 0 | 0 | 0 | 301304.7017 | 289413.9818 | 473948.4192 | 244227.1172 | 442942.4478 | [9 empty] | 7.3.5.2 Detailed inspections and management practices for vegetation clearances around distribution electrical lines and equipment | WLDFR | HFTD - Distribution - Tier 3 - 1QU CoRE ¦ 2QU LoRE | 2023 | 0.87344 | 0 | 0 | 0 | 0 | 0 | 0 | 0 | 0 | 0 | 0 | 0 | 0 | 62.0546 | 34849.228 | 0 | 34849.228 | 0 | 0 | 0 | 30438.6654 | 0 | 0 | 0 | 0 | 0 | 0 | 0 | 0 | [11 empty] | WLDFR | HFTD - Transmission - Tier 3 - 60/70 kV | Non-Red Flag Warning - Large Fires | 2023 | 0 | 0 | 0 | 0.00031728 | 5.475 | 0.71896 | 3.0715 | 1.6846 | 0 | 0 | 0 | 0 | 1.532e-05 | 0 | 0 | 0 | 0 | 0 | 0 | 0 | 0 | 0 | 0.0017371 | 0 | 0.0017371 | [12 empty] | 7.3.5.8 Remote sensing inspections of vegetation around transmission electric lines and equipmentWLDFRVegetation ContactAggregated | WLDFR | HFTD - Transmission - Tier 3 - 60/70 kV | Non-Red Flag Warning - Small Fires | Vegetation Contact | Aggregated | 2021 | 0.00025076 | 376.43 | 0.094394 | 2021 | Control | 0.99542 | 1 | 0 | esc | 0 | 0 | 217.2767 | 0.054484 | 0 | 0 | 0 | 0
7.3.5.15 Identification and remediation of “at-risk species” | HFTD - Distribution - Tier 2 - 1QU CoRE ¦ 1QU LoRE | 74.694 | 74.7197 | 59.5439 | 53.5647 | 0.045097 | 59.5439 | 0 | 59.5439 | 22.8669 | 13.4021 | 10.8148 | 80.8479 | 10.8148 | 0 | 0 | 0 | 0 | 0 | 0 | 3266468.4249 | 5575220.2084 | 5891162.4219 | 758539.1569 | 5505759.2728 | [9 empty] | 7.3.5.2 Detailed inspections and management practices for vegetation clearances around distribution electrical lines and equipment | WLDFR | HFTD - Distribution - Tier 3 - 1QU CoRE ¦ 3QU LoRE | 2020 | 1 | 15.6033 | 7189.1157 | 0 | 7189.1157 | 0 | 0 | 0 | 0 | 0 | 0 | 0 | 0 | 0 | 0 | 0 | 0 | 7189.1157 | 0 | 0 | 0 | 0 | 0 | 0 | 0 | 0 | 0 | 0 | 0 | [11 empty] | WLDFR | HFTD - Transmission - Tier 3 - 60/70 kV | Non-Red Flag Warning - Small Fires | 2020 | 0.054484 | 0 | 0 | 0 | 0.077901 | 0.036425 | 0.0015809 | 0.039895 | 0 | 0 | 0 | 0 | 0.0026308 | 0.0042444 | 0 | 0.0042444 | 0 | 0 | 0 | 0 | 0 | 0 | 0 | 0 | 0 | [12 empty] | 7.3.5.8 Remote sensing inspections of vegetation around transmission electric lines and equipmentWLDFRVegetation ContactAggregated | WLDFR | HFTD - Transmission - Tier 3 - 60/70 kV | Red Flag Warning - Catastrophic Fires | Vegetation Contact | Aggregated | 2021 | 4.0092e-06 | 376.43 | 0.0015092 | 2021 | Control | 0.99542 | 1 | 0 | esc | 0 | 0 | 217.2767 | 0.00087111 | 0 | 0 | 0 | 0
7.3.5.15 Identification and remediation of “at-risk species” | HFTD - Distribution - Tier 2 - 1QU CoRE ¦ 2QU LoRE | 95.1556 | 93.1202 | 83.9871 | 75.5763 | 0.076661 | 83.9871 | 0 | 83.9871 | 15.6876 | 8.9946 | 7.061 | 52.8014 | 7.061 | 0 | 0 | 0 | 0 | 0 | 0 | 6065639.682 | 10352855.9083 | 12727144.473 | 1638732.1799 | 11894527.5449 | [9 empty] | 7.3.5.2 Detailed inspections and management practices for vegetation clearances around distribution electrical lines and equipment | WLDFR | HFTD - Distribution - Tier 3 - 1QU CoRE ¦ 3QU LoRE | 2021 | 1 | 0 | 0 | 0 | 0 | 14.2497 | 6565.4497 | 0 | 6565.4497 | 0 | 0 | 0 | 0 | 0 | 0 | 0 | 0 | 0 | 6565.4497 | 0 | 0 | 0 | 0 | 0 | 0 | 0 | 0 | 0 | 0 | [11 empty] | WLDFR | HFTD - Transmission - Tier 3 - 60/70 kV | Non-Red Flag Warning - Small Fires | 2021 | 0 | 0.054484 | 0 | 0 | 0.077901 | 0.036425 | 0.0015809 | 0.039895 | 0 | 0 | 0 | 0 | 0.0026308 | 0 | 0 | 0 | 0.0042444 | 0 | 0.0042444 | 0 | 0 | 0 | 0 | 0 | 0 | [12 empty] | 7.3.5.8 Remote sensing inspections of vegetation around transmission electric lines and equipmentWLDFRVegetation ContactAggregated | WLDFR | HFTD - Transmission - Tier 3 - 60/70 kV | Red Flag Warning - Destructive Fires | Vegetation Contact | Aggregated | 2021 | 5.7275e-07 | 376.43 | 0.0002156 | 2021 | Control | 0.99542 | 1 | 0 | esc | 0 | 0 | 217.2767 | 0.00012444 | 0 | 0 | 0 | 0
7.3.5.15 Identification and remediation of “at-risk species” | HFTD - Distribution - Tier 2 - 1QU CoRE ¦ 3QU LoRE | 253.9301 | 246.9761 | 207.733 | 186.9671 | 0.20229 | 207.733 | 0 | 207.733 | 13.6962 | 7.8047 | 6.0893 | 45.5447 | 6.0893 | 0 | 0 | 0 | 0 | 0 | 0 | 18540137.7044 | 31644374.5817 | 36502140.6085 | 4699972.7691 | 34114150.1014 | [9 empty] | 7.3.5.2 Detailed inspections and management practices for vegetation clearances around distribution electrical lines and equipment | WLDFR | HFTD - Distribution - Tier 3 - 1QU CoRE ¦ 3QU LoRE | 2022 | 0.93458 | 0 | 0 | 0 | 0 | 0 | 0 | 0 | 0 | 22.3601 | 10002.6174 | 0 | 10002.6174 | 0 | 0 | 0 | 0 | 0 | 0 | 9348.2405 | 0 | 22.3601 | 20.8973 | 10002.6174 | 9348.2405 | 0 | 0 | 10002.6174 | 9348.2405 | [11 empty] | WLDFR | HFTD - Transmission - Tier 3 - 60/70 kV | Non-Red Flag Warning - Small Fires | 2022 | 0 | 0 | 0.054484 | 0 | 0.077901 | 0.036425 | 0.0015809 | 0.039895 | 0 | 0 | 0 | 0 | 0.0026308 | 0 | 0 | 0 | 0 | 0 | 0 | 0.0042444 | 0 | 0.0042444 | 0 | 0 | 0 | [12 empty] | 7.3.5.8 Remote sensing inspections of vegetation around transmission electric lines and equipmentWLDFRVegetation ContactAggregated | WLDFR | HFTD - Transmission - Tier 3 - 60/70 kV | Red Flag Warning - Large Fires | Vegetation Contact | Aggregated | 2021 | 3.4365e-06 | 376.43 | 0.0012936 | 2021 | Control | 0.99542 | 1 | 0 | esc | 0 | 0 | 217.2767 | 0.00074667 | 0 | 0 | 0 | 0
7.3.5.15 Identification and remediation of “at-risk species” | HFTD - Distribution - Tier 2 - 1QU CoRE ¦ 4QU LoRE | 333.1015 | 326.8863 | 295.2284 | 265.6807 | 0.23307 | 295.2284 | 0 | 295.2284 | 13.0692 | 7.5142 | 5.917 | 44.2495 | 5.917 | 0 | 0 | 0 | 0 | 0 | 0 | 25487576.6737 | 43502288.7263 | 53387840.3352 | 6874155.6412 | 49895177.8834 | [9 empty] | 7.3.5.2 Detailed inspections and management practices for vegetation clearances around distribution electrical lines and equipment | WLDFR | HFTD - Distribution - Tier 3 - 1QU CoRE ¦ 3QU LoRE | 2023 | 0.87344 | 0 | 0 | 0 | 0 | 0 | 0 | 0 | 0 | 0 | 0 | 0 | 0 | 22.2904 | 10336.8139 | 0 | 10336.8139 | 0 | 0 | 0 | 9028.5736 | 0 | 0 | 0 | 0 | 0 | 0 | 0 | 0 | [11 empty] | WLDFR | HFTD - Transmission - Tier 3 - 60/70 kV | Non-Red Flag Warning - Small Fires | 2023 | 0 | 0 | 0 | 0.054484 | 0.080408 | 0.03759 | 0.0016314 | 0.041187 | 0 | 0 | 0 | 0 | 0.0026308 | 0 | 0 | 0 | 0 | 0 | 0 | 0 | 0 | 0 | 0.004381 | 0 | 0.004381 | [12 empty] | 7.3.5.8 Remote sensing inspections of vegetation around transmission electric lines and equipmentWLDFRVegetation ContactAggregated | WLDFR | HFTD - Transmission - Tier 3 - 60/70 kV | Red Flag Warning - Small Fires | Vegetation Contact | Aggregated | 2021 | 4.722e-05 | 376.43 | 0.017775 | 2021 | Control | 0.99542 | 1 | 0 | esc | 0 | 0 | 217.2767 | 0.01026 | 0 | 0 | 0 | 0
7.3.5.15 Identification and remediation of “at-risk species” | HFTD - Distribution - Tier 2 - 1QU CoRE ¦ 5QU LoRE | 250.6037 | 247.375 | 216.6967 | 194.9981 | 0.14323 | 216.6967 | 0 | 216.6967 | 8.7508 | 5.061 | 4.0215 | 30.0727 | 4.0215 | 0 | 0 | 0 | 0 | 0 | 0 | 28637655.9416 | 48878855.4974 | 57656474.7449 | 7423779.9961 | 53884555.8363 | [9 empty] | 7.3.5.2 Detailed inspections and management practices for vegetation clearances around distribution electrical lines and equipment | WLDFR | HFTD - Distribution - Tier 3 - 1QU CoRE ¦ 4QU LoRE | 2020 | 1 | 47.9335 | 25174.9398 | 0 | 25174.9398 | 0 | 0 | 0 | 0 | 0 | 0 | 0 | 0 | 0 | 0 | 0 | 0 | 25174.9398 | 0 | 0 | 0 | 0 | 0 | 0 | 0 | 0 | 0 | 0 | 0 | [11 empty] | WLDFR | HFTD - Transmission - Tier 3 - 60/70 kV | Red Flag Warning - Catastrophic Fires | 2020 | 0.00087111 | 0 | 0 | 0 | 14146.1306 | 222.2294 | 8585.7228 | 5338.1784 | 0 | 0 | 0 | 0 | 1.2794e-05 | 12.3228 | 0 | 12.3228 | 0 | 0 | 0 | 0 | 0 | 0 | 0 | 0 | 0 | [12 empty] | 7.3.5.8 Remote sensing inspections of vegetation around transmission electric lines and equipmentWLDFRVegetation ContactAggregated | WLDFR | HFTD - Transmission - Zone 1 - 60/70 kV | Non-Red Flag Warning - Catastrophic Fires | Vegetation Contact | Aggregated | 2021 | 1.6225e-07 | 1.8 | 2.9205e-07 | 2021 | Control | 0.99542 | 1 | 0 | esc | 0 | 0 | 217.2767 | 3.5253e-05 | 0 | 0 | 0 | 0
7.3.5.15 Identification and remediation of “at-risk species” | HFTD - Distribution - Tier 2 - 2QU CoRE ¦ 1QU LoRE | 36.7977 | 36.6759 | 35.3276 | 31.779 | 0.074119 | 35.3276 | 0 | 35.3276 | 11.5499 | 6.7446 | 5.4189 | 40.5082 | 5.4189 | 0 | 0 | 0 | 0 | 0 | 0 | 3185973.6965 | 5437831.5127 | 6975683.6027 | 898180.8308 | 6519330.4698 | [9 empty] | 7.3.5.2 Detailed inspections and management practices for vegetation clearances around distribution electrical lines and equipment | WLDFR | HFTD - Distribution - Tier 3 - 1QU CoRE ¦ 4QU LoRE | 2021 | 1 | 0 | 0 | 0 | 0 | 43.7752 | 22990.9778 | 0 | 22990.9778 | 0 | 0 | 0 | 0 | 0 | 0 | 0 | 0 | 0 | 22990.9778 | 0 | 0 | 0 | 0 | 0 | 0 | 0 | 0 | 0 | 0 | [11 empty] | WLDFR | HFTD - Transmission - Tier 3 - 60/70 kV | Red Flag Warning - Catastrophic Fires | 2021 | 0 | 0.00087111 | 0 | 0 | 14146.1306 | 222.2294 | 8585.7228 | 5338.1784 | 0 | 0 | 0 | 0 | 1.2794e-05 | 0 | 0 | 0 | 12.3228 | 0 | 12.3228 | 0 | 0 | 0 | 0 | 0 | 0 | [12 empty] | 7.3.5.8 Remote sensing inspections of vegetation around transmission electric lines and equipmentWLDFRVegetation ContactAggregated | WLDFR | HFTD - Transmission - Zone 1 - 60/70 kV | Non-Red Flag Warning - Destructive Fires | Vegetation Contact | Aggregated | 2021 | 1.6225e-07 | 1.8 | 2.9205e-07 | 2021 | Control | 0.99542 | 1 | 0 | esc | 0 | 0 | 217.2767 | 3.5253e-05 | 0 | 0 | 0 | 0
7.3.5.15 Identification and remediation of “at-risk species” | HFTD - Distribution - Tier 2 - 2QU CoRE ¦ 2QU LoRE | 69.5509 | 68.5125 | 64.2781 | 57.8331 | 0.16309 | 64.2781 | 0 | 64.2781 | 7.699 | 4.4435 | 3.5177 | 26.3017 | 3.5177 | 0 | 0 | 0 | 0 | 0 | 0 | 9033702.5223 | 15418756.3778 | 19551652.6194 | 2517447.8365 | 18272572.5415 | [9 empty] | 7.3.5.2 Detailed inspections and management practices for vegetation clearances around distribution electrical lines and equipment | WLDFR | HFTD - Distribution - Tier 3 - 1QU CoRE ¦ 4QU LoRE | 2022 | 0.93458 | 0 | 0 | 0 | 0 | 0 | 0 | 0 | 0 | 44.2461 | 23596.6095 | 0 | 23596.6095 | 0 | 0 | 0 | 0 | 0 | 0 | 22052.9061 | 0 | 44.2461 | 41.3515 | 23596.6095 | 22052.9061 | 0 | 0 | 23596.6095 | 22052.9061 | [11 empty] | WLDFR | HFTD - Transmission - Tier 3 - 60/70 kV | Red Flag Warning - Catastrophic Fires | 2022 | 0 | 0 | 0.00087111 | 0 | 14146.1306 | 222.2294 | 8585.7228 | 5338.1784 | 0 | 0 | 0 | 0 | 1.2794e-05 | 0 | 0 | 0 | 0 | 0 | 0 | 12.3228 | 0 | 12.3228 | 0 | 0 | 0 | [12 empty] | 7.3.5.8 Remote sensing inspections of vegetation around transmission electric lines and equipmentWLDFRVegetation ContactAggregated | WLDFR | HFTD - Transmission - Zone 1 - 60/70 kV | Non-Red Flag Warning - Large Fires | Vegetation Contact | Aggregated | 2021 | 1.4603e-06 | 1.8 | 2.6285e-06 | 2021 | Control | 0.99542 | 1 | 0 | esc | 0 | 0 | 217.2767 | 0.00031728 | 0 | 0 | 0 | 0
7.3.5.15 Identification and remediation of “at-risk species” | HFTD - Distribution - Tier 2 - 2QU CoRE ¦ 3QU LoRE | 112.1525 | 111.936 | 99.6773 | 89.6795 | 0.22797 | 99.6773 | 0 | 99.6773 | 6.6534 | 3.8906 | 3.1299 | 23.4006 | 3.1299 | 0 | 0 | 0 | 0 | 0 | 0 | 16856486.375 | 28770712.3585 | 34076602.3813 | 4387663.3147 | 31847291.9451 | [9 empty] | 7.3.5.2 Detailed inspections and management practices for vegetation clearances around distribution electrical lines and equipment | WLDFR | HFTD - Distribution - Tier 3 - 1QU CoRE ¦ 4QU LoRE | 2023 | 0.87344 | 0 | 0 | 0 | 0 | 0 | 0 | 0 | 0 | 0 | 0 | 0 | 0 | 44.108 | 24384.9686 | 0 | 24384.9686 | 0 | 0 | 0 | 21298.776 | 0 | 0 | 0 | 0 | 0 | 0 | 0 | 0 | [11 empty] | WLDFR | HFTD - Transmission - Tier 3 - 60/70 kV | Red Flag Warning - Catastrophic Fires | 2023 | 0 | 0 | 0 | 0.00087111 | 14664.6376 | 233.2301 | 8896.516 | 5534.8915 | 0 | 0 | 0 | 0 | 1.2794e-05 | 0 | 0 | 0 | 0 | 0 | 0 | 0 | 0 | 0 | 12.7745 | 0 | 12.7745 | [12 empty] | 7.3.5.8 Remote sensing inspections of vegetation around transmission electric lines and equipmentWLDFRVegetation ContactAggregated | WLDFR | HFTD - Transmission - Zone 1 - 60/70 kV | Non-Red Flag Warning - Small Fires | Vegetation Contact | Aggregated | 2021 | 0.00025076 | 1.8 | 0.00045137 | 2021 | Control | 0.99542 | 1 | 0 | esc | 0 | 0 | 217.2767 | 0.054484 | 0 | 0 | 0 | 0
7.3.5.15 Identification and remediation of “at-risk species” | HFTD - Distribution - Tier 2 - 2QU CoRE ¦ 4QU LoRE | 92.7275 | 91.6052 | 76.7095 | 69.0215 | 0.17841 | 76.7095 | 0 | 76.7095 | 4.61 | 2.6682 | 2.1131 | 15.8001 | 2.1131 | 0 | 0 | 0 | 0 | 0 | 0 | 20114615.0344 | 34331698.2249 | 38843194.5934 | 5001404.1317 | 36302051.0218 | [9 empty] | 7.3.5.2 Detailed inspections and management practices for vegetation clearances around distribution electrical lines and equipment | WLDFR | HFTD - Distribution - Tier 3 - 1QU CoRE ¦ 5QU LoRE | 2020 | 1 | 22.7942 | 14425.6398 | 0 | 14425.6398 | 0 | 0 | 0 | 0 | 0 | 0 | 0 | 0 | 0 | 0 | 0 | 0 | 14425.6398 | 0 | 0 | 0 | 0 | 0 | 0 | 0 | 0 | 0 | 0 | 0 | [11 empty] | WLDFR | HFTD - Transmission - Tier 3 - 60/70 kV | Red Flag Warning - Destructive Fires | 2020 | 0.00012444 | 0 | 0 | 0 | 8807.9522 | 222.2294 | 8585.7228 | 0 | 0 | 0 | 0 | 0 | 1.8277e-06 | 1.0961 | 0 | 1.0961 | 0 | 0 | 0 | 0 | 0 | 0 | 0 | 0 | 0 | [12 empty] | 7.3.5.8 Remote sensing inspections of vegetation around transmission electric lines and equipmentWLDFRVegetation ContactAggregated | WLDFR | HFTD - Transmission - Zone 1 - 60/70 kV | Red Flag Warning - Catastrophic Fires | Vegetation Contact | Aggregated | 2021 | 1.8568e-06 | 1.8 | 3.3422e-06 | 2021 | Control | 0.99542 | 1 | 0 | esc | 0 | 0 | 217.2767 | 0.00040344 | 0 | 0 | 0 | 0
7.3.5.15 Identification and remediation of “at-risk species” | HFTD - Distribution - Tier 2 - 2QU CoRE ¦ 5QU LoRE | 76.0432 | 75.047 | 66.4694 | 59.8202 | 0.14335 | 66.4694 | 0 | 66.4694 | 2.9312 | 1.6948 | 1.3486 | 10.0861 | 1.3486 | 0 | 0 | 0 | 0 | 0 | 0 | 25943126.8705 | 44279823.462 | 52736715.2773 | 6790317.5432 | 49286649.7919 | [9 empty] | 7.3.5.2 Detailed inspections and management practices for vegetation clearances around distribution electrical lines and equipment | WLDFR | HFTD - Distribution - Tier 3 - 1QU CoRE ¦ 5QU LoRE | 2021 | 1 | 0 | 0 | 0 | 0 | 20.8167 | 13174.1949 | 0 | 13174.1949 | 0 | 0 | 0 | 0 | 0 | 0 | 0 | 0 | 0 | 13174.1949 | 0 | 0 | 0 | 0 | 0 | 0 | 0 | 0 | 0 | 0 | [11 empty] | WLDFR | HFTD - Transmission - Tier 3 - 60/70 kV | Red Flag Warning - Destructive Fires | 2021 | 0 | 0.00012444 | 0 | 0 | 8807.9522 | 222.2294 | 8585.7228 | 0 | 0 | 0 | 0 | 0 | 1.8277e-06 | 0 | 0 | 0 | 1.0961 | 0 | 1.0961 | 0 | 0 | 0 | 0 | 0 | 0 | [12 empty] | 7.3.5.8 Remote sensing inspections of vegetation around transmission electric lines and equipmentWLDFRVegetation ContactAggregated | WLDFR | HFTD - Transmission - Zone 1 - 60/70 kV | Red Flag Warning - Destructive Fires | Vegetation Contact | Aggregated | 2021 | 2.6526e-07 | 1.8 | 4.7746e-07 | 2021 | Control | 0.99542 | 1 | 0 | esc | 0 | 0 | 217.2767 | 5.7634e-05 | 0 | 0 | 0 | 0
7.3.5.15 Identification and remediation of “at-risk species” | HFTD - Distribution - Tier 2 - 3QU CoRE ¦ 1QU LoRE | 55.8876 | 55.7478 | 49.369 | 44.4073 | 0.30098 | 49.369 | 0 | 49.369 | 6.3746 | 3.7255 | 2.9969 | 22.4016 | 2.9969 | 0 | 0 | 0 | 0 | 0 | 0 | 8767215.9712 | 14963916.1615 | 17626503.1557 | 2269567.8518 | 16473367.4352 | [9 empty] | 7.3.5.2 Detailed inspections and management practices for vegetation clearances around distribution electrical lines and equipment | WLDFR | HFTD - Distribution - Tier 3 - 1QU CoRE ¦ 5QU LoRE | 2022 | 0.93458 | 0 | 0 | 0 | 0 | 0 | 0 | 0 | 0 | 26.1775 | 15230.7904 | 0 | 15230.7904 | 0 | 0 | 0 | 0 | 0 | 0 | 14234.3835 | 0 | 26.1775 | 24.465 | 15230.7904 | 14234.3835 | 0 | 0 | 15230.7904 | 14234.3835 | [11 empty] | WLDFR | HFTD - Transmission - Tier 3 - 60/70 kV | Red Flag Warning - Destructive Fires | 2022 | 0 | 0 | 0.00012444 | 0 | 8807.9522 | 222.2294 | 8585.7228 | 0 | 0 | 0 | 0 | 0 | 1.8277e-06 | 0 | 0 | 0 | 0 | 0 | 0 | 1.0961 | 0 | 1.0961 | 0 | 0 | 0 | [12 empty] | 7.3.5.8 Remote sensing inspections of vegetation around transmission electric lines and equipmentWLDFRVegetation ContactAggregated | WLDFR | HFTD - Transmission - Zone 1 - 60/70 kV | Red Flag Warning - Large Fires | Vegetation Contact | Aggregated | 2021 | 1.5915e-06 | 1.8 | 2.8648e-06 | 2021 | Control | 0.99542 | 1 | 0 | esc | 0 | 0 | 217.2767 | 0.0003458 | 0 | 0 | 0 | 0
7.3.5.15 Identification and remediation of “at-risk species” | HFTD - Distribution - Tier 2 - 3QU CoRE ¦ 2QU LoRE | 57.0658 | 56.9165 | 54.4735 | 49.0017 | 0.28757 | 54.4735 | 0 | 54.4735 | 4.3556 | 2.5452 | 2.0465 | 15.2985 | 2.0465 | 0 | 0 | 0 | 0 | 0 | 0 | 13101769.1211 | 22362147.2699 | 28480829.4751 | 3667158.1651 | 26617597.6403 | [9 empty] | 7.3.5.2 Detailed inspections and management practices for vegetation clearances around distribution electrical lines and equipment | WLDFR | HFTD - Distribution - Tier 3 - 1QU CoRE ¦ 5QU LoRE | 2023 | 0.87344 | 0 | 0 | 0 | 0 | 0 | 0 | 0 | 0 | 0 | 0 | 0 | 0 | 26.0958 | 15739.649 | 0 | 15739.649 | 0 | 0 | 0 | 13747.619 | 0 | 0 | 0 | 0 | 0 | 0 | 0 | 0 | [11 empty] | WLDFR | HFTD - Transmission - Tier 3 - 60/70 kV | Red Flag Warning - Destructive Fires | 2023 | 0 | 0 | 0 | 0.00012444 | 9129.7461 | 233.2301 | 8896.516 | 0 | 0 | 0 | 0 | 0 | 1.8277e-06 | 0 | 0 | 0 | 0 | 0 | 0 | 0 | 0 | 0 | 1.1361 | 0 | 1.1361 | [12 empty] | 7.3.5.8 Remote sensing inspections of vegetation around transmission electric lines and equipmentWLDFRVegetation ContactAggregated | WLDFR | HFTD - Transmission - Zone 1 - 60/70 kV | Red Flag Warning - Small Fires | Vegetation Contact | Aggregated | 2021 | 2.1869e-05 | 1.8 | 3.9364e-05 | 2021 | Control | 0.99542 | 1 | 0 | esc | 0 | 0 | 217.2767 | 0.0047516 | 0 | 0 | 0 | 0
7.3.5.15 Identification and remediation of “at-risk species” | HFTD - Distribution - Tier 2 - 3QU CoRE ¦ 3QU LoRE | 47.6797 | 47.7658 | 42.6564 | 38.3724 | 0.22873 | 42.6564 | 0 | 42.6564 | 3.3778 | 1.9826 | 1.6025 | 11.9792 | 1.6025 | 0 | 0 | 0 | 0 | 0 | 0 | 14115647.4536 | 24092638.5018 | 28482624.4991 | 3667389.2903 | 26619275.2328 | [9 empty] | 7.3.5.2 Detailed inspections and management practices for vegetation clearances around distribution electrical lines and equipment | WLDFR | HFTD - Distribution - Tier 3 - 2QU CoRE ¦ 1QU LoRE | 2020 | 1 | 90.533 | 22312.6411 | 0 | 22312.6411 | 0 | 0 | 0 | 0 | 0 | 0 | 0 | 0 | 0 | 0 | 0 | 0 | 22312.6411 | 0 | 0 | 0 | 0 | 0 | 0 | 0 | 0 | 0 | 0 | 0 | [11 empty] | WLDFR | HFTD - Transmission - Tier 3 - 60/70 kV | Red Flag Warning - Large Fires | 2020 | 0.00074667 | 0 | 0 | 0 | 5.2406 | 0.69642 | 2.942 | 1.6022 | 0 | 0 | 0 | 0 | 1.0966e-05 | 0.0039129 | 0 | 0.0039129 | 0 | 0 | 0 | 0 | 0 | 0 | 0 | 0 | 0 | [12 empty] | 7.3.5.8 Remote sensing inspections of vegetation around transmission electric lines and equipmentWLDFRVegetation ContactAggregated | WLDFR | HFTD - Transmission - Tier 2 - 115 kV or Lower | Red Flag Warning - Catastrophic Fires | Vegetation Contact | Aggregated | 2020 | 8.3517e-07 | 1299.3 | 0.0010851 | 2020 | Control | 0.99542 | 1 | 0 | esc | 217.2767 | 0.00018146 | 0 | 0 | 0 | 0 | 0 | 0
7.3.5.15 Identification and remediation of “at-risk species” | HFTD - Distribution - Tier 2 - 3QU CoRE ¦ 4QU LoRE | 27.3181 | 27.2724 | 23.8554 | 21.4603 | 0.12345 | 23.8554 | 0 | 23.8554 | 2.0338 | 1.1896 | 0.95611 | 7.1477 | 0.95611 | 0 | 0 | 0 | 0 | 0 | 0 | 13431766.9015 | 22925388.6838 | 26697044.1796 | 3437480.0647 | 24950508.5791 | [9 empty] | 7.3.5.2 Detailed inspections and management practices for vegetation clearances around distribution electrical lines and equipment | WLDFR | HFTD - Distribution - Tier 3 - 2QU CoRE ¦ 1QU LoRE | 2021 | 1 | 0 | 0 | 0 | 0 | 82.6792 | 20376.9876 | 0 | 20376.9876 | 0 | 0 | 0 | 0 | 0 | 0 | 0 | 0 | 0 | 20376.9876 | 0 | 0 | 0 | 0 | 0 | 0 | 0 | 0 | 0 | 0 | [11 empty] | WLDFR | HFTD - Transmission - Tier 3 - 60/70 kV | Red Flag Warning - Large Fires | 2021 | 0 | 0.00074667 | 0 | 0 | 5.2406 | 0.69642 | 2.942 | 1.6022 | 0 | 0 | 0 | 0 | 1.0966e-05 | 0 | 0 | 0 | 0.0039129 | 0 | 0.0039129 | 0 | 0 | 0 | 0 | 0 | 0 | [12 empty] | 7.3.5.8 Remote sensing inspections of vegetation around transmission electric lines and equipmentWLDFRVegetation ContactAggregated | WLDFR | HFTD - Transmission - Tier 2 - 115 kV or Lower | Red Flag Warning - Destructive Fires | Vegetation Contact | Aggregated | 2020 | 1.1931e-07 | 1299.3 | 0.00015502 | 2020 | Control | 0.99542 | 1 | 0 | esc | 217.2767 | 2.5923e-05 | 0 | 0 | 0 | 0 | 0 | 0
7.3.5.15 Identification and remediation of “at-risk species” | HFTD - Distribution - Tier 2 - 3QU CoRE ¦ 5QU LoRE | 17.3429 | 17.3643 | 15.4646 | 13.9119 | 0.082753 | 15.4646 | 0 | 15.4646 | 1.3558 | 0.79534 | 0.6421 | 4.8002 | 0.6421 | 0 | 0 | 0 | 0 | 0 | 0 | 12791417.2116 | 21832437.5 | 25770359.1454 | 3318161.1877 | 24084447.7994 | [9 empty] | 7.3.5.2 Detailed inspections and management practices for vegetation clearances around distribution electrical lines and equipment | WLDFR | HFTD - Distribution - Tier 3 - 2QU CoRE ¦ 1QU LoRE | 2022 | 0.93458 | 0 | 0 | 0 | 0 | 0 | 0 | 0 | 0 | 73.2066 | 18171.6914 | 0 | 18171.6914 | 0 | 0 | 0 | 0 | 0 | 0 | 16982.8892 | 0 | 73.2066 | 68.4174 | 18171.6914 | 16982.8892 | 0 | 0 | 18171.6914 | 16982.8892 | [11 empty] | WLDFR | HFTD - Transmission - Tier 3 - 60/70 kV | Red Flag Warning - Large Fires | 2022 | 0 | 0 | 0.00074667 | 0 | 5.2406 | 0.69642 | 2.942 | 1.6022 | 0 | 0 | 0 | 0 | 1.0966e-05 | 0 | 0 | 0 | 0 | 0 | 0 | 0.0039129 | 0 | 0.0039129 | 0 | 0 | 0 | [12 empty] | 7.3.5.8 Remote sensing inspections of vegetation around transmission electric lines and equipmentWLDFRVegetation ContactAggregated | WLDFR | HFTD - Transmission - Tier 2 - 115 kV or Lower | Red Flag Warning - Large Fires | Vegetation Contact | Aggregated | 2020 | 7.1586e-07 | 1299.3 | 0.00093011 | 2020 | Control | 0.99542 | 1 | 0 | esc | 217.2767 | 0.00015554 | 0 | 0 | 0 | 0 | 0 | 0
7.3.5.15 Identification and remediation of “at-risk species” | HFTD - Distribution - Tier 2 - 4QU CoRE ¦ 1QU LoRE | 39.0775 | 38.9329 | 36.5439 | 32.8701 | 0.61413 | 36.5439 | 0 | 36.5439 | 3.0029 | 1.7528 | 1.4068 | 10.5151 | 1.4068 | 0 | 0 | 0 | 0 | 0 | 0 | 13013428.5356 | 22211367.2367 | 27795714.8812 | 3578943.6143 | 25977303.6273 | [9 empty] | 7.3.5.2 Detailed inspections and management practices for vegetation clearances around distribution electrical lines and equipment | WLDFR | HFTD - Distribution - Tier 3 - 2QU CoRE ¦ 1QU LoRE | 2023 | 0.87344 | 0 | 0 | 0 | 0 | 0 | 0 | 0 | 0 | 0 | 0 | 0 | 0 | 72.9781 | 18778.8024 | 0 | 18778.8024 | 0 | 0 | 0 | 16402.1333 | 0 | 0 | 0 | 0 | 0 | 0 | 0 | 0 | [11 empty] | WLDFR | HFTD - Transmission - Tier 3 - 60/70 kV | Red Flag Warning - Large Fires | 2023 | 0 | 0 | 0 | 0.00074667 | 5.475 | 0.71896 | 3.0715 | 1.6846 | 0 | 0 | 0 | 0 | 1.0966e-05 | 0 | 0 | 0 | 0 | 0 | 0 | 0 | 0 | 0 | 0.004088 | 0 | 0.004088 | [12 empty] | 7.3.5.8 Remote sensing inspections of vegetation around transmission electric lines and equipmentWLDFRVegetation ContactAggregated | WLDFR | HFTD - Transmission - Tier 2 - 115 kV or Lower | Red Flag Warning - Small Fires | Vegetation Contact | Aggregated | 2020 | 9.8364e-06 | 1299.3 | 0.01278 | 2020 | Control | 0.99542 | 1 | 0 | esc | 217.2767 | 0.0021372 | 0 | 0 | 0 | 0 | 0 | 0
7.3.5.15 Identification and remediation of “at-risk species” | HFTD - Distribution - Tier 2 - 4QU CoRE ¦ 2QU LoRE | 15.4343 | 15.4281 | 13.1463 | 11.8252 | 0.20496 | 13.1463 | 0 | 13.1463 | 1.5856 | 0.92862 | 0.74823 | 5.593 | 0.74823 | 0 | 0 | 0 | 0 | 0 | 0 | 9733997.1606 | 16614021.8179 | 18799754.832 | 2420634.3602 | 17569864.3289 | [9 empty] | 7.3.5.2 Detailed inspections and management practices for vegetation clearances around distribution electrical lines and equipment | WLDFR | HFTD - Distribution - Tier 3 - 2QU CoRE ¦ 2QU LoRE | 2020 | 1 | 124.705 | 30124.1168 | 0 | 30124.1168 | 0 | 0 | 0 | 0 | 0 | 0 | 0 | 0 | 0 | 0 | 0 | 0 | 30124.1168 | 0 | 0 | 0 | 0 | 0 | 0 | 0 | 0 | 0 | 0 | 0 | [11 empty] | WLDFR | HFTD - Transmission - Tier 3 - 60/70 kV | Red Flag Warning - Small Fires | 2020 | 0.01026 | 0 | 0 | 0 | 0.077901 | 0.036425 | 0.0015809 | 0.039895 | 0 | 0 | 0 | 0 | 0.00015068 | 0.00079924 | 0 | 0.00079924 | 0 | 0 | 0 | 0 | 0 | 0 | 0 | 0 | 0 | [12 empty] | 7.3.5.8 Remote sensing inspections of vegetation around transmission electric lines and equipmentWLDFRVegetation ContactAggregated | WLDFR | HFTD - Transmission - Tier 2 - 230 kV or Higher | Red Flag Warning - Catastrophic Fires | Vegetation Contact | Aggregated | 2020 | 1.7613e-07 | 1759.53 | 0.0003099 | 2020 | Control | 0.99542 | 1 | 0 | esc | 217.2767 | 3.8268e-05 | 0 | 0 | 0 | 0 | 0 | 0
7.3.5.15 Identification and remediation of “at-risk species” | HFTD - Distribution - Tier 2 - 4QU CoRE ¦ 3QU LoRE | 15.6882 | 15.6036 | 13.7648 | 12.3823 | 0.23748 | 13.7648 | 0 | 13.7648 | 1.1674 | 0.6803 | 0.54533 | 4.0766 | 0.54533 | 0 | 0 | 0 | 0 | 0 | 0 | 13438238.0232 | 22936433.618 | 27008111.2653 | 3477532.6974 | 25241225.4816 | [9 empty] | 7.3.5.2 Detailed inspections and management practices for vegetation clearances around distribution electrical lines and equipment | WLDFR | HFTD - Distribution - Tier 3 - 2QU CoRE ¦ 2QU LoRE | 2021 | 1 | 0 | 0 | 0 | 0 | 113.8867 | 27510.8067 | 0 | 27510.8067 | 0 | 0 | 0 | 0 | 0 | 0 | 0 | 0 | 0 | 27510.8067 | 0 | 0 | 0 | 0 | 0 | 0 | 0 | 0 | 0 | 0 | [11 empty] | WLDFR | HFTD - Transmission - Tier 3 - 60/70 kV | Red Flag Warning - Small Fires | 2021 | 0 | 0.01026 | 0 | 0 | 0.077901 | 0.036425 | 0.0015809 | 0.039895 | 0 | 0 | 0 | 0 | 0.00015068 | 0 | 0 | 0 | 0.00079924 | 0 | 0.00079924 | 0 | 0 | 0 | 0 | 0 | 0 | [12 empty] | 7.3.5.8 Remote sensing inspections of vegetation around transmission electric lines and equipmentWLDFRVegetation ContactAggregated | WLDFR | HFTD - Transmission - Tier 2 - 230 kV or Higher | Red Flag Warning - Destructive Fires | Vegetation Contact | Aggregated | 2020 | 2.5161e-08 | 1759.53 | 4.4271e-05 | 2020 | Control | 0.99542 | 1 | 0 | esc | 217.2767 | 5.4669e-06 | 0 | 0 | 0 | 0 | 0 | 0
7.3.5.15 Identification and remediation of “at-risk species” | HFTD - Distribution - Tier 2 - 4QU CoRE ¦ 4QU LoRE | 7.8541 | 7.8627 | 7.2 | 6.4768 | 0.13387 | 7.2 | 0 | 7.2 | 0.64945 | 0.38092 | 0.30741 | 2.298 | 0.30741 | 0 | 0 | 0 | 0 | 0 | 0 | 12093510.4767 | 20641247.7423 | 25061191.331 | 3226849.5725 | 23421674.1411 | [9 empty] | 7.3.5.2 Detailed inspections and management practices for vegetation clearances around distribution electrical lines and equipment | WLDFR | HFTD - Distribution - Tier 3 - 2QU CoRE ¦ 2QU LoRE | 2022 | 0.93458 | 0 | 0 | 0 | 0 | 0 | 0 | 0 | 0 | 105.1452 | 25809.011 | 0 | 25809.011 | 0 | 0 | 0 | 0 | 0 | 0 | 24120.571 | 0 | 105.1452 | 98.2666 | 25809.011 | 24120.571 | 0 | 0 | 25809.011 | 24120.571 | [11 empty] | WLDFR | HFTD - Transmission - Tier 3 - 60/70 kV | Red Flag Warning - Small Fires | 2022 | 0 | 0 | 0.01026 | 0 | 0.077901 | 0.036425 | 0.0015809 | 0.039895 | 0 | 0 | 0 | 0 | 0.00015068 | 0 | 0 | 0 | 0 | 0 | 0 | 0.00079924 | 0 | 0.00079924 | 0 | 0 | 0 | [12 empty] | 7.3.5.8 Remote sensing inspections of vegetation around transmission electric lines and equipmentWLDFRVegetation ContactAggregated | WLDFR | HFTD - Transmission - Tier 2 - 230 kV or Higher | Red Flag Warning - Large Fires | Vegetation Contact | Aggregated | 2020 | 1.5096e-07 | 1759.53 | 0.00026563 | 2020 | Control | 0.99542 | 1 | 0 | esc | 217.2767 | 3.2801e-05 | 0 | 0 | 0 | 0 | 0 | 0
7.3.5.15 Identification and remediation of “at-risk species” | HFTD - Distribution - Tier 2 - 4QU CoRE ¦ 5QU LoRE | 4.8195 | 4.8262 | 4.1888 | 3.7678 | 0.062641 | 4.1888 | 0 | 4.1888 | 0.55777 | 0.32725 | 0.26443 | 1.9765 | 0.26443 | 0 | 0 | 0 | 0 | 0 | 0 | 8640517.5136 | 14747666.7725 | 16950019.8472 | 2182464.6552 | 15841140.0441 | [9 empty] | 7.3.5.2 Detailed inspections and management practices for vegetation clearances around distribution electrical lines and equipment | WLDFR | HFTD - Distribution - Tier 3 - 2QU CoRE ¦ 2QU LoRE | 2023 | 0.87344 | 0 | 0 | 0 | 0 | 0 | 0 | 0 | 0 | 0 | 0 | 0 | 0 | 104.8171 | 26671.2795 | 0 | 26671.2795 | 0 | 0 | 0 | 23295.7284 | 0 | 0 | 0 | 0 | 0 | 0 | 0 | 0 | [11 empty] | WLDFR | HFTD - Transmission - Tier 3 - 60/70 kV | Red Flag Warning - Small Fires | 2023 | 0 | 0 | 0 | 0.01026 | 0.080408 | 0.03759 | 0.0016314 | 0.041187 | 0 | 0 | 0 | 0 | 0.00015068 | 0 | 0 | 0 | 0 | 0 | 0 | 0 | 0 | 0 | 0.00082497 | 0 | 0.00082497 | [12 empty] | 7.3.5.8 Remote sensing inspections of vegetation around transmission electric lines and equipmentWLDFRVegetation ContactAggregated | WLDFR | HFTD - Transmission - Tier 2 - 230 kV or Higher | Red Flag Warning - Small Fires | Vegetation Contact | Aggregated | 2020 | 2.0744e-06 | 1759.53 | 0.0036499 | 2020 | Control | 0.99542 | 1 | 0 | esc | 217.2767 | 0.00045071 | 0 | 0 | 0 | 0 | 0 | 0
7.3.5.15 Identification and remediation of “at-risk species” | HFTD - Distribution - Tier 2 - 5QU CoRE ¦ 1QU LoRE | 4.0764 | 4.0817 | 3.8611 | 3.473 | 0.35844 | 3.8611 | 0 | 3.8611 | 0.32176 | 0.18876 | 0.15248 | 1.1397 | 0.15248 | 0 | 0 | 0 | 0 | 0 | 0 | 12669279.8544 | 21623973.0138 | 27094922.4293 | 3488710.401 | 25322357.4106 | [9 empty] | 7.3.5.2 Detailed inspections and management practices for vegetation clearances around distribution electrical lines and equipment | WLDFR | HFTD - Distribution - Tier 3 - 2QU CoRE ¦ 3QU LoRE | 2020 | 1 | 89.644 | 24267.6824 | 0 | 24267.6824 | 0 | 0 | 0 | 0 | 0 | 0 | 0 | 0 | 0 | 0 | 0 | 0 | 24267.6824 | 0 | 0 | 0 | 0 | 0 | 0 | 0 | 0 | 0 | 0 | 0 | [11 empty] | WLDFR | HFTD - Transmission - Zone 1 - 60/70 kV | Non-Red Flag Warning - Catastrophic Fires | 2020 | 3.5253e-05 | 0 | 0 | 0 | 14146.1306 | 222.2294 | 8585.7228 | 5338.1784 | 0 | 0 | 0 | 0 | 1.7022e-06 | 0.4987 | 0 | 0.4987 | 0 | 0 | 0 | 0 | 0 | 0 | 0 | 0 | 0 | [12 empty] | 7.3.5.8 Remote sensing inspections of vegetation around transmission electric lines and equipmentWLDFRVegetation ContactAggregated | WLDFR | HFTD - Transmission - Tier 2 - 60/70 kV | Non-Red Flag Warning - Catastrophic Fires | Vegetation Contact | Aggregated | 2020 | 1.6225e-07 | 1419.51 | 0.00023032 | 2020 | Control | 0.99542 | 1 | 0 | esc | 217.2767 | 3.5253e-05 | 0 | 0 | 0 | 0 | 0 | 0
7.3.5.15 Identification and remediation of “at-risk species” | HFTD - Distribution - Tier 2 - 5QU CoRE ¦ 2QU LoRE | 3.8539 | 3.851 | 3.3339 | 2.9987 | 0.28693 | 3.3339 | 0 | 3.3339 | 0.27356 | 0.16015 | 0.12895 | 0.96383 | 0.12895 | 0 | 0 | 0 | 0 | 0 | 0 | 14088121.9356 | 24045657.8474 | 27664681.3709 | 3562071.8934 | 25854842.4027 | [9 empty] | 7.3.5.2 Detailed inspections and management practices for vegetation clearances around distribution electrical lines and equipment | WLDFR | HFTD - Distribution - Tier 3 - 2QU CoRE ¦ 3QU LoRE | 2021 | 1 | 0 | 0 | 0 | 0 | 81.8672 | 22162.4263 | 0 | 22162.4263 | 0 | 0 | 0 | 0 | 0 | 0 | 0 | 0 | 0 | 22162.4263 | 0 | 0 | 0 | 0 | 0 | 0 | 0 | 0 | 0 | 0 | [11 empty] | WLDFR | HFTD - Transmission - Zone 1 - 60/70 kV | Non-Red Flag Warning - Catastrophic Fires | 2021 | 0 | 3.5253e-05 | 0 | 0 | 14146.1306 | 222.2294 | 8585.7228 | 5338.1784 | 0 | 0 | 0 | 0 | 1.7022e-06 | 0 | 0 | 0 | 0.4987 | 0 | 0.4987 | 0 | 0 | 0 | 0 | 0 | 0 | [12 empty] | 7.3.5.8 Remote sensing inspections of vegetation around transmission electric lines and equipmentWLDFRVegetation ContactAggregated | WLDFR | HFTD - Transmission - Tier 2 - 60/70 kV | Non-Red Flag Warning - Destructive Fires | Vegetation Contact | Aggregated | 2020 | 1.6225e-07 | 1419.51 | 0.00023032 | 2020 | Control | 0.99542 | 1 | 0 | esc | 217.2767 | 3.5253e-05 | 0 | 0 | 0 | 0 | 0 | 0
7.3.5.15 Identification and remediation of “at-risk species” | HFTD - Distribution - Tier 2 - 5QU CoRE ¦ 3QU LoRE | 1.114 | 1.113 | 1.0605 | 0.95406 | 0.11949 | 1.0605 | 0 | 1.0605 | 0.14304 | 0.083727 | 0.067491 | 0.50455 | 0.067491 | 0 | 0 | 0 | 0 | 0 | 0 | 7788118.6992 | 13292789.3705 | 16813728.6323 | 2164915.9584 | 15713765.077 | [9 empty] | 7.3.5.2 Detailed inspections and management practices for vegetation clearances around distribution electrical lines and equipment | WLDFR | HFTD - Distribution - Tier 3 - 2QU CoRE ¦ 3QU LoRE | 2022 | 0.93458 | 0 | 0 | 0 | 0 | 0 | 0 | 0 | 0 | 111.0438 | 27717.6012 | 0 | 27717.6012 | 0 | 0 | 0 | 0 | 0 | 0 | 25904.3001 | 0 | 111.0438 | 103.7792 | 27717.6012 | 25904.3001 | 0 | 0 | 27717.6012 | 25904.3001 | [11 empty] | WLDFR | HFTD - Transmission - Zone 1 - 60/70 kV | Non-Red Flag Warning - Catastrophic Fires | 2022 | 0 | 0 | 3.5253e-05 | 0 | 14146.1306 | 222.2294 | 8585.7228 | 5338.1784 | 0 | 0 | 0 | 0 | 1.7022e-06 | 0 | 0 | 0 | 0 | 0 | 0 | 0.4987 | 0 | 0.4987 | 0 | 0 | 0 | [12 empty] | 7.3.5.8 Remote sensing inspections of vegetation around transmission electric lines and equipmentWLDFRVegetation ContactAggregated | WLDFR | HFTD - Transmission - Tier 2 - 60/70 kV | Non-Red Flag Warning - Large Fires | Vegetation Contact | Aggregated | 2020 | 1.4603e-06 | 1419.51 | 0.0020729 | 2020 | Control | 0.99542 | 1 | 0 | esc | 217.2767 | 0.00031728 | 0 | 0 | 0 | 0 | 0 | 0
7.3.5.15 Identification and remediation of “at-risk species” | HFTD - Distribution - Tier 2 - 5QU CoRE ¦ 4QU LoRE | 0.9327 | 0.93812 | 0.7679 | 0.6908 | 0.060992 | 0.7679 | 0 | 0.7679 | 0.13744 | 0.080993 | 0.065724 | 0.49134 | 0.065724 | 0 | 0 | 0 | 0 | 0 | 0 | 6786195.5557 | 11582703.2988 | 12501513.8615 | 1609680.2473 | 11683657.8144 | [9 empty] | 7.3.5.2 Detailed inspections and management practices for vegetation clearances around distribution electrical lines and equipment | WLDFR | HFTD - Distribution - Tier 3 - 2QU CoRE ¦ 3QU LoRE | 2023 | 0.87344 | 0 | 0 | 0 | 0 | 0 | 0 | 0 | 0 | 0 | 0 | 0 | 0 | 110.6972 | 28643.6441 | 0 | 28643.6441 | 0 | 0 | 0 | 25018.4681 | 0 | 0 | 0 | 0 | 0 | 0 | 0 | 0 | [11 empty] | WLDFR | HFTD - Transmission - Zone 1 - 60/70 kV | Non-Red Flag Warning - Catastrophic Fires | 2023 | 0 | 0 | 0 | 3.5253e-05 | 14664.6376 | 233.2301 | 8896.516 | 5534.8915 | 0 | 0 | 0 | 0 | 1.7022e-06 | 0 | 0 | 0 | 0 | 0 | 0 | 0 | 0 | 0 | 0.51698 | 0 | 0.51698 | [12 empty] | 7.3.5.8 Remote sensing inspections of vegetation around transmission electric lines and equipmentWLDFRVegetation ContactAggregated | WLDFR | HFTD - Transmission - Tier 2 - 60/70 kV | Non-Red Flag Warning - Small Fires | Vegetation Contact | Aggregated | 2020 | 0.00025076 | 1419.51 | 0.35596 | 2020 | Control | 0.99542 | 1 | 0 | esc | 217.2767 | 0.054484 | 0 | 0 | 0 | 0 | 0 | 0
7.3.5.15 Identification and remediation of “at-risk species” | HFTD - Distribution - Tier 2 - 5QU CoRE ¦ 5QU LoRE | 0.34881 | 0.34916 | 0.30906 | 0.27811 | 0.035277 | 0.30906 | 0 | 0.30906 | 0.047767 | 0.028015 | 0.022575 | 0.16882 | 0.022575 | 0 | 0 | 0 | 0 | 0 | 0 | 7302221.5372 | 12463458.324 | 14648308.5025 | 1886099.0048 | 13690007.9463 | [9 empty] | 7.3.5.2 Detailed inspections and management practices for vegetation clearances around distribution electrical lines and equipment | WLDFR | HFTD - Distribution - Tier 3 - 2QU CoRE ¦ 4QU LoRE | 2020 | 1 | 27.6088 | 7409.8089 | 0 | 7409.8089 | 0 | 0 | 0 | 0 | 0 | 0 | 0 | 0 | 0 | 0 | 0 | 0 | 7409.8089 | 0 | 0 | 0 | 0 | 0 | 0 | 0 | 0 | 0 | 0 | 0 | [11 empty] | WLDFR | HFTD - Transmission - Zone 1 - 60/70 kV | Non-Red Flag Warning - Destructive Fires | 2020 | 3.5253e-05 | 0 | 0 | 0 | 8807.9522 | 222.2294 | 8585.7228 | 0 | 0 | 0 | 0 | 0 | 1.7022e-06 | 0.31051 | 0 | 0.31051 | 0 | 0 | 0 | 0 | 0 | 0 | 0 | 0 | 0 | [12 empty] | 7.3.5.8 Remote sensing inspections of vegetation around transmission electric lines and equipmentWLDFRVegetation ContactAggregated | WLDFR | HFTD - Transmission - Tier 2 - 60/70 kV | Red Flag Warning - Catastrophic Fires | Vegetation Contact | Aggregated | 2020 | 2.831e-06 | 1419.51 | 0.0040186 | 2020 | Control | 0.99542 | 1 | 0 | esc | 217.2767 | 0.00061511 | 0 | 0 | 0 | 0 | 0 | 0
7.3.5.15 Identification and remediation of “at-risk species” | HFTD - Distribution - Tier 3 - 1QU CoRE ¦ 1QU LoRE | 37.7534 | 37.7358 | 29.0625 | 26.1471 | 0.027476 | 29.0625 | 0 | 29.0625 | 31.1615 | 18.2487 | 14.7101 | 109.9795 | 14.7101 | 0 | 0 | 0 | 0 | 0 | 0 | 1211537.4379 | 2067856.5131 | 2113989.3917 | 272194.7921 | 1975691.0203 | [9 empty] | 7.3.5.2 Detailed inspections and management practices for vegetation clearances around distribution electrical lines and equipment | WLDFR | HFTD - Distribution - Tier 3 - 2QU CoRE ¦ 4QU LoRE | 2021 | 1 | 0 | 0 | 0 | 0 | 25.2137 | 6766.9974 | 0 | 6766.9974 | 0 | 0 | 0 | 0 | 0 | 0 | 0 | 0 | 0 | 6766.9974 | 0 | 0 | 0 | 0 | 0 | 0 | 0 | 0 | 0 | 0 | [11 empty] | WLDFR | HFTD - Transmission - Zone 1 - 60/70 kV | Non-Red Flag Warning - Destructive Fires | 2021 | 0 | 3.5253e-05 | 0 | 0 | 8807.9522 | 222.2294 | 8585.7228 | 0 | 0 | 0 | 0 | 0 | 1.7022e-06 | 0 | 0 | 0 | 0.31051 | 0 | 0.31051 | 0 | 0 | 0 | 0 | 0 | 0 | [12 empty] | 7.3.5.8 Remote sensing inspections of vegetation around transmission electric lines and equipmentWLDFRVegetation ContactAggregated | WLDFR | HFTD - Transmission - Tier 2 - 60/70 kV | Red Flag Warning - Destructive Fires | Vegetation Contact | Aggregated | 2020 | 4.0443e-07 | 1419.51 | 0.00057409 | 2020 | Control | 0.99542 | 1 | 0 | esc | 217.2767 | 8.7873e-05 | 0 | 0 | 0 | 0 | 0 | 0
7.3.5.15 Identification and remediation of “at-risk species” | HFTD - Distribution - Tier 3 - 1QU CoRE ¦ 2QU LoRE | 55.9479 | 55.8814 | 47.8399 | 43.0455 | 0.061222 | 47.8399 | 0 | 47.8399 | 19.2642 | 11.2733 | 9.0819 | 67.9079 | 9.0819 | 0 | 0 | 0 | 0 | 0 | 0 | 2904239.7892 | 4956967.0534 | 5636354.3008 | 725730.3624 | 5267620.8418 | [9 empty] | 7.3.5.2 Detailed inspections and management practices for vegetation clearances around distribution electrical lines and equipment | WLDFR | HFTD - Distribution - Tier 3 - 2QU CoRE ¦ 4QU LoRE | 2022 | 0.93458 | 0 | 0 | 0 | 0 | 0 | 0 | 0 | 0 | 43.2349 | 11144.3074 | 0 | 11144.3074 | 0 | 0 | 0 | 0 | 0 | 0 | 10415.2406 | 0 | 43.2349 | 40.4064 | 11144.3074 | 10415.2406 | 0 | 0 | 11144.3074 | 10415.2406 | [11 empty] | WLDFR | HFTD - Transmission - Zone 1 - 60/70 kV | Non-Red Flag Warning - Destructive Fires | 2022 | 0 | 0 | 3.5253e-05 | 0 | 8807.9522 | 222.2294 | 8585.7228 | 0 | 0 | 0 | 0 | 0 | 1.7022e-06 | 0 | 0 | 0 | 0 | 0 | 0 | 0.31051 | 0 | 0.31051 | 0 | 0 | 0 | [12 empty] | 7.3.5.8 Remote sensing inspections of vegetation around transmission electric lines and equipmentWLDFRVegetation ContactAggregated | WLDFR | HFTD - Transmission - Tier 2 - 60/70 kV | Red Flag Warning - Large Fires | Vegetation Contact | Aggregated | 2020 | 2.4266e-06 | 1419.51 | 0.0034445 | 2020 | Control | 0.99542 | 1 | 0 | esc | 217.2767 | 0.00052724 | 0 | 0 | 0 | 0 | 0 | 0
7.3.5.15 Identification and remediation of “at-risk species” | HFTD - Distribution - Tier 3 - 1QU CoRE ¦ 3QU LoRE | 7.8629 | 7.7647 | 9.8685 | 8.8825 | 0.014048 | 9.8685 | 0 | 9.8685 | 11.3628 | 6.5742 | 5.2155 | 39.0107 | 5.2155 | 0 | 0 | 0 | 0 | 0 | 0 | 691982.9366 | 1181078.9974 | 2024608.0912 | 260686.1608 | 1892157.0946 | [9 empty] | 7.3.5.2 Detailed inspections and management practices for vegetation clearances around distribution electrical lines and equipment | WLDFR | HFTD - Distribution - Tier 3 - 2QU CoRE ¦ 4QU LoRE | 2023 | 0.87344 | 0 | 0 | 0 | 0 | 0 | 0 | 0 | 0 | 0 | 0 | 0 | 0 | 43.0999 | 11516.6342 | 0 | 11516.6342 | 0 | 0 | 0 | 10059.0744 | 0 | 0 | 0 | 0 | 0 | 0 | 0 | 0 | [11 empty] | WLDFR | HFTD - Transmission - Zone 1 - 60/70 kV | Non-Red Flag Warning - Destructive Fires | 2023 | 0 | 0 | 0 | 3.5253e-05 | 9129.7461 | 233.2301 | 8896.516 | 0 | 0 | 0 | 0 | 0 | 1.7022e-06 | 0 | 0 | 0 | 0 | 0 | 0 | 0 | 0 | 0 | 0.32186 | 0 | 0.32186 | [12 empty] | 7.3.5.8 Remote sensing inspections of vegetation around transmission electric lines and equipmentWLDFRVegetation ContactAggregated | WLDFR | HFTD - Transmission - Tier 2 - 60/70 kV | Red Flag Warning - Small Fires | Vegetation Contact | Aggregated | 2020 | 3.3343e-05 | 1419.51 | 0.04733 | 2020 | Control | 0.99542 | 1 | 0 | esc | 217.2767 | 0.0072446 | 0 | 0 | 0 | 0 | 0 | 0
7.3.5.15 Identification and remediation of “at-risk species” | HFTD - Distribution - Tier 3 - 1QU CoRE ¦ 4QU LoRE | 18.5419 | 18.2403 | 14.8711 | 13.3843 | 0.019123 | 14.8711 | 0 | 14.8711 | 8.7224 | 5.0273 | 3.9718 | 29.706 | 3.9718 | 0 | 0 | 0 | 0 | 0 | 0 | 2125773.1038 | 3628277.2785 | 4006279.0662 | 515843.789 | 3744186.0432 | [9 empty] | 7.3.5.2 Detailed inspections and management practices for vegetation clearances around distribution electrical lines and equipment | WLDFR | HFTD - Distribution - Tier 3 - 2QU CoRE ¦ 5QU LoRE | 2020 | 1 | 13.4002 | 4946.8129 | 0 | 4946.8129 | 0 | 0 | 0 | 0 | 0 | 0 | 0 | 0 | 0 | 0 | 0 | 0 | 4946.8129 | 0 | 0 | 0 | 0 | 0 | 0 | 0 | 0 | 0 | 0 | 0 | [11 empty] | WLDFR | HFTD - Transmission - Zone 1 - 60/70 kV | Non-Red Flag Warning - Large Fires | 2020 | 0.00031728 | 0 | 0 | 0 | 5.2406 | 0.69642 | 2.942 | 1.6022 | 0 | 0 | 0 | 0 | 1.532e-05 | 0.0016627 | 0 | 0.0016627 | 0 | 0 | 0 | 0 | 0 | 0 | 0 | 0 | 0 | [12 empty] | 7.3.5.8 Remote sensing inspections of vegetation around transmission electric lines and equipmentWLDFRVegetation ContactAggregated | WLDFR | HFTD - Transmission - Tier 3 - 115 kV or Lower | Red Flag Warning - Catastrophic Fires | Vegetation Contact | Aggregated | 2020 | 1.8452e-06 | 446.95 | 0.00082473 | 2020 | Control | 0.99542 | 1 | 0 | esc | 217.2767 | 0.00040093 | 0 | 0 | 0 | 0 | 0 | 0
7.3.5.15 Identification and remediation of “at-risk species” | HFTD - Distribution - Tier 3 - 1QU CoRE ¦ 5QU LoRE | 9.2813 | 9.0443 | 9.0639 | 8.1588 | 0.011216 | 9.0639 | 0 | 9.0639 | 9.1813 | 5.2419 | 4.0917 | 30.607 | 4.0917 | 0 | 0 | 0 | 0 | 0 | 0 | 1010884.9393 | 1725382.0973 | 2370256.2983 | 305191.4182 | 2215192.8022 | [9 empty] | 7.3.5.2 Detailed inspections and management practices for vegetation clearances around distribution electrical lines and equipment | WLDFR | HFTD - Distribution - Tier 3 - 2QU CoRE ¦ 5QU LoRE | 2021 | 1 | 0 | 0 | 0 | 0 | 12.2377 | 4517.6698 | 0 | 4517.6698 | 0 | 0 | 0 | 0 | 0 | 0 | 0 | 0 | 0 | 4517.6698 | 0 | 0 | 0 | 0 | 0 | 0 | 0 | 0 | 0 | 0 | [11 empty] | WLDFR | HFTD - Transmission - Zone 1 - 60/70 kV | Non-Red Flag Warning - Large Fires | 2021 | 0 | 0.00031728 | 0 | 0 | 5.2406 | 0.69642 | 2.942 | 1.6022 | 0 | 0 | 0 | 0 | 1.532e-05 | 0 | 0 | 0 | 0.0016627 | 0 | 0.0016627 | 0 | 0 | 0 | 0 | 0 | 0 | [12 empty] | 7.3.5.8 Remote sensing inspections of vegetation around transmission electric lines and equipmentWLDFRVegetation ContactAggregated | WLDFR | HFTD - Transmission - Tier 3 - 115 kV or Lower | Red Flag Warning - Destructive Fires | Vegetation Contact | Aggregated | 2020 | 2.6361e-07 | 446.95 | 0.00011782 | 2020 | Control | 0.99542 | 1 | 0 | esc | 217.2767 | 5.7275e-05 | 0 | 0 | 0 | 0 | 0 | 0
7.3.5.15 Identification and remediation of “at-risk species” | HFTD - Distribution - Tier 3 - 2QU CoRE ¦ 1QU LoRE | 53.0992 | 52.7754 | 38.231 | 34.398 | 0.10514 | 38.231 | 0 | 38.231 | 13.2252 | 7.7013 | 6.1714 | 46.1431 | 6.1714 | 0 | 0 | 0 | 0 | 0 | 0 | 4014998.0394 | 6852813.2816 | 6628524.3023 | 853481.0069 | 6194882.5255 | [9 empty] | 7.3.5.2 Detailed inspections and management practices for vegetation clearances around distribution electrical lines and equipment | WLDFR | HFTD - Distribution - Tier 3 - 2QU CoRE ¦ 5QU LoRE | 2022 | 0.93458 | 0 | 0 | 0 | 0 | 0 | 0 | 0 | 0 | 9.0342 | 2957.2797 | 0 | 2957.2797 | 0 | 0 | 0 | 0 | 0 | 0 | 2763.8128 | 0 | 9.0342 | 8.4431 | 2957.2797 | 2763.8128 | 0 | 0 | 2957.2797 | 2763.8128 | [11 empty] | WLDFR | HFTD - Transmission - Zone 1 - 60/70 kV | Non-Red Flag Warning - Large Fires | 2022 | 0 | 0 | 0.00031728 | 0 | 5.2406 | 0.69642 | 2.942 | 1.6022 | 0 | 0 | 0 | 0 | 1.532e-05 | 0 | 0 | 0 | 0 | 0 | 0 | 0.0016627 | 0 | 0.0016627 | 0 | 0 | 0 | [12 empty] | 7.3.5.8 Remote sensing inspections of vegetation around transmission electric lines and equipmentWLDFRVegetation ContactAggregated | WLDFR | HFTD - Transmission - Tier 3 - 115 kV or Lower | Red Flag Warning - Large Fires | Vegetation Contact | Aggregated | 2020 | 1.5816e-06 | 446.95 | 0.00070691 | 2020 | Control | 0.99542 | 1 | 0 | esc | 217.2767 | 0.00034365 | 0 | 0 | 0 | 0 | 0 | 0
7.3.5.15 Identification and remediation of “at-risk species” | HFTD - Distribution - Tier 3 - 2QU CoRE ¦ 2QU LoRE | 45.5113 | 44.5761 | 33.1594 | 29.8445 | 0.093374 | 33.1594 | 0 | 33.1594 | 8.2292 | 4.7223 | 3.7268 | 27.8739 | 3.7268 | 0 | 0 | 0 | 0 | 0 | 0 | 5530472.109 | 9439429.9449 | 9520423.2732 | 1225838.5231 | 8897591.8441 | [9 empty] | 7.3.5.2 Detailed inspections and management practices for vegetation clearances around distribution electrical lines and equipment | WLDFR | HFTD - Distribution - Tier 3 - 2QU CoRE ¦ 5QU LoRE | 2023 | 0.87344 | 0 | 0 | 0 | 0 | 0 | 0 | 0 | 0 | 0 | 0 | 0 | 0 | 9.006 | 3056.0822 | 0 | 3056.0822 | 0 | 0 | 0 | 2669.3006 | 0 | 0 | 0 | 0 | 0 | 0 | 0 | 0 | [11 empty] | WLDFR | HFTD - Transmission - Zone 1 - 60/70 kV | Non-Red Flag Warning - Large Fires | 2023 | 0 | 0 | 0 | 0.00031728 | 5.475 | 0.71896 | 3.0715 | 1.6846 | 0 | 0 | 0 | 0 | 1.532e-05 | 0 | 0 | 0 | 0 | 0 | 0 | 0 | 0 | 0 | 0.0017371 | 0 | 0.0017371 | [12 empty] | 7.3.5.8 Remote sensing inspections of vegetation around transmission electric lines and equipmentWLDFRVegetation ContactAggregated | WLDFR | HFTD - Transmission - Tier 3 - 115 kV or Lower | Red Flag Warning - Small Fires | Vegetation Contact | Aggregated | 2020 | 2.1733e-05 | 446.95 | 0.0097135 | 2020 | Control | 0.99542 | 1 | 0 | esc | 217.2767 | 0.004722 | 0 | 0 | 0 | 0 | 0 | 0
7.3.5.15 Identification and remediation of “at-risk species” | HFTD - Distribution - Tier 3 - 2QU CoRE ¦ 3QU LoRE | 21.3265 | 21.2333 | 23.5512 | 21.2028 | 0.065568 | 23.5512 | 0 | 23.5512 | 5.3644 | 3.1292 | 2.5063 | 18.7509 | 2.5063 | 0 | 0 | 0 | 0 | 0 | 0 | 3975568.4428 | 6785514.7025 | 10054507.2382 | 1294606.5474 | 9396735.7366 | [9 empty] | 7.3.5.2 Detailed inspections and management practices for vegetation clearances around distribution electrical lines and equipment | WLDFR | HFTD - Distribution - Tier 3 - 3QU CoRE ¦ 1QU LoRE | 2020 | 1 | 179.6749 | 20135.1065 | 0 | 20135.1065 | 0 | 0 | 0 | 0 | 0 | 0 | 0 | 0 | 0 | 0 | 0 | 0 | 20135.1065 | 0 | 0 | 0 | 0 | 0 | 0 | 0 | 0 | 0 | 0 | 0 | [11 empty] | WLDFR | HFTD - Transmission - Zone 1 - 60/70 kV | Non-Red Flag Warning - Small Fires | 2020 | 0.054484 | 0 | 0 | 0 | 0.077901 | 0.036425 | 0.0015809 | 0.039895 | 0 | 0 | 0 | 0 | 0.0026308 | 0.0042444 | 0 | 0.0042444 | 0 | 0 | 0 | 0 | 0 | 0 | 0 | 0 | 0 | [12 empty] | 7.3.5.8 Remote sensing inspections of vegetation around transmission electric lines and equipmentWLDFRVegetation ContactAggregated | WLDFR | HFTD - Transmission - Tier 3 - 230 kV or Higher | Red Flag Warning - Catastrophic Fires | Vegetation Contact | Aggregated | 2020 | 3.8914e-07 | 557.6 | 0.00021698 | 2020 | Control | 0.99542 | 1 | 0 | esc | 217.2767 | 8.455e-05 | 0 | 0 | 0 | 0 | 0 | 0
7.3.5.15 Identification and remediation of “at-risk species” | HFTD - Distribution - Tier 3 - 2QU CoRE ¦ 4QU LoRE | 6.7632 | 6.6848 | 9.2941 | 8.3625 | 0.025631 | 9.2941 | 0 | 9.2941 | 5.5237 | 3.1988 | 2.5403 | 18.9945 | 2.5403 | 0 | 0 | 0 | 0 | 0 | 0 | 1224407.1553 | 2089822.5935 | 3914720.3515 | 504054.7963 | 3658617.1509 | [9 empty] | 7.3.5.2 Detailed inspections and management practices for vegetation clearances around distribution electrical lines and equipment | WLDFR | HFTD - Distribution - Tier 3 - 3QU CoRE ¦ 1QU LoRE | 2021 | 1 | 0 | 0 | 0 | 0 | 164.0879 | 18388.3572 | 0 | 18388.3572 | 0 | 0 | 0 | 0 | 0 | 0 | 0 | 0 | 0 | 18388.3572 | 0 | 0 | 0 | 0 | 0 | 0 | 0 | 0 | 0 | 0 | [11 empty] | WLDFR | HFTD - Transmission - Zone 1 - 60/70 kV | Non-Red Flag Warning - Small Fires | 2021 | 0 | 0.054484 | 0 | 0 | 0.077901 | 0.036425 | 0.0015809 | 0.039895 | 0 | 0 | 0 | 0 | 0.0026308 | 0 | 0 | 0 | 0.0042444 | 0 | 0.0042444 | 0 | 0 | 0 | 0 | 0 | 0 | [12 empty] | 7.3.5.8 Remote sensing inspections of vegetation around transmission electric lines and equipmentWLDFRVegetation ContactAggregated | WLDFR | HFTD - Transmission - Tier 3 - 230 kV or Higher | Red Flag Warning - Destructive Fires | Vegetation Contact | Aggregated | 2020 | 5.5591e-08 | 557.6 | 3.0997e-05 | 2020 | Control | 0.99542 | 1 | 0 | esc | 217.2767 | 1.2079e-05 | 0 | 0 | 0 | 0 | 0 | 0
7.3.5.15 Identification and remediation of “at-risk species” | HFTD - Distribution - Tier 3 - 2QU CoRE ¦ 5QU LoRE | 2.881 | 2.8654 | 1.729 | 1.5554 | 0.0037574 | 1.729 | 0 | 1.729 | 4.8479 | 2.825 | 2.2617 | 16.9079 | 2.2617 | 0 | 0 | 0 | 0 | 0 | 0 | 594275.9796 | 1014312.4071 | 818002.42 | 105325.0312 | 764488.243 | [9 empty] | 7.3.5.2 Detailed inspections and management practices for vegetation clearances around distribution electrical lines and equipment | WLDFR | HFTD - Distribution - Tier 3 - 3QU CoRE ¦ 1QU LoRE | 2022 | 0.93458 | 0 | 0 | 0 | 0 | 0 | 0 | 0 | 0 | 168.2605 | 18097.1029 | 0 | 18097.1029 | 0 | 0 | 0 | 0 | 0 | 0 | 16913.1803 | 0 | 168.2605 | 157.2528 | 18097.1029 | 16913.1803 | 0 | 0 | 18097.1029 | 16913.1803 | [11 empty] | WLDFR | HFTD - Transmission - Zone 1 - 60/70 kV | Non-Red Flag Warning - Small Fires | 2022 | 0 | 0 | 0.054484 | 0 | 0.077901 | 0.036425 | 0.0015809 | 0.039895 | 0 | 0 | 0 | 0 | 0.0026308 | 0 | 0 | 0 | 0 | 0 | 0 | 0.0042444 | 0 | 0.0042444 | 0 | 0 | 0 | [12 empty] | 7.3.5.8 Remote sensing inspections of vegetation around transmission electric lines and equipmentWLDFRVegetation ContactAggregated | WLDFR | HFTD - Transmission - Tier 3 - 230 kV or Higher | Red Flag Warning - Large Fires | Vegetation Contact | Aggregated | 2020 | 3.3355e-07 | 557.6 | 0.00018598 | 2020 | Control | 0.99542 | 1 | 0 | esc | 217.2767 | 7.2472e-05 | 0 | 0 | 0 | 0 | 0 | 0
7.3.5.15 Identification and remediation of “at-risk species” | HFTD - Distribution - Tier 3 - 3QU CoRE ¦ 1QU LoRE | 59.3657 | 59.1829 | 49.7687 | 44.768 | 0.30663 | 49.7687 | 0 | 49.7687 | 7.4502 | 4.3516 | 3.4954 | 26.1282 | 3.4954 | 0 | 0 | 0 | 0 | 0 | 0 | 7968300.4148 | 13600324.1792 | 15235219.8554 | 1961669.0216 | 14238523.2293 | [9 empty] | 7.3.5.2 Detailed inspections and management practices for vegetation clearances around distribution electrical lines and equipment | WLDFR | HFTD - Distribution - Tier 3 - 3QU CoRE ¦ 1QU LoRE | 2023 | 0.87344 | 0 | 0 | 0 | 0 | 0 | 0 | 0 | 0 | 0 | 0 | 0 | 0 | 167.7354 | 18701.6926 | 0 | 18701.6926 | 0 | 0 | 0 | 16334.7826 | 0 | 0 | 0 | 0 | 0 | 0 | 0 | 0 | [11 empty] | WLDFR | HFTD - Transmission - Zone 1 - 60/70 kV | Non-Red Flag Warning - Small Fires | 2023 | 0 | 0 | 0 | 0.054484 | 0.080408 | 0.03759 | 0.0016314 | 0.041187 | 0 | 0 | 0 | 0 | 0.0026308 | 0 | 0 | 0 | 0 | 0 | 0 | 0 | 0 | 0 | 0.004381 | 0 | 0.004381 | [12 empty] | 7.3.5.8 Remote sensing inspections of vegetation around transmission electric lines and equipmentWLDFRVegetation ContactAggregated | WLDFR | HFTD - Transmission - Tier 3 - 230 kV or Higher | Red Flag Warning - Small Fires | Vegetation Contact | Aggregated | 2020 | 4.5832e-06 | 557.6 | 0.0025556 | 2020 | Control | 0.99542 | 1 | 0 | esc | 217.2767 | 0.00099581 | 0 | 0 | 0 | 0 | 0 | 0
7.3.5.15 Identification and remediation of “at-risk species” | HFTD - Distribution - Tier 3 - 3QU CoRE ¦ 2QU LoRE | 50.4149 | 50.0853 | 46.2572 | 41.6142 | 0.28787 | 46.2572 | 0 | 46.2572 | 4.9506 | 2.8815 | 2.3094 | 17.2648 | 2.3094 | 0 | 0 | 0 | 0 | 0 | 0 | 10183635.2776 | 17381465.7941 | 21432428.6094 | 2759614.3448 | 20030307.1116 | [9 empty] | 7.3.5.2 Detailed inspections and management practices for vegetation clearances around distribution electrical lines and equipment | WLDFR | HFTD - Distribution - Tier 3 - 3QU CoRE ¦ 2QU LoRE | 2020 | 1 | 229.6279 | 24362.9119 | 0 | 24362.9119 | 0 | 0 | 0 | 0 | 0 | 0 | 0 | 0 | 0 | 0 | 0 | 0 | 24362.9119 | 0 | 0 | 0 | 0 | 0 | 0 | 0 | 0 | 0 | 0 | 0 | [11 empty] | WLDFR | HFTD - Transmission - Zone 1 - 60/70 kV | Red Flag Warning - Catastrophic Fires | 2020 | 0.00040344 | 0 | 0 | 0 | 14146.1306 | 222.2294 | 8585.7228 | 5338.1784 | 0 | 0 | 0 | 0 | 9.565e-06 | 5.7071 | 0 | 5.7071 | 0 | 0 | 0 | 0 | 0 | 0 | 0 | 0 | 0 | [12 empty] | 7.3.5.8 Remote sensing inspections of vegetation around transmission electric lines and equipmentWLDFRVegetation ContactAggregated | WLDFR | HFTD - Transmission - Tier 3 - 60/70 kV | Non-Red Flag Warning - Catastrophic Fires | Vegetation Contact | Aggregated | 2020 | 1.6225e-07 | 376.43 | 6.1076e-05 | 2020 | Control | 0.99542 | 1 | 0 | esc | 217.2767 | 3.5253e-05 | 0 | 0 | 0 | 0 | 0 | 0
7.3.5.15 Identification and remediation of “at-risk species” | HFTD - Distribution - Tier 3 - 3QU CoRE ¦ 3QU LoRE | 17.7249 | 17.6692 | 13.7181 | 12.3389 | 0.088604 | 13.7181 | 0 | 13.7181 | 4.0356 | 2.357 | 1.8918 | 14.1405 | 1.8918 | 0 | 0 | 0 | 0 | 0 | 0 | 4392175.0624 | 7496580.3986 | 7758908.7022 | 999027.9751 | 7251316.5441 | [9 empty] | 7.3.5.2 Detailed inspections and management practices for vegetation clearances around distribution electrical lines and equipment | WLDFR | HFTD - Distribution - Tier 3 - 3QU CoRE ¦ 2QU LoRE | 2021 | 1 | 0 | 0 | 0 | 0 | 209.7073 | 22249.3945 | 0 | 22249.3945 | 0 | 0 | 0 | 0 | 0 | 0 | 0 | 0 | 0 | 22249.3945 | 0 | 0 | 0 | 0 | 0 | 0 | 0 | 0 | 0 | 0 | [11 empty] | WLDFR | HFTD - Transmission - Zone 1 - 60/70 kV | Red Flag Warning - Catastrophic Fires | 2021 | 0 | 0.00040344 | 0 | 0 | 14146.1306 | 222.2294 | 8585.7228 | 5338.1784 | 0 | 0 | 0 | 0 | 9.565e-06 | 0 | 0 | 0 | 5.7071 | 0 | 5.7071 | 0 | 0 | 0 | 0 | 0 | 0 | [12 empty] | 7.3.5.8 Remote sensing inspections of vegetation around transmission electric lines and equipmentWLDFRVegetation ContactAggregated | WLDFR | HFTD - Transmission - Tier 3 - 60/70 kV | Non-Red Flag Warning - Destructive Fires | Vegetation Contact | Aggregated | 2020 | 1.6225e-07 | 376.43 | 6.1076e-05 | 2020 | Control | 0.99542 | 1 | 0 | esc | 217.2767 | 3.5253e-05 | 0 | 0 | 0 | 0 | 0 | 0
7.3.5.15 Identification and remediation of “at-risk species” | HFTD - Distribution - Tier 3 - 3QU CoRE ¦ 4QU LoRE | 9.8316 | 9.8076 | 9.1507 | 8.2317 | 0.056251 | 9.1507 | 0 | 9.1507 | 2.594 | 1.5161 | 1.2178 | 9.1033 | 1.2178 | 0 | 0 | 0 | 0 | 0 | 0 | 3790192.5873 | 6469114.5169 | 8040397.8521 | 1035272.1875 | 7514390.5159 | [9 empty] | 7.3.5.2 Detailed inspections and management practices for vegetation clearances around distribution electrical lines and equipment | WLDFR | HFTD - Distribution - Tier 3 - 3QU CoRE ¦ 2QU LoRE | 2022 | 0.93458 | 0 | 0 | 0 | 0 | 0 | 0 | 0 | 0 | 236.7035 | 25770.8574 | 0 | 25770.8574 | 0 | 0 | 0 | 0 | 0 | 0 | 24084.9134 | 0 | 236.7035 | 221.2183 | 25770.8574 | 24084.9134 | 0 | 0 | 25770.8574 | 24084.9134 | [11 empty] | WLDFR | HFTD - Transmission - Zone 1 - 60/70 kV | Red Flag Warning - Catastrophic Fires | 2022 | 0 | 0 | 0.00040344 | 0 | 14146.1306 | 222.2294 | 8585.7228 | 5338.1784 | 0 | 0 | 0 | 0 | 9.565e-06 | 0 | 0 | 0 | 0 | 0 | 0 | 5.7071 | 0 | 5.7071 | 0 | 0 | 0 | [12 empty] | 7.3.5.8 Remote sensing inspections of vegetation around transmission electric lines and equipmentWLDFRVegetation ContactAggregated | WLDFR | HFTD - Transmission - Tier 3 - 60/70 kV | Non-Red Flag Warning - Large Fires | Vegetation Contact | Aggregated | 2020 | 1.4603e-06 | 376.43 | 0.00054969 | 2020 | Control | 0.99542 | 1 | 0 | esc | 217.2767 | 0.00031728 | 0 | 0 | 0 | 0 | 0 | 0
7.3.5.15 Identification and remediation of “at-risk species” | HFTD - Distribution - Tier 3 - 3QU CoRE ¦ 5QU LoRE | 3.9299 | 3.9332 | 4.4981 | 4.0458 | 0.029827 | 4.4981 | 0 | 4.4981 | 2.1004 | 1.2316 | 0.99507 | 7.4377 | 0.99507 | 0 | 0 | 0 | 0 | 0 | 0 | 1871071.6749 | 3193551.9516 | 4836809.3583 | 622781.8943 | 4520382.5778 | [9 empty] | 7.3.5.2 Detailed inspections and management practices for vegetation clearances around distribution electrical lines and equipment | WLDFR | HFTD - Distribution - Tier 3 - 3QU CoRE ¦ 2QU LoRE | 2023 | 0.87344 | 0 | 0 | 0 | 0 | 0 | 0 | 0 | 0 | 0 | 0 | 0 | 0 | 235.9649 | 26631.8246 | 0 | 26631.8246 | 0 | 0 | 0 | 23261.267 | 0 | 0 | 0 | 0 | 0 | 0 | 0 | 0 | [11 empty] | WLDFR | HFTD - Transmission - Zone 1 - 60/70 kV | Red Flag Warning - Catastrophic Fires | 2023 | 0 | 0 | 0 | 0.00040344 | 14664.6376 | 233.2301 | 8896.516 | 5534.8915 | 0 | 0 | 0 | 0 | 9.565e-06 | 0 | 0 | 0 | 0 | 0 | 0 | 0 | 0 | 0 | 5.9163 | 0 | 5.9163 | [12 empty] | 7.3.5.8 Remote sensing inspections of vegetation around transmission electric lines and equipmentWLDFRVegetation ContactAggregated | WLDFR | HFTD - Transmission - Tier 3 - 60/70 kV | Non-Red Flag Warning - Small Fires | Vegetation Contact | Aggregated | 2020 | 0.00025076 | 376.43 | 0.094394 | 2020 | Control | 0.99542 | 1 | 0 | esc | 217.2767 | 0.054484 | 0 | 0 | 0 | 0 | 0 | 0
7.3.5.15 Identification and remediation of “at-risk species” | HFTD - Distribution - Tier 3 - 4QU CoRE ¦ 1QU LoRE | 23.2303 | 23.2538 | 20.8361 | 18.7431 | 0.34608 | 20.8361 | 0 | 20.8361 | 2.1526 | 1.2625 | 1.0192 | 7.6191 | 1.0192 | 0 | 0 | 0 | 0 | 0 | 0 | 10791719.7904 | 18419346.6561 | 21873986.4359 | 2816468.8122 | 20442977.9775 | [9 empty] | 7.3.5.2 Detailed inspections and management practices for vegetation clearances around distribution electrical lines and equipment | WLDFR | HFTD - Distribution - Tier 3 - 3QU CoRE ¦ 3QU LoRE | 2020 | 1 | 99.0379 | 10309.0562 | 0 | 10309.0562 | 0 | 0 | 0 | 0 | 0 | 0 | 0 | 0 | 0 | 0 | 0 | 0 | 10309.0562 | 0 | 0 | 0 | 0 | 0 | 0 | 0 | 0 | 0 | 0 | 0 | [11 empty] | WLDFR | HFTD - Transmission - Zone 1 - 60/70 kV | Red Flag Warning - Destructive Fires | 2020 | 5.7634e-05 | 0 | 0 | 0 | 8807.9522 | 222.2294 | 8585.7228 | 0 | 0 | 0 | 0 | 0 | 1.3664e-06 | 0.50764 | 0 | 0.50764 | 0 | 0 | 0 | 0 | 0 | 0 | 0 | 0 | 0 | [12 empty] | 7.3.5.8 Remote sensing inspections of vegetation around transmission electric lines and equipmentWLDFRVegetation ContactAggregated | WLDFR | HFTD - Transmission - Tier 3 - 60/70 kV | Red Flag Warning - Catastrophic Fires | Vegetation Contact | Aggregated | 2020 | 4.0092e-06 | 376.43 | 0.0015092 | 2020 | Control | 0.99542 | 1 | 0 | esc | 217.2767 | 0.00087111 | 0 | 0 | 0 | 0 | 0 | 0
7.3.5.15 Identification and remediation of “at-risk species” | HFTD - Distribution - Tier 3 - 4QU CoRE ¦ 2QU LoRE | 13.265 | 13.2448 | 12.2751 | 11.0417 | 0.25602 | 12.2751 | 0 | 12.2751 | 1.3556 | 0.793 | 0.63783 | 4.7679 | 0.63783 | 0 | 0 | 0 | 0 | 0 | 0 | 9785618.7776 | 16702129.7818 | 20592135.0531 | 2651419.1331 | 19244986.0309 | [9 empty] | 7.3.5.2 Detailed inspections and management practices for vegetation clearances around distribution electrical lines and equipment | WLDFR | HFTD - Distribution - Tier 3 - 3QU CoRE ¦ 3QU LoRE | 2021 | 1 | 0 | 0 | 0 | 0 | 90.4462 | 9414.7308 | 0 | 9414.7308 | 0 | 0 | 0 | 0 | 0 | 0 | 0 | 0 | 0 | 9414.7308 | 0 | 0 | 0 | 0 | 0 | 0 | 0 | 0 | 0 | 0 | [11 empty] | WLDFR | HFTD - Transmission - Zone 1 - 60/70 kV | Red Flag Warning - Destructive Fires | 2021 | 0 | 5.7634e-05 | 0 | 0 | 8807.9522 | 222.2294 | 8585.7228 | 0 | 0 | 0 | 0 | 0 | 1.3664e-06 | 0 | 0 | 0 | 0.50764 | 0 | 0.50764 | 0 | 0 | 0 | 0 | 0 | 0 | [12 empty] | 7.3.5.8 Remote sensing inspections of vegetation around transmission electric lines and equipmentWLDFRVegetation ContactAggregated | WLDFR | HFTD - Transmission - Tier 3 - 60/70 kV | Red Flag Warning - Destructive Fires | Vegetation Contact | Aggregated | 2020 | 5.7275e-07 | 376.43 | 0.0002156 | 2020 | Control | 0.99542 | 1 | 0 | esc | 217.2767 | 0.00012444 | 0 | 0 | 0 | 0 | 0 | 0
7.3.5.15 Identification and remediation of “at-risk species” | HFTD - Distribution - Tier 3 - 4QU CoRE ¦ 3QU LoRE | 7.4082 | 7.4078 | 6.3833 | 5.7421 | 0.12704 | 6.3833 | 0 | 6.3833 | 1.0431 | 0.61112 | 0.49309 | 3.686 | 0.49309 | 0 | 0 | 0 | 0 | 0 | 0 | 7101965.4062 | 12121660.4301 | 13851674.615 | 1783525.3608 | 12945490.2944 | [9 empty] | 7.3.5.2 Detailed inspections and management practices for vegetation clearances around distribution electrical lines and equipment | WLDFR | HFTD - Distribution - Tier 3 - 3QU CoRE ¦ 3QU LoRE | 2022 | 0.93458 | 0 | 0 | 0 | 0 | 0 | 0 | 0 | 0 | 85.6908 | 8816.1952 | 0 | 8816.1952 | 0 | 0 | 0 | 0 | 0 | 0 | 8239.4348 | 0 | 85.6908 | 80.0848 | 8816.1952 | 8239.4348 | 0 | 0 | 8816.1952 | 8239.4348 | [11 empty] | WLDFR | HFTD - Transmission - Zone 1 - 60/70 kV | Red Flag Warning - Destructive Fires | 2022 | 0 | 0 | 5.7634e-05 | 0 | 8807.9522 | 222.2294 | 8585.7228 | 0 | 0 | 0 | 0 | 0 | 1.3664e-06 | 0 | 0 | 0 | 0 | 0 | 0 | 0.50764 | 0 | 0.50764 | 0 | 0 | 0 | [12 empty] | 7.3.5.8 Remote sensing inspections of vegetation around transmission electric lines and equipmentWLDFRVegetation ContactAggregated | WLDFR | HFTD - Transmission - Tier 3 - 60/70 kV | Red Flag Warning - Large Fires | Vegetation Contact | Aggregated | 2020 | 3.4365e-06 | 376.43 | 0.0012936 | 2020 | Control | 0.99542 | 1 | 0 | esc | 217.2767 | 0.00074667 | 0 | 0 | 0 | 0 | 0 | 0
7.3.5.15 Identification and remediation of “at-risk species” | HFTD - Distribution - Tier 3 - 4QU CoRE ¦ 4QU LoRE | 3.4233 | 3.4148 | 2.9087 | 2.6164 | 0.050824 | 2.9087 | 0 | 2.9087 | 0.90589 | 0.52943 | 0.42612 | 3.1853 | 0.42612 | 0 | 0 | 0 | 0 | 0 | 0 | 3778969.4499 | 6449958.8252 | 7303790.8883 | 940427.5397 | 6825972.7928 | [9 empty] | 7.3.5.2 Detailed inspections and management practices for vegetation clearances around distribution electrical lines and equipment | WLDFR | HFTD - Distribution - Tier 3 - 3QU CoRE ¦ 3QU LoRE | 2023 | 0.87344 | 0 | 0 | 0 | 0 | 0 | 0 | 0 | 0 | 0 | 0 | 0 | 0 | 85.4234 | 9110.7423 | 0 | 9110.7423 | 0 | 0 | 0 | 7957.6752 | 0 | 0 | 0 | 0 | 0 | 0 | 0 | 0 | [11 empty] | WLDFR | HFTD - Transmission - Zone 1 - 60/70 kV | Red Flag Warning - Destructive Fires | 2023 | 0 | 0 | 0 | 5.7634e-05 | 9129.7461 | 233.2301 | 8896.516 | 0 | 0 | 0 | 0 | 0 | 1.3664e-06 | 0 | 0 | 0 | 0 | 0 | 0 | 0 | 0 | 0 | 0.52618 | 0 | 0.52618 | [12 empty] | 7.3.5.8 Remote sensing inspections of vegetation around transmission electric lines and equipmentWLDFRVegetation ContactAggregated | WLDFR | HFTD - Transmission - Tier 3 - 60/70 kV | Red Flag Warning - Small Fires | Vegetation Contact | Aggregated | 2020 | 4.722e-05 | 376.43 | 0.017775 | 2020 | Control | 0.99542 | 1 | 0 | esc | 217.2767 | 0.01026 | 0 | 0 | 0 | 0 | 0 | 0
7.3.5.15 Identification and remediation of “at-risk species” | HFTD - Distribution - Tier 3 - 4QU CoRE ¦ 5QU LoRE | 1.5606 | 1.5536 | 1.5365 | 1.3821 | 0.026309 | 1.5365 | 0 | 1.5365 | 0.83422 | 0.48656 | 0.38924 | 2.9095 | 0.38924 | 0 | 0 | 0 | 0 | 0 | 0 | 1870728.8819 | 3192966.8713 | 4223783.1101 | 543849.3543 | 3947460.8506 | [9 empty] | 7.3.5.2 Detailed inspections and management practices for vegetation clearances around distribution electrical lines and equipment | WLDFR | HFTD - Distribution - Tier 3 - 3QU CoRE ¦ 4QU LoRE | 2020 | 1 | 85.464 | 9299.0677 | 0 | 9299.0677 | 0 | 0 | 0 | 0 | 0 | 0 | 0 | 0 | 0 | 0 | 0 | 0 | 9299.0677 | 0 | 0 | 0 | 0 | 0 | 0 | 0 | 0 | 0 | 0 | 0 | [11 empty] | WLDFR | HFTD - Transmission - Zone 1 - 60/70 kV | Red Flag Warning - Large Fires | 2020 | 0.0003458 | 0 | 0 | 0 | 5.2406 | 0.69642 | 2.942 | 1.6022 | 0 | 0 | 0 | 0 | 8.1986e-06 | 0.0018122 | 0 | 0.0018122 | 0 | 0 | 0 | 0 | 0 | 0 | 0 | 0 | 0 | [12 empty] | 7.3.5.8 Remote sensing inspections of vegetation around transmission electric lines and equipmentWLDFRVegetation ContactAggregated | WLDFR | HFTD - Transmission - Zone 1 - 60/70 kV | Non-Red Flag Warning - Catastrophic Fires | Vegetation Contact | Aggregated | 2020 | 1.6225e-07 | 1.8 | 2.9205e-07 | 2020 | Control | 0.99542 | 1 | 0 | esc | 217.2767 | 3.5253e-05 | 0 | 0 | 0 | 0 | 0 | 0
7.3.5.15 Identification and remediation of “at-risk species” | HFTD - Distribution - Tier 3 - 5QU CoRE ¦ 1QU LoRE | 7.8828 | 7.8919 | 7.1719 | 6.451 | 0.9841 | 7.1719 | 0 | 7.1719 | 0.3147 | 0.18459 | 0.14907 | 1.1142 | 0.14907 | 0 | 0 | 0 | 0 | 0 | 0 | 25048612.7751 | 42753063.5448 | 51480214.1892 | 6628531.9383 | 48112349.7095 | [9 empty] | 7.3.5.2 Detailed inspections and management practices for vegetation clearances around distribution electrical lines and equipment | WLDFR | HFTD - Distribution - Tier 3 - 3QU CoRE ¦ 4QU LoRE | 2021 | 1 | 0 | 0 | 0 | 0 | 78.0498 | 8492.3603 | 0 | 8492.3603 | 0 | 0 | 0 | 0 | 0 | 0 | 0 | 0 | 0 | 8492.3603 | 0 | 0 | 0 | 0 | 0 | 0 | 0 | 0 | 0 | 0 | [11 empty] | WLDFR | HFTD - Transmission - Zone 1 - 60/70 kV | Red Flag Warning - Large Fires | 2021 | 0 | 0.0003458 | 0 | 0 | 5.2406 | 0.69642 | 2.942 | 1.6022 | 0 | 0 | 0 | 0 | 8.1986e-06 | 0 | 0 | 0 | 0.0018122 | 0 | 0.0018122 | 0 | 0 | 0 | 0 | 0 | 0 | [12 empty] | 7.3.5.8 Remote sensing inspections of vegetation around transmission electric lines and equipmentWLDFRVegetation ContactAggregated | WLDFR | HFTD - Transmission - Zone 1 - 60/70 kV | Non-Red Flag Warning - Destructive Fires | Vegetation Contact | Aggregated | 2020 | 1.6225e-07 | 1.8 | 2.9205e-07 | 2020 | Control | 0.99542 | 1 | 0 | esc | 217.2767 | 3.5253e-05 | 0 | 0 | 0 | 0 | 0 | 0
7.3.5.15 Identification and remediation of “at-risk species” | HFTD - Distribution - Tier 3 - 5QU CoRE ¦ 2QU LoRE | 2.2797 | 2.2802 | 1.9294 | 1.7355 | 0.21589 | 1.9294 | 0 | 1.9294 | 0.22996 | 0.13477 | 0.10879 | 0.81322 | 0.10879 | 0 | 0 | 0 | 0 | 0 | 0 | 9913197.4062 | 16919881.4499 | 18976504.826 | 2443392.4819 | 17735051.2392 | [9 empty] | 7.3.5.2 Detailed inspections and management practices for vegetation clearances around distribution electrical lines and equipment | WLDFR | HFTD - Distribution - Tier 3 - 3QU CoRE ¦ 4QU LoRE | 2022 | 0.93458 | 0 | 0 | 0 | 0 | 0 | 0 | 0 | 0 | 88.7996 | 9626.1515 | 0 | 9626.1515 | 0 | 0 | 0 | 0 | 0 | 0 | 8996.4032 | 0 | 88.7996 | 82.9903 | 9626.1515 | 8996.4032 | 0 | 0 | 9626.1515 | 8996.4032 | [11 empty] | WLDFR | HFTD - Transmission - Zone 1 - 60/70 kV | Red Flag Warning - Large Fires | 2022 | 0 | 0 | 0.0003458 | 0 | 5.2406 | 0.69642 | 2.942 | 1.6022 | 0 | 0 | 0 | 0 | 8.1986e-06 | 0 | 0 | 0 | 0 | 0 | 0 | 0.0018122 | 0 | 0.0018122 | 0 | 0 | 0 | [12 empty] | 7.3.5.8 Remote sensing inspections of vegetation around transmission electric lines and equipmentWLDFRVegetation ContactAggregated | WLDFR | HFTD - Transmission - Zone 1 - 60/70 kV | Non-Red Flag Warning - Large Fires | Vegetation Contact | Aggregated | 2020 | 1.4603e-06 | 1.8 | 2.6285e-06 | 2020 | Control | 0.99542 | 1 | 0 | esc | 217.2767 | 0.00031728 | 0 | 0 | 0 | 0 | 0 | 0
7.3.5.15 Identification and remediation of “at-risk species” | HFTD - Distribution - Tier 3 - 5QU CoRE ¦ 3QU LoRE | 0.72823 | 0.72742 | 0.65366 | 0.58798 | 0.054898 | 0.65366 | 0 | 0.65366 | 0.21701 | 0.127 | 0.10187 | 0.76148 | 0.10187 | 0 | 0 | 0 | 0 | 0 | 0 | 3355739.5295 | 5727588.455 | 6865807.5938 | 884033.3249 | 6416642.611 | [9 empty] | 7.3.5.2 Detailed inspections and management practices for vegetation clearances around distribution electrical lines and equipment | WLDFR | HFTD - Distribution - Tier 3 - 3QU CoRE ¦ 4QU LoRE | 2023 | 0.87344 | 0 | 0 | 0 | 0 | 0 | 0 | 0 | 0 | 0 | 0 | 0 | 0 | 88.5225 | 9947.7432 | 0 | 9947.7432 | 0 | 0 | 0 | 8688.7442 | 0 | 0 | 0 | 0 | 0 | 0 | 0 | 0 | [11 empty] | WLDFR | HFTD - Transmission - Zone 1 - 60/70 kV | Red Flag Warning - Large Fires | 2023 | 0 | 0 | 0 | 0.0003458 | 5.475 | 0.71896 | 3.0715 | 1.6846 | 0 | 0 | 0 | 0 | 8.1986e-06 | 0 | 0 | 0 | 0 | 0 | 0 | 0 | 0 | 0 | 0.0018933 | 0 | 0.0018933 | [12 empty] | 7.3.5.8 Remote sensing inspections of vegetation around transmission electric lines and equipmentWLDFRVegetation ContactAggregated | WLDFR | HFTD - Transmission - Zone 1 - 60/70 kV | Non-Red Flag Warning - Small Fires | Vegetation Contact | Aggregated | 2020 | 0.00025076 | 1.8 | 0.00045137 | 2020 | Control | 0.99542 | 1 | 0 | esc | 217.2767 | 0.054484 | 0 | 0 | 0 | 0 | 0 | 0
7.3.5.15 Identification and remediation of “at-risk species” | HFTD - Distribution - Tier 3 - 5QU CoRE ¦ 4QU LoRE | 0.29871 | 0.29937 | 0.2974 | 0.26751 | 0.023708 | 0.2974 | 0 | 0.2974 | 0.19562 | 0.11486 | 0.092896 | 0.69439 | 0.092896 | 0 | 0 | 0 | 0 | 0 | 0 | 1527030.2317 | 2606340.7629 | 3425552.7738 | 441070.1534 | 3201451.1904 | [9 empty] | 7.3.5.2 Detailed inspections and management practices for vegetation clearances around distribution electrical lines and equipment | WLDFR | HFTD - Distribution - Tier 3 - 3QU CoRE ¦ 5QU LoRE | 2020 | 1 | 42.1903 | 4164.5095 | 0 | 4164.5095 | 0 | 0 | 0 | 0 | 0 | 0 | 0 | 0 | 0 | 0 | 0 | 0 | 4164.5095 | 0 | 0 | 0 | 0 | 0 | 0 | 0 | 0 | 0 | 0 | 0 | [11 empty] | WLDFR | HFTD - Transmission - Zone 1 - 60/70 kV | Red Flag Warning - Small Fires | 2020 | 0.0047516 | 0 | 0 | 0 | 0.077901 | 0.036425 | 0.0015809 | 0.039895 | 0 | 0 | 0 | 0 | 0.00011265 | 0.00037015 | 0 | 0.00037015 | 0 | 0 | 0 | 0 | 0 | 0 | 0 | 0 | 0 | [12 empty] | 7.3.5.8 Remote sensing inspections of vegetation around transmission electric lines and equipmentWLDFRVegetation ContactAggregated | WLDFR | HFTD - Transmission - Zone 1 - 60/70 kV | Red Flag Warning - Catastrophic Fires | Vegetation Contact | Aggregated | 2020 | 1.8568e-06 | 1.8 | 3.3422e-06 | 2020 | Control | 0.99542 | 1 | 0 | esc | 217.2767 | 0.00040344 | 0 | 0 | 0 | 0 | 0 | 0
7.3.5.15 Identification and remediation of “at-risk species” | HFTD - Distribution - Tier 3 - 5QU CoRE ¦ 5QU LoRE | 0.1703 | 0.17031 | 0.16006 | 0.14397 | 0.015675 | 0.16006 | 0 | 0.16006 | 0.10346 | 0.060617 | 0.048862 | 0.36523 | 0.048862 | 0 | 0 | 0 | 0 | 0 | 0 | 1646112.8559 | 2809591.4198 | 3505033.6865 | 451304.0224 | 3275732.4173 | [9 empty] | 7.3.5.2 Detailed inspections and management practices for vegetation clearances around distribution electrical lines and equipment | WLDFR | HFTD - Distribution - Tier 3 - 3QU CoRE ¦ 5QU LoRE | 2021 | 1 | 0 | 0 | 0 | 0 | 38.5302 | 3803.2323 | 0 | 3803.2323 | 0 | 0 | 0 | 0 | 0 | 0 | 0 | 0 | 0 | 3803.2323 | 0 | 0 | 0 | 0 | 0 | 0 | 0 | 0 | 0 | 0 | [11 empty] | WLDFR | HFTD - Transmission - Zone 1 - 60/70 kV | Red Flag Warning - Small Fires | 2021 | 0 | 0.0047516 | 0 | 0 | 0.077901 | 0.036425 | 0.0015809 | 0.039895 | 0 | 0 | 0 | 0 | 0.00011265 | 0 | 0 | 0 | 0.00037015 | 0 | 0.00037015 | 0 | 0 | 0 | 0 | 0 | 0 | [12 empty] | 7.3.5.8 Remote sensing inspections of vegetation around transmission electric lines and equipmentWLDFRVegetation ContactAggregated | WLDFR | HFTD - Transmission - Zone 1 - 60/70 kV | Red Flag Warning - Destructive Fires | Vegetation Contact | Aggregated | 2020 | 2.6526e-07 | 1.8 | 4.7746e-07 | 2020 | Control | 0.99542 | 1 | 0 | esc | 217.2767 | 5.7634e-05 | 0 | 0 | 0 | 0 | 0 | 0
7.3.5.15 Identification and remediation of “at-risk species” | HFTD - Distribution - Zone 1 - 1QU CoRE ¦ 5QU LoRE | 2.6219e-06 | 2.7685e-06 | 2.4541e-06 | 2.2623e-06 | 1.164e-10 | 2.4541e-06 | 0 | 2.4541e-06 | 0.00078738 | 0.00048711 | 0.00038833 | 0.0029748 | 0.00038833 | 0 | 0 | 0 | 0 | 0 | 0 | 3329.9282 | 5683.5336 | 6761.9218 | 870.6571 | 6319.5531 | [9 empty] | 7.3.5.2 Detailed inspections and management practices for vegetation clearances around distribution electrical lines and equipment | WLDFR | HFTD - Distribution - Tier 3 - 3QU CoRE ¦ 5QU LoRE | 2022 | 0.93458 | 0 | 0 | 0 | 0 | 0 | 0 | 0 | 0 | 53.4186 | 5399.6213 | 0 | 5399.6213 | 0 | 0 | 0 | 0 | 0 | 0 | 5046.375 | 0 | 53.4186 | 49.9239 | 5399.6213 | 5046.375 | 0 | 0 | 5399.6213 | 5046.375 | [11 empty] | WLDFR | HFTD - Transmission - Zone 1 - 60/70 kV | Red Flag Warning - Small Fires | 2022 | 0 | 0 | 0.0047516 | 0 | 0.077901 | 0.036425 | 0.0015809 | 0.039895 | 0 | 0 | 0 | 0 | 0.00011265 | 0 | 0 | 0 | 0 | 0 | 0 | 0.00037015 | 0 | 0.00037015 | 0 | 0 | 0 | [12 empty] | 7.3.5.8 Remote sensing inspections of vegetation around transmission electric lines and equipmentWLDFRVegetation ContactAggregated | WLDFR | HFTD - Transmission - Zone 1 - 60/70 kV | Red Flag Warning - Large Fires | Vegetation Contact | Aggregated | 2020 | 1.5915e-06 | 1.8 | 2.8648e-06 | 2020 | Control | 0.99542 | 1 | 0 | esc | 217.2767 | 0.0003458 | 0 | 0 | 0 | 0 | 0 | 0
7.3.5.15 Identification and remediation of “at-risk species” | HFTD - Distribution - Zone 1 - 5QU CoRE ¦ 1QU LoRE | 3.1503e-06 | 3.3265e-06 | 2.9487e-06 | 2.7182e-06 | 1.3986e-10 | 2.9487e-06 | 0 | 2.9487e-06 | 1.7743e-05 | 1.0977e-05 | 8.7507e-06 | 6.7035e-05 | 8.7507e-06 | 0 | 0 | 0 | 0 | 0 | 0 | 177555.1548 | 303051.7851 | 360552.5365 | 46424.3213 | 336964.9874 | [9 empty] | 7.3.5.2 Detailed inspections and management practices for vegetation clearances around distribution electrical lines and equipment | WLDFR | HFTD - Distribution - Tier 3 - 3QU CoRE ¦ 5QU LoRE | 2023 | 0.87344 | 0 | 0 | 0 | 0 | 0 | 0 | 0 | 0 | 0 | 0 | 0 | 0 | 53.2519 | 5580.0125 | 0 | 5580.0125 | 0 | 0 | 0 | 4873.799 | 0 | 0 | 0 | 0 | 0 | 0 | 0 | 0 | [11 empty] | WLDFR | HFTD - Transmission - Zone 1 - 60/70 kV | Red Flag Warning - Small Fires | 2023 | 0 | 0 | 0 | 0.0047516 | 0.080408 | 0.03759 | 0.0016314 | 0.041187 | 0 | 0 | 0 | 0 | 0.00011265 | 0 | 0 | 0 | 0 | 0 | 0 | 0 | 0 | 0 | 0.00038207 | 0 | 0.00038207 | [12 empty] | 7.3.5.8 Remote sensing inspections of vegetation around transmission electric lines and equipmentWLDFRVegetation ContactAggregated | WLDFR | HFTD - Transmission - Zone 1 - 60/70 kV | Red Flag Warning - Small Fires | Vegetation Contact | Aggregated | 2020 | 2.1869e-05 | 1.8 | 3.9364e-05 | 2020 | Control | 0.99542 | 1 | 0 | esc | 217.2767 | 0.0047516 | 0 | 0 | 0 | 0 | 0 | 0
7.3.5.15 Identification and remediation of “at-risk species” | HFTD - Distribution - Zone 1 - 5QU CoRE ¦ 4QU LoRE | 8.1693e-07 | 8.6261e-07 | 7.6465e-07 | 7.0487e-07 | 3.6267e-11 | 7.6465e-07 | 0 | 7.6465e-07 | 0.00016563 | 0.00010247 | 8.1688e-05 | 0.00062577 | 8.1688e-05 | 0 | 0 | 0 | 0 | 0 | 0 | 4932.3117 | 8418.4876 | 10015.8032 | 1289.6231 | 9360.5638 | [9 empty] | 7.3.5.2 Detailed inspections and management practices for vegetation clearances around distribution electrical lines and equipment | WLDFR | HFTD - Distribution - Tier 3 - 4QU CoRE ¦ 1QU LoRE | 2020 | 1 | 243.3394 | 10013.8275 | 0 | 10013.8275 | 0 | 0 | 0 | 0 | 0 | 0 | 0 | 0 | 0 | 0 | 0 | 0 | 10013.8275 | 0 | 0 | 0 | 0 | 0 | 0 | 0 | 0 | 0 | 0 | 0
[35 empty] | 7.3.5.2 Detailed inspections and management practices for vegetation clearances around distribution electrical lines and equipment | WLDFR | HFTD - Distribution - Tier 3 - 4QU CoRE ¦ 1QU LoRE | 2021 | 1 | 0 | 0 | 0 | 0 | 222.2294 | 9145.1136 | 0 | 9145.1136 | 0 | 0 | 0 | 0 | 0 | 0 | 0 | 0 | 0 | 9145.1136 | 0 | 0 | 0 | 0 | 0 | 0 | 0 | 0 | 0 | 0
[35 empty] | 7.3.5.2 Detailed inspections and management practices for vegetation clearances around distribution electrical lines and equipment | WLDFR | HFTD - Distribution - Tier 3 - 4QU CoRE ¦ 1QU LoRE | 2022 | 0.93458 | 0 | 0 | 0 | 0 | 0 | 0 | 0 | 0 | 241.5802 | 9867.5634 | 0 | 9867.5634 | 0 | 0 | 0 | 0 | 0 | 0 | 9222.0219 | 0 | 241.5802 | 225.7759 | 9867.5634 | 9222.0219 | 0 | 0 | 9867.5634 | 9222.0219
[35 empty] | 7.3.5.2 Detailed inspections and management practices for vegetation clearances around distribution electrical lines and equipment | WLDFR | HFTD - Distribution - Tier 3 - 4QU CoRE ¦ 1QU LoRE | 2023 | 0.87344 | 0 | 0 | 0 | 0 | 0 | 0 | 0 | 0 | 0 | 0 | 0 | 0 | 240.8263 | 10197.1953 | 0 | 10197.1953 | 0 | 0 | 0 | 8906.6253 | 0 | 0 | 0 | 0 | 0 | 0 | 0 | 0
[35 empty] | 7.3.5.2 Detailed inspections and management practices for vegetation clearances around distribution electrical lines and equipment | WLDFR | HFTD - Distribution - Tier 3 - 4QU CoRE ¦ 2QU LoRE | 2020 | 1 | 220.6531 | 7322.0396 | 0 | 7322.0396 | 0 | 0 | 0 | 0 | 0 | 0 | 0 | 0 | 0 | 0 | 0 | 0 | 7322.0396 | 0 | 0 | 0 | 0 | 0 | 0 | 0 | 0 | 0 | 0 | 0
[35 empty] | 7.3.5.2 Detailed inspections and management practices for vegetation clearances around distribution electrical lines and equipment | WLDFR | HFTD - Distribution - Tier 3 - 4QU CoRE ¦ 2QU LoRE | 2021 | 1 | 0 | 0 | 0 | 0 | 201.5111 | 6686.8422 | 0 | 6686.8422 | 0 | 0 | 0 | 0 | 0 | 0 | 0 | 0 | 0 | 6686.8422 | 0 | 0 | 0 | 0 | 0 | 0 | 0 | 0 | 0 | 0
[35 empty] | 7.3.5.2 Detailed inspections and management practices for vegetation clearances around distribution electrical lines and equipment | WLDFR | HFTD - Distribution - Tier 3 - 4QU CoRE ¦ 2QU LoRE | 2022 | 0.93458 | 0 | 0 | 0 | 0 | 0 | 0 | 0 | 0 | 227.4232 | 7452.3761 | 0 | 7452.3761 | 0 | 0 | 0 | 0 | 0 | 0 | 6964.8375 | 0 | 227.4232 | 212.545 | 7452.3761 | 6964.8375 | 0 | 0 | 7452.3761 | 6964.8375
[35 empty] | 7.3.5.2 Detailed inspections and management practices for vegetation clearances around distribution electrical lines and equipment | WLDFR | HFTD - Distribution - Tier 3 - 4QU CoRE ¦ 2QU LoRE | 2023 | 0.87344 | 0 | 0 | 0 | 0 | 0 | 0 | 0 | 0 | 0 | 0 | 0 | 0 | 226.7135 | 7701.32 | 0 | 7701.32 | 0 | 0 | 0 | 6726.6312 | 0 | 0 | 0 | 0 | 0 | 0 | 0 | 0
[35 empty] | 7.3.5.2 Detailed inspections and management practices for vegetation clearances around distribution electrical lines and equipment | WLDFR | HFTD - Distribution - Tier 3 - 4QU CoRE ¦ 3QU LoRE | 2020 | 1 | 160.1402 | 5325.6658 | 0 | 5325.6658 | 0 | 0 | 0 | 0 | 0 | 0 | 0 | 0 | 0 | 0 | 0 | 0 | 5325.6658 | 0 | 0 | 0 | 0 | 0 | 0 | 0 | 0 | 0 | 0 | 0
[35 empty] | 7.3.5.2 Detailed inspections and management practices for vegetation clearances around distribution electrical lines and equipment | WLDFR | HFTD - Distribution - Tier 3 - 4QU CoRE ¦ 3QU LoRE | 2021 | 1 | 0 | 0 | 0 | 0 | 146.2478 | 4863.6567 | 0 | 4863.6567 | 0 | 0 | 0 | 0 | 0 | 0 | 0 | 0 | 0 | 4863.6567 | 0 | 0 | 0 | 0 | 0 | 0 | 0 | 0 | 0 | 0
[35 empty] | 7.3.5.2 Detailed inspections and management practices for vegetation clearances around distribution electrical lines and equipment | WLDFR | HFTD - Distribution - Tier 3 - 4QU CoRE ¦ 3QU LoRE | 2022 | 0.93458 | 0 | 0 | 0 | 0 | 0 | 0 | 0 | 0 | 152.9804 | 5191.3587 | 0 | 5191.3587 | 0 | 0 | 0 | 0 | 0 | 0 | 4851.7371 | 0 | 152.9804 | 142.9723 | 5191.3587 | 4851.7371 | 0 | 0 | 5191.3587 | 4851.7371
[35 empty] | 7.3.5.2 Detailed inspections and management practices for vegetation clearances around distribution electrical lines and equipment | WLDFR | HFTD - Distribution - Tier 3 - 4QU CoRE ¦ 3QU LoRE | 2023 | 0.87344 | 0 | 0 | 0 | 0 | 0 | 0 | 0 | 0 | 0 | 0 | 0 | 0 | 152.503 | 5364.7755 | 0 | 5364.7755 | 0 | 0 | 0 | 4685.8027 | 0 | 0 | 0 | 0 | 0 | 0 | 0 | 0
[35 empty] | 7.3.5.2 Detailed inspections and management practices for vegetation clearances around distribution electrical lines and equipment | WLDFR | HFTD - Distribution - Tier 3 - 4QU CoRE ¦ 4QU LoRE | 2020 | 1 | 85.2109 | 3140.1252 | 0 | 3140.1252 | 0 | 0 | 0 | 0 | 0 | 0 | 0 | 0 | 0 | 0 | 0 | 0 | 3140.1252 | 0 | 0 | 0 | 0 | 0 | 0 | 0 | 0 | 0 | 0 | 0
[35 empty] | 7.3.5.2 Detailed inspections and management practices for vegetation clearances around distribution electrical lines and equipment | WLDFR | HFTD - Distribution - Tier 3 - 4QU CoRE ¦ 4QU LoRE | 2021 | 1 | 0 | 0 | 0 | 0 | 77.8187 | 2867.7149 | 0 | 2867.7149 | 0 | 0 | 0 | 0 | 0 | 0 | 0 | 0 | 0 | 2867.7149 | 0 | 0 | 0 | 0 | 0 | 0 | 0 | 0 | 0 | 0
[35 empty] | 7.3.5.2 Detailed inspections and management practices for vegetation clearances around distribution electrical lines and equipment | WLDFR | HFTD - Distribution - Tier 3 - 4QU CoRE ¦ 4QU LoRE | 2022 | 0.93458 | 0 | 0 | 0 | 0 | 0 | 0 | 0 | 0 | 80.6644 | 3104.9221 | 0 | 3104.9221 | 0 | 0 | 0 | 0 | 0 | 0 | 2901.7964 | 0 | 80.6644 | 75.3873 | 3104.9221 | 2901.7964 | 0 | 0 | 3104.9221 | 2901.7964
[35 empty] | 7.3.5.2 Detailed inspections and management practices for vegetation clearances around distribution electrical lines and equipment | WLDFR | HFTD - Distribution - Tier 3 - 4QU CoRE ¦ 4QU LoRE | 2023 | 0.87344 | 0 | 0 | 0 | 0 | 0 | 0 | 0 | 0 | 0 | 0 | 0 | 0 | 80.4126 | 3208.6435 | 0 | 3208.6435 | 0 | 0 | 0 | 2802.5535 | 0 | 0 | 0 | 0 | 0 | 0 | 0 | 0
[35 empty] | 7.3.5.2 Detailed inspections and management practices for vegetation clearances around distribution electrical lines and equipment | WLDFR | HFTD - Distribution - Tier 3 - 4QU CoRE ¦ 5QU LoRE | 2020 | 1 | 42.1825 | 1782.9513 | 0 | 1782.9513 | 0 | 0 | 0 | 0 | 0 | 0 | 0 | 0 | 0 | 0 | 0 | 0 | 1782.9513 | 0 | 0 | 0 | 0 | 0 | 0 | 0 | 0 | 0 | 0 | 0
[35 empty] | 7.3.5.2 Detailed inspections and management practices for vegetation clearances around distribution electrical lines and equipment | WLDFR | HFTD - Distribution - Tier 3 - 4QU CoRE ¦ 5QU LoRE | 2021 | 1 | 0 | 0 | 0 | 0 | 38.5231 | 1628.2777 | 0 | 1628.2777 | 0 | 0 | 0 | 0 | 0 | 0 | 0 | 0 | 0 | 1628.2777 | 0 | 0 | 0 | 0 | 0 | 0 | 0 | 0 | 0 | 0
[35 empty] | 7.3.5.2 Detailed inspections and management practices for vegetation clearances around distribution electrical lines and equipment | WLDFR | HFTD - Distribution - Tier 3 - 4QU CoRE ¦ 5QU LoRE | 2022 | 0.93458 | 0 | 0 | 0 | 0 | 0 | 0 | 0 | 0 | 46.6482 | 1816.3401 | 0 | 1816.3401 | 0 | 0 | 0 | 0 | 0 | 0 | 1697.5141 | 0 | 46.6482 | 43.5965 | 1816.3401 | 1697.5141 | 0 | 0 | 1816.3401 | 1697.5141
[35 empty] | 7.3.5.2 Detailed inspections and management practices for vegetation clearances around distribution electrical lines and equipment | WLDFR | HFTD - Distribution - Tier 3 - 4QU CoRE ¦ 5QU LoRE | 2023 | 0.87344 | 0 | 0 | 0 | 0 | 0 | 0 | 0 | 0 | 0 | 0 | 0 | 0 | 46.5026 | 1877.0179 | 0 | 1877.0179 | 0 | 0 | 0 | 1639.4602 | 0 | 0 | 0 | 0 | 0 | 0 | 0 | 0
[35 empty] | 7.3.5.2 Detailed inspections and management practices for vegetation clearances around distribution electrical lines and equipment | WLDFR | HFTD - Distribution - Tier 3 - 5QU CoRE ¦ 1QU LoRE | 2020 | 1 | 564.814 | 2815.6657 | 0 | 2815.6657 | 0 | 0 | 0 | 0 | 0 | 0 | 0 | 0 | 0 | 0 | 0 | 0 | 2815.6657 | 0 | 0 | 0 | 0 | 0 | 0 | 0 | 0 | 0 | 0 | 0
[35 empty] | 7.3.5.2 Detailed inspections and management practices for vegetation clearances around distribution electrical lines and equipment | WLDFR | HFTD - Distribution - Tier 3 - 5QU CoRE ¦ 1QU LoRE | 2021 | 1 | 0 | 0 | 0 | 0 | 515.8156 | 2571.4027 | 0 | 2571.4027 | 0 | 0 | 0 | 0 | 0 | 0 | 0 | 0 | 0 | 2571.4027 | 0 | 0 | 0 | 0 | 0 | 0 | 0 | 0 | 0 | 0
[35 empty] | 7.3.5.2 Detailed inspections and management practices for vegetation clearances around distribution electrical lines and equipment | WLDFR | HFTD - Distribution - Tier 3 - 5QU CoRE ¦ 1QU LoRE | 2022 | 0.93458 | 0 | 0 | 0 | 0 | 0 | 0 | 0 | 0 | 568.5566 | 2829.987 | 0 | 2829.987 | 0 | 0 | 0 | 0 | 0 | 0 | 2644.8477 | 0 | 568.5566 | 531.3613 | 2829.987 | 2644.8477 | 0 | 0 | 2829.987 | 2644.8477
[35 empty] | 7.3.5.2 Detailed inspections and management practices for vegetation clearances around distribution electrical lines and equipment | WLDFR | HFTD - Distribution - Tier 3 - 5QU CoRE ¦ 1QU LoRE | 2023 | 0.87344 | 0 | 0 | 0 | 0 | 0 | 0 | 0 | 0 | 0 | 0 | 0 | 0 | 566.7824 | 2924.4782 | 0 | 2924.4782 | 0 | 0 | 0 | 2554.3525 | 0 | 0 | 0 | 0 | 0 | 0 | 0 | 0
[35 empty] | 7.3.5.2 Detailed inspections and management practices for vegetation clearances around distribution electrical lines and equipment | WLDFR | HFTD - Distribution - Tier 3 - 5QU CoRE ¦ 2QU LoRE | 2020 | 1 | 223.5299 | 1361.5275 | 0 | 1361.5275 | 0 | 0 | 0 | 0 | 0 | 0 | 0 | 0 | 0 | 0 | 0 | 0 | 1361.5275 | 0 | 0 | 0 | 0 | 0 | 0 | 0 | 0 | 0 | 0 | 0
[35 empty] | 7.3.5.2 Detailed inspections and management practices for vegetation clearances around distribution electrical lines and equipment | WLDFR | HFTD - Distribution - Tier 3 - 5QU CoRE ¦ 2QU LoRE | 2021 | 1 | 0 | 0 | 0 | 0 | 204.1383 | 1243.4131 | 0 | 1243.4131 | 0 | 0 | 0 | 0 | 0 | 0 | 0 | 0 | 0 | 1243.4131 | 0 | 0 | 0 | 0 | 0 | 0 | 0 | 0 | 0 | 0
[35 empty] | 7.3.5.2 Detailed inspections and management practices for vegetation clearances around distribution electrical lines and equipment | WLDFR | HFTD - Distribution - Tier 3 - 5QU CoRE ¦ 2QU LoRE | 2022 | 0.93458 | 0 | 0 | 0 | 0 | 0 | 0 | 0 | 0 | 209.5799 | 1273.4587 | 0 | 1273.4587 | 0 | 0 | 0 | 0 | 0 | 0 | 1190.1483 | 0 | 209.5799 | 195.8691 | 1273.4587 | 1190.1483 | 0 | 0 | 1273.4587 | 1190.1483
[35 empty] | 7.3.5.2 Detailed inspections and management practices for vegetation clearances around distribution electrical lines and equipment | WLDFR | HFTD - Distribution - Tier 3 - 5QU CoRE ¦ 2QU LoRE | 2023 | 0.87344 | 0 | 0 | 0 | 0 | 0 | 0 | 0 | 0 | 0 | 0 | 0 | 0 | 208.9259 | 1315.984 | 0 | 1315.984 | 0 | 0 | 0 | 1149.4314 | 0 | 0 | 0 | 0 | 0 | 0 | 0 | 0
[35 empty] | 7.3.5.2 Detailed inspections and management practices for vegetation clearances around distribution electrical lines and equipment | WLDFR | HFTD - Distribution - Tier 3 - 5QU CoRE ¦ 3QU LoRE | 2020 | 1 | 75.6676 | 651.6464 | 0 | 651.6464 | 0 | 0 | 0 | 0 | 0 | 0 | 0 | 0 | 0 | 0 | 0 | 0 | 651.6464 | 0 | 0 | 0 | 0 | 0 | 0 | 0 | 0 | 0 | 0 | 0
[35 empty] | 7.3.5.2 Detailed inspections and management practices for vegetation clearances around distribution electrical lines and equipment | WLDFR | HFTD - Distribution - Tier 3 - 5QU CoRE ¦ 3QU LoRE | 2021 | 1 | 0 | 0 | 0 | 0 | 69.1033 | 595.1151 | 0 | 595.1151 | 0 | 0 | 0 | 0 | 0 | 0 | 0 | 0 | 0 | 595.1151 | 0 | 0 | 0 | 0 | 0 | 0 | 0 | 0 | 0 | 0
[35 empty] | 7.3.5.2 Detailed inspections and management practices for vegetation clearances around distribution electrical lines and equipment | WLDFR | HFTD - Distribution - Tier 3 - 5QU CoRE ¦ 3QU LoRE | 2022 | 0.93458 | 0 | 0 | 0 | 0 | 0 | 0 | 0 | 0 | 75.8272 | 606.8863 | 0 | 606.8863 | 0 | 0 | 0 | 0 | 0 | 0 | 567.1834 | 0 | 75.8272 | 70.8665 | 606.8863 | 567.1834 | 0 | 0 | 606.8863 | 567.1834
[35 empty] | 7.3.5.2 Detailed inspections and management practices for vegetation clearances around distribution electrical lines and equipment | WLDFR | HFTD - Distribution - Tier 3 - 5QU CoRE ¦ 3QU LoRE | 2023 | 0.87344 | 0 | 0 | 0 | 0 | 0 | 0 | 0 | 0 | 0 | 0 | 0 | 0 | 75.5906 | 627.1546 | 0 | 627.1546 | 0 | 0 | 0 | 547.7811 | 0 | 0 | 0 | 0 | 0 | 0 | 0 | 0
[35 empty] | 7.3.5.2 Detailed inspections and management practices for vegetation clearances around distribution electrical lines and equipment | WLDFR | HFTD - Distribution - Tier 3 - 5QU CoRE ¦ 4QU LoRE | 2020 | 1 | 34.4326 | 273.2091 | 0 | 273.2091 | 0 | 0 | 0 | 0 | 0 | 0 | 0 | 0 | 0 | 0 | 0 | 0 | 273.2091 | 0 | 0 | 0 | 0 | 0 | 0 | 0 | 0 | 0 | 0 | 0
[35 empty] | 7.3.5.2 Detailed inspections and management practices for vegetation clearances around distribution electrical lines and equipment | WLDFR | HFTD - Distribution - Tier 3 - 5QU CoRE ¦ 4QU LoRE | 2021 | 1 | 0 | 0 | 0 | 0 | 31.4455 | 249.5078 | 0 | 249.5078 | 0 | 0 | 0 | 0 | 0 | 0 | 0 | 0 | 0 | 249.5078 | 0 | 0 | 0 | 0 | 0 | 0 | 0 | 0 | 0 | 0
[35 empty] | 7.3.5.2 Detailed inspections and management practices for vegetation clearances around distribution electrical lines and equipment | WLDFR | HFTD - Distribution - Tier 3 - 5QU CoRE ¦ 4QU LoRE | 2022 | 0.93458 | 0 | 0 | 0 | 0 | 0 | 0 | 0 | 0 | 37.8324 | 315.5554 | 0 | 315.5554 | 0 | 0 | 0 | 0 | 0 | 0 | 294.9116 | 0 | 37.8324 | 35.3574 | 315.5554 | 294.9116 | 0 | 0 | 315.5554 | 294.9116
[35 empty] | 7.3.5.2 Detailed inspections and management practices for vegetation clearances around distribution electrical lines and equipment | WLDFR | HFTD - Distribution - Tier 3 - 5QU CoRE ¦ 4QU LoRE | 2023 | 0.87344 | 0 | 0 | 0 | 0 | 0 | 0 | 0 | 0 | 0 | 0 | 0 | 0 | 37.7144 | 326.0936 | 0 | 326.0936 | 0 | 0 | 0 | 284.8228 | 0 | 0 | 0 | 0 | 0 | 0 | 0 | 0
[35 empty] | 7.3.5.2 Detailed inspections and management practices for vegetation clearances around distribution electrical lines and equipment | WLDFR | HFTD - Distribution - Tier 3 - 5QU CoRE ¦ 5QU LoRE | 2020 | 1 | 37.1177 | 253.2593 | 0 | 253.2593 | 0 | 0 | 0 | 0 | 0 | 0 | 0 | 0 | 0 | 0 | 0 | 0 | 253.2593 | 0 | 0 | 0 | 0 | 0 | 0 | 0 | 0 | 0 | 0 | 0
[35 empty] | 7.3.5.2 Detailed inspections and management practices for vegetation clearances around distribution electrical lines and equipment | WLDFR | HFTD - Distribution - Tier 3 - 5QU CoRE ¦ 5QU LoRE | 2021 | 1 | 0 | 0 | 0 | 0 | 33.8977 | 231.2887 | 0 | 231.2887 | 0 | 0 | 0 | 0 | 0 | 0 | 0 | 0 | 0 | 231.2887 | 0 | 0 | 0 | 0 | 0 | 0 | 0 | 0 | 0 | 0
[35 empty] | 7.3.5.2 Detailed inspections and management practices for vegetation clearances around distribution electrical lines and equipment | WLDFR | HFTD - Distribution - Tier 3 - 5QU CoRE ¦ 5QU LoRE | 2022 | 0.93458 | 0 | 0 | 0 | 0 | 0 | 0 | 0 | 0 | 38.7102 | 265.6012 | 0 | 265.6012 | 0 | 0 | 0 | 0 | 0 | 0 | 248.2255 | 0 | 38.7102 | 36.1778 | 265.6012 | 248.2255 | 0 | 0 | 265.6012 | 248.2255
[35 empty] | 7.3.5.2 Detailed inspections and management practices for vegetation clearances around distribution electrical lines and equipment | WLDFR | HFTD - Distribution - Tier 3 - 5QU CoRE ¦ 5QU LoRE | 2023 | 0.87344 | 0 | 0 | 0 | 0 | 0 | 0 | 0 | 0 | 0 | 0 | 0 | 0 | 38.5894 | 274.4711 | 0 | 274.4711 | 0 | 0 | 0 | 239.7337 | 0 | 0 | 0 | 0 | 0 | 0 | 0 | 0
[35 empty] | 7.3.5.2 Detailed inspections and management practices for vegetation clearances around distribution electrical lines and equipment | WLDFR | non-HFTD - Distribution | 2020 | 1 | 9330.3752 | 14479.2475 | 0 | 14479.2475 | 0 | 0 | 0 | 0 | 0 | 0 | 0 | 0 | 0 | 0 | 0 | 0 | 14479.2475 | 0 | 0 | 0 | 0 | 0 | 0 | 0 | 0 | 0 | 0 | 0
[35 empty] | 7.3.5.2 Detailed inspections and management practices for vegetation clearances around distribution electrical lines and equipment | WLDFR | non-HFTD - Distribution | 2021 | 1 | 0 | 0 | 0 | 0 | 8520.9519 | 13223.1521 | 0 | 13223.1521 | 0 | 0 | 0 | 0 | 0 | 0 | 0 | 0 | 0 | 13223.1521 | 0 | 0 | 0 | 0 | 0 | 0 | 0 | 0 | 0 | 0
[35 empty] | 7.3.5.2 Detailed inspections and management practices for vegetation clearances around distribution electrical lines and equipment | WLDFR | non-HFTD - Distribution | 2022 | 0.93458 | 0 | 0 | 0 | 0 | 0 | 0 | 0 | 0 | 9279.9571 | 14401.0066 | 0 | 14401.0066 | 0 | 0 | 0 | 0 | 0 | 0 | 13458.8847 | 0 | 9279.9571 | 8672.8571 | 14401.0066 | 13458.8847 | 0 | 0 | 14401.0066 | 13458.8847
[35 empty] | 7.3.5.2 Detailed inspections and management practices for vegetation clearances around distribution electrical lines and equipment | WLDFR | non-HFTD - Distribution | 2023 | 0.87344 | 0 | 0 | 0 | 0 | 0 | 0 | 0 | 0 | 0 | 0 | 0 | 0 | 9250.9981 | 14880.9333 | 0 | 14880.9333 | 0 | 0 | 0 | 12997.5835 | 0 | 0 | 0 | 0 | 0 | 0 | 0 | 0
[35 empty] | 7.3.5.8 Remote sensing inspections of vegetation around transmission electric lines and equipment | WLDFR | HFTD - Transmission - Tier 2 - 115 kV or Lower | 2020 | 1 | 3.2484 | 3633.2361 | 0 | 3633.2361 | 0 | 0 | 0 | 0 | 0 | 0 | 0 | 0 | 0 | 0 | 0 | 0 | 3633.2361 | 0 | 0 | 0 | 0 | 0 | 0 | 0 | 0 | 0 | 0 | 0
[35 empty] | 7.3.5.8 Remote sensing inspections of vegetation around transmission electric lines and equipment | WLDFR | HFTD - Transmission - Tier 2 - 115 kV or Lower | 2021 | 1 | 0 | 0 | 0 | 0 | 3.2484 | 3633.2361 | 0 | 3633.2361 | 0 | 0 | 0 | 0 | 0 | 0 | 0 | 0 | 0 | 3633.2361 | 0 | 0 | 0 | 0 | 0 | 0 | 0 | 0 | 0 | 0
[35 empty] | 7.3.5.8 Remote sensing inspections of vegetation around transmission electric lines and equipment | WLDFR | HFTD - Transmission - Tier 2 - 115 kV or Lower | 2022 | 0.93458 | 0 | 0 | 0 | 0 | 0 | 0 | 0 | 0 | 3.2484 | 3633.2361 | 0 | 3633.2361 | 0 | 0 | 0 | 0 | 0 | 0 | 3395.5478 | 0 | 3.2484 | 3.0359 | 3633.2361 | 3395.5478 | 0 | 0 | 3633.2361 | 3395.5478
[35 empty] | 7.3.5.8 Remote sensing inspections of vegetation around transmission electric lines and equipment | WLDFR | HFTD - Transmission - Tier 2 - 115 kV or Lower | 2023 | 0.87344 | 0 | 0 | 0 | 0 | 0 | 0 | 0 | 0 | 0 | 0 | 0 | 0 | 3.2484 | 3766.3796 | 0 | 3766.3796 | 0 | 0 | 0 | 3289.7018 | 0 | 0 | 0 | 0 | 0 | 0 | 0 | 0
[35 empty] | 7.3.5.8 Remote sensing inspections of vegetation around transmission electric lines and equipment | WLDFR | HFTD - Transmission - Tier 2 - 230 kV or Higher | 2020 | 1 | 0.92771 | 1037.6001 | 0 | 1037.6001 | 0 | 0 | 0 | 0 | 0 | 0 | 0 | 0 | 0 | 0 | 0 | 0 | 1037.6001 | 0 | 0 | 0 | 0 | 0 | 0 | 0 | 0 | 0 | 0 | 0
[35 empty] | 7.3.5.8 Remote sensing inspections of vegetation around transmission electric lines and equipment | WLDFR | HFTD - Transmission - Tier 2 - 230 kV or Higher | 2021 | 1 | 0 | 0 | 0 | 0 | 0.92771 | 1037.6001 | 0 | 1037.6001 | 0 | 0 | 0 | 0 | 0 | 0 | 0 | 0 | 0 | 1037.6001 | 0 | 0 | 0 | 0 | 0 | 0 | 0 | 0 | 0 | 0
[35 empty] | 7.3.5.8 Remote sensing inspections of vegetation around transmission electric lines and equipment | WLDFR | HFTD - Transmission - Tier 2 - 230 kV or Higher | 2022 | 0.93458 | 0 | 0 | 0 | 0 | 0 | 0 | 0 | 0 | 0.92771 | 1037.6001 | 0 | 1037.6001 | 0 | 0 | 0 | 0 | 0 | 0 | 969.7197 | 0 | 0.92771 | 0.86702 | 1037.6001 | 969.7197 | 0 | 0 | 1037.6001 | 969.7197
[35 empty] | 7.3.5.8 Remote sensing inspections of vegetation around transmission electric lines and equipment | WLDFR | HFTD - Transmission - Tier 2 - 230 kV or Higher | 2023 | 0.87344 | 0 | 0 | 0 | 0 | 0 | 0 | 0 | 0 | 0 | 0 | 0 | 0 | 0.92771 | 1075.624 | 0 | 1075.624 | 0 | 0 | 0 | 939.4916 | 0 | 0 | 0 | 0 | 0 | 0 | 0 | 0
[35 empty] | 7.3.5.8 Remote sensing inspections of vegetation around transmission electric lines and equipment | WLDFR | HFTD - Transmission - Tier 2 - 60/70 kV | 2020 | 1 | 89.9215 | 14612.205 | 0 | 14612.205 | 0 | 0 | 0 | 0 | 0 | 0 | 0 | 0 | 0 | 0 | 0 | 0 | 14612.205 | 0 | 0 | 0 | 0 | 0 | 0 | 0 | 0 | 0 | 0 | 0
[35 empty] | 7.3.5.8 Remote sensing inspections of vegetation around transmission electric lines and equipment | WLDFR | HFTD - Transmission - Tier 2 - 60/70 kV | 2021 | 1 | 0 | 0 | 0 | 0 | 89.9215 | 14612.205 | 0 | 14612.205 | 0 | 0 | 0 | 0 | 0 | 0 | 0 | 0 | 0 | 14612.205 | 0 | 0 | 0 | 0 | 0 | 0 | 0 | 0 | 0 | 0
[35 empty] | 7.3.5.8 Remote sensing inspections of vegetation around transmission electric lines and equipment | WLDFR | HFTD - Transmission - Tier 2 - 60/70 kV | 2022 | 0.93458 | 0 | 0 | 0 | 0 | 0 | 0 | 0 | 0 | 89.9215 | 14612.205 | 0 | 14612.205 | 0 | 0 | 0 | 0 | 0 | 0 | 13656.2664 | 0 | 89.9215 | 84.0388 | 14612.205 | 13656.2664 | 0 | 0 | 14612.205 | 13656.2664
[35 empty] | 7.3.5.8 Remote sensing inspections of vegetation around transmission electric lines and equipment | WLDFR | HFTD - Transmission - Tier 2 - 60/70 kV | 2023 | 0.87344 | 0 | 0 | 0 | 0 | 0 | 0 | 0 | 0 | 0 | 0 | 0 | 0 | 89.9215 | 15147.6322 | 0 | 15147.6322 | 0 | 0 | 0 | 13230.5286 | 0 | 0 | 0 | 0 | 0 | 0 | 0 | 0
[35 empty] | 7.3.5.8 Remote sensing inspections of vegetation around transmission electric lines and equipment | WLDFR | HFTD - Transmission - Tier 3 - 115 kV or Lower | 2020 | 1 | 2.4689 | 2761.3519 | 0 | 2761.3519 | 0 | 0 | 0 | 0 | 0 | 0 | 0 | 0 | 0 | 0 | 0 | 0 | 2761.3519 | 0 | 0 | 0 | 0 | 0 | 0 | 0 | 0 | 0 | 0 | 0
[35 empty] | 7.3.5.8 Remote sensing inspections of vegetation around transmission electric lines and equipment | WLDFR | HFTD - Transmission - Tier 3 - 115 kV or Lower | 2021 | 1 | 0 | 0 | 0 | 0 | 2.4689 | 2761.3519 | 0 | 2761.3519 | 0 | 0 | 0 | 0 | 0 | 0 | 0 | 0 | 0 | 2761.3519 | 0 | 0 | 0 | 0 | 0 | 0 | 0 | 0 | 0 | 0
[35 empty] | 7.3.5.8 Remote sensing inspections of vegetation around transmission electric lines and equipment | WLDFR | HFTD - Transmission - Tier 3 - 115 kV or Lower | 2022 | 0.93458 | 0 | 0 | 0 | 0 | 0 | 0 | 0 | 0 | 2.4689 | 2761.3519 | 0 | 2761.3519 | 0 | 0 | 0 | 0 | 0 | 0 | 2580.7028 | 0 | 2.4689 | 2.3074 | 2761.3519 | 2580.7028 | 0 | 0 | 2761.3519 | 2580.7028
[35 empty] | 7.3.5.8 Remote sensing inspections of vegetation around transmission electric lines and equipment | WLDFR | HFTD - Transmission - Tier 3 - 115 kV or Lower | 2023 | 0.87344 | 0 | 0 | 0 | 0 | 0 | 0 | 0 | 0 | 0 | 0 | 0 | 0 | 2.4689 | 2862.5444 | 0 | 2862.5444 | 0 | 0 | 0 | 2500.2571 | 0 | 0 | 0 | 0 | 0 | 0 | 0 | 0
[35 empty] | 7.3.5.8 Remote sensing inspections of vegetation around transmission electric lines and equipment | WLDFR | HFTD - Transmission - Tier 3 - 230 kV or Higher | 2020 | 1 | 0.64956 | 726.4985 | 0 | 726.4985 | 0 | 0 | 0 | 0 | 0 | 0 | 0 | 0 | 0 | 0 | 0 | 0 | 726.4985 | 0 | 0 | 0 | 0 | 0 | 0 | 0 | 0 | 0 | 0 | 0
[35 empty] | 7.3.5.8 Remote sensing inspections of vegetation around transmission electric lines and equipment | WLDFR | HFTD - Transmission - Tier 3 - 230 kV or Higher | 2021 | 1 | 0 | 0 | 0 | 0 | 0.64956 | 726.4985 | 0 | 726.4985 | 0 | 0 | 0 | 0 | 0 | 0 | 0 | 0 | 0 | 726.4985 | 0 | 0 | 0 | 0 | 0 | 0 | 0 | 0 | 0 | 0
[35 empty] | 7.3.5.8 Remote sensing inspections of vegetation around transmission electric lines and equipment | WLDFR | HFTD - Transmission - Tier 3 - 230 kV or Higher | 2022 | 0.93458 | 0 | 0 | 0 | 0 | 0 | 0 | 0 | 0 | 0.64956 | 726.4985 | 0 | 726.4985 | 0 | 0 | 0 | 0 | 0 | 0 | 678.9706 | 0 | 0.64956 | 0.60706 | 726.4985 | 678.9706 | 0 | 0 | 726.4985 | 678.9706
[35 empty] | 7.3.5.8 Remote sensing inspections of vegetation around transmission electric lines and equipment | WLDFR | HFTD - Transmission - Tier 3 - 230 kV or Higher | 2023 | 0.87344 | 0 | 0 | 0 | 0 | 0 | 0 | 0 | 0 | 0 | 0 | 0 | 0 | 0.64956 | 753.1218 | 0 | 753.1218 | 0 | 0 | 0 | 657.8057 | 0 | 0 | 0 | 0 | 0 | 0 | 0 | 0
[35 empty] | 7.3.5.8 Remote sensing inspections of vegetation around transmission electric lines and equipment | WLDFR | HFTD - Transmission - Tier 3 - 60/70 kV | 2020 | 1 | 25.1734 | 5359.8964 | 0 | 5359.8964 | 0 | 0 | 0 | 0 | 0 | 0 | 0 | 0 | 0 | 0 | 0 | 0 | 5359.8964 | 0 | 0 | 0 | 0 | 0 | 0 | 0 | 0 | 0 | 0 | 0
[35 empty] | 7.3.5.8 Remote sensing inspections of vegetation around transmission electric lines and equipment | WLDFR | HFTD - Transmission - Tier 3 - 60/70 kV | 2021 | 1 | 0 | 0 | 0 | 0 | 25.1734 | 5359.8964 | 0 | 5359.8964 | 0 | 0 | 0 | 0 | 0 | 0 | 0 | 0 | 0 | 5359.8964 | 0 | 0 | 0 | 0 | 0 | 0 | 0 | 0 | 0 | 0
[35 empty] | 7.3.5.8 Remote sensing inspections of vegetation around transmission electric lines and equipment | WLDFR | HFTD - Transmission - Tier 3 - 60/70 kV | 2022 | 0.93458 | 0 | 0 | 0 | 0 | 0 | 0 | 0 | 0 | 25.1734 | 5359.8964 | 0 | 5359.8964 | 0 | 0 | 0 | 0 | 0 | 0 | 5009.249 | 0 | 25.1734 | 23.5265 | 5359.8964 | 5009.249 | 0 | 0 | 5359.8964 | 5009.249
[35 empty] | 7.3.5.8 Remote sensing inspections of vegetation around transmission electric lines and equipment | WLDFR | HFTD - Transmission - Tier 3 - 60/70 kV | 2023 | 0.87344 | 0 | 0 | 0 | 0 | 0 | 0 | 0 | 0 | 0 | 0 | 0 | 0 | 25.1734 | 5556.3015 | 0 | 5556.3015 | 0 | 0 | 0 | 4853.0889 | 0 | 0 | 0 | 0 | 0 | 0 | 0 | 0
[35 empty] | 7.3.5.8 Remote sensing inspections of vegetation around transmission electric lines and equipment | WLDFR | HFTD - Transmission - Zone 1 - 60/70 kV | 2020 | 1 | 0.10877 | 12.6576 | 0 | 12.6576 | 0 | 0 | 0 | 0 | 0 | 0 | 0 | 0 | 0 | 0 | 0 | 0 | 12.6576 | 0 | 0 | 0 | 0 | 0 | 0 | 0 | 0 | 0 | 0 | 0
[35 empty] | 7.3.5.8 Remote sensing inspections of vegetation around transmission electric lines and equipment | WLDFR | HFTD - Transmission - Zone 1 - 60/70 kV | 2021 | 1 | 0 | 0 | 0 | 0 | 0.10877 | 12.6576 | 0 | 12.6576 | 0 | 0 | 0 | 0 | 0 | 0 | 0 | 0 | 0 | 12.6576 | 0 | 0 | 0 | 0 | 0 | 0 | 0 | 0 | 0 | 0
[35 empty] | 7.3.5.8 Remote sensing inspections of vegetation around transmission electric lines and equipment | WLDFR | HFTD - Transmission - Zone 1 - 60/70 kV | 2022 | 0.93458 | 0 | 0 | 0 | 0 | 0 | 0 | 0 | 0 | 0.10877 | 12.6576 | 0 | 12.6576 | 0 | 0 | 0 | 0 | 0 | 0 | 11.8296 | 0 | 0.10877 | 0.10166 | 12.6576 | 11.8296 | 0 | 0 | 12.6576 | 11.8296
[35 empty] | 7.3.5.8 Remote sensing inspections of vegetation around transmission electric lines and equipment | WLDFR | HFTD - Transmission - Zone 1 - 60/70 kV | 2023 | 0.87344 | 0 | 0 | 0 | 0 | 0 | 0 | 0 | 0 | 0 | 0 | 0 | 0 | 0.10877 | 13.1214 | 0 | 13.1214 | 0 | 0 | 0 | 11.4607 | 0 | 0 | 0 | 0 | 0 | 0 | 0 | 0
[35 empty] | 7.3.5.9 Other discretionary inspections of vegetation around distribution electric lines and equipment | WLDFR | HFTD - Distribution - Tier 2 - 1QU CoRE ¦ 1QU LoRE | 2020 | 1 | 13.5576 | 10136.1467 | 0 | 10136.1467 | 0 | 0 | 0 | 0 | 0 | 0 | 0 | 0 | 0 | 0 | 0 | 0 | 10136.1467 | 0 | 0 | 0 | 0 | 0 | 0 | 0 | 0 | 0 | 0 | 0
[35 empty] | 7.3.5.9 Other discretionary inspections of vegetation around distribution electric lines and equipment | WLDFR | HFTD - Distribution - Tier 2 - 1QU CoRE ¦ 1QU LoRE | 2021 | 1 | 0 | 0 | 0 | 0 | 13.5576 | 10136.1467 | 0 | 10136.1467 | 0 | 0 | 0 | 0 | 0 | 0 | 0 | 0 | 0 | 10136.1467 | 0 | 0 | 0 | 0 | 0 | 0 | 0 | 0 | 0 | 0
[35 empty] | 7.3.5.9 Other discretionary inspections of vegetation around distribution electric lines and equipment | WLDFR | HFTD - Distribution - Tier 2 - 1QU CoRE ¦ 1QU LoRE | 2022 | 0.93458 | 0 | 0 | 0 | 0 | 0 | 0 | 0 | 0 | 10.7146 | 9034.0034 | 0 | 9034.0034 | 0 | 0 | 0 | 0 | 0 | 0 | 8442.9938 | 0 | 10.7146 | 10.0136 | 9034.0034 | 8442.9938 | 0 | 0 | 9034.0034 | 8442.9938
[35 empty] | 7.3.5.9 Other discretionary inspections of vegetation around distribution electric lines and equipment | WLDFR | HFTD - Distribution - Tier 2 - 1QU CoRE ¦ 1QU LoRE | 2023 | 0.87344 | 0 | 0 | 0 | 0 | 0 | 0 | 0 | 0 | 0 | 0 | 0 | 0 | 10.7146 | 9365.0468 | 0 | 9365.0468 | 0 | 0 | 0 | 8179.7946 | 0 | 0 | 0 | 0 | 0 | 0 | 0 | 0
[35 empty] | 7.3.5.9 Other discretionary inspections of vegetation around distribution electric lines and equipment | WLDFR | HFTD - Distribution - Tier 2 - 1QU CoRE ¦ 2QU LoRE | 2020 | 1 | 20.6598 | 16673.3965 | 0 | 16673.3965 | 0 | 0 | 0 | 0 | 0 | 0 | 0 | 0 | 0 | 0 | 0 | 0 | 16673.3965 | 0 | 0 | 0 | 0 | 0 | 0 | 0 | 0 | 0 | 0 | 0
[35 empty] | 7.3.5.9 Other discretionary inspections of vegetation around distribution electric lines and equipment | WLDFR | HFTD - Distribution - Tier 2 - 1QU CoRE ¦ 2QU LoRE | 2021 | 1 | 0 | 0 | 0 | 0 | 20.6598 | 16673.3965 | 0 | 16673.3965 | 0 | 0 | 0 | 0 | 0 | 0 | 0 | 0 | 0 | 16673.3965 | 0 | 0 | 0 | 0 | 0 | 0 | 0 | 0 | 0 | 0
[35 empty] | 7.3.5.9 Other discretionary inspections of vegetation around distribution electric lines and equipment | WLDFR | HFTD - Distribution - Tier 2 - 1QU CoRE ¦ 2QU LoRE | 2022 | 0.93458 | 0 | 0 | 0 | 0 | 0 | 0 | 0 | 0 | 23.9798 | 16732.6133 | 0 | 16732.6133 | 0 | 0 | 0 | 0 | 0 | 0 | 15637.9564 | 0 | 23.9798 | 22.411 | 16732.6133 | 15637.9564 | 0 | 0 | 16732.6133 | 15637.9564
[35 empty] | 7.3.5.9 Other discretionary inspections of vegetation around distribution electric lines and equipment | WLDFR | HFTD - Distribution - Tier 2 - 1QU CoRE ¦ 2QU LoRE | 2023 | 0.87344 | 0 | 0 | 0 | 0 | 0 | 0 | 0 | 0 | 0 | 0 | 0 | 0 | 23.9798 | 17345.7736 | 0 | 17345.7736 | 0 | 0 | 0 | 15150.4705 | 0 | 0 | 0 | 0 | 0 | 0 | 0 | 0
[35 empty] | 7.3.5.9 Other discretionary inspections of vegetation around distribution electric lines and equipment | WLDFR | HFTD - Distribution - Tier 2 - 1QU CoRE ¦ 3QU LoRE | 2020 | 1 | 68.4618 | 49322.6252 | 0 | 49322.6252 | 0 | 0 | 0 | 0 | 0 | 0 | 0 | 0 | 0 | 0 | 0 | 0 | 49322.6252 | 0 | 0 | 0 | 0 | 0 | 0 | 0 | 0 | 0 | 0 | 0
[35 empty] | 7.3.5.9 Other discretionary inspections of vegetation around distribution electric lines and equipment | WLDFR | HFTD - Distribution - Tier 2 - 1QU CoRE ¦ 3QU LoRE | 2021 | 1 | 0 | 0 | 0 | 0 | 68.4618 | 49322.6252 | 0 | 49322.6252 | 0 | 0 | 0 | 0 | 0 | 0 | 0 | 0 | 0 | 49322.6252 | 0 | 0 | 0 | 0 | 0 | 0 | 0 | 0 | 0 | 0
[35 empty] | 7.3.5.9 Other discretionary inspections of vegetation around distribution electric lines and equipment | WLDFR | HFTD - Distribution - Tier 2 - 1QU CoRE ¦ 3QU LoRE | 2022 | 0.93458 | 0 | 0 | 0 | 0 | 0 | 0 | 0 | 0 | 65.159 | 47917.7065 | 0 | 47917.7065 | 0 | 0 | 0 | 0 | 0 | 0 | 44782.9033 | 0 | 65.159 | 60.8962 | 47917.7065 | 44782.9033 | 0 | 0 | 47917.7065 | 44782.9033
[35 empty] | 7.3.5.9 Other discretionary inspections of vegetation around distribution electric lines and equipment | WLDFR | HFTD - Distribution - Tier 2 - 1QU CoRE ¦ 3QU LoRE | 2023 | 0.87344 | 0 | 0 | 0 | 0 | 0 | 0 | 0 | 0 | 0 | 0 | 0 | 0 | 65.159 | 49673.664 | 0 | 49673.664 | 0 | 0 | 0 | 43386.9019 | 0 | 0 | 0 | 0 | 0 | 0 | 0 | 0
[35 empty] | 7.3.5.9 Other discretionary inspections of vegetation around distribution electric lines and equipment | WLDFR | HFTD - Distribution - Tier 2 - 1QU CoRE ¦ 4QU LoRE | 2020 | 1 | 75.4064 | 61722.1851 | 0 | 61722.1851 | 0 | 0 | 0 | 0 | 0 | 0 | 0 | 0 | 0 | 0 | 0 | 0 | 61722.1851 | 0 | 0 | 0 | 0 | 0 | 0 | 0 | 0 | 0 | 0 | 0
[35 empty] | 7.3.5.9 Other discretionary inspections of vegetation around distribution electric lines and equipment | WLDFR | HFTD - Distribution - Tier 2 - 1QU CoRE ¦ 4QU LoRE | 2021 | 1 | 0 | 0 | 0 | 0 | 75.4064 | 61722.1851 | 0 | 61722.1851 | 0 | 0 | 0 | 0 | 0 | 0 | 0 | 0 | 0 | 61722.1851 | 0 | 0 | 0 | 0 | 0 | 0 | 0 | 0 | 0 | 0
[35 empty] | 7.3.5.9 Other discretionary inspections of vegetation around distribution electric lines and equipment | WLDFR | HFTD - Distribution - Tier 2 - 1QU CoRE ¦ 4QU LoRE | 2022 | 0.93458 | 0 | 0 | 0 | 0 | 0 | 0 | 0 | 0 | 77.7246 | 61904.7622 | 0 | 61904.7622 | 0 | 0 | 0 | 0 | 0 | 0 | 57854.918 | 0 | 77.7246 | 72.6398 | 61904.7622 | 57854.918 | 0 | 0 | 61904.7622 | 57854.918
[35 empty] | 7.3.5.9 Other discretionary inspections of vegetation around distribution electric lines and equipment | WLDFR | HFTD - Distribution - Tier 2 - 1QU CoRE ¦ 4QU LoRE | 2023 | 0.87344 | 0 | 0 | 0 | 0 | 0 | 0 | 0 | 0 | 0 | 0 | 0 | 0 | 77.7246 | 64173.279 | 0 | 64173.279 | 0 | 0 | 0 | 56051.4272 | 0 | 0 | 0 | 0 | 0 | 0 | 0 | 0
[35 empty] | 7.3.5.9 Other discretionary inspections of vegetation around distribution electric lines and equipment | WLDFR | HFTD - Distribution - Tier 2 - 1QU CoRE ¦ 5QU LoRE | 2020 | 1 | 47.9819 | 43394.6954 | 0 | 43394.6954 | 0 | 0 | 0 | 0 | 0 | 0 | 0 | 0 | 0 | 0 | 0 | 0 | 43394.6954 | 0 | 0 | 0 | 0 | 0 | 0 | 0 | 0 | 0 | 0 | 0
[35 empty] | 7.3.5.9 Other discretionary inspections of vegetation around distribution electric lines and equipment | WLDFR | HFTD - Distribution - Tier 2 - 1QU CoRE ¦ 5QU LoRE | 2021 | 1 | 0 | 0 | 0 | 0 | 47.9819 | 43394.6954 | 0 | 43394.6954 | 0 | 0 | 0 | 0 | 0 | 0 | 0 | 0 | 0 | 43394.6954 | 0 | 0 | 0 | 0 | 0 | 0 | 0 | 0 | 0 | 0
[35 empty] | 7.3.5.9 Other discretionary inspections of vegetation around distribution electric lines and equipment | WLDFR | HFTD - Distribution - Tier 2 - 1QU CoRE ¦ 5QU LoRE | 2022 | 0.93458 | 0 | 0 | 0 | 0 | 0 | 0 | 0 | 0 | 47.0513 | 43557.7642 | 0 | 43557.7642 | 0 | 0 | 0 | 0 | 0 | 0 | 40708.1908 | 0 | 47.0513 | 43.9732 | 43557.7642 | 40708.1908 | 0 | 0 | 43557.7642 | 40708.1908
[35 empty] | 7.3.5.9 Other discretionary inspections of vegetation around distribution electric lines and equipment | WLDFR | HFTD - Distribution - Tier 2 - 1QU CoRE ¦ 5QU LoRE | 2023 | 0.87344 | 0 | 0 | 0 | 0 | 0 | 0 | 0 | 0 | 0 | 0 | 0 | 0 | 47.0513 | 45153.9477 | 0 | 45153.9477 | 0 | 0 | 0 | 39439.2067 | 0 | 0 | 0 | 0 | 0 | 0 | 0 | 0
[35 empty] | 7.3.5.9 Other discretionary inspections of vegetation around distribution electric lines and equipment | WLDFR | HFTD - Distribution - Tier 2 - 2QU CoRE ¦ 1QU LoRE | 2020 | 1 | 16.1926 | 4802.5814 | 0 | 4802.5814 | 0 | 0 | 0 | 0 | 0 | 0 | 0 | 0 | 0 | 0 | 0 | 0 | 4802.5814 | 0 | 0 | 0 | 0 | 0 | 0 | 0 | 0 | 0 | 0 | 0
[35 empty] | 7.3.5.9 Other discretionary inspections of vegetation around distribution electric lines and equipment | WLDFR | HFTD - Distribution - Tier 2 - 2QU CoRE ¦ 1QU LoRE | 2021 | 1 | 0 | 0 | 0 | 0 | 16.1926 | 4802.5814 | 0 | 4802.5814 | 0 | 0 | 0 | 0 | 0 | 0 | 0 | 0 | 0 | 4802.5814 | 0 | 0 | 0 | 0 | 0 | 0 | 0 | 0 | 0 | 0
[35 empty] | 7.3.5.9 Other discretionary inspections of vegetation around distribution electric lines and equipment | WLDFR | HFTD - Distribution - Tier 2 - 2QU CoRE ¦ 1QU LoRE | 2022 | 0.93458 | 0 | 0 | 0 | 0 | 0 | 0 | 0 | 0 | 17.4842 | 5150.0695 | 0 | 5150.0695 | 0 | 0 | 0 | 0 | 0 | 0 | 4813.1491 | 0 | 17.4842 | 16.3404 | 5150.0695 | 4813.1491 | 0 | 0 | 5150.0695 | 4813.1491
[35 empty] | 7.3.5.9 Other discretionary inspections of vegetation around distribution electric lines and equipment | WLDFR | HFTD - Distribution - Tier 2 - 2QU CoRE ¦ 1QU LoRE | 2023 | 0.87344 | 0 | 0 | 0 | 0 | 0 | 0 | 0 | 0 | 0 | 0 | 0 | 0 | 17.4842 | 5338.785 | 0 | 5338.785 | 0 | 0 | 0 | 4663.1015 | 0 | 0 | 0 | 0 | 0 | 0 | 0 | 0
[35 empty] | 7.3.5.9 Other discretionary inspections of vegetation around distribution electric lines and equipment | WLDFR | HFTD - Distribution - Tier 2 - 2QU CoRE ¦ 2QU LoRE | 2020 | 1 | 42.593 | 10968.4984 | 0 | 10968.4984 | 0 | 0 | 0 | 0 | 0 | 0 | 0 | 0 | 0 | 0 | 0 | 0 | 10968.4984 | 0 | 0 | 0 | 0 | 0 | 0 | 0 | 0 | 0 | 0 | 0
[35 empty] | 7.3.5.9 Other discretionary inspections of vegetation around distribution electric lines and equipment | WLDFR | HFTD - Distribution - Tier 2 - 2QU CoRE ¦ 2QU LoRE | 2021 | 1 | 0 | 0 | 0 | 0 | 42.593 | 10968.4984 | 0 | 10968.4984 | 0 | 0 | 0 | 0 | 0 | 0 | 0 | 0 | 0 | 10968.4984 | 0 | 0 | 0 | 0 | 0 | 0 | 0 | 0 | 0 | 0
[35 empty] | 7.3.5.9 Other discretionary inspections of vegetation around distribution electric lines and equipment | WLDFR | HFTD - Distribution - Tier 2 - 2QU CoRE ¦ 2QU LoRE | 2022 | 0.93458 | 0 | 0 | 0 | 0 | 0 | 0 | 0 | 0 | 45.2352 | 11417.6061 | 0 | 11417.6061 | 0 | 0 | 0 | 0 | 0 | 0 | 10670.6599 | 0 | 45.2352 | 42.2759 | 11417.6061 | 10670.6599 | 0 | 0 | 11417.6061 | 10670.6599
[35 empty] | 7.3.5.9 Other discretionary inspections of vegetation around distribution electric lines and equipment | WLDFR | HFTD - Distribution - Tier 2 - 2QU CoRE ¦ 2QU LoRE | 2023 | 0.87344 | 0 | 0 | 0 | 0 | 0 | 0 | 0 | 0 | 0 | 0 | 0 | 0 | 45.2352 | 11835.9957 | 0 | 11835.9957 | 0 | 0 | 0 | 10338.017 | 0 | 0 | 0 | 0 | 0 | 0 | 0 | 0
[35 empty] | 7.3.5.9 Other discretionary inspections of vegetation around distribution electric lines and equipment | WLDFR | HFTD - Distribution - Tier 2 - 2QU CoRE ¦ 3QU LoRE | 2020 | 1 | 63.3138 | 17224.2131 | 0 | 17224.2131 | 0 | 0 | 0 | 0 | 0 | 0 | 0 | 0 | 0 | 0 | 0 | 0 | 17224.2131 | 0 | 0 | 0 | 0 | 0 | 0 | 0 | 0 | 0 | 0 | 0
[35 empty] | 7.3.5.9 Other discretionary inspections of vegetation around distribution electric lines and equipment | WLDFR | HFTD - Distribution - Tier 2 - 2QU CoRE ¦ 3QU LoRE | 2021 | 1 | 0 | 0 | 0 | 0 | 63.3138 | 17224.2131 | 0 | 17224.2131 | 0 | 0 | 0 | 0 | 0 | 0 | 0 | 0 | 0 | 17224.2131 | 0 | 0 | 0 | 0 | 0 | 0 | 0 | 0 | 0 | 0
[35 empty] | 7.3.5.9 Other discretionary inspections of vegetation around distribution electric lines and equipment | WLDFR | HFTD - Distribution - Tier 2 - 2QU CoRE ¦ 3QU LoRE | 2022 | 0.93458 | 0 | 0 | 0 | 0 | 0 | 0 | 0 | 0 | 61.1814 | 17117.7164 | 0 | 17117.7164 | 0 | 0 | 0 | 0 | 0 | 0 | 15997.8658 | 0 | 61.1814 | 57.1789 | 17117.7164 | 15997.8658 | 0 | 0 | 17117.7164 | 15997.8658
[35 empty] | 7.3.5.9 Other discretionary inspections of vegetation around distribution electric lines and equipment | WLDFR | HFTD - Distribution - Tier 2 - 2QU CoRE ¦ 3QU LoRE | 2023 | 0.87344 | 0 | 0 | 0 | 0 | 0 | 0 | 0 | 0 | 0 | 0 | 0 | 0 | 61.1814 | 17744.9924 | 0 | 17744.9924 | 0 | 0 | 0 | 15499.1636 | 0 | 0 | 0 | 0 | 0 | 0 | 0 | 0
[35 empty] | 7.3.5.9 Other discretionary inspections of vegetation around distribution electric lines and equipment | WLDFR | HFTD - Distribution - Tier 2 - 2QU CoRE ¦ 4QU LoRE | 2020 | 1 | 59.4711 | 16209.756 | 0 | 16209.756 | 0 | 0 | 0 | 0 | 0 | 0 | 0 | 0 | 0 | 0 | 0 | 0 | 16209.756 | 0 | 0 | 0 | 0 | 0 | 0 | 0 | 0 | 0 | 0 | 0
[35 empty] | 7.3.5.9 Other discretionary inspections of vegetation around distribution electric lines and equipment | WLDFR | HFTD - Distribution - Tier 2 - 2QU CoRE ¦ 4QU LoRE | 2021 | 1 | 0 | 0 | 0 | 0 | 59.4711 | 16209.756 | 0 | 16209.756 | 0 | 0 | 0 | 0 | 0 | 0 | 0 | 0 | 0 | 16209.756 | 0 | 0 | 0 | 0 | 0 | 0 | 0 | 0 | 0 | 0
[35 empty] | 7.3.5.9 Other discretionary inspections of vegetation around distribution electric lines and equipment | WLDFR | HFTD - Distribution - Tier 2 - 2QU CoRE ¦ 4QU LoRE | 2022 | 0.93458 | 0 | 0 | 0 | 0 | 0 | 0 | 0 | 0 | 54.0436 | 14234.5225 | 0 | 14234.5225 | 0 | 0 | 0 | 0 | 0 | 0 | 13303.292 | 0 | 54.0436 | 50.508 | 14234.5225 | 13303.292 | 0 | 0 | 14234.5225 | 13303.292
[35 empty] | 7.3.5.9 Other discretionary inspections of vegetation around distribution electric lines and equipment | WLDFR | HFTD - Distribution - Tier 2 - 2QU CoRE ¦ 4QU LoRE | 2023 | 0.87344 | 0 | 0 | 0 | 0 | 0 | 0 | 0 | 0 | 0 | 0 | 0 | 0 | 54.0436 | 14756.1437 | 0 | 14756.1437 | 0 | 0 | 0 | 12888.5874 | 0 | 0 | 0 | 0 | 0 | 0 | 0 | 0
[35 empty] | 7.3.5.9 Other discretionary inspections of vegetation around distribution electric lines and equipment | WLDFR | HFTD - Distribution - Tier 2 - 2QU CoRE ¦ 5QU LoRE | 2020 | 1 | 45.9492 | 13828.7604 | 0 | 13828.7604 | 0 | 0 | 0 | 0 | 0 | 0 | 0 | 0 | 0 | 0 | 0 | 0 | 13828.7604 | 0 | 0 | 0 | 0 | 0 | 0 | 0 | 0 | 0 | 0 | 0
[35 empty] | 7.3.5.9 Other discretionary inspections of vegetation around distribution electric lines and equipment | WLDFR | HFTD - Distribution - Tier 2 - 2QU CoRE ¦ 5QU LoRE | 2021 | 1 | 0 | 0 | 0 | 0 | 45.9492 | 13828.7604 | 0 | 13828.7604 | 0 | 0 | 0 | 0 | 0 | 0 | 0 | 0 | 0 | 13828.7604 | 0 | 0 | 0 | 0 | 0 | 0 | 0 | 0 | 0 | 0
[35 empty] | 7.3.5.9 Other discretionary inspections of vegetation around distribution electric lines and equipment | WLDFR | HFTD - Distribution - Tier 2 - 2QU CoRE ¦ 5QU LoRE | 2022 | 0.93458 | 0 | 0 | 0 | 0 | 0 | 0 | 0 | 0 | 47.9073 | 14515.5213 | 0 | 14515.5213 | 0 | 0 | 0 | 0 | 0 | 0 | 13565.9078 | 0 | 47.9073 | 44.7732 | 14515.5213 | 13565.9078 | 0 | 0 | 14515.5213 | 13565.9078
[35 empty] | 7.3.5.9 Other discretionary inspections of vegetation around distribution electric lines and equipment | WLDFR | HFTD - Distribution - Tier 2 - 2QU CoRE ¦ 5QU LoRE | 2023 | 0.87344 | 0 | 0 | 0 | 0 | 0 | 0 | 0 | 0 | 0 | 0 | 0 | 0 | 47.9073 | 15047.4443 | 0 | 15047.4443 | 0 | 0 | 0 | 13143.0206 | 0 | 0 | 0 | 0 | 0 | 0 | 0 | 0
[35 empty] | 7.3.5.9 Other discretionary inspections of vegetation around distribution electric lines and equipment | WLDFR | HFTD - Distribution - Tier 2 - 3QU CoRE ¦ 1QU LoRE | 2020 | 1 | 67.875 | 6819.5284 | 0 | 6819.5284 | 0 | 0 | 0 | 0 | 0 | 0 | 0 | 0 | 0 | 0 | 0 | 0 | 6819.5284 | 0 | 0 | 0 | 0 | 0 | 0 | 0 | 0 | 0 | 0 | 0
[35 empty] | 7.3.5.9 Other discretionary inspections of vegetation around distribution electric lines and equipment | WLDFR | HFTD - Distribution - Tier 2 - 3QU CoRE ¦ 1QU LoRE | 2021 | 1 | 0 | 0 | 0 | 0 | 67.875 | 6819.5284 | 0 | 6819.5284 | 0 | 0 | 0 | 0 | 0 | 0 | 0 | 0 | 0 | 6819.5284 | 0 | 0 | 0 | 0 | 0 | 0 | 0 | 0 | 0 | 0
[35 empty] | 7.3.5.9 Other discretionary inspections of vegetation around distribution electric lines and equipment | WLDFR | HFTD - Distribution - Tier 2 - 3QU CoRE ¦ 1QU LoRE | 2022 | 0.93458 | 0 | 0 | 0 | 0 | 0 | 0 | 0 | 0 | 67.5577 | 6744.0526 | 0 | 6744.0526 | 0 | 0 | 0 | 0 | 0 | 0 | 6302.8529 | 0 | 67.5577 | 63.138 | 6744.0526 | 6302.8529 | 0 | 0 | 6744.0526 | 6302.8529
[35 empty] | 7.3.5.9 Other discretionary inspections of vegetation around distribution electric lines and equipment | WLDFR | HFTD - Distribution - Tier 2 - 3QU CoRE ¦ 1QU LoRE | 2023 | 0.87344 | 0 | 0 | 0 | 0 | 0 | 0 | 0 | 0 | 0 | 0 | 0 | 0 | 67.5577 | 6991.1688 | 0 | 6991.1688 | 0 | 0 | 0 | 6106.3576 | 0 | 0 | 0 | 0 | 0 | 0 | 0 | 0
[35 empty] | 7.3.5.9 Other discretionary inspections of vegetation around distribution electric lines and equipment | WLDFR | HFTD - Distribution - Tier 2 - 3QU CoRE ¦ 2QU LoRE | 2020 | 1 | 63.0883 | 7469.5335 | 0 | 7469.5335 | 0 | 0 | 0 | 0 | 0 | 0 | 0 | 0 | 0 | 0 | 0 | 0 | 7469.5335 | 0 | 0 | 0 | 0 | 0 | 0 | 0 | 0 | 0 | 0 | 0
[35 empty] | 7.3.5.9 Other discretionary inspections of vegetation around distribution electric lines and equipment | WLDFR | HFTD - Distribution - Tier 2 - 3QU CoRE ¦ 2QU LoRE | 2021 | 1 | 0 | 0 | 0 | 0 | 63.0883 | 7469.5335 | 0 | 7469.5335 | 0 | 0 | 0 | 0 | 0 | 0 | 0 | 0 | 0 | 7469.5335 | 0 | 0 | 0 | 0 | 0 | 0 | 0 | 0 | 0 | 0
[35 empty] | 7.3.5.9 Other discretionary inspections of vegetation around distribution electric lines and equipment | WLDFR | HFTD - Distribution - Tier 2 - 3QU CoRE ¦ 2QU LoRE | 2022 | 0.93458 | 0 | 0 | 0 | 0 | 0 | 0 | 0 | 0 | 66.9017 | 7950.3878 | 0 | 7950.3878 | 0 | 0 | 0 | 0 | 0 | 0 | 7430.269 | 0 | 66.9017 | 62.525 | 7950.3878 | 7430.269 | 0 | 0 | 7950.3878 | 7430.269
[35 empty] | 7.3.5.9 Other discretionary inspections of vegetation around distribution electric lines and equipment | WLDFR | HFTD - Distribution - Tier 2 - 3QU CoRE ¦ 2QU LoRE | 2023 | 0.87344 | 0 | 0 | 0 | 0 | 0 | 0 | 0 | 0 | 0 | 0 | 0 | 0 | 66.9017 | 8241.7178 | 0 | 8241.7178 | 0 | 0 | 0 | 7198.6355 | 0 | 0 | 0 | 0 | 0 | 0 | 0 | 0
[35 empty] | 7.3.5.9 Other discretionary inspections of vegetation around distribution electric lines and equipment | WLDFR | HFTD - Distribution - Tier 2 - 3QU CoRE ¦ 3QU LoRE | 2020 | 1 | 56.4628 | 6379.4828 | 0 | 6379.4828 | 0 | 0 | 0 | 0 | 0 | 0 | 0 | 0 | 0 | 0 | 0 | 0 | 6379.4828 | 0 | 0 | 0 | 0 | 0 | 0 | 0 | 0 | 0 | 0 | 0
[35 empty] | 7.3.5.9 Other discretionary inspections of vegetation around distribution electric lines and equipment | WLDFR | HFTD - Distribution - Tier 2 - 3QU CoRE ¦ 3QU LoRE | 2021 | 1 | 0 | 0 | 0 | 0 | 56.4628 | 6379.4828 | 0 | 6379.4828 | 0 | 0 | 0 | 0 | 0 | 0 | 0 | 0 | 0 | 6379.4828 | 0 | 0 | 0 | 0 | 0 | 0 | 0 | 0 | 0 | 0
[35 empty] | 7.3.5.9 Other discretionary inspections of vegetation around distribution electric lines and equipment | WLDFR | HFTD - Distribution - Tier 2 - 3QU CoRE ¦ 3QU LoRE | 2022 | 0.93458 | 0 | 0 | 0 | 0 | 0 | 0 | 0 | 0 | 55.8309 | 6355.2316 | 0 | 6355.2316 | 0 | 0 | 0 | 0 | 0 | 0 | 5939.4688 | 0 | 55.8309 | 52.1784 | 6355.2316 | 5939.4688 | 0 | 0 | 6355.2316 | 5939.4688
[35 empty] | 7.3.5.9 Other discretionary inspections of vegetation around distribution electric lines and equipment | WLDFR | HFTD - Distribution - Tier 2 - 3QU CoRE ¦ 3QU LoRE | 2023 | 0.87344 | 0 | 0 | 0 | 0 | 0 | 0 | 0 | 0 | 0 | 0 | 0 | 0 | 55.8309 | 6588.1136 | 0 | 6588.1136 | 0 | 0 | 0 | 5754.3136 | 0 | 0 | 0 | 0 | 0 | 0 | 0 | 0
[35 empty] | 7.3.5.9 Other discretionary inspections of vegetation around distribution electric lines and equipment | WLDFR | HFTD - Distribution - Tier 2 - 3QU CoRE ¦ 4QU LoRE | 2020 | 1 | 33.0659 | 3913.7837 | 0 | 3913.7837 | 0 | 0 | 0 | 0 | 0 | 0 | 0 | 0 | 0 | 0 | 0 | 0 | 3913.7837 | 0 | 0 | 0 | 0 | 0 | 0 | 0 | 0 | 0 | 0 | 0
[35 empty] | 7.3.5.9 Other discretionary inspections of vegetation around distribution electric lines and equipment | WLDFR | HFTD - Distribution - Tier 2 - 3QU CoRE ¦ 4QU LoRE | 2021 | 1 | 0 | 0 | 0 | 0 | 33.0659 | 3913.7837 | 0 | 3913.7837 | 0 | 0 | 0 | 0 | 0 | 0 | 0 | 0 | 0 | 3913.7837 | 0 | 0 | 0 | 0 | 0 | 0 | 0 | 0 | 0 | 0
[35 empty] | 7.3.5.9 Other discretionary inspections of vegetation around distribution electric lines and equipment | WLDFR | HFTD - Distribution - Tier 2 - 3QU CoRE ¦ 4QU LoRE | 2022 | 0.93458 | 0 | 0 | 0 | 0 | 0 | 0 | 0 | 0 | 31.1857 | 3682.4686 | 0 | 3682.4686 | 0 | 0 | 0 | 0 | 0 | 0 | 3441.5594 | 0 | 31.1857 | 29.1455 | 3682.4686 | 3441.5594 | 0 | 0 | 3682.4686 | 3441.5594
[35 empty] | 7.3.5.9 Other discretionary inspections of vegetation around distribution electric lines and equipment | WLDFR | HFTD - Distribution - Tier 2 - 3QU CoRE ¦ 4QU LoRE | 2023 | 0.87344 | 0 | 0 | 0 | 0 | 0 | 0 | 0 | 0 | 0 | 0 | 0 | 0 | 31.1857 | 3817.4125 | 0 | 3817.4125 | 0 | 0 | 0 | 3334.276 | 0 | 0 | 0 | 0 | 0 | 0 | 0 | 0
[35 empty] | 7.3.5.9 Other discretionary inspections of vegetation around distribution electric lines and equipment | WLDFR | HFTD - Distribution - Tier 2 - 3QU CoRE ¦ 5QU LoRE | 2020 | 1 | 19.8822 | 2414.3662 | 0 | 2414.3662 | 0 | 0 | 0 | 0 | 0 | 0 | 0 | 0 | 0 | 0 | 0 | 0 | 2414.3662 | 0 | 0 | 0 | 0 | 0 | 0 | 0 | 0 | 0 | 0 | 0
[35 empty] | 7.3.5.9 Other discretionary inspections of vegetation around distribution electric lines and equipment | WLDFR | HFTD - Distribution - Tier 2 - 3QU CoRE ¦ 5QU LoRE | 2021 | 1 | 0 | 0 | 0 | 0 | 19.8822 | 2414.3662 | 0 | 2414.3662 | 0 | 0 | 0 | 0 | 0 | 0 | 0 | 0 | 0 | 2414.3662 | 0 | 0 | 0 | 0 | 0 | 0 | 0 | 0 | 0 | 0
[35 empty] | 7.3.5.9 Other discretionary inspections of vegetation around distribution electric lines and equipment | WLDFR | HFTD - Distribution - Tier 2 - 3QU CoRE ¦ 5QU LoRE | 2022 | 0.93458 | 0 | 0 | 0 | 0 | 0 | 0 | 0 | 0 | 19.6684 | 2373.4551 | 0 | 2373.4551 | 0 | 0 | 0 | 0 | 0 | 0 | 2218.1823 | 0 | 19.6684 | 18.3817 | 2373.4551 | 2218.1823 | 0 | 0 | 2373.4551 | 2218.1823
[35 empty] | 7.3.5.9 Other discretionary inspections of vegetation around distribution electric lines and equipment | WLDFR | HFTD - Distribution - Tier 2 - 3QU CoRE ¦ 5QU LoRE | 2023 | 0.87344 | 0 | 0 | 0 | 0 | 0 | 0 | 0 | 0 | 0 | 0 | 0 | 0 | 19.6684 | 2460.4311 | 0 | 2460.4311 | 0 | 0 | 0 | 2149.0358 | 0 | 0 | 0 | 0 | 0 | 0 | 0 | 0
[35 empty] | 7.3.5.9 Other discretionary inspections of vegetation around distribution electric lines and equipment | WLDFR | HFTD - Distribution - Tier 2 - 4QU CoRE ¦ 1QU LoRE | 2020 | 1 | 126.7273 | 4714.7337 | 0 | 4714.7337 | 0 | 0 | 0 | 0 | 0 | 0 | 0 | 0 | 0 | 0 | 0 | 0 | 4714.7337 | 0 | 0 | 0 | 0 | 0 | 0 | 0 | 0 | 0 | 0 | 0
[35 empty] | 7.3.5.9 Other discretionary inspections of vegetation around distribution electric lines and equipment | WLDFR | HFTD - Distribution - Tier 2 - 4QU CoRE ¦ 1QU LoRE | 2021 | 1 | 0 | 0 | 0 | 0 | 126.7273 | 4714.7337 | 0 | 4714.7337 | 0 | 0 | 0 | 0 | 0 | 0 | 0 | 0 | 0 | 4714.7337 | 0 | 0 | 0 | 0 | 0 | 0 | 0 | 0 | 0 | 0
[35 empty] | 7.3.5.9 Other discretionary inspections of vegetation around distribution electric lines and equipment | WLDFR | HFTD - Distribution - Tier 2 - 4QU CoRE ¦ 1QU LoRE | 2022 | 0.93458 | 0 | 0 | 0 | 0 | 0 | 0 | 0 | 0 | 130.6545 | 4801.6132 | 0 | 4801.6132 | 0 | 0 | 0 | 0 | 0 | 0 | 4487.489 | 0 | 130.6545 | 122.107 | 4801.6132 | 4487.489 | 0 | 0 | 4801.6132 | 4487.489
[35 empty] | 7.3.5.9 Other discretionary inspections of vegetation around distribution electric lines and equipment | WLDFR | HFTD - Distribution - Tier 2 - 4QU CoRE ¦ 1QU LoRE | 2023 | 0.87344 | 0 | 0 | 0 | 0 | 0 | 0 | 0 | 0 | 0 | 0 | 0 | 0 | 130.6545 | 4977.5407 | 0 | 4977.5407 | 0 | 0 | 0 | 4347.5769 | 0 | 0 | 0 | 0 | 0 | 0 | 0 | 0
[35 empty] | 7.3.5.9 Other discretionary inspections of vegetation around distribution electric lines and equipment | WLDFR | HFTD - Distribution - Tier 2 - 4QU CoRE ¦ 2QU LoRE | 2020 | 1 | 48.4899 | 1958.7767 | 0 | 1958.7767 | 0 | 0 | 0 | 0 | 0 | 0 | 0 | 0 | 0 | 0 | 0 | 0 | 1958.7767 | 0 | 0 | 0 | 0 | 0 | 0 | 0 | 0 | 0 | 0 | 0
[35 empty] | 7.3.5.9 Other discretionary inspections of vegetation around distribution electric lines and equipment | WLDFR | HFTD - Distribution - Tier 2 - 4QU CoRE ¦ 2QU LoRE | 2021 | 1 | 0 | 0 | 0 | 0 | 48.4899 | 1958.7767 | 0 | 1958.7767 | 0 | 0 | 0 | 0 | 0 | 0 | 0 | 0 | 0 | 1958.7767 | 0 | 0 | 0 | 0 | 0 | 0 | 0 | 0 | 0 | 0
[35 empty] | 7.3.5.9 Other discretionary inspections of vegetation around distribution electric lines and equipment | WLDFR | HFTD - Distribution - Tier 2 - 4QU CoRE ¦ 2QU LoRE | 2022 | 0.93458 | 0 | 0 | 0 | 0 | 0 | 0 | 0 | 0 | 44.8804 | 1824.669 | 0 | 1824.669 | 0 | 0 | 0 | 0 | 0 | 0 | 1705.2981 | 0 | 44.8804 | 41.9443 | 1824.669 | 1705.2981 | 0 | 0 | 1824.669 | 1705.2981
[35 empty] | 7.3.5.9 Other discretionary inspections of vegetation around distribution electric lines and equipment | WLDFR | HFTD - Distribution - Tier 2 - 4QU CoRE ¦ 2QU LoRE | 2023 | 0.87344 | 0 | 0 | 0 | 0 | 0 | 0 | 0 | 0 | 0 | 0 | 0 | 0 | 44.8804 | 1891.5259 | 0 | 1891.5259 | 0 | 0 | 0 | 1652.132 | 0 | 0 | 0 | 0 | 0 | 0 | 0 | 0
[35 empty] | 7.3.5.9 Other discretionary inspections of vegetation around distribution electric lines and equipment | WLDFR | HFTD - Distribution - Tier 2 - 4QU CoRE ¦ 3QU LoRE | 2020 | 1 | 55.1642 | 2057.3802 | 0 | 2057.3802 | 0 | 0 | 0 | 0 | 0 | 0 | 0 | 0 | 0 | 0 | 0 | 0 | 2057.3802 | 0 | 0 | 0 | 0 | 0 | 0 | 0 | 0 | 0 | 0 | 0
[35 empty] | 7.3.5.9 Other discretionary inspections of vegetation around distribution electric lines and equipment | WLDFR | HFTD - Distribution - Tier 2 - 4QU CoRE ¦ 3QU LoRE | 2021 | 1 | 0 | 0 | 0 | 0 | 55.1642 | 2057.3802 | 0 | 2057.3802 | 0 | 0 | 0 | 0 | 0 | 0 | 0 | 0 | 0 | 2057.3802 | 0 | 0 | 0 | 0 | 0 | 0 | 0 | 0 | 0 | 0
[35 empty] | 7.3.5.9 Other discretionary inspections of vegetation around distribution electric lines and equipment | WLDFR | HFTD - Distribution - Tier 2 - 4QU CoRE ¦ 3QU LoRE | 2022 | 0.93458 | 0 | 0 | 0 | 0 | 0 | 0 | 0 | 0 | 54.3655 | 2030.12 | 0 | 2030.12 | 0 | 0 | 0 | 0 | 0 | 0 | 1897.3084 | 0 | 54.3655 | 50.8089 | 2030.12 | 1897.3084 | 0 | 0 | 2030.12 | 1897.3084
[35 empty] | 7.3.5.9 Other discretionary inspections of vegetation around distribution electric lines and equipment | WLDFR | HFTD - Distribution - Tier 2 - 4QU CoRE ¦ 3QU LoRE | 2023 | 0.87344 | 0 | 0 | 0 | 0 | 0 | 0 | 0 | 0 | 0 | 0 | 0 | 0 | 54.3655 | 2104.5053 | 0 | 2104.5053 | 0 | 0 | 0 | 1838.1564 | 0 | 0 | 0 | 0 | 0 | 0 | 0 | 0
[35 empty] | 7.3.5.9 Other discretionary inspections of vegetation around distribution electric lines and equipment | WLDFR | HFTD - Distribution - Tier 2 - 4QU CoRE ¦ 4QU LoRE | 2020 | 1 | 30.2557 | 1052.1667 | 0 | 1052.1667 | 0 | 0 | 0 | 0 | 0 | 0 | 0 | 0 | 0 | 0 | 0 | 0 | 1052.1667 | 0 | 0 | 0 | 0 | 0 | 0 | 0 | 0 | 0 | 0 | 0
[35 empty] | 7.3.5.9 Other discretionary inspections of vegetation around distribution electric lines and equipment | WLDFR | HFTD - Distribution - Tier 2 - 4QU CoRE ¦ 4QU LoRE | 2021 | 1 | 0 | 0 | 0 | 0 | 30.2557 | 1052.1667 | 0 | 1052.1667 | 0 | 0 | 0 | 0 | 0 | 0 | 0 | 0 | 0 | 1052.1667 | 0 | 0 | 0 | 0 | 0 | 0 | 0 | 0 | 0 | 0
[35 empty] | 7.3.5.9 Other discretionary inspections of vegetation around distribution electric lines and equipment | WLDFR | HFTD - Distribution - Tier 2 - 4QU CoRE ¦ 4QU LoRE | 2022 | 0.93458 | 0 | 0 | 0 | 0 | 0 | 0 | 0 | 0 | 30.5722 | 1054.2172 | 0 | 1054.2172 | 0 | 0 | 0 | 0 | 0 | 0 | 985.2497 | 0 | 30.5722 | 28.5721 | 1054.2172 | 985.2497 | 0 | 0 | 1054.2172 | 985.2497
[35 empty] | 7.3.5.9 Other discretionary inspections of vegetation around distribution electric lines and equipment | WLDFR | HFTD - Distribution - Tier 2 - 4QU CoRE ¦ 4QU LoRE | 2023 | 0.87344 | 0 | 0 | 0 | 0 | 0 | 0 | 0 | 0 | 0 | 0 | 0 | 0 | 30.5722 | 1092.8469 | 0 | 1092.8469 | 0 | 0 | 0 | 954.5348 | 0 | 0 | 0 | 0 | 0 | 0 | 0 | 0
[35 empty] | 7.3.5.9 Other discretionary inspections of vegetation around distribution electric lines and equipment | WLDFR | HFTD - Distribution - Tier 2 - 4QU CoRE ¦ 5QU LoRE | 2020 | 1 | 13.8594 | 576.9686 | 0 | 576.9686 | 0 | 0 | 0 | 0 | 0 | 0 | 0 | 0 | 0 | 0 | 0 | 0 | 576.9686 | 0 | 0 | 0 | 0 | 0 | 0 | 0 | 0 | 0 | 0 | 0
[35 empty] | 7.3.5.9 Other discretionary inspections of vegetation around distribution electric lines and equipment | WLDFR | HFTD - Distribution - Tier 2 - 4QU CoRE ¦ 5QU LoRE | 2021 | 1 | 0 | 0 | 0 | 0 | 13.8594 | 576.9686 | 0 | 576.9686 | 0 | 0 | 0 | 0 | 0 | 0 | 0 | 0 | 0 | 576.9686 | 0 | 0 | 0 | 0 | 0 | 0 | 0 | 0 | 0 | 0
[35 empty] | 7.3.5.9 Other discretionary inspections of vegetation around distribution electric lines and equipment | WLDFR | HFTD - Distribution - Tier 2 - 4QU CoRE ¦ 5QU LoRE | 2022 | 0.93458 | 0 | 0 | 0 | 0 | 0 | 0 | 0 | 0 | 13.3337 | 556.4602 | 0 | 556.4602 | 0 | 0 | 0 | 0 | 0 | 0 | 520.0563 | 0 | 13.3337 | 12.4614 | 556.4602 | 520.0563 | 0 | 0 | 556.4602 | 520.0563
[35 empty] | 7.3.5.9 Other discretionary inspections of vegetation around distribution electric lines and equipment | WLDFR | HFTD - Distribution - Tier 2 - 4QU CoRE ¦ 5QU LoRE | 2023 | 0.87344 | 0 | 0 | 0 | 0 | 0 | 0 | 0 | 0 | 0 | 0 | 0 | 0 | 13.3337 | 576.8515 | 0 | 576.8515 | 0 | 0 | 0 | 503.8445 | 0 | 0 | 0 | 0 | 0 | 0 | 0 | 0
[35 empty] | 7.3.5.9 Other discretionary inspections of vegetation around distribution electric lines and equipment | WLDFR | HFTD - Distribution - Tier 2 - 5QU CoRE ¦ 1QU LoRE | 2020 | 1 | 69.7562 | 463.9552 | 0 | 463.9552 | 0 | 0 | 0 | 0 | 0 | 0 | 0 | 0 | 0 | 0 | 0 | 0 | 463.9552 | 0 | 0 | 0 | 0 | 0 | 0 | 0 | 0 | 0 | 0 | 0
[35 empty] | 7.3.5.9 Other discretionary inspections of vegetation around distribution electric lines and equipment | WLDFR | HFTD - Distribution - Tier 2 - 5QU CoRE ¦ 1QU LoRE | 2021 | 1 | 0 | 0 | 0 | 0 | 69.7562 | 463.9552 | 0 | 463.9552 | 0 | 0 | 0 | 0 | 0 | 0 | 0 | 0 | 0 | 463.9552 | 0 | 0 | 0 | 0 | 0 | 0 | 0 | 0 | 0 | 0
[35 empty] | 7.3.5.9 Other discretionary inspections of vegetation around distribution electric lines and equipment | WLDFR | HFTD - Distribution - Tier 2 - 5QU CoRE ¦ 1QU LoRE | 2022 | 0.93458 | 0 | 0 | 0 | 0 | 0 | 0 | 0 | 0 | 73.0026 | 485.5792 | 0 | 485.5792 | 0 | 0 | 0 | 0 | 0 | 0 | 453.8123 | 0 | 73.0026 | 68.2267 | 485.5792 | 453.8123 | 0 | 0 | 485.5792 | 453.8123
[35 empty] | 7.3.5.9 Other discretionary inspections of vegetation around distribution electric lines and equipment | WLDFR | HFTD - Distribution - Tier 2 - 5QU CoRE ¦ 1QU LoRE | 2023 | 0.87344 | 0 | 0 | 0 | 0 | 0 | 0 | 0 | 0 | 0 | 0 | 0 | 0 | 73.0026 | 503.3637 | 0 | 503.3637 | 0 | 0 | 0 | 439.6573 | 0 | 0 | 0 | 0 | 0 | 0 | 0 | 0
[35 empty] | 7.3.5.9 Other discretionary inspections of vegetation around distribution electric lines and equipment | WLDFR | HFTD - Distribution - Tier 2 - 5QU CoRE ¦ 2QU LoRE | 2020 | 1 | 61.4032 | 446.3404 | 0 | 446.3404 | 0 | 0 | 0 | 0 | 0 | 0 | 0 | 0 | 0 | 0 | 0 | 0 | 446.3404 | 0 | 0 | 0 | 0 | 0 | 0 | 0 | 0 | 0 | 0 | 0
[35 empty] | 7.3.5.9 Other discretionary inspections of vegetation around distribution electric lines and equipment | WLDFR | HFTD - Distribution - Tier 2 - 5QU CoRE ¦ 2QU LoRE | 2021 | 1 | 0 | 0 | 0 | 0 | 61.4032 | 446.3404 | 0 | 446.3404 | 0 | 0 | 0 | 0 | 0 | 0 | 0 | 0 | 0 | 446.3404 | 0 | 0 | 0 | 0 | 0 | 0 | 0 | 0 | 0 | 0
[35 empty] | 7.3.5.9 Other discretionary inspections of vegetation around distribution electric lines and equipment | WLDFR | HFTD - Distribution - Tier 2 - 5QU CoRE ¦ 2QU LoRE | 2022 | 0.93458 | 0 | 0 | 0 | 0 | 0 | 0 | 0 | 0 | 58.4624 | 416.2675 | 0 | 416.2675 | 0 | 0 | 0 | 0 | 0 | 0 | 389.0351 | 0 | 58.4624 | 54.6378 | 416.2675 | 389.0351 | 0 | 0 | 416.2675 | 389.0351
[35 empty] | 7.3.5.9 Other discretionary inspections of vegetation around distribution electric lines and equipment | WLDFR | HFTD - Distribution - Tier 2 - 5QU CoRE ¦ 2QU LoRE | 2023 | 0.87344 | 0 | 0 | 0 | 0 | 0 | 0 | 0 | 0 | 0 | 0 | 0 | 0 | 58.4624 | 431.5143 | 0 | 431.5143 | 0 | 0 | 0 | 376.9013 | 0 | 0 | 0 | 0 | 0 | 0 | 0 | 0
[35 empty] | 7.3.5.9 Other discretionary inspections of vegetation around distribution electric lines and equipment | WLDFR | HFTD - Distribution - Tier 2 - 5QU CoRE ¦ 3QU LoRE | 2020 | 1 | 25.534 | 139.1145 | 0 | 139.1145 | 0 | 0 | 0 | 0 | 0 | 0 | 0 | 0 | 0 | 0 | 0 | 0 | 139.1145 | 0 | 0 | 0 | 0 | 0 | 0 | 0 | 0 | 0 | 0 | 0
[35 empty] | 7.3.5.9 Other discretionary inspections of vegetation around distribution electric lines and equipment | WLDFR | HFTD - Distribution - Tier 2 - 5QU CoRE ¦ 3QU LoRE | 2021 | 1 | 0 | 0 | 0 | 0 | 25.534 | 139.1145 | 0 | 139.1145 | 0 | 0 | 0 | 0 | 0 | 0 | 0 | 0 | 0 | 139.1145 | 0 | 0 | 0 | 0 | 0 | 0 | 0 | 0 | 0 | 0
[35 empty] | 7.3.5.9 Other discretionary inspections of vegetation around distribution electric lines and equipment | WLDFR | HFTD - Distribution - Tier 2 - 5QU CoRE ¦ 3QU LoRE | 2022 | 0.93458 | 0 | 0 | 0 | 0 | 0 | 0 | 0 | 0 | 26.5524 | 151.2071 | 0 | 151.2071 | 0 | 0 | 0 | 0 | 0 | 0 | 141.3151 | 0 | 26.5524 | 24.8154 | 151.2071 | 141.3151 | 0 | 0 | 151.2071 | 141.3151
[35 empty] | 7.3.5.9 Other discretionary inspections of vegetation around distribution electric lines and equipment | WLDFR | HFTD - Distribution - Tier 2 - 5QU CoRE ¦ 3QU LoRE | 2023 | 0.87344 | 0 | 0 | 0 | 0 | 0 | 0 | 0 | 0 | 0 | 0 | 0 | 0 | 26.5524 | 156.745 | 0 | 156.745 | 0 | 0 | 0 | 136.9072 | 0 | 0 | 0 | 0 | 0 | 0 | 0 | 0
[35 empty] | 7.3.5.9 Other discretionary inspections of vegetation around distribution electric lines and equipment | WLDFR | HFTD - Distribution - Tier 2 - 5QU CoRE ¦ 4QU LoRE | 2020 | 1 | 16.3883 | 122.3117 | 0 | 122.3117 | 0 | 0 | 0 | 0 | 0 | 0 | 0 | 0 | 0 | 0 | 0 | 0 | 122.3117 | 0 | 0 | 0 | 0 | 0 | 0 | 0 | 0 | 0 | 0 | 0
[35 empty] | 7.3.5.9 Other discretionary inspections of vegetation around distribution electric lines and equipment | WLDFR | HFTD - Distribution - Tier 2 - 5QU CoRE ¦ 4QU LoRE | 2021 | 1 | 0 | 0 | 0 | 0 | 16.3883 | 122.3117 | 0 | 122.3117 | 0 | 0 | 0 | 0 | 0 | 0 | 0 | 0 | 0 | 122.3117 | 0 | 0 | 0 | 0 | 0 | 0 | 0 | 0 | 0 | 0
[35 empty] | 7.3.5.9 Other discretionary inspections of vegetation around distribution electric lines and equipment | WLDFR | HFTD - Distribution - Tier 2 - 5QU CoRE ¦ 4QU LoRE | 2022 | 0.93458 | 0 | 0 | 0 | 0 | 0 | 0 | 0 | 0 | 14.6304 | 109.3484 | 0 | 109.3484 | 0 | 0 | 0 | 0 | 0 | 0 | 102.1947 | 0 | 14.6304 | 13.6733 | 109.3484 | 102.1947 | 0 | 0 | 109.3484 | 102.1947
[35 empty] | 7.3.5.9 Other discretionary inspections of vegetation around distribution electric lines and equipment | WLDFR | HFTD - Distribution - Tier 2 - 5QU CoRE ¦ 4QU LoRE | 2023 | 0.87344 | 0 | 0 | 0 | 0 | 0 | 0 | 0 | 0 | 0 | 0 | 0 | 0 | 14.6304 | 113.3541 | 0 | 113.3541 | 0 | 0 | 0 | 99.0079 | 0 | 0 | 0 | 0 | 0 | 0 | 0 | 0
[35 empty] | 7.3.5.9 Other discretionary inspections of vegetation around distribution electric lines and equipment | WLDFR | HFTD - Distribution - Tier 2 - 5QU CoRE ¦ 5QU LoRE | 2020 | 1 | 8.5156 | 49.7554 | 0 | 49.7554 | 0 | 0 | 0 | 0 | 0 | 0 | 0 | 0 | 0 | 0 | 0 | 0 | 49.7554 | 0 | 0 | 0 | 0 | 0 | 0 | 0 | 0 | 0 | 0 | 0
[35 empty] | 7.3.5.9 Other discretionary inspections of vegetation around distribution electric lines and equipment | WLDFR | HFTD - Distribution - Tier 2 - 5QU CoRE ¦ 5QU LoRE | 2021 | 1 | 0 | 0 | 0 | 0 | 8.5156 | 49.7554 | 0 | 49.7554 | 0 | 0 | 0 | 0 | 0 | 0 | 0 | 0 | 0 | 49.7554 | 0 | 0 | 0 | 0 | 0 | 0 | 0 | 0 | 0 | 0
[35 empty] | 7.3.5.9 Other discretionary inspections of vegetation around distribution electric lines and equipment | WLDFR | HFTD - Distribution - Tier 2 - 5QU CoRE ¦ 5QU LoRE | 2022 | 0.93458 | 0 | 0 | 0 | 0 | 0 | 0 | 0 | 0 | 8.5994 | 48.6165 | 0 | 48.6165 | 0 | 0 | 0 | 0 | 0 | 0 | 45.436 | 0 | 8.5994 | 8.0369 | 48.6165 | 45.436 | 0 | 0 | 48.6165 | 45.436
[35 empty] | 7.3.5.9 Other discretionary inspections of vegetation around distribution electric lines and equipment | WLDFR | HFTD - Distribution - Tier 2 - 5QU CoRE ¦ 5QU LoRE | 2023 | 0.87344 | 0 | 0 | 0 | 0 | 0 | 0 | 0 | 0 | 0 | 0 | 0 | 0 | 8.5994 | 50.3972 | 0 | 50.3972 | 0 | 0 | 0 | 44.0189 | 0 | 0 | 0 | 0 | 0 | 0 | 0 | 0
[35 empty] | 7.3.5.9 Other discretionary inspections of vegetation around distribution electric lines and equipment | WLDFR | HFTD - Distribution - Tier 3 - 1QU CoRE ¦ 1QU LoRE | 2020 | 1 | 9.1435 | 5694.2687 | 0 | 5694.2687 | 0 | 0 | 0 | 0 | 0 | 0 | 0 | 0 | 0 | 0 | 0 | 0 | 5694.2687 | 0 | 0 | 0 | 0 | 0 | 0 | 0 | 0 | 0 | 0 | 0
[35 empty] | 7.3.5.9 Other discretionary inspections of vegetation around distribution electric lines and equipment | WLDFR | HFTD - Distribution - Tier 3 - 1QU CoRE ¦ 1QU LoRE | 2021 | 1 | 0 | 0 | 0 | 0 | 9.1435 | 5694.2687 | 0 | 5694.2687 | 0 | 0 | 0 | 0 | 0 | 0 | 0 | 0 | 0 | 5694.2687 | 0 | 0 | 0 | 0 | 0 | 0 | 0 | 0 | 0 | 0
[35 empty] | 7.3.5.9 Other discretionary inspections of vegetation around distribution electric lines and equipment | WLDFR | HFTD - Distribution - Tier 3 - 1QU CoRE ¦ 1QU LoRE | 2022 | 0.93458 | 0 | 0 | 0 | 0 | 0 | 0 | 0 | 0 | 7.6353 | 4923.3972 | 0 | 4923.3972 | 0 | 0 | 0 | 0 | 0 | 0 | 4601.3058 | 0 | 7.6353 | 7.1358 | 4923.3972 | 4601.3058 | 0 | 0 | 4923.3972 | 4601.3058
[35 empty] | 7.3.5.9 Other discretionary inspections of vegetation around distribution electric lines and equipment | WLDFR | HFTD - Distribution - Tier 3 - 1QU CoRE ¦ 1QU LoRE | 2023 | 0.87344 | 0 | 0 | 0 | 0 | 0 | 0 | 0 | 0 | 0 | 0 | 0 | 0 | 7.6353 | 5103.8144 | 0 | 5103.8144 | 0 | 0 | 0 | 4457.8692 | 0 | 0 | 0 | 0 | 0 | 0 | 0 | 0
[35 empty] | 7.3.5.9 Other discretionary inspections of vegetation around distribution electric lines and equipment | WLDFR | HFTD - Distribution - Tier 3 - 1QU CoRE ¦ 2QU LoRE | 2020 | 1 | 18.2254 | 9181.3188 | 0 | 9181.3188 | 0 | 0 | 0 | 0 | 0 | 0 | 0 | 0 | 0 | 0 | 0 | 0 | 9181.3188 | 0 | 0 | 0 | 0 | 0 | 0 | 0 | 0 | 0 | 0 | 0
[35 empty] | 7.3.5.9 Other discretionary inspections of vegetation around distribution electric lines and equipment | WLDFR | HFTD - Distribution - Tier 3 - 1QU CoRE ¦ 2QU LoRE | 2021 | 1 | 0 | 0 | 0 | 0 | 18.2254 | 9181.3188 | 0 | 9181.3188 | 0 | 0 | 0 | 0 | 0 | 0 | 0 | 0 | 0 | 9181.3188 | 0 | 0 | 0 | 0 | 0 | 0 | 0 | 0 | 0 | 0
[35 empty] | 7.3.5.9 Other discretionary inspections of vegetation around distribution electric lines and equipment | WLDFR | HFTD - Distribution - Tier 3 - 1QU CoRE ¦ 2QU LoRE | 2022 | 0.93458 | 0 | 0 | 0 | 0 | 0 | 0 | 0 | 0 | 17.6261 | 8917.7574 | 0 | 8917.7574 | 0 | 0 | 0 | 0 | 0 | 0 | 8334.3527 | 0 | 17.6261 | 16.473 | 8917.7574 | 8334.3527 | 0 | 0 | 8917.7574 | 8334.3527
[35 empty] | 7.3.5.9 Other discretionary inspections of vegetation around distribution electric lines and equipment | WLDFR | HFTD - Distribution - Tier 3 - 1QU CoRE ¦ 2QU LoRE | 2023 | 0.87344 | 0 | 0 | 0 | 0 | 0 | 0 | 0 | 0 | 0 | 0 | 0 | 0 | 17.6261 | 9244.5489 | 0 | 9244.5489 | 0 | 0 | 0 | 8074.5471 | 0 | 0 | 0 | 0 | 0 | 0 | 0 | 0
[35 empty] | 7.3.5.9 Other discretionary inspections of vegetation around distribution electric lines and equipment | WLDFR | HFTD - Distribution - Tier 3 - 1QU CoRE ¦ 3QU LoRE | 2020 | 1 | 3.8894 | 1659.6611 | 0 | 1659.6611 | 0 | 0 | 0 | 0 | 0 | 0 | 0 | 0 | 0 | 0 | 0 | 0 | 1659.6611 | 0 | 0 | 0 | 0 | 0 | 0 | 0 | 0 | 0 | 0 | 0
[35 empty] | 7.3.5.9 Other discretionary inspections of vegetation around distribution electric lines and equipment | WLDFR | HFTD - Distribution - Tier 3 - 1QU CoRE ¦ 3QU LoRE | 2021 | 1 | 0 | 0 | 0 | 0 | 3.8894 | 1659.6611 | 0 | 1659.6611 | 0 | 0 | 0 | 0 | 0 | 0 | 0 | 0 | 0 | 1659.6611 | 0 | 0 | 0 | 0 | 0 | 0 | 0 | 0 | 0 | 0
[35 empty] | 7.3.5.9 Other discretionary inspections of vegetation around distribution electric lines and equipment | WLDFR | HFTD - Distribution - Tier 3 - 1QU CoRE ¦ 3QU LoRE | 2022 | 0.93458 | 0 | 0 | 0 | 0 | 0 | 0 | 0 | 0 | 5.6434 | 2358.7987 | 0 | 2358.7987 | 0 | 0 | 0 | 0 | 0 | 0 | 2204.4848 | 0 | 5.6434 | 5.2742 | 2358.7987 | 2204.4848 | 0 | 0 | 2358.7987 | 2204.4848
[35 empty] | 7.3.5.9 Other discretionary inspections of vegetation around distribution electric lines and equipment | WLDFR | HFTD - Distribution - Tier 3 - 1QU CoRE ¦ 3QU LoRE | 2023 | 0.87344 | 0 | 0 | 0 | 0 | 0 | 0 | 0 | 0 | 0 | 0 | 0 | 0 | 5.6434 | 2445.2386 | 0 | 2445.2386 | 0 | 0 | 0 | 2135.7661 | 0 | 0 | 0 | 0 | 0 | 0 | 0 | 0
[35 empty] | 7.3.5.9 Other discretionary inspections of vegetation around distribution electric lines and equipment | WLDFR | HFTD - Distribution - Tier 3 - 1QU CoRE ¦ 4QU LoRE | 2020 | 1 | 7.542 | 3693.3659 | 0 | 3693.3659 | 0 | 0 | 0 | 0 | 0 | 0 | 0 | 0 | 0 | 0 | 0 | 0 | 3693.3659 | 0 | 0 | 0 | 0 | 0 | 0 | 0 | 0 | 0 | 0 | 0
[35 empty] | 7.3.5.9 Other discretionary inspections of vegetation around distribution electric lines and equipment | WLDFR | HFTD - Distribution - Tier 3 - 1QU CoRE ¦ 4QU LoRE | 2021 | 1 | 0 | 0 | 0 | 0 | 7.542 | 3693.3659 | 0 | 3693.3659 | 0 | 0 | 0 | 0 | 0 | 0 | 0 | 0 | 0 | 3693.3659 | 0 | 0 | 0 | 0 | 0 | 0 | 0 | 0 | 0 | 0
[35 empty] | 7.3.5.9 Other discretionary inspections of vegetation around distribution electric lines and equipment | WLDFR | HFTD - Distribution - Tier 3 - 1QU CoRE ¦ 4QU LoRE | 2022 | 0.93458 | 0 | 0 | 0 | 0 | 0 | 0 | 0 | 0 | 6.7559 | 3384.5271 | 0 | 3384.5271 | 0 | 0 | 0 | 0 | 0 | 0 | 3163.1094 | 0 | 6.7559 | 6.3139 | 3384.5271 | 3163.1094 | 0 | 0 | 3384.5271 | 3163.1094
[35 empty] | 7.3.5.9 Other discretionary inspections of vegetation around distribution electric lines and equipment | WLDFR | HFTD - Distribution - Tier 3 - 1QU CoRE ¦ 4QU LoRE | 2023 | 0.87344 | 0 | 0 | 0 | 0 | 0 | 0 | 0 | 0 | 0 | 0 | 0 | 0 | 6.7559 | 3508.5519 | 0 | 3508.5519 | 0 | 0 | 0 | 3064.5051 | 0 | 0 | 0 | 0 | 0 | 0 | 0 | 0
[35 empty] | 7.3.5.9 Other discretionary inspections of vegetation around distribution electric lines and equipment | WLDFR | HFTD - Distribution - Tier 3 - 1QU CoRE ¦ 5QU LoRE | 2020 | 1 | 3.3501 | 1997.023 | 0 | 1997.023 | 0 | 0 | 0 | 0 | 0 | 0 | 0 | 0 | 0 | 0 | 0 | 0 | 1997.023 | 0 | 0 | 0 | 0 | 0 | 0 | 0 | 0 | 0 | 0 | 0
[35 empty] | 7.3.5.9 Other discretionary inspections of vegetation around distribution electric lines and equipment | WLDFR | HFTD - Distribution - Tier 3 - 1QU CoRE ¦ 5QU LoRE | 2021 | 1 | 0 | 0 | 0 | 0 | 3.3501 | 1997.023 | 0 | 1997.023 | 0 | 0 | 0 | 0 | 0 | 0 | 0 | 0 | 0 | 1997.023 | 0 | 0 | 0 | 0 | 0 | 0 | 0 | 0 | 0 | 0
[35 empty] | 7.3.5.9 Other discretionary inspections of vegetation around distribution electric lines and equipment | WLDFR | HFTD - Distribution - Tier 3 - 1QU CoRE ¦ 5QU LoRE | 2022 | 0.93458 | 0 | 0 | 0 | 0 | 0 | 0 | 0 | 0 | 4.0975 | 2257.2381 | 0 | 2257.2381 | 0 | 0 | 0 | 0 | 0 | 0 | 2109.5683 | 0 | 4.0975 | 3.8295 | 2257.2381 | 2109.5683 | 0 | 0 | 2257.2381 | 2109.5683
[35 empty] | 7.3.5.9 Other discretionary inspections of vegetation around distribution electric lines and equipment | WLDFR | HFTD - Distribution - Tier 3 - 1QU CoRE ¦ 5QU LoRE | 2023 | 0.87344 | 0 | 0 | 0 | 0 | 0 | 0 | 0 | 0 | 0 | 0 | 0 | 0 | 4.0975 | 2339.9538 | 0 | 2339.9538 | 0 | 0 | 0 | 2043.8063 | 0 | 0 | 0 | 0 | 0 | 0 | 0 | 0
[35 empty] | 7.3.5.9 Other discretionary inspections of vegetation around distribution electric lines and equipment | WLDFR | HFTD - Distribution - Tier 3 - 2QU CoRE ¦ 1QU LoRE | 2020 | 1 | 36.2678 | 8266.6779 | 0 | 8266.6779 | 0 | 0 | 0 | 0 | 0 | 0 | 0 | 0 | 0 | 0 | 0 | 0 | 8266.6779 | 0 | 0 | 0 | 0 | 0 | 0 | 0 | 0 | 0 | 0 | 0
[35 empty] | 7.3.5.9 Other discretionary inspections of vegetation around distribution electric lines and equipment | WLDFR | HFTD - Distribution - Tier 3 - 2QU CoRE ¦ 1QU LoRE | 2021 | 1 | 0 | 0 | 0 | 0 | 36.2678 | 8266.6779 | 0 | 8266.6779 | 0 | 0 | 0 | 0 | 0 | 0 | 0 | 0 | 0 | 8266.6779 | 0 | 0 | 0 | 0 | 0 | 0 | 0 | 0 | 0 | 0
[35 empty] | 7.3.5.9 Other discretionary inspections of vegetation around distribution electric lines and equipment | WLDFR | HFTD - Distribution - Tier 3 - 2QU CoRE ¦ 1QU LoRE | 2022 | 0.93458 | 0 | 0 | 0 | 0 | 0 | 0 | 0 | 0 | 29.6963 | 6854.6267 | 0 | 6854.6267 | 0 | 0 | 0 | 0 | 0 | 0 | 6406.1931 | 0 | 29.6963 | 27.7535 | 6854.6267 | 6406.1931 | 0 | 0 | 6854.6267 | 6406.1931
[35 empty] | 7.3.5.9 Other discretionary inspections of vegetation around distribution electric lines and equipment | WLDFR | HFTD - Distribution - Tier 3 - 2QU CoRE ¦ 1QU LoRE | 2023 | 0.87344 | 0 | 0 | 0 | 0 | 0 | 0 | 0 | 0 | 0 | 0 | 0 | 0 | 29.6963 | 7105.8109 | 0 | 7105.8109 | 0 | 0 | 0 | 6206.4904 | 0 | 0 | 0 | 0 | 0 | 0 | 0 | 0
[35 empty] | 7.3.5.9 Other discretionary inspections of vegetation around distribution electric lines and equipment | WLDFR | HFTD - Distribution - Tier 3 - 2QU CoRE ¦ 2QU LoRE | 2020 | 1 | 38.1062 | 8482.9153 | 0 | 8482.9153 | 0 | 0 | 0 | 0 | 0 | 0 | 0 | 0 | 0 | 0 | 0 | 0 | 8482.9153 | 0 | 0 | 0 | 0 | 0 | 0 | 0 | 0 | 0 | 0 | 0
[35 empty] | 7.3.5.9 Other discretionary inspections of vegetation around distribution electric lines and equipment | WLDFR | HFTD - Distribution - Tier 3 - 2QU CoRE ¦ 2QU LoRE | 2021 | 1 | 0 | 0 | 0 | 0 | 38.1062 | 8482.9153 | 0 | 8482.9153 | 0 | 0 | 0 | 0 | 0 | 0 | 0 | 0 | 0 | 8482.9153 | 0 | 0 | 0 | 0 | 0 | 0 | 0 | 0 | 0 | 0
[35 empty] | 7.3.5.9 Other discretionary inspections of vegetation around distribution electric lines and equipment | WLDFR | HFTD - Distribution - Tier 3 - 2QU CoRE ¦ 2QU LoRE | 2022 | 0.93458 | 0 | 0 | 0 | 0 | 0 | 0 | 0 | 0 | 33.033 | 7619.6478 | 0 | 7619.6478 | 0 | 0 | 0 | 0 | 0 | 0 | 7121.1662 | 0 | 33.033 | 30.872 | 7619.6478 | 7121.1662 | 0 | 0 | 7619.6478 | 7121.1662
[35 empty] | 7.3.5.9 Other discretionary inspections of vegetation around distribution electric lines and equipment | WLDFR | HFTD - Distribution - Tier 3 - 2QU CoRE ¦ 2QU LoRE | 2023 | 0.87344 | 0 | 0 | 0 | 0 | 0 | 0 | 0 | 0 | 0 | 0 | 0 | 0 | 33.033 | 7898.8649 | 0 | 7898.8649 | 0 | 0 | 0 | 6899.1745 | 0 | 0 | 0 | 0 | 0 | 0 | 0 | 0
[35 empty] | 7.3.5.9 Other discretionary inspections of vegetation around distribution electric lines and equipment | WLDFR | HFTD - Distribution - Tier 3 - 2QU CoRE ¦ 3QU LoRE | 2020 | 1 | 20.2812 | 5180.2226 | 0 | 5180.2226 | 0 | 0 | 0 | 0 | 0 | 0 | 0 | 0 | 0 | 0 | 0 | 0 | 5180.2226 | 0 | 0 | 0 | 0 | 0 | 0 | 0 | 0 | 0 | 0 | 0
[35 empty] | 7.3.5.9 Other discretionary inspections of vegetation around distribution electric lines and equipment | WLDFR | HFTD - Distribution - Tier 3 - 2QU CoRE ¦ 3QU LoRE | 2021 | 1 | 0 | 0 | 0 | 0 | 20.2812 | 5180.2226 | 0 | 5180.2226 | 0 | 0 | 0 | 0 | 0 | 0 | 0 | 0 | 0 | 5180.2226 | 0 | 0 | 0 | 0 | 0 | 0 | 0 | 0 | 0 | 0
[35 empty] | 7.3.5.9 Other discretionary inspections of vegetation around distribution electric lines and equipment | WLDFR | HFTD - Distribution - Tier 3 - 2QU CoRE ¦ 3QU LoRE | 2022 | 0.93458 | 0 | 0 | 0 | 0 | 0 | 0 | 0 | 0 | 27.3363 | 6449.6049 | 0 | 6449.6049 | 0 | 0 | 0 | 0 | 0 | 0 | 6027.6682 | 0 | 27.3363 | 25.548 | 6449.6049 | 6027.6682 | 0 | 0 | 6449.6049 | 6027.6682
[35 empty] | 7.3.5.9 Other discretionary inspections of vegetation around distribution electric lines and equipment | WLDFR | HFTD - Distribution - Tier 3 - 2QU CoRE ¦ 3QU LoRE | 2023 | 0.87344 | 0 | 0 | 0 | 0 | 0 | 0 | 0 | 0 | 0 | 0 | 0 | 0 | 27.3363 | 6685.9489 | 0 | 6685.9489 | 0 | 0 | 0 | 5839.7667 | 0 | 0 | 0 | 0 | 0 | 0 | 0 | 0
[35 empty] | 7.3.5.9 Other discretionary inspections of vegetation around distribution electric lines and equipment | WLDFR | HFTD - Distribution - Tier 3 - 2QU CoRE ¦ 4QU LoRE | 2020 | 1 | 4.5267 | 1122.3828 | 0 | 1122.3828 | 0 | 0 | 0 | 0 | 0 | 0 | 0 | 0 | 0 | 0 | 0 | 0 | 1122.3828 | 0 | 0 | 0 | 0 | 0 | 0 | 0 | 0 | 0 | 0 | 0
[35 empty] | 7.3.5.9 Other discretionary inspections of vegetation around distribution electric lines and equipment | WLDFR | HFTD - Distribution - Tier 3 - 2QU CoRE ¦ 4QU LoRE | 2021 | 1 | 0 | 0 | 0 | 0 | 4.5267 | 1122.3828 | 0 | 1122.3828 | 0 | 0 | 0 | 0 | 0 | 0 | 0 | 0 | 0 | 1122.3828 | 0 | 0 | 0 | 0 | 0 | 0 | 0 | 0 | 0 | 0
[35 empty] | 7.3.5.9 Other discretionary inspections of vegetation around distribution electric lines and equipment | WLDFR | HFTD - Distribution - Tier 3 - 2QU CoRE ¦ 4QU LoRE | 2022 | 0.93458 | 0 | 0 | 0 | 0 | 0 | 0 | 0 | 0 | 7.0656 | 1704.2979 | 0 | 1704.2979 | 0 | 0 | 0 | 0 | 0 | 0 | 1592.8017 | 0 | 7.0656 | 6.6034 | 1704.2979 | 1592.8017 | 0 | 0 | 1704.2979 | 1592.8017
[35 empty] | 7.3.5.9 Other discretionary inspections of vegetation around distribution electric lines and equipment | WLDFR | HFTD - Distribution - Tier 3 - 2QU CoRE ¦ 4QU LoRE | 2023 | 0.87344 | 0 | 0 | 0 | 0 | 0 | 0 | 0 | 0 | 0 | 0 | 0 | 0 | 7.0656 | 1766.7508 | 0 | 1766.7508 | 0 | 0 | 0 | 1543.1486 | 0 | 0 | 0 | 0 | 0 | 0 | 0 | 0
[35 empty] | 7.3.5.9 Other discretionary inspections of vegetation around distribution electric lines and equipment | WLDFR | HFTD - Distribution - Tier 3 - 2QU CoRE ¦ 5QU LoRE | 2020 | 1 | 1.1958 | 406.9403 | 0 | 406.9403 | 0 | 0 | 0 | 0 | 0 | 0 | 0 | 0 | 0 | 0 | 0 | 0 | 406.9403 | 0 | 0 | 0 | 0 | 0 | 0 | 0 | 0 | 0 | 0 | 0
[35 empty] | 7.3.5.9 Other discretionary inspections of vegetation around distribution electric lines and equipment | WLDFR | HFTD - Distribution - Tier 3 - 2QU CoRE ¦ 5QU LoRE | 2021 | 1 | 0 | 0 | 0 | 0 | 1.1958 | 406.9403 | 0 | 406.9403 | 0 | 0 | 0 | 0 | 0 | 0 | 0 | 0 | 0 | 406.9403 | 0 | 0 | 0 | 0 | 0 | 0 | 0 | 0 | 0 | 0
[35 empty] | 7.3.5.9 Other discretionary inspections of vegetation around distribution electric lines and equipment | WLDFR | HFTD - Distribution - Tier 3 - 2QU CoRE ¦ 5QU LoRE | 2022 | 0.93458 | 0 | 0 | 0 | 0 | 0 | 0 | 0 | 0 | 0.87906 | 267.5302 | 0 | 267.5302 | 0 | 0 | 0 | 0 | 0 | 0 | 250.0282 | 0 | 0.87906 | 0.82156 | 267.5302 | 250.0282 | 0 | 0 | 267.5302 | 250.0282
[35 empty] | 7.3.5.9 Other discretionary inspections of vegetation around distribution electric lines and equipment | WLDFR | HFTD - Distribution - Tier 3 - 2QU CoRE ¦ 5QU LoRE | 2023 | 0.87344 | 0 | 0 | 0 | 0 | 0 | 0 | 0 | 0 | 0 | 0 | 0 | 0 | 0.87906 | 277.3338 | 0 | 277.3338 | 0 | 0 | 0 | 242.2341 | 0 | 0 | 0 | 0 | 0 | 0 | 0 | 0
[35 empty] | 7.3.5.9 Other discretionary inspections of vegetation around distribution electric lines and equipment | WLDFR | HFTD - Distribution - Tier 3 - 3QU CoRE ¦ 1QU LoRE | 2020 | 1 | 74.4159 | 7608.7172 | 0 | 7608.7172 | 0 | 0 | 0 | 0 | 0 | 0 | 0 | 0 | 0 | 0 | 0 | 0 | 7608.7172 | 0 | 0 | 0 | 0 | 0 | 0 | 0 | 0 | 0 | 0 | 0
[35 empty] | 7.3.5.9 Other discretionary inspections of vegetation around distribution electric lines and equipment | WLDFR | HFTD - Distribution - Tier 3 - 3QU CoRE ¦ 1QU LoRE | 2021 | 1 | 0 | 0 | 0 | 0 | 74.4159 | 7608.7172 | 0 | 7608.7172 | 0 | 0 | 0 | 0 | 0 | 0 | 0 | 0 | 0 | 7608.7172 | 0 | 0 | 0 | 0 | 0 | 0 | 0 | 0 | 0 | 0
[35 empty] | 7.3.5.9 Other discretionary inspections of vegetation around distribution electric lines and equipment | WLDFR | HFTD - Distribution - Tier 3 - 3QU CoRE ¦ 1QU LoRE | 2022 | 0.93458 | 0 | 0 | 0 | 0 | 0 | 0 | 0 | 0 | 71.2317 | 7005.3385 | 0 | 7005.3385 | 0 | 0 | 0 | 0 | 0 | 0 | 6547.0453 | 0 | 71.2317 | 66.5717 | 7005.3385 | 6547.0453 | 0 | 0 | 7005.3385 | 6547.0453
[35 empty] | 7.3.5.9 Other discretionary inspections of vegetation around distribution electric lines and equipment | WLDFR | HFTD - Distribution - Tier 3 - 3QU CoRE ¦ 1QU LoRE | 2023 | 0.87344 | 0 | 0 | 0 | 0 | 0 | 0 | 0 | 0 | 0 | 0 | 0 | 0 | 71.2317 | 7262.0326 | 0 | 7262.0326 | 0 | 0 | 0 | 6342.9405 | 0 | 0 | 0 | 0 | 0 | 0 | 0 | 0
[35 empty] | 7.3.5.9 Other discretionary inspections of vegetation around distribution electric lines and equipment | WLDFR | HFTD - Distribution - Tier 3 - 3QU CoRE ¦ 2QU LoRE | 2020 | 1 | 71.1082 | 6894.9999 | 0 | 6894.9999 | 0 | 0 | 0 | 0 | 0 | 0 | 0 | 0 | 0 | 0 | 0 | 0 | 6894.9999 | 0 | 0 | 0 | 0 | 0 | 0 | 0 | 0 | 0 | 0 | 0
[35 empty] | 7.3.5.9 Other discretionary inspections of vegetation around distribution electric lines and equipment | WLDFR | HFTD - Distribution - Tier 3 - 3QU CoRE ¦ 2QU LoRE | 2021 | 1 | 0 | 0 | 0 | 0 | 71.1082 | 6894.9999 | 0 | 6894.9999 | 0 | 0 | 0 | 0 | 0 | 0 | 0 | 0 | 0 | 6894.9999 | 0 | 0 | 0 | 0 | 0 | 0 | 0 | 0 | 0 | 0
[35 empty] | 7.3.5.9 Other discretionary inspections of vegetation around distribution electric lines and equipment | WLDFR | HFTD - Distribution - Tier 3 - 3QU CoRE ¦ 2QU LoRE | 2022 | 0.93458 | 0 | 0 | 0 | 0 | 0 | 0 | 0 | 0 | 73.197 | 7359.5444 | 0 | 7359.5444 | 0 | 0 | 0 | 0 | 0 | 0 | 6878.0789 | 0 | 73.197 | 68.4084 | 7359.5444 | 6878.0789 | 0 | 0 | 7359.5444 | 6878.0789
[35 empty] | 7.3.5.9 Other discretionary inspections of vegetation around distribution electric lines and equipment | WLDFR | HFTD - Distribution - Tier 3 - 3QU CoRE ¦ 2QU LoRE | 2023 | 0.87344 | 0 | 0 | 0 | 0 | 0 | 0 | 0 | 0 | 0 | 0 | 0 | 0 | 73.197 | 7629.2215 | 0 | 7629.2215 | 0 | 0 | 0 | 6663.6575 | 0 | 0 | 0 | 0 | 0 | 0 | 0 | 0
[35 empty] | 7.3.5.9 Other discretionary inspections of vegetation around distribution electric lines and equipment | WLDFR | HFTD - Distribution - Tier 3 - 3QU CoRE ¦ 3QU LoRE | 2020 | 1 | 22.6448 | 2144.5051 | 0 | 2144.5051 | 0 | 0 | 0 | 0 | 0 | 0 | 0 | 0 | 0 | 0 | 0 | 0 | 2144.5051 | 0 | 0 | 0 | 0 | 0 | 0 | 0 | 0 | 0 | 0 | 0
[35 empty] | 7.3.5.9 Other discretionary inspections of vegetation around distribution electric lines and equipment | WLDFR | HFTD - Distribution - Tier 3 - 3QU CoRE ¦ 3QU LoRE | 2021 | 1 | 0 | 0 | 0 | 0 | 22.6448 | 2144.5051 | 0 | 2144.5051 | 0 | 0 | 0 | 0 | 0 | 0 | 0 | 0 | 0 | 2144.5051 | 0 | 0 | 0 | 0 | 0 | 0 | 0 | 0 | 0 | 0
[35 empty] | 7.3.5.9 Other discretionary inspections of vegetation around distribution electric lines and equipment | WLDFR | HFTD - Distribution - Tier 3 - 3QU CoRE ¦ 3QU LoRE | 2022 | 0.93458 | 0 | 0 | 0 | 0 | 0 | 0 | 0 | 0 | 18.9539 | 1776.1128 | 0 | 1776.1128 | 0 | 0 | 0 | 0 | 0 | 0 | 1659.9185 | 0 | 18.9539 | 17.7139 | 1776.1128 | 1659.9185 | 0 | 0 | 1776.1128 | 1659.9185
[35 empty] | 7.3.5.9 Other discretionary inspections of vegetation around distribution electric lines and equipment | WLDFR | HFTD - Distribution - Tier 3 - 3QU CoRE ¦ 3QU LoRE | 2023 | 0.87344 | 0 | 0 | 0 | 0 | 0 | 0 | 0 | 0 | 0 | 0 | 0 | 0 | 18.9539 | 1841.1973 | 0 | 1841.1973 | 0 | 0 | 0 | 1608.173 | 0 | 0 | 0 | 0 | 0 | 0 | 0 | 0
[35 empty] | 7.3.5.9 Other discretionary inspections of vegetation around distribution electric lines and equipment | WLDFR | HFTD - Distribution - Tier 3 - 3QU CoRE ¦ 4QU LoRE | 2020 | 1 | 13.508 | 1349.5817 | 0 | 1349.5817 | 0 | 0 | 0 | 0 | 0 | 0 | 0 | 0 | 0 | 0 | 0 | 0 | 1349.5817 | 0 | 0 | 0 | 0 | 0 | 0 | 0 | 0 | 0 | 0 | 0
[35 empty] | 7.3.5.9 Other discretionary inspections of vegetation around distribution electric lines and equipment | WLDFR | HFTD - Distribution - Tier 3 - 3QU CoRE ¦ 4QU LoRE | 2021 | 1 | 0 | 0 | 0 | 0 | 13.508 | 1349.5817 | 0 | 1349.5817 | 0 | 0 | 0 | 0 | 0 | 0 | 0 | 0 | 0 | 1349.5817 | 0 | 0 | 0 | 0 | 0 | 0 | 0 | 0 | 0 | 0
[35 empty] | 7.3.5.9 Other discretionary inspections of vegetation around distribution electric lines and equipment | WLDFR | HFTD - Distribution - Tier 3 - 3QU CoRE ¦ 4QU LoRE | 2022 | 0.93458 | 0 | 0 | 0 | 0 | 0 | 0 | 0 | 0 | 13.6556 | 1359.2375 | 0 | 1359.2375 | 0 | 0 | 0 | 0 | 0 | 0 | 1270.3154 | 0 | 13.6556 | 12.7622 | 1359.2375 | 1270.3154 | 0 | 0 | 1359.2375 | 1270.3154
[35 empty] | 7.3.5.9 Other discretionary inspections of vegetation around distribution electric lines and equipment | WLDFR | HFTD - Distribution - Tier 3 - 3QU CoRE ¦ 4QU LoRE | 2023 | 0.87344 | 0 | 0 | 0 | 0 | 0 | 0 | 0 | 0 | 0 | 0 | 0 | 0 | 13.6556 | 1409.0437 | 0 | 1409.0437 | 0 | 0 | 0 | 1230.7133 | 0 | 0 | 0 | 0 | 0 | 0 | 0 | 0
[35 empty] | 7.3.5.9 Other discretionary inspections of vegetation around distribution electric lines and equipment | WLDFR | HFTD - Distribution - Tier 3 - 3QU CoRE ¦ 5QU LoRE | 2020 | 1 | 5.0166 | 449.4413 | 0 | 449.4413 | 0 | 0 | 0 | 0 | 0 | 0 | 0 | 0 | 0 | 0 | 0 | 0 | 449.4413 | 0 | 0 | 0 | 0 | 0 | 0 | 0 | 0 | 0 | 0 | 0
[35 empty] | 7.3.5.9 Other discretionary inspections of vegetation around distribution electric lines and equipment | WLDFR | HFTD - Distribution - Tier 3 - 3QU CoRE ¦ 5QU LoRE | 2021 | 1 | 0 | 0 | 0 | 0 | 5.0166 | 449.4413 | 0 | 449.4413 | 0 | 0 | 0 | 0 | 0 | 0 | 0 | 0 | 0 | 449.4413 | 0 | 0 | 0 | 0 | 0 | 0 | 0 | 0 | 0 | 0
[35 empty] | 7.3.5.9 Other discretionary inspections of vegetation around distribution electric lines and equipment | WLDFR | HFTD - Distribution - Tier 3 - 3QU CoRE ¦ 5QU LoRE | 2022 | 0.93458 | 0 | 0 | 0 | 0 | 0 | 0 | 0 | 0 | 6.3141 | 580.1271 | 0 | 580.1271 | 0 | 0 | 0 | 0 | 0 | 0 | 542.1749 | 0 | 6.3141 | 5.901 | 580.1271 | 542.1749 | 0 | 0 | 580.1271 | 542.1749
[35 empty] | 7.3.5.9 Other discretionary inspections of vegetation around distribution electric lines and equipment | WLDFR | HFTD - Distribution - Tier 3 - 3QU CoRE ¦ 5QU LoRE | 2023 | 0.87344 | 0 | 0 | 0 | 0 | 0 | 0 | 0 | 0 | 0 | 0 | 0 | 0 | 6.3141 | 601.3845 | 0 | 601.3845 | 0 | 0 | 0 | 525.2725 | 0 | 0 | 0 | 0 | 0 | 0 | 0 | 0
[35 empty] | 7.3.5.9 Other discretionary inspections of vegetation around distribution electric lines and equipment | WLDFR | HFTD - Distribution - Tier 3 - 4QU CoRE ¦ 1QU LoRE | 2020 | 1 | 80.3852 | 3039.8635 | 0 | 3039.8635 | 0 | 0 | 0 | 0 | 0 | 0 | 0 | 0 | 0 | 0 | 0 | 0 | 3039.8635 | 0 | 0 | 0 | 0 | 0 | 0 | 0 | 0 | 0 | 0 | 0
[35 empty] | 7.3.5.9 Other discretionary inspections of vegetation around distribution electric lines and equipment | WLDFR | HFTD - Distribution - Tier 3 - 4QU CoRE ¦ 1QU LoRE | 2021 | 1 | 0 | 0 | 0 | 0 | 80.3852 | 3039.8635 | 0 | 3039.8635 | 0 | 0 | 0 | 0 | 0 | 0 | 0 | 0 | 0 | 3039.8635 | 0 | 0 | 0 | 0 | 0 | 0 | 0 | 0 | 0 | 0
[35 empty] | 7.3.5.9 Other discretionary inspections of vegetation around distribution electric lines and equipment | WLDFR | HFTD - Distribution - Tier 3 - 4QU CoRE ¦ 1QU LoRE | 2022 | 0.93458 | 0 | 0 | 0 | 0 | 0 | 0 | 0 | 0 | 80.2903 | 3014.2054 | 0 | 3014.2054 | 0 | 0 | 0 | 0 | 0 | 0 | 2817.0144 | 0 | 80.2903 | 75.0376 | 3014.2054 | 2817.0144 | 0 | 0 | 3014.2054 | 2817.0144
[35 empty] | 7.3.5.9 Other discretionary inspections of vegetation around distribution electric lines and equipment | WLDFR | HFTD - Distribution - Tier 3 - 4QU CoRE ¦ 1QU LoRE | 2023 | 0.87344 | 0 | 0 | 0 | 0 | 0 | 0 | 0 | 0 | 0 | 0 | 0 | 0 | 80.2903 | 3124.6453 | 0 | 3124.6453 | 0 | 0 | 0 | 2729.1862 | 0 | 0 | 0 | 0 | 0 | 0 | 0 | 0
[35 empty] | 7.3.5.9 Other discretionary inspections of vegetation around distribution electric lines and equipment | WLDFR | HFTD - Distribution - Tier 3 - 4QU CoRE ¦ 2QU LoRE | 2020 | 1 | 56.5222 | 1718.5204 | 0 | 1718.5204 | 0 | 0 | 0 | 0 | 0 | 0 | 0 | 0 | 0 | 0 | 0 | 0 | 1718.5204 | 0 | 0 | 0 | 0 | 0 | 0 | 0 | 0 | 0 | 0 | 0
[35 empty] | 7.3.5.9 Other discretionary inspections of vegetation around distribution electric lines and equipment | WLDFR | HFTD - Distribution - Tier 3 - 4QU CoRE ¦ 2QU LoRE | 2021 | 1 | 0 | 0 | 0 | 0 | 56.5222 | 1718.5204 | 0 | 1718.5204 | 0 | 0 | 0 | 0 | 0 | 0 | 0 | 0 | 0 | 1718.5204 | 0 | 0 | 0 | 0 | 0 | 0 | 0 | 0 | 0 | 0
[35 empty] | 7.3.5.9 Other discretionary inspections of vegetation around distribution electric lines and equipment | WLDFR | HFTD - Distribution - Tier 3 - 4QU CoRE ¦ 2QU LoRE | 2022 | 0.93458 | 0 | 0 | 0 | 0 | 0 | 0 | 0 | 0 | 57.226 | 1721.9511 | 0 | 1721.9511 | 0 | 0 | 0 | 0 | 0 | 0 | 1609.3001 | 0 | 57.226 | 53.4823 | 1721.9511 | 1609.3001 | 0 | 0 | 1721.9511 | 1609.3001
[35 empty] | 7.3.5.9 Other discretionary inspections of vegetation around distribution electric lines and equipment | WLDFR | HFTD - Distribution - Tier 3 - 4QU CoRE ¦ 2QU LoRE | 2023 | 0.87344 | 0 | 0 | 0 | 0 | 0 | 0 | 0 | 0 | 0 | 0 | 0 | 0 | 57.226 | 1785.0411 | 0 | 1785.0411 | 0 | 0 | 0 | 1559.124 | 0 | 0 | 0 | 0 | 0 | 0 | 0 | 0
[35 empty] | 7.3.5.9 Other discretionary inspections of vegetation around distribution electric lines and equipment | WLDFR | HFTD - Distribution - Tier 3 - 4QU CoRE ¦ 3QU LoRE | 2020 | 1 | 31.5096 | 960.5936 | 0 | 960.5936 | 0 | 0 | 0 | 0 | 0 | 0 | 0 | 0 | 0 | 0 | 0 | 0 | 960.5936 | 0 | 0 | 0 | 0 | 0 | 0 | 0 | 0 | 0 | 0 | 0
[35 empty] | 7.3.5.9 Other discretionary inspections of vegetation around distribution electric lines and equipment | WLDFR | HFTD - Distribution - Tier 3 - 4QU CoRE ¦ 3QU LoRE | 2021 | 1 | 0 | 0 | 0 | 0 | 31.5096 | 960.5936 | 0 | 960.5936 | 0 | 0 | 0 | 0 | 0 | 0 | 0 | 0 | 0 | 960.5936 | 0 | 0 | 0 | 0 | 0 | 0 | 0 | 0 | 0 | 0
[35 empty] | 7.3.5.9 Other discretionary inspections of vegetation around distribution electric lines and equipment | WLDFR | HFTD - Distribution - Tier 3 - 4QU CoRE ¦ 3QU LoRE | 2022 | 0.93458 | 0 | 0 | 0 | 0 | 0 | 0 | 0 | 0 | 29.9017 | 932.4658 | 0 | 932.4658 | 0 | 0 | 0 | 0 | 0 | 0 | 871.4634 | 0 | 29.9017 | 27.9456 | 932.4658 | 871.4634 | 0 | 0 | 932.4658 | 871.4634
[35 empty] | 7.3.5.9 Other discretionary inspections of vegetation around distribution electric lines and equipment | WLDFR | HFTD - Distribution - Tier 3 - 4QU CoRE ¦ 3QU LoRE | 2023 | 0.87344 | 0 | 0 | 0 | 0 | 0 | 0 | 0 | 0 | 0 | 0 | 0 | 0 | 29.9017 | 966.6304 | 0 | 966.6304 | 0 | 0 | 0 | 844.2924 | 0 | 0 | 0 | 0 | 0 | 0 | 0 | 0
[35 empty] | 7.3.5.9 Other discretionary inspections of vegetation around distribution electric lines and equipment | WLDFR | HFTD - Distribution - Tier 3 - 4QU CoRE ¦ 4QU LoRE | 2020 | 1 | 12.4127 | 416.2251 | 0 | 416.2251 | 0 | 0 | 0 | 0 | 0 | 0 | 0 | 0 | 0 | 0 | 0 | 0 | 416.2251 | 0 | 0 | 0 | 0 | 0 | 0 | 0 | 0 | 0 | 0 | 0
[35 empty] | 7.3.5.9 Other discretionary inspections of vegetation around distribution electric lines and equipment | WLDFR | HFTD - Distribution - Tier 3 - 4QU CoRE ¦ 4QU LoRE | 2021 | 1 | 0 | 0 | 0 | 0 | 12.4127 | 416.2251 | 0 | 416.2251 | 0 | 0 | 0 | 0 | 0 | 0 | 0 | 0 | 0 | 416.2251 | 0 | 0 | 0 | 0 | 0 | 0 | 0 | 0 | 0 | 0
[35 empty] | 7.3.5.9 Other discretionary inspections of vegetation around distribution electric lines and equipment | WLDFR | HFTD - Distribution - Tier 3 - 4QU CoRE ¦ 4QU LoRE | 2022 | 0.93458 | 0 | 0 | 0 | 0 | 0 | 0 | 0 | 0 | 11.4044 | 402.202 | 0 | 402.202 | 0 | 0 | 0 | 0 | 0 | 0 | 375.8897 | 0 | 11.4044 | 10.6584 | 402.202 | 375.8897 | 0 | 0 | 402.202 | 375.8897
[35 empty] | 7.3.5.9 Other discretionary inspections of vegetation around distribution electric lines and equipment | WLDFR | HFTD - Distribution - Tier 3 - 4QU CoRE ¦ 4QU LoRE | 2023 | 0.87344 | 0 | 0 | 0 | 0 | 0 | 0 | 0 | 0 | 0 | 0 | 0 | 0 | 11.4044 | 416.9385 | 0 | 416.9385 | 0 | 0 | 0 | 364.1702 | 0 | 0 | 0 | 0 | 0 | 0 | 0 | 0
[35 empty] | 7.3.5.9 Other discretionary inspections of vegetation around distribution electric lines and equipment | WLDFR | HFTD - Distribution - Tier 3 - 4QU CoRE ¦ 5QU LoRE | 2020 | 1 | 5.2668 | 202.4751 | 0 | 202.4751 | 0 | 0 | 0 | 0 | 0 | 0 | 0 | 0 | 0 | 0 | 0 | 0 | 202.4751 | 0 | 0 | 0 | 0 | 0 | 0 | 0 | 0 | 0 | 0 | 0
[35 empty] | 7.3.5.9 Other discretionary inspections of vegetation around distribution electric lines and equipment | WLDFR | HFTD - Distribution - Tier 3 - 4QU CoRE ¦ 5QU LoRE | 2021 | 1 | 0 | 0 | 0 | 0 | 5.2668 | 202.4751 | 0 | 202.4751 | 0 | 0 | 0 | 0 | 0 | 0 | 0 | 0 | 0 | 202.4751 | 0 | 0 | 0 | 0 | 0 | 0 | 0 | 0 | 0 | 0
[35 empty] | 7.3.5.9 Other discretionary inspections of vegetation around distribution electric lines and equipment | WLDFR | HFTD - Distribution - Tier 3 - 4QU CoRE ¦ 5QU LoRE | 2022 | 0.93458 | 0 | 0 | 0 | 0 | 0 | 0 | 0 | 0 | 5.8151 | 204.7125 | 0 | 204.7125 | 0 | 0 | 0 | 0 | 0 | 0 | 191.3201 | 0 | 5.8151 | 5.4347 | 204.7125 | 191.3201 | 0 | 0 | 204.7125 | 191.3201
[35 empty] | 7.3.5.9 Other discretionary inspections of vegetation around distribution electric lines and equipment | WLDFR | HFTD - Distribution - Tier 3 - 4QU CoRE ¦ 5QU LoRE | 2023 | 0.87344 | 0 | 0 | 0 | 0 | 0 | 0 | 0 | 0 | 0 | 0 | 0 | 0 | 5.8151 | 212.2133 | 0 | 212.2133 | 0 | 0 | 0 | 185.3553 | 0 | 0 | 0 | 0 | 0 | 0 | 0 | 0
[35 empty] | 7.3.5.9 Other discretionary inspections of vegetation around distribution electric lines and equipment | WLDFR | HFTD - Distribution - Tier 3 - 5QU CoRE ¦ 1QU LoRE | 2020 | 1 | 206.5588 | 943.414 | 0 | 943.414 | 0 | 0 | 0 | 0 | 0 | 0 | 0 | 0 | 0 | 0 | 0 | 0 | 943.414 | 0 | 0 | 0 | 0 | 0 | 0 | 0 | 0 | 0 | 0 | 0
[35 empty] | 7.3.5.9 Other discretionary inspections of vegetation around distribution electric lines and equipment | WLDFR | HFTD - Distribution - Tier 3 - 5QU CoRE ¦ 1QU LoRE | 2021 | 1 | 0 | 0 | 0 | 0 | 206.5588 | 943.414 | 0 | 943.414 | 0 | 0 | 0 | 0 | 0 | 0 | 0 | 0 | 0 | 943.414 | 0 | 0 | 0 | 0 | 0 | 0 | 0 | 0 | 0 | 0
[35 empty] | 7.3.5.9 Other discretionary inspections of vegetation around distribution electric lines and equipment | WLDFR | HFTD - Distribution - Tier 3 - 5QU CoRE ¦ 1QU LoRE | 2022 | 0.93458 | 0 | 0 | 0 | 0 | 0 | 0 | 0 | 0 | 207.5695 | 946.4474 | 0 | 946.4474 | 0 | 0 | 0 | 0 | 0 | 0 | 884.5303 | 0 | 207.5695 | 193.9902 | 946.4474 | 884.5303 | 0 | 0 | 946.4474 | 884.5303
[35 empty] | 7.3.5.9 Other discretionary inspections of vegetation around distribution electric lines and equipment | WLDFR | HFTD - Distribution - Tier 3 - 5QU CoRE ¦ 1QU LoRE | 2023 | 0.87344 | 0 | 0 | 0 | 0 | 0 | 0 | 0 | 0 | 0 | 0 | 0 | 0 | 207.5695 | 981.1054 | 0 | 981.1054 | 0 | 0 | 0 | 856.9354 | 0 | 0 | 0 | 0 | 0 | 0 | 0 | 0
[35 empty] | 7.3.5.9 Other discretionary inspections of vegetation around distribution electric lines and equipment | WLDFR | HFTD - Distribution - Tier 3 - 5QU CoRE ¦ 2QU LoRE | 2020 | 1 | 50.4666 | 280.9147 | 0 | 280.9147 | 0 | 0 | 0 | 0 | 0 | 0 | 0 | 0 | 0 | 0 | 0 | 0 | 280.9147 | 0 | 0 | 0 | 0 | 0 | 0 | 0 | 0 | 0 | 0 | 0
[35 empty] | 7.3.5.9 Other discretionary inspections of vegetation around distribution electric lines and equipment | WLDFR | HFTD - Distribution - Tier 3 - 5QU CoRE ¦ 2QU LoRE | 2021 | 1 | 0 | 0 | 0 | 0 | 50.4666 | 280.9147 | 0 | 280.9147 | 0 | 0 | 0 | 0 | 0 | 0 | 0 | 0 | 0 | 280.9147 | 0 | 0 | 0 | 0 | 0 | 0 | 0 | 0 | 0 | 0
[35 empty] | 7.3.5.9 Other discretionary inspections of vegetation around distribution electric lines and equipment | WLDFR | HFTD - Distribution - Tier 3 - 5QU CoRE ¦ 2QU LoRE | 2022 | 0.93458 | 0 | 0 | 0 | 0 | 0 | 0 | 0 | 0 | 48.0221 | 267.7586 | 0 | 267.7586 | 0 | 0 | 0 | 0 | 0 | 0 | 250.2416 | 0 | 48.0221 | 44.8805 | 267.7586 | 250.2416 | 0 | 0 | 267.7586 | 250.2416
[35 empty] | 7.3.5.9 Other discretionary inspections of vegetation around distribution electric lines and equipment | WLDFR | HFTD - Distribution - Tier 3 - 5QU CoRE ¦ 2QU LoRE | 2023 | 0.87344 | 0 | 0 | 0 | 0 | 0 | 0 | 0 | 0 | 0 | 0 | 0 | 0 | 48.0221 | 277.565 | 0 | 277.565 | 0 | 0 | 0 | 242.436 | 0 | 0 | 0 | 0 | 0 | 0 | 0 | 0
[35 empty] | 7.3.5.9 Other discretionary inspections of vegetation around distribution electric lines and equipment | WLDFR | HFTD - Distribution - Tier 3 - 5QU CoRE ¦ 3QU LoRE | 2020 | 1 | 12.3391 | 97.9353 | 0 | 97.9353 | 0 | 0 | 0 | 0 | 0 | 0 | 0 | 0 | 0 | 0 | 0 | 0 | 97.9353 | 0 | 0 | 0 | 0 | 0 | 0 | 0 | 0 | 0 | 0 | 0
[35 empty] | 7.3.5.9 Other discretionary inspections of vegetation around distribution electric lines and equipment | WLDFR | HFTD - Distribution - Tier 3 - 5QU CoRE ¦ 3QU LoRE | 2021 | 1 | 0 | 0 | 0 | 0 | 12.3391 | 97.9353 | 0 | 97.9353 | 0 | 0 | 0 | 0 | 0 | 0 | 0 | 0 | 0 | 97.9353 | 0 | 0 | 0 | 0 | 0 | 0 | 0 | 0 | 0 | 0
[35 empty] | 7.3.5.9 Other discretionary inspections of vegetation around distribution electric lines and equipment | WLDFR | HFTD - Distribution - Tier 3 - 5QU CoRE ¦ 3QU LoRE | 2022 | 0.93458 | 0 | 0 | 0 | 0 | 0 | 0 | 0 | 0 | 11.9425 | 87.2238 | 0 | 87.2238 | 0 | 0 | 0 | 0 | 0 | 0 | 81.5176 | 0 | 11.9425 | 11.1612 | 87.2238 | 81.5176 | 0 | 0 | 87.2238 | 81.5176
[35 empty] | 7.3.5.9 Other discretionary inspections of vegetation around distribution electric lines and equipment | WLDFR | HFTD - Distribution - Tier 3 - 5QU CoRE ¦ 3QU LoRE | 2023 | 0.87344 | 0 | 0 | 0 | 0 | 0 | 0 | 0 | 0 | 0 | 0 | 0 | 0 | 11.9425 | 90.4188 | 0 | 90.4188 | 0 | 0 | 0 | 78.9752 | 0 | 0 | 0 | 0 | 0 | 0 | 0 | 0
[35 empty] | 7.3.5.9 Other discretionary inspections of vegetation around distribution electric lines and equipment | WLDFR | HFTD - Distribution - Tier 3 - 5QU CoRE ¦ 4QU LoRE | 2020 | 1 | 4.9054 | 35.029 | 0 | 35.029 | 0 | 0 | 0 | 0 | 0 | 0 | 0 | 0 | 0 | 0 | 0 | 0 | 35.029 | 0 | 0 | 0 | 0 | 0 | 0 | 0 | 0 | 0 | 0 | 0
[35 empty] | 7.3.5.9 Other discretionary inspections of vegetation around distribution electric lines and equipment | WLDFR | HFTD - Distribution - Tier 3 - 5QU CoRE ¦ 4QU LoRE | 2021 | 1 | 0 | 0 | 0 | 0 | 4.9054 | 35.029 | 0 | 35.029 | 0 | 0 | 0 | 0 | 0 | 0 | 0 | 0 | 0 | 35.029 | 0 | 0 | 0 | 0 | 0 | 0 | 0 | 0 | 0 | 0
[35 empty] | 7.3.5.9 Other discretionary inspections of vegetation around distribution electric lines and equipment | WLDFR | HFTD - Distribution - Tier 3 - 5QU CoRE ¦ 4QU LoRE | 2022 | 0.93458 | 0 | 0 | 0 | 0 | 0 | 0 | 0 | 0 | 5.1612 | 38.9044 | 0 | 38.9044 | 0 | 0 | 0 | 0 | 0 | 0 | 36.3592 | 0 | 5.1612 | 4.8236 | 38.9044 | 36.3592 | 0 | 0 | 38.9044 | 36.3592
[35 empty] | 7.3.5.9 Other discretionary inspections of vegetation around distribution electric lines and equipment | WLDFR | HFTD - Distribution - Tier 3 - 5QU CoRE ¦ 4QU LoRE | 2023 | 0.87344 | 0 | 0 | 0 | 0 | 0 | 0 | 0 | 0 | 0 | 0 | 0 | 0 | 5.1612 | 40.3293 | 0 | 40.3293 | 0 | 0 | 0 | 35.2252 | 0 | 0 | 0 | 0 | 0 | 0 | 0 | 0
[35 empty] | 7.3.5.9 Other discretionary inspections of vegetation around distribution electric lines and equipment | WLDFR | HFTD - Distribution - Tier 3 - 5QU CoRE ¦ 5QU LoRE | 2020 | 1 | 3.1411 | 19.6023 | 0 | 19.6023 | 0 | 0 | 0 | 0 | 0 | 0 | 0 | 0 | 0 | 0 | 0 | 0 | 19.6023 | 0 | 0 | 0 | 0 | 0 | 0 | 0 | 0 | 0 | 0 | 0
[35 empty] | 7.3.5.9 Other discretionary inspections of vegetation around distribution electric lines and equipment | WLDFR | HFTD - Distribution - Tier 3 - 5QU CoRE ¦ 5QU LoRE | 2021 | 1 | 0 | 0 | 0 | 0 | 3.1411 | 19.6023 | 0 | 19.6023 | 0 | 0 | 0 | 0 | 0 | 0 | 0 | 0 | 0 | 19.6023 | 0 | 0 | 0 | 0 | 0 | 0 | 0 | 0 | 0 | 0
[35 empty] | 7.3.5.9 Other discretionary inspections of vegetation around distribution electric lines and equipment | WLDFR | HFTD - Distribution - Tier 3 - 5QU CoRE ¦ 5QU LoRE | 2022 | 0.93458 | 0 | 0 | 0 | 0 | 0 | 0 | 0 | 0 | 3.1916 | 20.0321 | 0 | 20.0321 | 0 | 0 | 0 | 0 | 0 | 0 | 18.7215 | 0 | 3.1916 | 2.9828 | 20.0321 | 18.7215 | 0 | 0 | 20.0321 | 18.7215
[35 empty] | 7.3.5.9 Other discretionary inspections of vegetation around distribution electric lines and equipment | WLDFR | HFTD - Distribution - Tier 3 - 5QU CoRE ¦ 5QU LoRE | 2023 | 0.87344 | 0 | 0 | 0 | 0 | 0 | 0 | 0 | 0 | 0 | 0 | 0 | 0 | 3.1916 | 20.7658 | 0 | 20.7658 | 0 | 0 | 0 | 18.1376 | 0 | 0 | 0 | 0 | 0 | 0 | 0 | 0
[35 empty] | 7.3.5.15 Identification and remediation of “at-risk species” | WLDFR | HFTD - Distribution - Tier 2 - 1QU CoRE ¦ 1QU LoRE | 2020 | 1 | 0.0079078 | 7.3618 | 0 | 7.3618 | 0 | 0 | 0 | 0 | 0 | 0 | 0 | 0 | 0 | 0 | 0 | 0 | 7.3618 | 0 | 0 | 0 | 0 | 0 | 0 | 0 | 0 | 0 | 0 | 0
[35 empty] | 7.3.5.15 Identification and remediation of “at-risk species” | WLDFR | HFTD - Distribution - Tier 2 - 1QU CoRE ¦ 1QU LoRE | 2021 | 1 | 0.0045196 | 4.7927 | 0 | 4.7927 | 0.0083499 | 7.7734 | 0 | 7.7734 | 0 | 0 | 0 | 0 | 0 | 0 | 0 | 0 | 4.7927 | 7.7734 | 0 | 0 | 0 | 0 | 0 | 0 | 0 | 0 | 0 | 0
[35 empty] | 7.3.5.15 Identification and remediation of “at-risk species” | WLDFR | HFTD - Distribution - Tier 2 - 1QU CoRE ¦ 1QU LoRE | 2022 | 0.93458 | 0.0038388 | 4.6768 | 0 | 4.6768 | 0.0040534 | 4.9382 | 0 | 4.9382 | 0.0061265 | 6.4848 | 0 | 6.4848 | 0 | 0 | 0 | 0 | 4.3708 | 4.6152 | 6.0605 | 0 | 0.0061265 | 0.0057257 | 6.4848 | 6.0605 | 0 | 0 | 6.4848 | 6.0605
[35 empty] | 7.3.5.15 Identification and remediation of “at-risk species” | WLDFR | HFTD - Distribution - Tier 2 - 1QU CoRE ¦ 1QU LoRE | 2023 | 0.87344 | 0.0038388 | 4.8481 | 0 | 4.8481 | 0.0040534 | 5.1192 | 0 | 5.1192 | 0.0034312 | 4.3334 | 0 | 4.3334 | 0.0058347 | 6.4023 | 0 | 6.4023 | 4.2345 | 4.4713 | 3.785 | 5.592 | 0.0034312 | 0.0029969 | 4.3334 | 3.785 | 0 | 0 | 4.3334 | 3.785
[35 empty] | 7.3.5.15 Identification and remediation of “at-risk species” | WLDFR | HFTD - Distribution - Tier 2 - 1QU CoRE ¦ 1QU LoRE | 2024 | 0.8163 | 0.0038388 | 4.8481 | 0 | 4.8481 | 0.0040534 | 5.1192 | 0 | 5.1192 | 0.0034312 | 4.3334 | 0 | 4.3334 | 0.0032678 | 4.127 | 0 | 4.127 | 3.9575 | 4.1788 | 3.5373 | 3.3689 | 0.0034312 | 0.0028009 | 4.3334 | 3.5373 | 0 | 0 | 4.3334 | 3.5373
[35 empty] | 7.3.5.15 Identification and remediation of “at-risk species” | WLDFR | HFTD - Distribution - Tier 2 - 1QU CoRE ¦ 1QU LoRE | 2025 | 0.7629 | 0.0038388 | 4.8481 | 0 | 4.8481 | 0.0040534 | 5.1192 | 0 | 5.1192 | 0.0034312 | 4.3334 | 0 | 4.3334 | 0.0032678 | 4.127 | 0 | 4.127 | 3.6986 | 3.9054 | 3.3059 | 3.1485 | 0.0034312 | 0.0026176 | 4.3334 | 3.3059 | 0 | 0 | 4.3334 | 3.3059
[35 empty] | 7.3.5.15 Identification and remediation of “at-risk species” | WLDFR | HFTD - Distribution - Tier 2 - 1QU CoRE ¦ 1QU LoRE | 2026 | 0.71299 | 0.0038388 | 4.8481 | 0 | 4.8481 | 0.0040534 | 5.1192 | 0 | 5.1192 | 0.0034312 | 4.3334 | 0 | 4.3334 | 0.0032678 | 4.127 | 0 | 4.127 | 3.4567 | 3.6499 | 3.0896 | 2.9425 | 0.0034312 | 0.0024464 | 4.3334 | 3.0896 | 0 | 0 | 4.3334 | 3.0896
[35 empty] | 7.3.5.15 Identification and remediation of “at-risk species” | WLDFR | HFTD - Distribution - Tier 2 - 1QU CoRE ¦ 1QU LoRE | 2027 | 0.66634 | 0.0038388 | 4.8481 | 0 | 4.8481 | 0.0040534 | 5.1192 | 0 | 5.1192 | 0.0034312 | 4.3334 | 0 | 4.3334 | 0.0032678 | 4.127 | 0 | 4.127 | 3.2305 | 3.4111 | 2.8875 | 2.75 | 0.0034312 | 0.0022864 | 4.3334 | 2.8875 | 0 | 0 | 4.3334 | 2.8875
[35 empty] | 7.3.5.15 Identification and remediation of “at-risk species” | WLDFR | HFTD - Distribution - Tier 2 - 1QU CoRE ¦ 1QU LoRE | 2028 | 0.62275 | 0.0038388 | 5.0641 | 0 | 5.0641 | 0.0040534 | 5.3472 | 0 | 5.3472 | 0.0034312 | 4.5264 | 0 | 4.5264 | 0.0032678 | 4.3109 | 0 | 4.3109 | 3.1536 | 3.33 | 2.8188 | 2.6846 | 0.0034312 | 0.0021368 | 4.5264 | 2.8188 | 0 | 0 | 4.5264 | 2.8188
[35 empty] | 7.3.5.15 Identification and remediation of “at-risk species” | WLDFR | HFTD - Distribution - Tier 2 - 1QU CoRE ¦ 1QU LoRE | 2029 | 0.58201 | 0.0038388 | 5.0641 | 0 | 5.0641 | 0.0040534 | 5.3472 | 0 | 5.3472 | 0.0034312 | 4.5264 | 0 | 4.5264 | 0.0032678 | 4.3109 | 0 | 4.3109 | 2.9473 | 3.1121 | 2.6344 | 2.509 | 0.0034312 | 0.001997 | 4.5264 | 2.6344 | 0 | 0 | 4.5264 | 2.6344
[35 empty] | 7.3.5.15 Identification and remediation of “at-risk species” | WLDFR | HFTD - Distribution - Tier 2 - 1QU CoRE ¦ 1QU LoRE | 2030 | 0.54393 | 0.0038388 | 5.0641 | 0 | 5.0641 | 0.0040534 | 5.3472 | 0 | 5.3472 | 0.0034312 | 4.5264 | 0 | 4.5264 | 0.0032678 | 4.3109 | 0 | 4.3109 | 2.7545 | 2.9085 | 2.4621 | 2.3448 | 0.0034312 | 0.0018663 | 4.5264 | 2.4621 | 0 | 0 | 4.5264 | 2.4621
[35 empty] | 7.3.5.15 Identification and remediation of “at-risk species” | WLDFR | HFTD - Distribution - Tier 2 - 1QU CoRE ¦ 1QU LoRE | 2031 | 0.50835 | 0.0038388 | 5.0641 | 0 | 5.0641 | 0.0040534 | 5.3472 | 0 | 5.3472 | 0.0034312 | 4.5264 | 0 | 4.5264 | 0.0032678 | 4.3109 | 0 | 4.3109 | 2.5743 | 2.7182 | 2.301 | 2.1914 | 0.0034312 | 0.0017442 | 4.5264 | 2.301 | 0 | 0 | 4.5264 | 2.301
[35 empty] | 7.3.5.15 Identification and remediation of “at-risk species” | WLDFR | HFTD - Distribution - Tier 2 - 1QU CoRE ¦ 1QU LoRE | 2032 | 0.47509 | 0.0038388 | 5.0641 | 0 | 5.0641 | 0.0040534 | 5.3472 | 0 | 5.3472 | 0.0034312 | 4.5264 | 0 | 4.5264 | 0.0032678 | 4.3109 | 0 | 4.3109 | 2.4059 | 2.5404 | 2.1505 | 2.0481 | 0.0034312 | 0.0016301 | 4.5264 | 2.1505 | 0 | 0 | 4.5264 | 2.1505
[35 empty] | 7.3.5.15 Identification and remediation of “at-risk species” | WLDFR | HFTD - Distribution - Tier 2 - 1QU CoRE ¦ 1QU LoRE | 2033 | 0.44401 | 0.0038388 | 5.304 | 0 | 5.304 | 0.0040534 | 5.6006 | 0 | 5.6006 | 0.0034312 | 4.7409 | 0 | 4.7409 | 0.0032678 | 4.5151 | 0 | 4.5151 | 2.3551 | 2.4867 | 2.105 | 2.0048 | 0.0034312 | 0.0015235 | 4.7409 | 2.105 | 0 | 0 | 4.7409 | 2.105
[35 empty] | 7.3.5.15 Identification and remediation of “at-risk species” | WLDFR | HFTD - Distribution - Tier 2 - 1QU CoRE ¦ 1QU LoRE | 2034 | 0.41496 | 0.0038388 | 5.304 | 0 | 5.304 | 0.0040534 | 5.6006 | 0 | 5.6006 | 0.0034312 | 4.7409 | 0 | 4.7409 | 0.0032678 | 4.5151 | 0 | 4.5151 | 2.201 | 2.324 | 1.9673 | 1.8736 | 0.0034312 | 0.0014238 | 4.7409 | 1.9673 | 0 | 0 | 4.7409 | 1.9673
[35 empty] | 7.3.5.15 Identification and remediation of “at-risk species” | WLDFR | HFTD - Distribution - Tier 2 - 1QU CoRE ¦ 1QU LoRE | 2035 | 0.38782 | 0.0038388 | 5.304 | 0 | 5.304 | 0.0040534 | 5.6006 | 0 | 5.6006 | 0.0034312 | 4.7409 | 0 | 4.7409 | 0.0032678 | 4.5151 | 0 | 4.5151 | 2.057 | 2.172 | 1.8386 | 1.7511 | 0.0034312 | 0.0013307 | 4.7409 | 1.8386 | 0 | 0 | 4.7409 | 1.8386
[35 empty] | 7.3.5.15 Identification and remediation of “at-risk species” | WLDFR | HFTD - Distribution - Tier 2 - 1QU CoRE ¦ 1QU LoRE | 2036 | 0.36245 | 0.0038388 | 5.304 | 0 | 5.304 | 0.0040534 | 5.6006 | 0 | 5.6006 | 0.0034312 | 4.7409 | 0 | 4.7409 | 0.0032678 | 4.5151 | 0 | 4.5151 | 1.9224 | 2.0299 | 1.7183 | 1.6365 | 0.0034312 | 0.0012436 | 4.7409 | 1.7183 | 0 | 0 | 4.7409 | 1.7183
[35 empty] | 7.3.5.15 Identification and remediation of “at-risk species” | WLDFR | HFTD - Distribution - Tier 2 - 1QU CoRE ¦ 1QU LoRE | 2037 | 0.33873 | 0.0038388 | 5.304 | 0 | 5.304 | 0.0040534 | 5.6006 | 0 | 5.6006 | 0.0034312 | 4.7409 | 0 | 4.7409 | 0.0032678 | 4.5151 | 0 | 4.5151 | 1.7967 | 1.8971 | 1.6059 | 1.5294 | 0.0034312 | 0.0011623 | 4.7409 | 1.6059 | 0 | 0 | 4.7409 | 1.6059
[35 empty] | 7.3.5.15 Identification and remediation of “at-risk species” | WLDFR | HFTD - Distribution - Tier 2 - 1QU CoRE ¦ 1QU LoRE | 2038 | 0.31657 | 0.0038388 | 5.5645 | 0 | 5.5645 | 0.0040534 | 5.8757 | 0 | 5.8757 | 0.0034312 | 4.9737 | 0 | 4.9737 | 0.0032678 | 4.7369 | 0 | 4.7369 | 1.7616 | 1.8601 | 1.5746 | 1.4996 | 0.0034312 | 0.0010862 | 4.9737 | 1.5746 | 0 | 0 | 4.9737 | 1.5746
[35 empty] | 7.3.5.15 Identification and remediation of “at-risk species” | WLDFR | HFTD - Distribution - Tier 2 - 1QU CoRE ¦ 1QU LoRE | 2039 | 0.29586 | 0.0038388 | 5.5645 | 0 | 5.5645 | 0.0040534 | 5.8757 | 0 | 5.8757 | 0.0034312 | 4.9737 | 0 | 4.9737 | 0.0032678 | 4.7369 | 0 | 4.7369 | 1.6463 | 1.7384 | 1.4715 | 1.4015 | 0.0034312 | 0.0010152 | 4.9737 | 1.4715 | 0 | 0 | 4.9737 | 1.4715
[35 empty] | 7.3.5.15 Identification and remediation of “at-risk species” | WLDFR | HFTD - Distribution - Tier 2 - 1QU CoRE ¦ 1QU LoRE | 2040 | 0.27651 | 0.0038388 | 5.5645 | 0 | 5.5645 | 0.0040534 | 5.8757 | 0 | 5.8757 | 0.0034312 | 4.9737 | 0 | 4.9737 | 0.0032678 | 4.7369 | 0 | 4.7369 | 1.5386 | 1.6247 | 1.3753 | 1.3098 | 0.0034312 | 0.00094876 | 4.9737 | 1.3753 | 0 | 0 | 4.9737 | 1.3753
[35 empty] | 7.3.5.15 Identification and remediation of “at-risk species” | WLDFR | HFTD - Distribution - Tier 2 - 1QU CoRE ¦ 1QU LoRE | 2041 | 0.25842 | 0.0038388 | 5.5645 | 0 | 5.5645 | 0.0040534 | 5.8757 | 0 | 5.8757 | 0.0034312 | 4.9737 | 0 | 4.9737 | 0.0032678 | 4.7369 | 0 | 4.7369 | 1.438 | 1.5184 | 1.2853 | 1.2241 | 0.0034312 | 0.00088669 | 4.9737 | 1.2853 | 0 | 0 | 4.9737 | 1.2853
[35 empty] | 7.3.5.15 Identification and remediation of “at-risk species” | WLDFR | HFTD - Distribution - Tier 2 - 1QU CoRE ¦ 1QU LoRE | 2042 | 0.24151 | 0.0038388 | 5.5645 | 0 | 5.5645 | 0.0040534 | 5.8757 | 0 | 5.8757 | 0.0034312 | 4.9737 | 0 | 4.9737 | 0.0032678 | 4.7369 | 0 | 4.7369 | 1.3439 | 1.419 | 1.2012 | 1.144 | 0.0034312 | 0.00082868 | 4.9737 | 1.2012 | 0 | 0 | 4.9737 | 1.2012
[35 empty] | 7.3.5.15 Identification and remediation of “at-risk species” | WLDFR | HFTD - Distribution - Tier 2 - 1QU CoRE ¦ 1QU LoRE | 2043 | 0.22571 | 0.0038388 | 5.842 | 0 | 5.842 | 0.0040534 | 6.1686 | 0 | 6.1686 | 0.0034312 | 5.2217 | 0 | 5.2217 | 0.0032678 | 4.9731 | 0 | 4.9731 | 1.3186 | 1.3923 | 1.1786 | 1.1225 | 0.0034312 | 0.00077447 | 5.2217 | 1.1786 | 0 | 0 | 5.2217 | 1.1786
[35 empty] | 7.3.5.15 Identification and remediation of “at-risk species” | WLDFR | HFTD - Distribution - Tier 2 - 1QU CoRE ¦ 1QU LoRE | 2044 | 0.21095 | 0.0038388 | 5.842 | 0 | 5.842 | 0.0040534 | 6.1686 | 0 | 6.1686 | 0.0034312 | 5.2217 | 0 | 5.2217 | 0.0032678 | 4.9731 | 0 | 4.9731 | 1.2324 | 1.3013 | 1.1015 | 1.0491 | 0.0034312 | 0.0007238 | 5.2217 | 1.1015 | 0 | 0 | 5.2217 | 1.1015
[35 empty] | 7.3.5.15 Identification and remediation of “at-risk species” | WLDFR | HFTD - Distribution - Tier 2 - 1QU CoRE ¦ 1QU LoRE | 2045 | 0.19715 | 0.0038388 | 5.842 | 0 | 5.842 | 0.0040534 | 6.1686 | 0 | 6.1686 | 0.0034312 | 5.2217 | 0 | 5.2217 | 0.0032678 | 4.9731 | 0 | 4.9731 | 1.1517 | 1.2161 | 1.0294 | 0.98043 | 0.0034312 | 0.00067645 | 5.2217 | 1.0294 | 0 | 0 | 5.2217 | 1.0294
[35 empty] | 7.3.5.15 Identification and remediation of “at-risk species” | WLDFR | HFTD - Distribution - Tier 2 - 1QU CoRE ¦ 1QU LoRE | 2046 | 0.18425 | 0.0038388 | 5.842 | 0 | 5.842 | 0.0040534 | 6.1686 | 0 | 6.1686 | 0.0034312 | 5.2217 | 0 | 5.2217 | 0.0032678 | 4.9731 | 0 | 4.9731 | 1.0764 | 1.1366 | 0.9621 | 0.91629 | 0.0034312 | 0.0006322 | 5.2217 | 0.9621 | 0 | 0 | 5.2217 | 0.9621
[35 empty] | 7.3.5.15 Identification and remediation of “at-risk species” | WLDFR | HFTD - Distribution - Tier 2 - 1QU CoRE ¦ 1QU LoRE | 2047 | 0.1722 | 0.0038388 | 5.842 | 0 | 5.842 | 0.0040534 | 6.1686 | 0 | 6.1686 | 0.0034312 | 5.2217 | 0 | 5.2217 | 0.0032678 | 4.9731 | 0 | 4.9731 | 1.006 | 1.0622 | 0.89916 | 0.85634 | 0.0034312 | 0.00059084 | 5.2217 | 0.89916 | 0 | 0 | 5.2217 | 0.89916
[35 empty] | 7.3.5.15 Identification and remediation of “at-risk species” | WLDFR | HFTD - Distribution - Tier 2 - 1QU CoRE ¦ 1QU LoRE | 2048 | 0.16093 | 0.0038388 | 6.1329 | 0 | 6.1329 | 0.0040534 | 6.4757 | 0 | 6.4757 | 0.0034312 | 5.4817 | 0 | 5.4817 | 0.0032678 | 5.2207 | 0 | 5.2207 | 0.98696 | 1.0421 | 0.88217 | 0.84017 | 0.0034312 | 0.00055218 | 5.4817 | 0.88217 | 0 | 0 | 5.4817 | 0.88217
[35 empty] | 7.3.5.15 Identification and remediation of “at-risk species” | WLDFR | HFTD - Distribution - Tier 2 - 1QU CoRE ¦ 1QU LoRE | 2049 | 0.1504 | 0.0038388 | 6.1329 | 0 | 6.1329 | 0.0040534 | 6.4757 | 0 | 6.4757 | 0.0034312 | 5.4817 | 0 | 5.4817 | 0.0032678 | 5.2207 | 0 | 5.2207 | 0.92239 | 0.97397 | 0.82446 | 0.7852 | 0.0034312 | 0.00051606 | 5.4817 | 0.82446 | 0 | 0 | 5.4817 | 0.82446
[35 empty] | 7.3.5.15 Identification and remediation of “at-risk species” | WLDFR | HFTD - Distribution - Tier 2 - 1QU CoRE ¦ 1QU LoRE | 2050 | 0.14056 | 0 | 0 | 0 | 0 | 0.0040534 | 6.4757 | 0 | 6.4757 | 0.0034312 | 5.4817 | 0 | 5.4817 | 0.0032678 | 5.2207 | 0 | 5.2207 | 0 | 0.91025 | 0.77052 | 0.73383 | 0.0034312 | 0.0004823 | 5.4817 | 0.77052 | 0 | 0 | 5.4817 | 0.77052
[35 empty] | 7.3.5.15 Identification and remediation of “at-risk species” | WLDFR | HFTD - Distribution - Tier 2 - 1QU CoRE ¦ 1QU LoRE | 2051 | 0.13137 | 0 | 0 | 0 | 0 | 0 | 0 | 0 | 0 | 0.0034312 | 5.4817 | 0 | 5.4817 | 0.0032678 | 5.2207 | 0 | 5.2207 | 0 | 0 | 0.72012 | 0.68583 | 0.0034312 | 0.00045075 | 5.4817 | 0.72012 | 0 | 0 | 5.4817 | 0.72012
[35 empty] | 7.3.5.15 Identification and remediation of “at-risk species” | WLDFR | HFTD - Distribution - Tier 2 - 1QU CoRE ¦ 1QU LoRE | 2052 | 0.12277 | 0 | 0 | 0 | 0 | 0 | 0 | 0 | 0 | 0 | 0 | 0 | 0 | 0.0032678 | 5.2207 | 0 | 5.2207 | 0 | 0 | 0 | 0.64096 | 0 | 0 | 0 | 0 | 0 | 0 | 0 | 0
[35 empty] | 7.3.5.15 Identification and remediation of “at-risk species” | WLDFR | HFTD - Distribution - Tier 2 - 1QU CoRE ¦ 2QU LoRE | 2020 | 1 | 0.011624 | 12.2243 | 0 | 12.2243 | 0 | 0 | 0 | 0 | 0 | 0 | 0 | 0 | 0 | 0 | 0 | 0 | 12.2243 | 0 | 0 | 0 | 0 | 0 | 0 | 0 | 0 | 0 | 0 | 0
[35 empty] | 7.3.5.15 Identification and remediation of “at-risk species” | WLDFR | HFTD - Distribution - Tier 2 - 1QU CoRE ¦ 2QU LoRE | 2021 | 1 | 0.0064608 | 7.999 | 0 | 7.999 | 0.012274 | 12.9077 | 0 | 12.9077 | 0 | 0 | 0 | 0 | 0 | 0 | 0 | 0 | 7.999 | 12.9077 | 0 | 0 | 0 | 0 | 0 | 0 | 0 | 0 | 0 | 0
[35 empty] | 7.3.5.15 Identification and remediation of “at-risk species” | WLDFR | HFTD - Distribution - Tier 2 - 1QU CoRE ¦ 2QU LoRE | 2022 | 0.93458 | 0.0055041 | 5.6035 | 0 | 5.6035 | 0.0058119 | 5.9168 | 0 | 5.9168 | 0.011755 | 10.0943 | 0 | 10.0943 | 0 | 0 | 0 | 0 | 5.2369 | 5.5297 | 9.4339 | 0 | 0.011755 | 0.010986 | 10.0943 | 9.4339 | 0 | 0 | 10.0943 | 9.4339
[35 empty] | 7.3.5.15 Identification and remediation of “at-risk species” | WLDFR | HFTD - Distribution - Tier 2 - 1QU CoRE ¦ 2QU LoRE | 2023 | 0.87344 | 0.0055041 | 5.8088 | 0 | 5.8088 | 0.0058119 | 6.1336 | 0 | 6.1336 | 0.0057237 | 6.0405 | 0 | 6.0405 | 0.011195 | 9.9659 | 0 | 9.9659 | 5.0737 | 5.3573 | 5.276 | 8.7046 | 0.0057237 | 0.0049993 | 6.0405 | 5.276 | 0 | 0 | 6.0405 | 5.276
[35 empty] | 7.3.5.15 Identification and remediation of “at-risk species” | WLDFR | HFTD - Distribution - Tier 2 - 1QU CoRE ¦ 2QU LoRE | 2024 | 0.8163 | 0.0055041 | 5.8088 | 0 | 5.8088 | 0.0058119 | 6.1336 | 0 | 6.1336 | 0.0057237 | 6.0405 | 0 | 6.0405 | 0.0054511 | 5.7529 | 0 | 5.7529 | 4.7417 | 5.0069 | 4.9309 | 4.6961 | 0.0057237 | 0.0046722 | 6.0405 | 4.9309 | 0 | 0 | 6.0405 | 4.9309
[35 empty] | 7.3.5.15 Identification and remediation of “at-risk species” | WLDFR | HFTD - Distribution - Tier 2 - 1QU CoRE ¦ 2QU LoRE | 2025 | 0.7629 | 0.0055041 | 5.8088 | 0 | 5.8088 | 0.0058119 | 6.1336 | 0 | 6.1336 | 0.0057237 | 6.0405 | 0 | 6.0405 | 0.0054511 | 5.7529 | 0 | 5.7529 | 4.4315 | 4.6793 | 4.6083 | 4.3888 | 0.0057237 | 0.0043665 | 6.0405 | 4.6083 | 0 | 0 | 6.0405 | 4.6083
[35 empty] | 7.3.5.15 Identification and remediation of “at-risk species” | WLDFR | HFTD - Distribution - Tier 2 - 1QU CoRE ¦ 2QU LoRE | 2026 | 0.71299 | 0.0055041 | 5.8088 | 0 | 5.8088 | 0.0058119 | 6.1336 | 0 | 6.1336 | 0.0057237 | 6.0405 | 0 | 6.0405 | 0.0054511 | 5.7529 | 0 | 5.7529 | 4.1416 | 4.3732 | 4.3068 | 4.1017 | 0.0057237 | 0.0040809 | 6.0405 | 4.3068 | 0 | 0 | 6.0405 | 4.3068
[35 empty] | 7.3.5.15 Identification and remediation of “at-risk species” | WLDFR | HFTD - Distribution - Tier 2 - 1QU CoRE ¦ 2QU LoRE | 2027 | 0.66634 | 0.0055041 | 5.8088 | 0 | 5.8088 | 0.0058119 | 6.1336 | 0 | 6.1336 | 0.0057237 | 6.0405 | 0 | 6.0405 | 0.0054511 | 5.7529 | 0 | 5.7529 | 3.8707 | 4.0871 | 4.0251 | 3.8334 | 0.0057237 | 0.0038139 | 6.0405 | 4.0251 | 0 | 0 | 6.0405 | 4.0251
[35 empty] | 7.3.5.15 Identification and remediation of “at-risk species” | WLDFR | HFTD - Distribution - Tier 2 - 1QU CoRE ¦ 2QU LoRE | 2028 | 0.62275 | 0.0055041 | 6.0676 | 0 | 6.0676 | 0.0058119 | 6.4068 | 0 | 6.4068 | 0.0057237 | 6.3096 | 0 | 6.3096 | 0.0054511 | 6.0091 | 0 | 6.0091 | 3.7786 | 3.9898 | 3.9293 | 3.7422 | 0.0057237 | 0.0035644 | 6.3096 | 3.9293 | 0 | 0 | 6.3096 | 3.9293
[35 empty] | 7.3.5.15 Identification and remediation of “at-risk species” | WLDFR | HFTD - Distribution - Tier 2 - 1QU CoRE ¦ 2QU LoRE | 2029 | 0.58201 | 0.0055041 | 6.0676 | 0 | 6.0676 | 0.0058119 | 6.4068 | 0 | 6.4068 | 0.0057237 | 6.3096 | 0 | 6.3096 | 0.0054511 | 6.0091 | 0 | 6.0091 | 3.5314 | 3.7288 | 3.6722 | 3.4974 | 0.0057237 | 0.0033312 | 6.3096 | 3.6722 | 0 | 0 | 6.3096 | 3.6722
[35 empty] | 7.3.5.15 Identification and remediation of “at-risk species” | WLDFR | HFTD - Distribution - Tier 2 - 1QU CoRE ¦ 2QU LoRE | 2030 | 0.54393 | 0.0055041 | 6.0676 | 0 | 6.0676 | 0.0058119 | 6.4068 | 0 | 6.4068 | 0.0057237 | 6.3096 | 0 | 6.3096 | 0.0054511 | 6.0091 | 0 | 6.0091 | 3.3004 | 3.4849 | 3.432 | 3.2686 | 0.0057237 | 0.0031133 | 6.3096 | 3.432 | 0 | 0 | 6.3096 | 3.432
[35 empty] | 7.3.5.15 Identification and remediation of “at-risk species” | WLDFR | HFTD - Distribution - Tier 2 - 1QU CoRE ¦ 2QU LoRE | 2031 | 0.50835 | 0.0055041 | 6.0676 | 0 | 6.0676 | 0.0058119 | 6.4068 | 0 | 6.4068 | 0.0057237 | 6.3096 | 0 | 6.3096 | 0.0054511 | 6.0091 | 0 | 6.0091 | 3.0844 | 3.2569 | 3.2075 | 3.0547 | 0.0057237 | 0.0029096 | 6.3096 | 3.2075 | 0 | 0 | 6.3096 | 3.2075
[35 empty] | 7.3.5.15 Identification and remediation of “at-risk species” | WLDFR | HFTD - Distribution - Tier 2 - 1QU CoRE ¦ 2QU LoRE | 2032 | 0.47509 | 0.0055041 | 6.0676 | 0 | 6.0676 | 0.0058119 | 6.4068 | 0 | 6.4068 | 0.0057237 | 6.3096 | 0 | 6.3096 | 0.0054511 | 6.0091 | 0 | 6.0091 | 2.8827 | 3.0438 | 2.9976 | 2.8549 | 0.0057237 | 0.0027193 | 6.3096 | 2.9976 | 0 | 0 | 6.3096 | 2.9976
[35 empty] | 7.3.5.15 Identification and remediation of “at-risk species” | WLDFR | HFTD - Distribution - Tier 2 - 1QU CoRE ¦ 2QU LoRE | 2033 | 0.44401 | 0.0055041 | 6.3551 | 0 | 6.3551 | 0.0058119 | 6.7104 | 0 | 6.7104 | 0.0057237 | 6.6086 | 0 | 6.6086 | 0.0054511 | 6.2939 | 0 | 6.2939 | 2.8217 | 2.9795 | 2.9343 | 2.7946 | 0.0057237 | 0.0025414 | 6.6086 | 2.9343 | 0 | 0 | 6.6086 | 2.9343
[35 empty] | 7.3.5.15 Identification and remediation of “at-risk species” | WLDFR | HFTD - Distribution - Tier 2 - 1QU CoRE ¦ 2QU LoRE | 2034 | 0.41496 | 0.0055041 | 6.3551 | 0 | 6.3551 | 0.0058119 | 6.7104 | 0 | 6.7104 | 0.0057237 | 6.6086 | 0 | 6.6086 | 0.0054511 | 6.2939 | 0 | 6.2939 | 2.6371 | 2.7846 | 2.7423 | 2.6117 | 0.0057237 | 0.0023751 | 6.6086 | 2.7423 | 0 | 0 | 6.6086 | 2.7423
[35 empty] | 7.3.5.15 Identification and remediation of “at-risk species” | WLDFR | HFTD - Distribution - Tier 2 - 1QU CoRE ¦ 2QU LoRE | 2035 | 0.38782 | 0.0055041 | 6.3551 | 0 | 6.3551 | 0.0058119 | 6.7104 | 0 | 6.7104 | 0.0057237 | 6.6086 | 0 | 6.6086 | 0.0054511 | 6.2939 | 0 | 6.2939 | 2.4646 | 2.6024 | 2.5629 | 2.4409 | 0.0057237 | 0.0022197 | 6.6086 | 2.5629 | 0 | 0 | 6.6086 | 2.5629
[35 empty] | 7.3.5.15 Identification and remediation of “at-risk species” | WLDFR | HFTD - Distribution - Tier 2 - 1QU CoRE ¦ 2QU LoRE | 2036 | 0.36245 | 0.0055041 | 6.3551 | 0 | 6.3551 | 0.0058119 | 6.7104 | 0 | 6.7104 | 0.0057237 | 6.6086 | 0 | 6.6086 | 0.0054511 | 6.2939 | 0 | 6.2939 | 2.3034 | 2.4322 | 2.3953 | 2.2812 | 0.0057237 | 0.0020745 | 6.6086 | 2.3953 | 0 | 0 | 6.6086 | 2.3953
[35 empty] | 7.3.5.15 Identification and remediation of “at-risk species” | WLDFR | HFTD - Distribution - Tier 2 - 1QU CoRE ¦ 2QU LoRE | 2037 | 0.33873 | 0.0055041 | 6.3551 | 0 | 6.3551 | 0.0058119 | 6.7104 | 0 | 6.7104 | 0.0057237 | 6.6086 | 0 | 6.6086 | 0.0054511 | 6.2939 | 0 | 6.2939 | 2.1527 | 2.2731 | 2.2386 | 2.132 | 0.0057237 | 0.0019388 | 6.6086 | 2.2386 | 0 | 0 | 6.6086 | 2.2386
[35 empty] | 7.3.5.15 Identification and remediation of “at-risk species” | WLDFR | HFTD - Distribution - Tier 2 - 1QU CoRE ¦ 2QU LoRE | 2038 | 0.31657 | 0.0055041 | 6.6672 | 0 | 6.6672 | 0.0058119 | 7.04 | 0 | 7.04 | 0.0057237 | 6.9332 | 0 | 6.9332 | 0.0054511 | 6.603 | 0 | 6.603 | 2.1107 | 2.2287 | 2.1949 | 2.0903 | 0.0057237 | 0.001812 | 6.9332 | 2.1949 | 0 | 0 | 6.9332 | 2.1949
[35 empty] | 7.3.5.15 Identification and remediation of “at-risk species” | WLDFR | HFTD - Distribution - Tier 2 - 1QU CoRE ¦ 2QU LoRE | 2039 | 0.29586 | 0.0055041 | 6.6672 | 0 | 6.6672 | 0.0058119 | 7.04 | 0 | 7.04 | 0.0057237 | 6.9332 | 0 | 6.9332 | 0.0054511 | 6.603 | 0 | 6.603 | 1.9726 | 2.0829 | 2.0513 | 1.9536 | 0.0057237 | 0.0016934 | 6.9332 | 2.0513 | 0 | 0 | 6.9332 | 2.0513
[35 empty] | 7.3.5.15 Identification and remediation of “at-risk species” | WLDFR | HFTD - Distribution - Tier 2 - 1QU CoRE ¦ 2QU LoRE | 2040 | 0.27651 | 0.0055041 | 6.6672 | 0 | 6.6672 | 0.0058119 | 7.04 | 0 | 7.04 | 0.0057237 | 6.9332 | 0 | 6.9332 | 0.0054511 | 6.603 | 0 | 6.603 | 1.8435 | 1.9466 | 1.9171 | 1.8258 | 0.0057237 | 0.0015826 | 6.9332 | 1.9171 | 0 | 0 | 6.9332 | 1.9171
[35 empty] | 7.3.5.15 Identification and remediation of “at-risk species” | WLDFR | HFTD - Distribution - Tier 2 - 1QU CoRE ¦ 2QU LoRE | 2041 | 0.25842 | 0.0055041 | 6.6672 | 0 | 6.6672 | 0.0058119 | 7.04 | 0 | 7.04 | 0.0057237 | 6.9332 | 0 | 6.9332 | 0.0054511 | 6.603 | 0 | 6.603 | 1.7229 | 1.8193 | 1.7917 | 1.7063 | 0.0057237 | 0.0014791 | 6.9332 | 1.7917 | 0 | 0 | 6.9332 | 1.7917
[35 empty] | 7.3.5.15 Identification and remediation of “at-risk species” | WLDFR | HFTD - Distribution - Tier 2 - 1QU CoRE ¦ 2QU LoRE | 2042 | 0.24151 | 0.0055041 | 6.6672 | 0 | 6.6672 | 0.0058119 | 7.04 | 0 | 7.04 | 0.0057237 | 6.9332 | 0 | 6.9332 | 0.0054511 | 6.603 | 0 | 6.603 | 1.6102 | 1.7003 | 1.6744 | 1.5947 | 0.0057237 | 0.0013823 | 6.9332 | 1.6744 | 0 | 0 | 6.9332 | 1.6744
[35 empty] | 7.3.5.15 Identification and remediation of “at-risk species” | WLDFR | HFTD - Distribution - Tier 2 - 1QU CoRE ¦ 2QU LoRE | 2043 | 0.22571 | 0.0055041 | 6.9997 | 0 | 6.9997 | 0.0058119 | 7.391 | 0 | 7.391 | 0.0057237 | 7.2789 | 0 | 7.2789 | 0.0054511 | 6.9323 | 0 | 6.9323 | 1.5799 | 1.6683 | 1.6429 | 1.5647 | 0.0057237 | 0.0012919 | 7.2789 | 1.6429 | 0 | 0 | 7.2789 | 1.6429
[35 empty] | 7.3.5.15 Identification and remediation of “at-risk species” | WLDFR | HFTD - Distribution - Tier 2 - 1QU CoRE ¦ 2QU LoRE | 2044 | 0.21095 | 0.0055041 | 6.9997 | 0 | 6.9997 | 0.0058119 | 7.391 | 0 | 7.391 | 0.0057237 | 7.2789 | 0 | 7.2789 | 0.0054511 | 6.9323 | 0 | 6.9323 | 1.4766 | 1.5591 | 1.5355 | 1.4623 | 0.0057237 | 0.0012074 | 7.2789 | 1.5355 | 0 | 0 | 7.2789 | 1.5355
[35 empty] | 7.3.5.15 Identification and remediation of “at-risk species” | WLDFR | HFTD - Distribution - Tier 2 - 1QU CoRE ¦ 2QU LoRE | 2045 | 0.19715 | 0.0055041 | 6.9997 | 0 | 6.9997 | 0.0058119 | 7.391 | 0 | 7.391 | 0.0057237 | 7.2789 | 0 | 7.2789 | 0.0054511 | 6.9323 | 0 | 6.9323 | 1.38 | 1.4571 | 1.435 | 1.3667 | 0.0057237 | 0.0011284 | 7.2789 | 1.435 | 0 | 0 | 7.2789 | 1.435
[35 empty] | 7.3.5.15 Identification and remediation of “at-risk species” | WLDFR | HFTD - Distribution - Tier 2 - 1QU CoRE ¦ 2QU LoRE | 2046 | 0.18425 | 0.0055041 | 6.9997 | 0 | 6.9997 | 0.0058119 | 7.391 | 0 | 7.391 | 0.0057237 | 7.2789 | 0 | 7.2789 | 0.0054511 | 6.9323 | 0 | 6.9323 | 1.2897 | 1.3618 | 1.3411 | 1.2773 | 0.0057237 | 0.0010546 | 7.2789 | 1.3411 | 0 | 0 | 7.2789 | 1.3411
[35 empty] | 7.3.5.15 Identification and remediation of “at-risk species” | WLDFR | HFTD - Distribution - Tier 2 - 1QU CoRE ¦ 2QU LoRE | 2047 | 0.1722 | 0.0055041 | 6.9997 | 0 | 6.9997 | 0.0058119 | 7.391 | 0 | 7.391 | 0.0057237 | 7.2789 | 0 | 7.2789 | 0.0054511 | 6.9323 | 0 | 6.9323 | 1.2053 | 1.2727 | 1.2534 | 1.1937 | 0.0057237 | 0.00098559 | 7.2789 | 1.2534 | 0 | 0 | 7.2789 | 1.2534
[35 empty] | 7.3.5.15 Identification and remediation of “at-risk species” | WLDFR | HFTD - Distribution - Tier 2 - 1QU CoRE ¦ 2QU LoRE | 2048 | 0.16093 | 0.0055041 | 7.3482 | 0 | 7.3482 | 0.0058119 | 7.759 | 0 | 7.759 | 0.0057237 | 7.6413 | 0 | 7.6413 | 0.0054511 | 7.2774 | 0 | 7.2774 | 1.1825 | 1.2487 | 1.2297 | 1.1712 | 0.0057237 | 0.00092111 | 7.6413 | 1.2297 | 0 | 0 | 7.6413 | 1.2297
[35 empty] | 7.3.5.15 Identification and remediation of “at-risk species” | WLDFR | HFTD - Distribution - Tier 2 - 1QU CoRE ¦ 2QU LoRE | 2049 | 0.1504 | 0.0055041 | 7.3482 | 0 | 7.3482 | 0.0058119 | 7.759 | 0 | 7.759 | 0.0057237 | 7.6413 | 0 | 7.6413 | 0.0054511 | 7.2774 | 0 | 7.2774 | 1.1052 | 1.167 | 1.1493 | 1.0945 | 0.0057237 | 0.00086085 | 7.6413 | 1.1493 | 0 | 0 | 7.6413 | 1.1493
[35 empty] | 7.3.5.15 Identification and remediation of “at-risk species” | WLDFR | HFTD - Distribution - Tier 2 - 1QU CoRE ¦ 2QU LoRE | 2050 | 0.14056 | 0 | 0 | 0 | 0 | 0.0058119 | 7.759 | 0 | 7.759 | 0.0057237 | 7.6413 | 0 | 7.6413 | 0.0054511 | 7.2774 | 0 | 7.2774 | 0 | 1.0906 | 1.0741 | 1.0229 | 0.0057237 | 0.00080453 | 7.6413 | 1.0741 | 0 | 0 | 7.6413 | 1.0741
[35 empty] | 7.3.5.15 Identification and remediation of “at-risk species” | WLDFR | HFTD - Distribution - Tier 2 - 1QU CoRE ¦ 2QU LoRE | 2051 | 0.13137 | 0 | 0 | 0 | 0 | 0 | 0 | 0 | 0 | 0.0057237 | 7.6413 | 0 | 7.6413 | 0.0054511 | 7.2774 | 0 | 7.2774 | 0 | 0 | 1.0038 | 0.95601 | 0.0057237 | 0.0007519 | 7.6413 | 1.0038 | 0 | 0 | 7.6413 | 1.0038
[35 empty] | 7.3.5.15 Identification and remediation of “at-risk species” | WLDFR | HFTD - Distribution - Tier 2 - 1QU CoRE ¦ 2QU LoRE | 2052 | 0.12277 | 0 | 0 | 0 | 0 | 0 | 0 | 0 | 0 | 0 | 0 | 0 | 0 | 0.0054511 | 7.2774 | 0 | 7.2774 | 0 | 0 | 0 | 0.89347 | 0 | 0 | 0 | 0 | 0 | 0 | 0 | 0
[35 empty] | 7.3.5.15 Identification and remediation of “at-risk species” | WLDFR | HFTD - Distribution - Tier 2 - 1QU CoRE ¦ 3QU LoRE | 2020 | 1 | 0.039714 | 35.2303 | 0 | 35.2303 | 0 | 0 | 0 | 0 | 0 | 0 | 0 | 0 | 0 | 0 | 0 | 0 | 35.2303 | 0 | 0 | 0 | 0 | 0 | 0 | 0 | 0 | 0 | 0 | 0
[35 empty] | 7.3.5.15 Identification and remediation of “at-risk species” | WLDFR | HFTD - Distribution - Tier 2 - 1QU CoRE ¦ 3QU LoRE | 2021 | 1 | 0.022605 | 22.7327 | 0 | 22.7327 | 0.041935 | 37.2001 | 0 | 37.2001 | 0 | 0 | 0 | 0 | 0 | 0 | 0 | 0 | 22.7327 | 37.2001 | 0 | 0 | 0 | 0 | 0 | 0 | 0 | 0 | 0 | 0
[35 empty] | 7.3.5.15 Identification and remediation of “at-risk species” | WLDFR | HFTD - Distribution - Tier 2 - 1QU CoRE ¦ 3QU LoRE | 2022 | 0.93458 | 0.015442 | 14.6545 | 0 | 14.6545 | 0.016306 | 15.4739 | 0 | 15.4739 | 0.031457 | 26.5185 | 0 | 26.5185 | 0 | 0 | 0 | 0 | 13.6958 | 14.4616 | 24.7837 | 0 | 0.031457 | 0.029399 | 26.5185 | 24.7837 | 0 | 0 | 26.5185 | 24.7837
[35 empty] | 7.3.5.15 Identification and remediation of “at-risk species” | WLDFR | HFTD - Distribution - Tier 2 - 1QU CoRE ¦ 3QU LoRE | 2023 | 0.87344 | 0.015442 | 15.1916 | 0 | 15.1916 | 0.016306 | 16.0409 | 0 | 16.0409 | 0.015068 | 14.8231 | 0 | 14.8231 | 0.029959 | 26.1813 | 0 | 26.1813 | 13.2689 | 14.0108 | 12.9471 | 22.8677 | 0.015068 | 0.013161 | 14.8231 | 12.9471 | 0 | 0 | 14.8231 | 12.9471
[35 empty] | 7.3.5.15 Identification and remediation of “at-risk species” | WLDFR | HFTD - Distribution - Tier 2 - 1QU CoRE ¦ 3QU LoRE | 2024 | 0.8163 | 0.015442 | 15.1916 | 0 | 15.1916 | 0.016306 | 16.0409 | 0 | 16.0409 | 0.015068 | 14.8231 | 0 | 14.8231 | 0.01435 | 14.1172 | 0 | 14.1172 | 12.4009 | 13.0942 | 12.1001 | 11.5239 | 0.015068 | 0.0123 | 14.8231 | 12.1001 | 0 | 0 | 14.8231 | 12.1001
[35 empty] | 7.3.5.15 Identification and remediation of “at-risk species” | WLDFR | HFTD - Distribution - Tier 2 - 1QU CoRE ¦ 3QU LoRE | 2025 | 0.7629 | 0.015442 | 15.1916 | 0 | 15.1916 | 0.016306 | 16.0409 | 0 | 16.0409 | 0.015068 | 14.8231 | 0 | 14.8231 | 0.01435 | 14.1172 | 0 | 14.1172 | 11.5896 | 12.2376 | 11.3085 | 10.77 | 0.015068 | 0.011495 | 14.8231 | 11.3085 | 0 | 0 | 14.8231 | 11.3085
[35 empty] | 7.3.5.15 Identification and remediation of “at-risk species” | WLDFR | HFTD - Distribution - Tier 2 - 1QU CoRE ¦ 3QU LoRE | 2026 | 0.71299 | 0.015442 | 15.1916 | 0 | 15.1916 | 0.016306 | 16.0409 | 0 | 16.0409 | 0.015068 | 14.8231 | 0 | 14.8231 | 0.01435 | 14.1172 | 0 | 14.1172 | 10.8314 | 11.437 | 10.5687 | 10.0654 | 0.015068 | 0.010743 | 14.8231 | 10.5687 | 0 | 0 | 14.8231 | 10.5687
[35 empty] | 7.3.5.15 Identification and remediation of “at-risk species” | WLDFR | HFTD - Distribution - Tier 2 - 1QU CoRE ¦ 3QU LoRE | 2027 | 0.66634 | 0.015442 | 15.1916 | 0 | 15.1916 | 0.016306 | 16.0409 | 0 | 16.0409 | 0.015068 | 14.8231 | 0 | 14.8231 | 0.01435 | 14.1172 | 0 | 14.1172 | 10.1228 | 10.6888 | 9.8773 | 9.4069 | 0.015068 | 0.01004 | 14.8231 | 9.8773 | 0 | 0 | 14.8231 | 9.8773
[35 empty] | 7.3.5.15 Identification and remediation of “at-risk species” | WLDFR | HFTD - Distribution - Tier 2 - 1QU CoRE ¦ 3QU LoRE | 2028 | 0.62275 | 0.015442 | 15.8682 | 0 | 15.8682 | 0.016306 | 16.7554 | 0 | 16.7554 | 0.015068 | 15.4834 | 0 | 15.4834 | 0.01435 | 14.7461 | 0 | 14.7461 | 9.8819 | 10.4344 | 9.6423 | 9.1831 | 0.015068 | 0.0093835 | 15.4834 | 9.6423 | 0 | 0 | 15.4834 | 9.6423
[35 empty] | 7.3.5.15 Identification and remediation of “at-risk species” | WLDFR | HFTD - Distribution - Tier 2 - 1QU CoRE ¦ 3QU LoRE | 2029 | 0.58201 | 0.015442 | 15.8682 | 0 | 15.8682 | 0.016306 | 16.7554 | 0 | 16.7554 | 0.015068 | 15.4834 | 0 | 15.4834 | 0.01435 | 14.7461 | 0 | 14.7461 | 9.2355 | 9.7518 | 9.0115 | 8.5823 | 0.015068 | 0.0087696 | 15.4834 | 9.0115 | 0 | 0 | 15.4834 | 9.0115
[35 empty] | 7.3.5.15 Identification and remediation of “at-risk species” | WLDFR | HFTD - Distribution - Tier 2 - 1QU CoRE ¦ 3QU LoRE | 2030 | 0.54393 | 0.015442 | 15.8682 | 0 | 15.8682 | 0.016306 | 16.7554 | 0 | 16.7554 | 0.015068 | 15.4834 | 0 | 15.4834 | 0.01435 | 14.7461 | 0 | 14.7461 | 8.6313 | 9.1138 | 8.4219 | 8.0209 | 0.015068 | 0.0081959 | 15.4834 | 8.4219 | 0 | 0 | 15.4834 | 8.4219
[35 empty] | 7.3.5.15 Identification and remediation of “at-risk species” | WLDFR | HFTD - Distribution - Tier 2 - 1QU CoRE ¦ 3QU LoRE | 2031 | 0.50835 | 0.015442 | 15.8682 | 0 | 15.8682 | 0.016306 | 16.7554 | 0 | 16.7554 | 0.015068 | 15.4834 | 0 | 15.4834 | 0.01435 | 14.7461 | 0 | 14.7461 | 8.0666 | 8.5176 | 7.871 | 7.4961 | 0.015068 | 0.0076597 | 15.4834 | 7.871 | 0 | 0 | 15.4834 | 7.871
[35 empty] | 7.3.5.15 Identification and remediation of “at-risk species” | WLDFR | HFTD - Distribution - Tier 2 - 1QU CoRE ¦ 3QU LoRE | 2032 | 0.47509 | 0.015442 | 15.8682 | 0 | 15.8682 | 0.016306 | 16.7554 | 0 | 16.7554 | 0.015068 | 15.4834 | 0 | 15.4834 | 0.01435 | 14.7461 | 0 | 14.7461 | 7.5389 | 7.9604 | 7.356 | 7.0057 | 0.015068 | 0.0071586 | 15.4834 | 7.356 | 0 | 0 | 15.4834 | 7.356
[35 empty] | 7.3.5.15 Identification and remediation of “at-risk species” | WLDFR | HFTD - Distribution - Tier 2 - 1QU CoRE ¦ 3QU LoRE | 2033 | 0.44401 | 0.015442 | 16.6202 | 0 | 16.6202 | 0.016306 | 17.5495 | 0 | 17.5495 | 0.015068 | 16.2171 | 0 | 16.2171 | 0.01435 | 15.4449 | 0 | 15.4449 | 7.3796 | 7.7922 | 7.2006 | 6.8577 | 0.015068 | 0.0066903 | 16.2171 | 7.2006 | 0 | 0 | 16.2171 | 7.2006
[35 empty] | 7.3.5.15 Identification and remediation of “at-risk species” | WLDFR | HFTD - Distribution - Tier 2 - 1QU CoRE ¦ 3QU LoRE | 2034 | 0.41496 | 0.015442 | 16.6202 | 0 | 16.6202 | 0.016306 | 17.5495 | 0 | 17.5495 | 0.015068 | 16.2171 | 0 | 16.2171 | 0.01435 | 15.4449 | 0 | 15.4449 | 6.8968 | 7.2824 | 6.7295 | 6.4091 | 0.015068 | 0.0062526 | 16.2171 | 6.7295 | 0 | 0 | 16.2171 | 6.7295
[35 empty] | 7.3.5.15 Identification and remediation of “at-risk species” | WLDFR | HFTD - Distribution - Tier 2 - 1QU CoRE ¦ 3QU LoRE | 2035 | 0.38782 | 0.015442 | 16.6202 | 0 | 16.6202 | 0.016306 | 17.5495 | 0 | 17.5495 | 0.015068 | 16.2171 | 0 | 16.2171 | 0.01435 | 15.4449 | 0 | 15.4449 | 6.4456 | 6.806 | 6.2893 | 5.9898 | 0.015068 | 0.0058436 | 16.2171 | 6.2893 | 0 | 0 | 16.2171 | 6.2893
[35 empty] | 7.3.5.15 Identification and remediation of “at-risk species” | WLDFR | HFTD - Distribution - Tier 2 - 1QU CoRE ¦ 3QU LoRE | 2036 | 0.36245 | 0.015442 | 16.6202 | 0 | 16.6202 | 0.016306 | 17.5495 | 0 | 17.5495 | 0.015068 | 16.2171 | 0 | 16.2171 | 0.01435 | 15.4449 | 0 | 15.4449 | 6.0239 | 6.3607 | 5.8778 | 5.5979 | 0.015068 | 0.0054613 | 16.2171 | 5.8778 | 0 | 0 | 16.2171 | 5.8778
[35 empty] | 7.3.5.15 Identification and remediation of “at-risk species” | WLDFR | HFTD - Distribution - Tier 2 - 1QU CoRE ¦ 3QU LoRE | 2037 | 0.33873 | 0.015442 | 16.6202 | 0 | 16.6202 | 0.016306 | 17.5495 | 0 | 17.5495 | 0.015068 | 16.2171 | 0 | 16.2171 | 0.01435 | 15.4449 | 0 | 15.4449 | 5.6298 | 5.9446 | 5.4933 | 5.2317 | 0.015068 | 0.005104 | 16.2171 | 5.4933 | 0 | 0 | 16.2171 | 5.4933
[35 empty] | 7.3.5.15 Identification and remediation of “at-risk species” | WLDFR | HFTD - Distribution - Tier 2 - 1QU CoRE ¦ 3QU LoRE | 2038 | 0.31657 | 0.015442 | 17.4365 | 0 | 17.4365 | 0.016306 | 18.4114 | 0 | 18.4114 | 0.015068 | 17.0136 | 0 | 17.0136 | 0.01435 | 16.2034 | 0 | 16.2034 | 5.52 | 5.8286 | 5.3861 | 5.1296 | 0.015068 | 0.0047701 | 17.0136 | 5.3861 | 0 | 0 | 17.0136 | 5.3861
[35 empty] | 7.3.5.15 Identification and remediation of “at-risk species” | WLDFR | HFTD - Distribution - Tier 2 - 1QU CoRE ¦ 3QU LoRE | 2039 | 0.29586 | 0.015442 | 17.4365 | 0 | 17.4365 | 0.016306 | 18.4114 | 0 | 18.4114 | 0.015068 | 17.0136 | 0 | 17.0136 | 0.01435 | 16.2034 | 0 | 16.2034 | 5.1588 | 5.4473 | 5.0337 | 4.794 | 0.015068 | 0.004458 | 17.0136 | 5.0337 | 0 | 0 | 17.0136 | 5.0337
[35 empty] | 7.3.5.15 Identification and remediation of “at-risk species” | WLDFR | HFTD - Distribution - Tier 2 - 1QU CoRE ¦ 3QU LoRE | 2040 | 0.27651 | 0.015442 | 17.4365 | 0 | 17.4365 | 0.016306 | 18.4114 | 0 | 18.4114 | 0.015068 | 17.0136 | 0 | 17.0136 | 0.01435 | 16.2034 | 0 | 16.2034 | 4.8213 | 5.0909 | 4.7044 | 4.4804 | 0.015068 | 0.0041664 | 17.0136 | 4.7044 | 0 | 0 | 17.0136 | 4.7044
[35 empty] | 7.3.5.15 Identification and remediation of “at-risk species” | WLDFR | HFTD - Distribution - Tier 2 - 1QU CoRE ¦ 3QU LoRE | 2041 | 0.25842 | 0.015442 | 17.4365 | 0 | 17.4365 | 0.016306 | 18.4114 | 0 | 18.4114 | 0.015068 | 17.0136 | 0 | 17.0136 | 0.01435 | 16.2034 | 0 | 16.2034 | 4.5059 | 4.7579 | 4.3966 | 4.1873 | 0.015068 | 0.0038938 | 17.0136 | 4.3966 | 0 | 0 | 17.0136 | 4.3966
[35 empty] | 7.3.5.15 Identification and remediation of “at-risk species” | WLDFR | HFTD - Distribution - Tier 2 - 1QU CoRE ¦ 3QU LoRE | 2042 | 0.24151 | 0.015442 | 17.4365 | 0 | 17.4365 | 0.016306 | 18.4114 | 0 | 18.4114 | 0.015068 | 17.0136 | 0 | 17.0136 | 0.01435 | 16.2034 | 0 | 16.2034 | 4.2111 | 4.4466 | 4.109 | 3.9133 | 0.015068 | 0.0036391 | 17.0136 | 4.109 | 0 | 0 | 17.0136 | 4.109
[35 empty] | 7.3.5.15 Identification and remediation of “at-risk species” | WLDFR | HFTD - Distribution - Tier 2 - 1QU CoRE ¦ 3QU LoRE | 2043 | 0.22571 | 0.015442 | 18.306 | 0 | 18.306 | 0.016306 | 19.3295 | 0 | 19.3295 | 0.015068 | 17.862 | 0 | 17.862 | 0.01435 | 17.0114 | 0 | 17.0114 | 4.1319 | 4.3629 | 4.0317 | 3.8397 | 0.015068 | 0.003401 | 17.862 | 4.0317 | 0 | 0 | 17.862 | 4.0317
[35 empty] | 7.3.5.15 Identification and remediation of “at-risk species” | WLDFR | HFTD - Distribution - Tier 2 - 1QU CoRE ¦ 3QU LoRE | 2044 | 0.21095 | 0.015442 | 18.306 | 0 | 18.306 | 0.016306 | 19.3295 | 0 | 19.3295 | 0.015068 | 17.862 | 0 | 17.862 | 0.01435 | 17.0114 | 0 | 17.0114 | 3.8616 | 4.0775 | 3.7679 | 3.5885 | 0.015068 | 0.0031785 | 17.862 | 3.7679 | 0 | 0 | 17.862 | 3.7679
[35 empty] | 7.3.5.15 Identification and remediation of “at-risk species” | WLDFR | HFTD - Distribution - Tier 2 - 1QU CoRE ¦ 3QU LoRE | 2045 | 0.19715 | 0.015442 | 18.306 | 0 | 18.306 | 0.016306 | 19.3295 | 0 | 19.3295 | 0.015068 | 17.862 | 0 | 17.862 | 0.01435 | 17.0114 | 0 | 17.0114 | 3.609 | 3.8107 | 3.5214 | 3.3537 | 0.015068 | 0.0029706 | 17.862 | 3.5214 | 0 | 0 | 17.862 | 3.5214
[35 empty] | 7.3.5.15 Identification and remediation of “at-risk species” | WLDFR | HFTD - Distribution - Tier 2 - 1QU CoRE ¦ 3QU LoRE | 2046 | 0.18425 | 0.015442 | 18.306 | 0 | 18.306 | 0.016306 | 19.3295 | 0 | 19.3295 | 0.015068 | 17.862 | 0 | 17.862 | 0.01435 | 17.0114 | 0 | 17.0114 | 3.3729 | 3.5614 | 3.2911 | 3.1343 | 0.015068 | 0.0027762 | 17.862 | 3.2911 | 0 | 0 | 17.862 | 3.2911
[35 empty] | 7.3.5.15 Identification and remediation of “at-risk species” | WLDFR | HFTD - Distribution - Tier 2 - 1QU CoRE ¦ 3QU LoRE | 2047 | 0.1722 | 0.015442 | 18.306 | 0 | 18.306 | 0.016306 | 19.3295 | 0 | 19.3295 | 0.015068 | 17.862 | 0 | 17.862 | 0.01435 | 17.0114 | 0 | 17.0114 | 3.1522 | 3.3285 | 3.0758 | 2.9293 | 0.015068 | 0.0025946 | 17.862 | 3.0758 | 0 | 0 | 17.862 | 3.0758
[35 empty] | 7.3.5.15 Identification and remediation of “at-risk species” | WLDFR | HFTD - Distribution - Tier 2 - 1QU CoRE ¦ 3QU LoRE | 2048 | 0.16093 | 0.015442 | 19.2174 | 0 | 19.2174 | 0.016306 | 20.2919 | 0 | 20.2919 | 0.015068 | 18.7513 | 0 | 18.7513 | 0.01435 | 17.8584 | 0 | 17.8584 | 3.0927 | 3.2656 | 3.0177 | 2.874 | 0.015068 | 0.0024249 | 18.7513 | 3.0177 | 0 | 0 | 18.7513 | 3.0177
[35 empty] | 7.3.5.15 Identification and remediation of “at-risk species” | WLDFR | HFTD - Distribution - Tier 2 - 1QU CoRE ¦ 3QU LoRE | 2049 | 0.1504 | 0.015442 | 19.2174 | 0 | 19.2174 | 0.016306 | 20.2919 | 0 | 20.2919 | 0.015068 | 18.7513 | 0 | 18.7513 | 0.01435 | 17.8584 | 0 | 17.8584 | 2.8903 | 3.0519 | 2.8202 | 2.6859 | 0.015068 | 0.0022662 | 18.7513 | 2.8202 | 0 | 0 | 18.7513 | 2.8202
[35 empty] | 7.3.5.15 Identification and remediation of “at-risk species” | WLDFR | HFTD - Distribution - Tier 2 - 1QU CoRE ¦ 3QU LoRE | 2050 | 0.14056 | 0 | 0 | 0 | 0 | 0.016306 | 20.2919 | 0 | 20.2919 | 0.015068 | 18.7513 | 0 | 18.7513 | 0.01435 | 17.8584 | 0 | 17.8584 | 0 | 2.8523 | 2.6357 | 2.5102 | 0.015068 | 0.002118 | 18.7513 | 2.6357 | 0 | 0 | 18.7513 | 2.6357
[35 empty] | 7.3.5.15 Identification and remediation of “at-risk species” | WLDFR | HFTD - Distribution - Tier 2 - 1QU CoRE ¦ 3QU LoRE | 2051 | 0.13137 | 0 | 0 | 0 | 0 | 0 | 0 | 0 | 0 | 0.015068 | 18.7513 | 0 | 18.7513 | 0.01435 | 17.8584 | 0 | 17.8584 | 0 | 0 | 2.4633 | 2.346 | 0.015068 | 0.0019794 | 18.7513 | 2.4633 | 0 | 0 | 18.7513 | 2.4633
[35 empty] | 7.3.5.15 Identification and remediation of “at-risk species” | WLDFR | HFTD - Distribution - Tier 2 - 1QU CoRE ¦ 3QU LoRE | 2052 | 0.12277 | 0 | 0 | 0 | 0 | 0 | 0 | 0 | 0 | 0 | 0 | 0 | 0 | 0.01435 | 17.8584 | 0 | 17.8584 | 0 | 0 | 0 | 2.1925 | 0 | 0 | 0 | 0 | 0 | 0 | 0 | 0
[35 empty] | 7.3.5.15 Identification and remediation of “at-risk species” | WLDFR | HFTD - Distribution - Tier 2 - 1QU CoRE ¦ 4QU LoRE | 2020 | 1 | 0.041427 | 42.7902 | 0 | 42.7902 | 0 | 0 | 0 | 0 | 0 | 0 | 0 | 0 | 0 | 0 | 0 | 0 | 42.7902 | 0 | 0 | 0 | 0 | 0 | 0 | 0 | 0 | 0 | 0 | 0
[35 empty] | 7.3.5.15 Identification and remediation of “at-risk species” | WLDFR | HFTD - Distribution - Tier 2 - 1QU CoRE ¦ 4QU LoRE | 2021 | 1 | 0.022579 | 27.1513 | 0 | 27.1513 | 0.043743 | 45.1827 | 0 | 45.1827 | 0 | 0 | 0 | 0 | 0 | 0 | 0 | 0 | 27.1513 | 45.1827 | 0 | 0 | 0 | 0 | 0 | 0 | 0 | 0 | 0 | 0
[35 empty] | 7.3.5.15 Identification and remediation of “at-risk species” | WLDFR | HFTD - Distribution - Tier 2 - 1QU CoRE ¦ 4QU LoRE | 2022 | 0.93458 | 0.016675 | 19.6793 | 0 | 19.6793 | 0.017607 | 20.7796 | 0 | 20.7796 | 0.036861 | 36.2155 | 0 | 36.2155 | 0 | 0 | 0 | 0 | 18.3918 | 19.4201 | 33.8463 | 0 | 0.036861 | 0.03445 | 36.2155 | 33.8463 | 0 | 0 | 36.2155 | 33.8463
[35 empty] | 7.3.5.15 Identification and remediation of “at-risk species” | WLDFR | HFTD - Distribution - Tier 2 - 1QU CoRE ¦ 4QU LoRE | 2023 | 0.87344 | 0.016675 | 20.4004 | 0 | 20.4004 | 0.017607 | 21.541 | 0 | 21.541 | 0.01731 | 21.178 | 0 | 21.178 | 0.035106 | 35.7549 | 0 | 35.7549 | 17.8185 | 18.8148 | 18.4977 | 31.2297 | 0.01731 | 0.015119 | 21.178 | 18.4977 | 0 | 0 | 21.178 | 18.4977
[35 empty] | 7.3.5.15 Identification and remediation of “at-risk species” | WLDFR | HFTD - Distribution - Tier 2 - 1QU CoRE ¦ 4QU LoRE | 2024 | 0.8163 | 0.016675 | 20.4004 | 0 | 20.4004 | 0.017607 | 21.541 | 0 | 21.541 | 0.01731 | 21.178 | 0 | 21.178 | 0.016486 | 20.1695 | 0 | 20.1695 | 16.6528 | 17.5839 | 17.2875 | 16.4643 | 0.01731 | 0.01413 | 21.178 | 17.2875 | 0 | 0 | 21.178 | 17.2875
[35 empty] | 7.3.5.15 Identification and remediation of “at-risk species” | WLDFR | HFTD - Distribution - Tier 2 - 1QU CoRE ¦ 4QU LoRE | 2025 | 0.7629 | 0.016675 | 20.4004 | 0 | 20.4004 | 0.017607 | 21.541 | 0 | 21.541 | 0.01731 | 21.178 | 0 | 21.178 | 0.016486 | 20.1695 | 0 | 20.1695 | 15.5634 | 16.4336 | 16.1566 | 15.3872 | 0.01731 | 0.013206 | 21.178 | 16.1566 | 0 | 0 | 21.178 | 16.1566
[35 empty] | 7.3.5.15 Identification and remediation of “at-risk species” | WLDFR | HFTD - Distribution - Tier 2 - 1QU CoRE ¦ 4QU LoRE | 2026 | 0.71299 | 0.016675 | 20.4004 | 0 | 20.4004 | 0.017607 | 21.541 | 0 | 21.541 | 0.01731 | 21.178 | 0 | 21.178 | 0.016486 | 20.1695 | 0 | 20.1695 | 14.5452 | 15.3585 | 15.0996 | 14.3806 | 0.01731 | 0.012342 | 21.178 | 15.0996 | 0 | 0 | 21.178 | 15.0996
[35 empty] | 7.3.5.15 Identification and remediation of “at-risk species” | WLDFR | HFTD - Distribution - Tier 2 - 1QU CoRE ¦ 4QU LoRE | 2027 | 0.66634 | 0.016675 | 20.4004 | 0 | 20.4004 | 0.017607 | 21.541 | 0 | 21.541 | 0.01731 | 21.178 | 0 | 21.178 | 0.016486 | 20.1695 | 0 | 20.1695 | 13.5937 | 14.3537 | 14.1118 | 13.4398 | 0.01731 | 0.011534 | 21.178 | 14.1118 | 0 | 0 | 21.178 | 14.1118
[35 empty] | 7.3.5.15 Identification and remediation of “at-risk species” | WLDFR | HFTD - Distribution - Tier 2 - 1QU CoRE ¦ 4QU LoRE | 2028 | 0.62275 | 0.016675 | 21.3091 | 0 | 21.3091 | 0.017607 | 22.5005 | 0 | 22.5005 | 0.01731 | 22.1213 | 0 | 22.1213 | 0.016486 | 21.0679 | 0 | 21.0679 | 13.2702 | 14.0122 | 13.776 | 13.12 | 0.01731 | 0.01078 | 22.1213 | 13.776 | 0 | 0 | 22.1213 | 13.776
[35 empty] | 7.3.5.15 Identification and remediation of “at-risk species” | WLDFR | HFTD - Distribution - Tier 2 - 1QU CoRE ¦ 4QU LoRE | 2029 | 0.58201 | 0.016675 | 21.3091 | 0 | 21.3091 | 0.017607 | 22.5005 | 0 | 22.5005 | 0.01731 | 22.1213 | 0 | 22.1213 | 0.016486 | 21.0679 | 0 | 21.0679 | 12.4021 | 13.0955 | 12.8748 | 12.2617 | 0.01731 | 0.010075 | 22.1213 | 12.8748 | 0 | 0 | 22.1213 | 12.8748
[35 empty] | 7.3.5.15 Identification and remediation of “at-risk species” | WLDFR | HFTD - Distribution - Tier 2 - 1QU CoRE ¦ 4QU LoRE | 2030 | 0.54393 | 0.016675 | 21.3091 | 0 | 21.3091 | 0.017607 | 22.5005 | 0 | 22.5005 | 0.01731 | 22.1213 | 0 | 22.1213 | 0.016486 | 21.0679 | 0 | 21.0679 | 11.5907 | 12.2388 | 12.0325 | 11.4595 | 0.01731 | 0.0094155 | 22.1213 | 12.0325 | 0 | 0 | 22.1213 | 12.0325
[35 empty] | 7.3.5.15 Identification and remediation of “at-risk species” | WLDFR | HFTD - Distribution - Tier 2 - 1QU CoRE ¦ 4QU LoRE | 2031 | 0.50835 | 0.016675 | 21.3091 | 0 | 21.3091 | 0.017607 | 22.5005 | 0 | 22.5005 | 0.01731 | 22.1213 | 0 | 22.1213 | 0.016486 | 21.0679 | 0 | 21.0679 | 10.8325 | 11.4381 | 11.2453 | 10.7098 | 0.01731 | 0.0087996 | 22.1213 | 11.2453 | 0 | 0 | 22.1213 | 11.2453
[35 empty] | 7.3.5.15 Identification and remediation of “at-risk species” | WLDFR | HFTD - Distribution - Tier 2 - 1QU CoRE ¦ 4QU LoRE | 2032 | 0.47509 | 0.016675 | 21.3091 | 0 | 21.3091 | 0.017607 | 22.5005 | 0 | 22.5005 | 0.01731 | 22.1213 | 0 | 22.1213 | 0.016486 | 21.0679 | 0 | 21.0679 | 10.1238 | 10.6898 | 10.5097 | 10.0092 | 0.01731 | 0.0082239 | 22.1213 | 10.5097 | 0 | 0 | 22.1213 | 10.5097
[35 empty] | 7.3.5.15 Identification and remediation of “at-risk species” | WLDFR | HFTD - Distribution - Tier 2 - 1QU CoRE ¦ 4QU LoRE | 2033 | 0.44401 | 0.016675 | 22.3189 | 0 | 22.3189 | 0.017607 | 23.5668 | 0 | 23.5668 | 0.01731 | 23.1696 | 0 | 23.1696 | 0.016486 | 22.0663 | 0 | 22.0663 | 9.9099 | 10.4639 | 10.2876 | 9.7977 | 0.01731 | 0.0076859 | 23.1696 | 10.2876 | 0 | 0 | 23.1696 | 10.2876
[35 empty] | 7.3.5.15 Identification and remediation of “at-risk species” | WLDFR | HFTD - Distribution - Tier 2 - 1QU CoRE ¦ 4QU LoRE | 2034 | 0.41496 | 0.016675 | 22.3189 | 0 | 22.3189 | 0.017607 | 23.5668 | 0 | 23.5668 | 0.01731 | 23.1696 | 0 | 23.1696 | 0.016486 | 22.0663 | 0 | 22.0663 | 9.2616 | 9.7794 | 9.6146 | 9.1567 | 0.01731 | 0.0071831 | 23.1696 | 9.6146 | 0 | 0 | 23.1696 | 9.6146
[35 empty] | 7.3.5.15 Identification and remediation of “at-risk species” | WLDFR | HFTD - Distribution - Tier 2 - 1QU CoRE ¦ 4QU LoRE | 2035 | 0.38782 | 0.016675 | 22.3189 | 0 | 22.3189 | 0.017607 | 23.5668 | 0 | 23.5668 | 0.01731 | 23.1696 | 0 | 23.1696 | 0.016486 | 22.0663 | 0 | 22.0663 | 8.6557 | 9.1396 | 8.9856 | 8.5577 | 0.01731 | 0.0067131 | 23.1696 | 8.9856 | 0 | 0 | 23.1696 | 8.9856
[35 empty] | 7.3.5.15 Identification and remediation of “at-risk species” | WLDFR | HFTD - Distribution - Tier 2 - 1QU CoRE ¦ 4QU LoRE | 2036 | 0.36245 | 0.016675 | 22.3189 | 0 | 22.3189 | 0.017607 | 23.5668 | 0 | 23.5668 | 0.01731 | 23.1696 | 0 | 23.1696 | 0.016486 | 22.0663 | 0 | 22.0663 | 8.0894 | 8.5417 | 8.3977 | 7.9978 | 0.01731 | 0.006274 | 23.1696 | 8.3977 | 0 | 0 | 23.1696 | 8.3977
[35 empty] | 7.3.5.15 Identification and remediation of “at-risk species” | WLDFR | HFTD - Distribution - Tier 2 - 1QU CoRE ¦ 4QU LoRE | 2037 | 0.33873 | 0.016675 | 22.3189 | 0 | 22.3189 | 0.017607 | 23.5668 | 0 | 23.5668 | 0.01731 | 23.1696 | 0 | 23.1696 | 0.016486 | 22.0663 | 0 | 22.0663 | 7.5602 | 7.9829 | 7.8483 | 7.4746 | 0.01731 | 0.0058635 | 23.1696 | 7.8483 | 0 | 0 | 23.1696 | 7.8483
[35 empty] | 7.3.5.15 Identification and remediation of “at-risk species” | WLDFR | HFTD - Distribution - Tier 2 - 1QU CoRE ¦ 4QU LoRE | 2038 | 0.31657 | 0.016675 | 23.4151 | 0 | 23.4151 | 0.017607 | 24.7243 | 0 | 24.7243 | 0.01731 | 24.3075 | 0 | 24.3075 | 0.016486 | 23.15 | 0 | 23.15 | 7.4126 | 7.8271 | 7.6951 | 7.3287 | 0.01731 | 0.0054799 | 24.3075 | 7.6951 | 0 | 0 | 24.3075 | 7.6951
[35 empty] | 7.3.5.15 Identification and remediation of “at-risk species” | WLDFR | HFTD - Distribution - Tier 2 - 1QU CoRE ¦ 4QU LoRE | 2039 | 0.29586 | 0.016675 | 23.4151 | 0 | 23.4151 | 0.017607 | 24.7243 | 0 | 24.7243 | 0.01731 | 24.3075 | 0 | 24.3075 | 0.016486 | 23.15 | 0 | 23.15 | 6.9277 | 7.315 | 7.1917 | 6.8493 | 0.01731 | 0.0051214 | 24.3075 | 7.1917 | 0 | 0 | 24.3075 | 7.1917
[35 empty] | 7.3.5.15 Identification and remediation of “at-risk species” | WLDFR | HFTD - Distribution - Tier 2 - 1QU CoRE ¦ 4QU LoRE | 2040 | 0.27651 | 0.016675 | 23.4151 | 0 | 23.4151 | 0.017607 | 24.7243 | 0 | 24.7243 | 0.01731 | 24.3075 | 0 | 24.3075 | 0.016486 | 23.15 | 0 | 23.15 | 6.4745 | 6.8365 | 6.7212 | 6.4012 | 0.01731 | 0.0047864 | 24.3075 | 6.7212 | 0 | 0 | 24.3075 | 6.7212
[35 empty] | 7.3.5.15 Identification and remediation of “at-risk species” | WLDFR | HFTD - Distribution - Tier 2 - 1QU CoRE ¦ 4QU LoRE | 2041 | 0.25842 | 0.016675 | 23.4151 | 0 | 23.4151 | 0.017607 | 24.7243 | 0 | 24.7243 | 0.01731 | 24.3075 | 0 | 24.3075 | 0.016486 | 23.15 | 0 | 23.15 | 6.0509 | 6.3892 | 6.2815 | 5.9824 | 0.01731 | 0.0044732 | 24.3075 | 6.2815 | 0 | 0 | 24.3075 | 6.2815
[35 empty] | 7.3.5.15 Identification and remediation of “at-risk species” | WLDFR | HFTD - Distribution - Tier 2 - 1QU CoRE ¦ 4QU LoRE | 2042 | 0.24151 | 0.016675 | 23.4151 | 0 | 23.4151 | 0.017607 | 24.7243 | 0 | 24.7243 | 0.01731 | 24.3075 | 0 | 24.3075 | 0.016486 | 23.15 | 0 | 23.15 | 5.6551 | 5.9712 | 5.8706 | 5.591 | 0.01731 | 0.0041806 | 24.3075 | 5.8706 | 0 | 0 | 24.3075 | 5.8706
[35 empty] | 7.3.5.15 Identification and remediation of “at-risk species” | WLDFR | HFTD - Distribution - Tier 2 - 1QU CoRE ¦ 4QU LoRE | 2043 | 0.22571 | 0.016675 | 24.5827 | 0 | 24.5827 | 0.017607 | 25.9572 | 0 | 25.9572 | 0.01731 | 25.5197 | 0 | 25.5197 | 0.016486 | 24.3044 | 0 | 24.3044 | 5.5486 | 5.8589 | 5.7601 | 5.4858 | 0.01731 | 0.0039071 | 25.5197 | 5.7601 | 0 | 0 | 25.5197 | 5.7601
[35 empty] | 7.3.5.15 Identification and remediation of “at-risk species” | WLDFR | HFTD - Distribution - Tier 2 - 1QU CoRE ¦ 4QU LoRE | 2044 | 0.21095 | 0.016675 | 24.5827 | 0 | 24.5827 | 0.017607 | 25.9572 | 0 | 25.9572 | 0.01731 | 25.5197 | 0 | 25.5197 | 0.016486 | 24.3044 | 0 | 24.3044 | 5.1857 | 5.4756 | 5.3833 | 5.1269 | 0.01731 | 0.0036515 | 25.5197 | 5.3833 | 0 | 0 | 25.5197 | 5.3833
[35 empty] | 7.3.5.15 Identification and remediation of “at-risk species” | WLDFR | HFTD - Distribution - Tier 2 - 1QU CoRE ¦ 4QU LoRE | 2045 | 0.19715 | 0.016675 | 24.5827 | 0 | 24.5827 | 0.017607 | 25.9572 | 0 | 25.9572 | 0.01731 | 25.5197 | 0 | 25.5197 | 0.016486 | 24.3044 | 0 | 24.3044 | 4.8464 | 5.1174 | 5.0311 | 4.7915 | 0.01731 | 0.0034126 | 25.5197 | 5.0311 | 0 | 0 | 25.5197 | 5.0311
[35 empty] | 7.3.5.15 Identification and remediation of “at-risk species” | WLDFR | HFTD - Distribution - Tier 2 - 1QU CoRE ¦ 4QU LoRE | 2046 | 0.18425 | 0.016675 | 24.5827 | 0 | 24.5827 | 0.017607 | 25.9572 | 0 | 25.9572 | 0.01731 | 25.5197 | 0 | 25.5197 | 0.016486 | 24.3044 | 0 | 24.3044 | 4.5293 | 4.7826 | 4.702 | 4.4781 | 0.01731 | 0.0031894 | 25.5197 | 4.702 | 0 | 0 | 25.5197 | 4.702
[35 empty] | 7.3.5.15 Identification and remediation of “at-risk species” | WLDFR | HFTD - Distribution - Tier 2 - 1QU CoRE ¦ 4QU LoRE | 2047 | 0.1722 | 0.016675 | 24.5827 | 0 | 24.5827 | 0.017607 | 25.9572 | 0 | 25.9572 | 0.01731 | 25.5197 | 0 | 25.5197 | 0.016486 | 24.3044 | 0 | 24.3044 | 4.233 | 4.4697 | 4.3944 | 4.1851 | 0.01731 | 0.0029807 | 25.5197 | 4.3944 | 0 | 0 | 25.5197 | 4.3944
[35 empty] | 7.3.5.15 Identification and remediation of “at-risk species” | WLDFR | HFTD - Distribution - Tier 2 - 1QU CoRE ¦ 4QU LoRE | 2048 | 0.16093 | 0.016675 | 25.8067 | 0 | 25.8067 | 0.017607 | 27.2495 | 0 | 27.2495 | 0.01731 | 26.7902 | 0 | 26.7902 | 0.016486 | 25.5145 | 0 | 25.5145 | 4.1531 | 4.3853 | 4.3114 | 4.1061 | 0.01731 | 0.0027857 | 26.7902 | 4.3114 | 0 | 0 | 26.7902 | 4.3114
[35 empty] | 7.3.5.15 Identification and remediation of “at-risk species” | WLDFR | HFTD - Distribution - Tier 2 - 1QU CoRE ¦ 4QU LoRE | 2049 | 0.1504 | 0.016675 | 25.8067 | 0 | 25.8067 | 0.017607 | 27.2495 | 0 | 27.2495 | 0.01731 | 26.7902 | 0 | 26.7902 | 0.016486 | 25.5145 | 0 | 25.5145 | 3.8814 | 4.0984 | 4.0293 | 3.8374 | 0.01731 | 0.0026035 | 26.7902 | 4.0293 | 0 | 0 | 26.7902 | 4.0293
[35 empty] | 7.3.5.15 Identification and remediation of “at-risk species” | WLDFR | HFTD - Distribution - Tier 2 - 1QU CoRE ¦ 4QU LoRE | 2050 | 0.14056 | 0 | 0 | 0 | 0 | 0.017607 | 27.2495 | 0 | 27.2495 | 0.01731 | 26.7902 | 0 | 26.7902 | 0.016486 | 25.5145 | 0 | 25.5145 | 0 | 3.8303 | 3.7657 | 3.5864 | 0.01731 | 0.0024331 | 26.7902 | 3.7657 | 0 | 0 | 26.7902 | 3.7657
[35 empty] | 7.3.5.15 Identification and remediation of “at-risk species” | WLDFR | HFTD - Distribution - Tier 2 - 1QU CoRE ¦ 4QU LoRE | 2051 | 0.13137 | 0 | 0 | 0 | 0 | 0 | 0 | 0 | 0 | 0.01731 | 26.7902 | 0 | 26.7902 | 0.016486 | 25.5145 | 0 | 25.5145 | 0 | 0 | 3.5194 | 3.3518 | 0.01731 | 0.002274 | 26.7902 | 3.5194 | 0 | 0 | 26.7902 | 3.5194
[35 empty] | 7.3.5.15 Identification and remediation of “at-risk species” | WLDFR | HFTD - Distribution - Tier 2 - 1QU CoRE ¦ 4QU LoRE | 2052 | 0.12277 | 0 | 0 | 0 | 0 | 0 | 0 | 0 | 0 | 0 | 0 | 0 | 0 | 0.016486 | 25.5145 | 0 | 25.5145 | 0 | 0 | 0 | 3.1325 | 0 | 0 | 0 | 0 | 0 | 0 | 0 | 0
[35 empty] | 7.3.5.15 Identification and remediation of “at-risk species” | WLDFR | HFTD - Distribution - Tier 2 - 1QU CoRE ¦ 5QU LoRE | 2020 | 1 | 0.025747 | 30.0999 | 0 | 30.0999 | 0 | 0 | 0 | 0 | 0 | 0 | 0 | 0 | 0 | 0 | 0 | 0 | 30.0999 | 0 | 0 | 0 | 0 | 0 | 0 | 0 | 0 | 0 | 0 | 0
[35 empty] | 7.3.5.15 Identification and remediation of “at-risk species” | WLDFR | HFTD - Distribution - Tier 2 - 1QU CoRE ¦ 5QU LoRE | 2021 | 1 | 0.013753 | 19.1034 | 0 | 19.1034 | 0.027187 | 31.7828 | 0 | 31.7828 | 0 | 0 | 0 | 0 | 0 | 0 | 0 | 0 | 19.1034 | 31.7828 | 0 | 0 | 0 | 0 | 0 | 0 | 0 | 0 | 0 | 0
[35 empty] | 7.3.5.15 Identification and remediation of “at-risk species” | WLDFR | HFTD - Distribution - Tier 2 - 1QU CoRE ¦ 5QU LoRE | 2022 | 0.93458 | 0.010674 | 15.0609 | 0 | 15.0609 | 0.011271 | 15.9029 | 0 | 15.9029 | 0.022488 | 26.1358 | 0 | 26.1358 | 0 | 0 | 0 | 0 | 14.0756 | 14.8625 | 24.426 | 0 | 0.022488 | 0.021017 | 26.1358 | 24.426 | 0 | 0 | 26.1358 | 24.426
[35 empty] | 7.3.5.15 Identification and remediation of “at-risk species” | WLDFR | HFTD - Distribution - Tier 2 - 1QU CoRE ¦ 5QU LoRE | 2023 | 0.87344 | 0.010674 | 15.6128 | 0 | 15.6128 | 0.011271 | 16.4857 | 0 | 16.4857 | 0.010651 | 15.5784 | 0 | 15.5784 | 0.021417 | 25.8034 | 0 | 25.8034 | 13.6368 | 14.3993 | 13.6067 | 22.5377 | 0.010651 | 0.0093029 | 15.5784 | 13.6067 | 0 | 0 | 15.5784 | 13.6067
[35 empty] | 7.3.5.15 Identification and remediation of “at-risk species” | WLDFR | HFTD - Distribution - Tier 2 - 1QU CoRE ¦ 5QU LoRE | 2024 | 0.8163 | 0.010674 | 15.6128 | 0 | 15.6128 | 0.011271 | 16.4857 | 0 | 16.4857 | 0.010651 | 15.5784 | 0 | 15.5784 | 0.010144 | 14.8365 | 0 | 14.8365 | 12.7447 | 13.4572 | 12.7166 | 12.111 | 0.010651 | 0.0086943 | 15.5784 | 12.7166 | 0 | 0 | 15.5784 | 12.7166
[35 empty] | 7.3.5.15 Identification and remediation of “at-risk species” | WLDFR | HFTD - Distribution - Tier 2 - 1QU CoRE ¦ 5QU LoRE | 2025 | 0.7629 | 0.010674 | 15.6128 | 0 | 15.6128 | 0.011271 | 16.4857 | 0 | 16.4857 | 0.010651 | 15.5784 | 0 | 15.5784 | 0.010144 | 14.8365 | 0 | 14.8365 | 11.9109 | 12.5769 | 11.8847 | 11.3187 | 0.010651 | 0.0081255 | 15.5784 | 11.8847 | 0 | 0 | 15.5784 | 11.8847
[35 empty] | 7.3.5.15 Identification and remediation of “at-risk species” | WLDFR | HFTD - Distribution - Tier 2 - 1QU CoRE ¦ 5QU LoRE | 2026 | 0.71299 | 0.010674 | 15.6128 | 0 | 15.6128 | 0.011271 | 16.4857 | 0 | 16.4857 | 0.010651 | 15.5784 | 0 | 15.5784 | 0.010144 | 14.8365 | 0 | 14.8365 | 11.1317 | 11.7541 | 11.1072 | 10.5782 | 0.010651 | 0.007594 | 15.5784 | 11.1072 | 0 | 0 | 15.5784 | 11.1072
[35 empty] | 7.3.5.15 Identification and remediation of “at-risk species” | WLDFR | HFTD - Distribution - Tier 2 - 1QU CoRE ¦ 5QU LoRE | 2027 | 0.66634 | 0.010674 | 15.6128 | 0 | 15.6128 | 0.011271 | 16.4857 | 0 | 16.4857 | 0.010651 | 15.5784 | 0 | 15.5784 | 0.010144 | 14.8365 | 0 | 14.8365 | 10.4035 | 10.9851 | 10.3805 | 9.8862 | 0.010651 | 0.0070972 | 15.5784 | 10.3805 | 0 | 0 | 15.5784 | 10.3805
[35 empty] | 7.3.5.15 Identification and remediation of “at-risk species” | WLDFR | HFTD - Distribution - Tier 2 - 1QU CoRE ¦ 5QU LoRE | 2028 | 0.62275 | 0.010674 | 16.3082 | 0 | 16.3082 | 0.011271 | 17.22 | 0 | 17.22 | 0.010651 | 16.2722 | 0 | 16.2722 | 0.010144 | 15.4974 | 0 | 15.4974 | 10.1559 | 10.7238 | 10.1335 | 9.651 | 0.010651 | 0.0066329 | 16.2722 | 10.1335 | 0 | 0 | 16.2722 | 10.1335
[35 empty] | 7.3.5.15 Identification and remediation of “at-risk species” | WLDFR | HFTD - Distribution - Tier 2 - 1QU CoRE ¦ 5QU LoRE | 2029 | 0.58201 | 0.010674 | 16.3082 | 0 | 16.3082 | 0.011271 | 17.22 | 0 | 17.22 | 0.010651 | 16.2722 | 0 | 16.2722 | 0.010144 | 15.4974 | 0 | 15.4974 | 9.4915 | 10.0222 | 9.4706 | 9.0196 | 0.010651 | 0.0061989 | 16.2722 | 9.4706 | 0 | 0 | 16.2722 | 9.4706
[35 empty] | 7.3.5.15 Identification and remediation of “at-risk species” | WLDFR | HFTD - Distribution - Tier 2 - 1QU CoRE ¦ 5QU LoRE | 2030 | 0.54393 | 0.010674 | 16.3082 | 0 | 16.3082 | 0.011271 | 17.22 | 0 | 17.22 | 0.010651 | 16.2722 | 0 | 16.2722 | 0.010144 | 15.4974 | 0 | 15.4974 | 8.8706 | 9.3665 | 8.851 | 8.4295 | 0.010651 | 0.0057934 | 16.2722 | 8.851 | 0 | 0 | 16.2722 | 8.851
[35 empty] | 7.3.5.15 Identification and remediation of “at-risk species” | WLDFR | HFTD - Distribution - Tier 2 - 1QU CoRE ¦ 5QU LoRE | 2031 | 0.50835 | 0.010674 | 16.3082 | 0 | 16.3082 | 0.011271 | 17.22 | 0 | 17.22 | 0.010651 | 16.2722 | 0 | 16.2722 | 0.010144 | 15.4974 | 0 | 15.4974 | 8.2903 | 8.7538 | 8.272 | 7.8781 | 0.010651 | 0.0054144 | 16.2722 | 8.272 | 0 | 0 | 16.2722 | 8.272
[35 empty] | 7.3.5.15 Identification and remediation of “at-risk species” | WLDFR | HFTD - Distribution - Tier 2 - 1QU CoRE ¦ 5QU LoRE | 2032 | 0.47509 | 0.010674 | 16.3082 | 0 | 16.3082 | 0.011271 | 17.22 | 0 | 17.22 | 0.010651 | 16.2722 | 0 | 16.2722 | 0.010144 | 15.4974 | 0 | 15.4974 | 7.7479 | 8.1811 | 7.7308 | 7.3627 | 0.010651 | 0.0050602 | 16.2722 | 7.7308 | 0 | 0 | 16.2722 | 7.7308
[35 empty] | 7.3.5.15 Identification and remediation of “at-risk species” | WLDFR | HFTD - Distribution - Tier 2 - 1QU CoRE ¦ 5QU LoRE | 2033 | 0.44401 | 0.010674 | 17.081 | 0 | 17.081 | 0.011271 | 18.036 | 0 | 18.036 | 0.010651 | 17.0434 | 0 | 17.0434 | 0.010144 | 16.2318 | 0 | 16.2318 | 7.5842 | 8.0082 | 7.5675 | 7.2071 | 0.010651 | 0.0047291 | 17.0434 | 7.5675 | 0 | 0 | 17.0434 | 7.5675
[35 empty] | 7.3.5.15 Identification and remediation of “at-risk species” | WLDFR | HFTD - Distribution - Tier 2 - 1QU CoRE ¦ 5QU LoRE | 2034 | 0.41496 | 0.010674 | 17.081 | 0 | 17.081 | 0.011271 | 18.036 | 0 | 18.036 | 0.010651 | 17.0434 | 0 | 17.0434 | 0.010144 | 16.2318 | 0 | 16.2318 | 7.088 | 7.4843 | 7.0724 | 6.7356 | 0.010651 | 0.0044198 | 17.0434 | 7.0724 | 0 | 0 | 17.0434 | 7.0724
[35 empty] | 7.3.5.15 Identification and remediation of “at-risk species” | WLDFR | HFTD - Distribution - Tier 2 - 1QU CoRE ¦ 5QU LoRE | 2035 | 0.38782 | 0.010674 | 17.081 | 0 | 17.081 | 0.011271 | 18.036 | 0 | 18.036 | 0.010651 | 17.0434 | 0 | 17.0434 | 0.010144 | 16.2318 | 0 | 16.2318 | 6.6243 | 6.9947 | 6.6097 | 6.295 | 0.010651 | 0.0041306 | 17.0434 | 6.6097 | 0 | 0 | 17.0434 | 6.6097
[35 empty] | 7.3.5.15 Identification and remediation of “at-risk species” | WLDFR | HFTD - Distribution - Tier 2 - 1QU CoRE ¦ 5QU LoRE | 2036 | 0.36245 | 0.010674 | 17.081 | 0 | 17.081 | 0.011271 | 18.036 | 0 | 18.036 | 0.010651 | 17.0434 | 0 | 17.0434 | 0.010144 | 16.2318 | 0 | 16.2318 | 6.191 | 6.5371 | 6.1773 | 5.8831 | 0.010651 | 0.0038604 | 17.0434 | 6.1773 | 0 | 0 | 17.0434 | 6.1773
[35 empty] | 7.3.5.15 Identification and remediation of “at-risk species” | WLDFR | HFTD - Distribution - Tier 2 - 1QU CoRE ¦ 5QU LoRE | 2037 | 0.33873 | 0.010674 | 17.081 | 0 | 17.081 | 0.011271 | 18.036 | 0 | 18.036 | 0.010651 | 17.0434 | 0 | 17.0434 | 0.010144 | 16.2318 | 0 | 16.2318 | 5.7859 | 6.1094 | 5.7732 | 5.4983 | 0.010651 | 0.0036078 | 17.0434 | 5.7732 | 0 | 0 | 17.0434 | 5.7732
[35 empty] | 7.3.5.15 Identification and remediation of “at-risk species” | WLDFR | HFTD - Distribution - Tier 2 - 1QU CoRE ¦ 5QU LoRE | 2038 | 0.31657 | 0.010674 | 17.92 | 0 | 17.92 | 0.011271 | 18.9219 | 0 | 18.9219 | 0.010651 | 17.8804 | 0 | 17.8804 | 0.010144 | 17.029 | 0 | 17.029 | 5.673 | 5.9902 | 5.6605 | 5.3909 | 0.010651 | 0.0033718 | 17.8804 | 5.6605 | 0 | 0 | 17.8804 | 5.6605
[35 empty] | 7.3.5.15 Identification and remediation of “at-risk species” | WLDFR | HFTD - Distribution - Tier 2 - 1QU CoRE ¦ 5QU LoRE | 2039 | 0.29586 | 0.010674 | 17.92 | 0 | 17.92 | 0.011271 | 18.9219 | 0 | 18.9219 | 0.010651 | 17.8804 | 0 | 17.8804 | 0.010144 | 17.029 | 0 | 17.029 | 5.3019 | 5.5983 | 5.2902 | 5.0383 | 0.010651 | 0.0031512 | 17.8804 | 5.2902 | 0 | 0 | 17.8804 | 5.2902
[35 empty] | 7.3.5.15 Identification and remediation of “at-risk species” | WLDFR | HFTD - Distribution - Tier 2 - 1QU CoRE ¦ 5QU LoRE | 2040 | 0.27651 | 0.010674 | 17.92 | 0 | 17.92 | 0.011271 | 18.9219 | 0 | 18.9219 | 0.010651 | 17.8804 | 0 | 17.8804 | 0.010144 | 17.029 | 0 | 17.029 | 4.955 | 5.2321 | 4.9441 | 4.7087 | 0.010651 | 0.0029451 | 17.8804 | 4.9441 | 0 | 0 | 17.8804 | 4.9441
[35 empty] | 7.3.5.15 Identification and remediation of “at-risk species” | WLDFR | HFTD - Distribution - Tier 2 - 1QU CoRE ¦ 5QU LoRE | 2041 | 0.25842 | 0.010674 | 17.92 | 0 | 17.92 | 0.011271 | 18.9219 | 0 | 18.9219 | 0.010651 | 17.8804 | 0 | 17.8804 | 0.010144 | 17.029 | 0 | 17.029 | 4.6309 | 4.8898 | 4.6206 | 4.4006 | 0.010651 | 0.0027524 | 17.8804 | 4.6206 | 0 | 0 | 17.8804 | 4.6206
[35 empty] | 7.3.5.15 Identification and remediation of “at-risk species” | WLDFR | HFTD - Distribution - Tier 2 - 1QU CoRE ¦ 5QU LoRE | 2042 | 0.24151 | 0.010674 | 17.92 | 0 | 17.92 | 0.011271 | 18.9219 | 0 | 18.9219 | 0.010651 | 17.8804 | 0 | 17.8804 | 0.010144 | 17.029 | 0 | 17.029 | 4.3279 | 4.5699 | 4.3184 | 4.1127 | 0.010651 | 0.0025723 | 17.8804 | 4.3184 | 0 | 0 | 17.8804 | 4.3184
[35 empty] | 7.3.5.15 Identification and remediation of “at-risk species” | WLDFR | HFTD - Distribution - Tier 2 - 1QU CoRE ¦ 5QU LoRE | 2043 | 0.22571 | 0.010674 | 18.8135 | 0 | 18.8135 | 0.011271 | 19.8654 | 0 | 19.8654 | 0.010651 | 18.7721 | 0 | 18.7721 | 0.010144 | 17.8782 | 0 | 17.8782 | 4.2465 | 4.4839 | 4.2371 | 4.0353 | 0.010651 | 0.0024041 | 18.7721 | 4.2371 | 0 | 0 | 18.7721 | 4.2371
[35 empty] | 7.3.5.15 Identification and remediation of “at-risk species” | WLDFR | HFTD - Distribution - Tier 2 - 1QU CoRE ¦ 5QU LoRE | 2044 | 0.21095 | 0.010674 | 18.8135 | 0 | 18.8135 | 0.011271 | 19.8654 | 0 | 19.8654 | 0.010651 | 18.7721 | 0 | 18.7721 | 0.010144 | 17.8782 | 0 | 17.8782 | 3.9687 | 4.1905 | 3.9599 | 3.7713 | 0.010651 | 0.0022468 | 18.7721 | 3.9599 | 0 | 0 | 18.7721 | 3.9599
[35 empty] | 7.3.5.15 Identification and remediation of “at-risk species” | WLDFR | HFTD - Distribution - Tier 2 - 1QU CoRE ¦ 5QU LoRE | 2045 | 0.19715 | 0.010674 | 18.8135 | 0 | 18.8135 | 0.011271 | 19.8654 | 0 | 19.8654 | 0.010651 | 18.7721 | 0 | 18.7721 | 0.010144 | 17.8782 | 0 | 17.8782 | 3.709 | 3.9164 | 3.7008 | 3.5246 | 0.010651 | 0.0020998 | 18.7721 | 3.7008 | 0 | 0 | 18.7721 | 3.7008
[35 empty] | 7.3.5.15 Identification and remediation of “at-risk species” | WLDFR | HFTD - Distribution - Tier 2 - 1QU CoRE ¦ 5QU LoRE | 2046 | 0.18425 | 0.010674 | 18.8135 | 0 | 18.8135 | 0.011271 | 19.8654 | 0 | 19.8654 | 0.010651 | 18.7721 | 0 | 18.7721 | 0.010144 | 17.8782 | 0 | 17.8782 | 3.4664 | 3.6602 | 3.4587 | 3.294 | 0.010651 | 0.0019624 | 18.7721 | 3.4587 | 0 | 0 | 18.7721 | 3.4587
[35 empty] | 7.3.5.15 Identification and remediation of “at-risk species” | WLDFR | HFTD - Distribution - Tier 2 - 1QU CoRE ¦ 5QU LoRE | 2047 | 0.1722 | 0.010674 | 18.8135 | 0 | 18.8135 | 0.011271 | 19.8654 | 0 | 19.8654 | 0.010651 | 18.7721 | 0 | 18.7721 | 0.010144 | 17.8782 | 0 | 17.8782 | 3.2396 | 3.4207 | 3.2325 | 3.0785 | 0.010651 | 0.001834 | 18.7721 | 3.2325 | 0 | 0 | 18.7721 | 3.2325
[35 empty] | 7.3.5.15 Identification and remediation of “at-risk species” | WLDFR | HFTD - Distribution - Tier 2 - 1QU CoRE ¦ 5QU LoRE | 2048 | 0.16093 | 0.010674 | 19.7502 | 0 | 19.7502 | 0.011271 | 20.8545 | 0 | 20.8545 | 0.010651 | 19.7067 | 0 | 19.7067 | 0.010144 | 18.7683 | 0 | 18.7683 | 3.1784 | 3.3561 | 3.1714 | 3.0204 | 0.010651 | 0.0017141 | 19.7067 | 3.1714 | 0 | 0 | 19.7067 | 3.1714
[35 empty] | 7.3.5.15 Identification and remediation of “at-risk species” | WLDFR | HFTD - Distribution - Tier 2 - 1QU CoRE ¦ 5QU LoRE | 2049 | 0.1504 | 0.010674 | 19.7502 | 0 | 19.7502 | 0.011271 | 20.8545 | 0 | 20.8545 | 0.010651 | 19.7067 | 0 | 19.7067 | 0.010144 | 18.7683 | 0 | 18.7683 | 2.9705 | 3.1366 | 2.9639 | 2.8228 | 0.010651 | 0.0016019 | 19.7067 | 2.9639 | 0 | 0 | 19.7067 | 2.9639
[35 empty] | 7.3.5.15 Identification and remediation of “at-risk species” | WLDFR | HFTD - Distribution - Tier 2 - 1QU CoRE ¦ 5QU LoRE | 2050 | 0.14056 | 0 | 0 | 0 | 0 | 0.011271 | 20.8545 | 0 | 20.8545 | 0.010651 | 19.7067 | 0 | 19.7067 | 0.010144 | 18.7683 | 0 | 18.7683 | 0 | 2.9314 | 2.77 | 2.6381 | 0.010651 | 0.0014971 | 19.7067 | 2.77 | 0 | 0 | 19.7067 | 2.77
[35 empty] | 7.3.5.15 Identification and remediation of “at-risk species” | WLDFR | HFTD - Distribution - Tier 2 - 1QU CoRE ¦ 5QU LoRE | 2051 | 0.13137 | 0 | 0 | 0 | 0 | 0 | 0 | 0 | 0 | 0.010651 | 19.7067 | 0 | 19.7067 | 0.010144 | 18.7683 | 0 | 18.7683 | 0 | 0 | 2.5888 | 2.4655 | 0.010651 | 0.0013992 | 19.7067 | 2.5888 | 0 | 0 | 19.7067 | 2.5888
[35 empty] | 7.3.5.15 Identification and remediation of “at-risk species” | WLDFR | HFTD - Distribution - Tier 2 - 1QU CoRE ¦ 5QU LoRE | 2052 | 0.12277 | 0 | 0 | 0 | 0 | 0 | 0 | 0 | 0 | 0 | 0 | 0 | 0 | 0.010144 | 18.7683 | 0 | 18.7683 | 0 | 0 | 0 | 2.3042 | 0 | 0 | 0 | 0 | 0 | 0 | 0 | 0
[35 empty] | 7.3.5.15 Identification and remediation of “at-risk species” | WLDFR | HFTD - Distribution - Tier 2 - 2QU CoRE ¦ 1QU LoRE | 2020 | 1 | 0.0096922 | 3.7038 | 0 | 3.7038 | 0 | 0 | 0 | 0 | 0 | 0 | 0 | 0 | 0 | 0 | 0 | 0 | 3.7038 | 0 | 0 | 0 | 0 | 0 | 0 | 0 | 0 | 0 | 0 | 0
[35 empty] | 7.3.5.15 Identification and remediation of “at-risk species” | WLDFR | HFTD - Distribution - Tier 2 - 2QU CoRE ¦ 1QU LoRE | 2021 | 1 | 0.005648 | 2.4857 | 0 | 2.4857 | 0.010234 | 3.9108 | 0 | 3.9108 | 0 | 0 | 0 | 0 | 0 | 0 | 0 | 0 | 2.4857 | 3.9108 | 0 | 0 | 0 | 0 | 0 | 0 | 0 | 0 | 0 | 0
[35 empty] | 7.3.5.15 Identification and remediation of “at-risk species” | WLDFR | HFTD - Distribution - Tier 2 - 2QU CoRE ¦ 1QU LoRE | 2022 | 0.93458 | 0.0051994 | 2.2889 | 0 | 2.2889 | 0.0054902 | 2.4169 | 0 | 2.4169 | 0.010037 | 3.7982 | 0 | 3.7982 | 0 | 0 | 0 | 0 | 2.1392 | 2.2588 | 3.5497 | 0 | 0.010037 | 0.0093802 | 3.7982 | 3.5497 | 0 | 0 | 3.7982 | 3.5497
[35 empty] | 7.3.5.15 Identification and remediation of “at-risk species” | WLDFR | HFTD - Distribution - Tier 2 - 2QU CoRE ¦ 1QU LoRE | 2023 | 0.87344 | 0.0051994 | 2.3728 | 0 | 2.3728 | 0.0054902 | 2.5055 | 0 | 2.5055 | 0.005642 | 2.5748 | 0 | 2.5748 | 0.0095588 | 3.7499 | 0 | 3.7499 | 2.0725 | 2.1884 | 2.2489 | 3.2753 | 0.005642 | 0.0049279 | 2.5748 | 2.2489 | 0 | 0 | 2.5748 | 2.2489
[35 empty] | 7.3.5.15 Identification and remediation of “at-risk species” | WLDFR | HFTD - Distribution - Tier 2 - 2QU CoRE ¦ 1QU LoRE | 2024 | 0.8163 | 0.0051994 | 2.3728 | 0 | 2.3728 | 0.0054902 | 2.5055 | 0 | 2.5055 | 0.005642 | 2.5748 | 0 | 2.5748 | 0.0053733 | 2.4521 | 0 | 2.4521 | 1.9369 | 2.0452 | 2.1018 | 2.0017 | 0.005642 | 0.0046055 | 2.5748 | 2.1018 | 0 | 0 | 2.5748 | 2.1018
[35 empty] | 7.3.5.15 Identification and remediation of “at-risk species” | WLDFR | HFTD - Distribution - Tier 2 - 2QU CoRE ¦ 1QU LoRE | 2025 | 0.7629 | 0.0051994 | 2.3728 | 0 | 2.3728 | 0.0054902 | 2.5055 | 0 | 2.5055 | 0.005642 | 2.5748 | 0 | 2.5748 | 0.0053733 | 2.4521 | 0 | 2.4521 | 1.8102 | 1.9114 | 1.9643 | 1.8707 | 0.005642 | 0.0043043 | 2.5748 | 1.9643 | 0 | 0 | 2.5748 | 1.9643
[35 empty] | 7.3.5.15 Identification and remediation of “at-risk species” | WLDFR | HFTD - Distribution - Tier 2 - 2QU CoRE ¦ 1QU LoRE | 2026 | 0.71299 | 0.0051994 | 2.3728 | 0 | 2.3728 | 0.0054902 | 2.5055 | 0 | 2.5055 | 0.005642 | 2.5748 | 0 | 2.5748 | 0.0053733 | 2.4521 | 0 | 2.4521 | 1.6918 | 1.7864 | 1.8358 | 1.7483 | 0.005642 | 0.0040227 | 2.5748 | 1.8358 | 0 | 0 | 2.5748 | 1.8358
[35 empty] | 7.3.5.15 Identification and remediation of “at-risk species” | WLDFR | HFTD - Distribution - Tier 2 - 2QU CoRE ¦ 1QU LoRE | 2027 | 0.66634 | 0.0051994 | 2.3728 | 0 | 2.3728 | 0.0054902 | 2.5055 | 0 | 2.5055 | 0.005642 | 2.5748 | 0 | 2.5748 | 0.0053733 | 2.4521 | 0 | 2.4521 | 1.5811 | 1.6695 | 1.7157 | 1.634 | 0.005642 | 0.0037595 | 2.5748 | 1.7157 | 0 | 0 | 2.5748 | 1.7157
[35 empty] | 7.3.5.15 Identification and remediation of “at-risk species” | WLDFR | HFTD - Distribution - Tier 2 - 2QU CoRE ¦ 1QU LoRE | 2028 | 0.62275 | 0.0051994 | 2.4785 | 0 | 2.4785 | 0.0054902 | 2.617 | 0 | 2.617 | 0.005642 | 2.6894 | 0 | 2.6894 | 0.0053733 | 2.5614 | 0 | 2.5614 | 1.5435 | 1.6298 | 1.6748 | 1.5951 | 0.005642 | 0.0035136 | 2.6894 | 1.6748 | 0 | 0 | 2.6894 | 1.6748
[35 empty] | 7.3.5.15 Identification and remediation of “at-risk species” | WLDFR | HFTD - Distribution - Tier 2 - 2QU CoRE ¦ 1QU LoRE | 2029 | 0.58201 | 0.0051994 | 2.4785 | 0 | 2.4785 | 0.0054902 | 2.617 | 0 | 2.617 | 0.005642 | 2.6894 | 0 | 2.6894 | 0.0053733 | 2.5614 | 0 | 2.5614 | 1.4425 | 1.5231 | 1.5653 | 1.4907 | 0.005642 | 0.0032837 | 2.6894 | 1.5653 | 0 | 0 | 2.6894 | 1.5653
[35 empty] | 7.3.5.15 Identification and remediation of “at-risk species” | WLDFR | HFTD - Distribution - Tier 2 - 2QU CoRE ¦ 1QU LoRE | 2030 | 0.54393 | 0.0051994 | 2.4785 | 0 | 2.4785 | 0.0054902 | 2.617 | 0 | 2.617 | 0.005642 | 2.6894 | 0 | 2.6894 | 0.0053733 | 2.5614 | 0 | 2.5614 | 1.3481 | 1.4235 | 1.4629 | 1.3932 | 0.005642 | 0.0030689 | 2.6894 | 1.4629 | 0 | 0 | 2.6894 | 1.4629
[35 empty] | 7.3.5.15 Identification and remediation of “at-risk species” | WLDFR | HFTD - Distribution - Tier 2 - 2QU CoRE ¦ 1QU LoRE | 2031 | 0.50835 | 0.0051994 | 2.4785 | 0 | 2.4785 | 0.0054902 | 2.617 | 0 | 2.617 | 0.005642 | 2.6894 | 0 | 2.6894 | 0.0053733 | 2.5614 | 0 | 2.5614 | 1.2599 | 1.3304 | 1.3672 | 1.3021 | 0.005642 | 0.0028681 | 2.6894 | 1.3672 | 0 | 0 | 2.6894 | 1.3672
[35 empty] | 7.3.5.15 Identification and remediation of “at-risk species” | WLDFR | HFTD - Distribution - Tier 2 - 2QU CoRE ¦ 1QU LoRE | 2032 | 0.47509 | 0.0051994 | 2.4785 | 0 | 2.4785 | 0.0054902 | 2.617 | 0 | 2.617 | 0.005642 | 2.6894 | 0 | 2.6894 | 0.0053733 | 2.5614 | 0 | 2.5614 | 1.1775 | 1.2433 | 1.2777 | 1.2169 | 0.005642 | 0.0026805 | 2.6894 | 1.2777 | 0 | 0 | 2.6894 | 1.2777
[35 empty] | 7.3.5.15 Identification and remediation of “at-risk species” | WLDFR | HFTD - Distribution - Tier 2 - 2QU CoRE ¦ 1QU LoRE | 2033 | 0.44401 | 0.0051994 | 2.5959 | 0 | 2.5959 | 0.0054902 | 2.7411 | 0 | 2.7411 | 0.005642 | 2.8169 | 0 | 2.8169 | 0.0053733 | 2.6827 | 0 | 2.6827 | 1.1526 | 1.2171 | 1.2507 | 1.1912 | 0.005642 | 0.0025051 | 2.8169 | 1.2507 | 0 | 0 | 2.8169 | 1.2507
[35 empty] | 7.3.5.15 Identification and remediation of “at-risk species” | WLDFR | HFTD - Distribution - Tier 2 - 2QU CoRE ¦ 1QU LoRE | 2034 | 0.41496 | 0.0051994 | 2.5959 | 0 | 2.5959 | 0.0054902 | 2.7411 | 0 | 2.7411 | 0.005642 | 2.8169 | 0 | 2.8169 | 0.0053733 | 2.6827 | 0 | 2.6827 | 1.0772 | 1.1374 | 1.1689 | 1.1132 | 0.005642 | 0.0023412 | 2.8169 | 1.1689 | 0 | 0 | 2.8169 | 1.1689
[35 empty] | 7.3.5.15 Identification and remediation of “at-risk species” | WLDFR | HFTD - Distribution - Tier 2 - 2QU CoRE ¦ 1QU LoRE | 2035 | 0.38782 | 0.0051994 | 2.5959 | 0 | 2.5959 | 0.0054902 | 2.7411 | 0 | 2.7411 | 0.005642 | 2.8169 | 0 | 2.8169 | 0.0053733 | 2.6827 | 0 | 2.6827 | 1.0067 | 1.063 | 1.0924 | 1.0404 | 0.005642 | 0.0021881 | 2.8169 | 1.0924 | 0 | 0 | 2.8169 | 1.0924
[35 empty] | 7.3.5.15 Identification and remediation of “at-risk species” | WLDFR | HFTD - Distribution - Tier 2 - 2QU CoRE ¦ 1QU LoRE | 2036 | 0.36245 | 0.0051994 | 2.5959 | 0 | 2.5959 | 0.0054902 | 2.7411 | 0 | 2.7411 | 0.005642 | 2.8169 | 0 | 2.8169 | 0.0053733 | 2.6827 | 0 | 2.6827 | 0.94088 | 0.99349 | 1.021 | 0.97235 | 0.005642 | 0.0020449 | 2.8169 | 1.021 | 0 | 0 | 2.8169 | 1.021
[35 empty] | 7.3.5.15 Identification and remediation of “at-risk species” | WLDFR | HFTD - Distribution - Tier 2 - 2QU CoRE ¦ 1QU LoRE | 2037 | 0.33873 | 0.0051994 | 2.5959 | 0 | 2.5959 | 0.0054902 | 2.7411 | 0 | 2.7411 | 0.005642 | 2.8169 | 0 | 2.8169 | 0.0053733 | 2.6827 | 0 | 2.6827 | 0.87933 | 0.92849 | 0.95417 | 0.90874 | 0.005642 | 0.0019111 | 2.8169 | 0.95417 | 0 | 0 | 2.8169 | 0.95417
[35 empty] | 7.3.5.15 Identification and remediation of “at-risk species” | WLDFR | HFTD - Distribution - Tier 2 - 2QU CoRE ¦ 1QU LoRE | 2038 | 0.31657 | 0.0051994 | 2.7234 | 0 | 2.7234 | 0.0054902 | 2.8757 | 0 | 2.8757 | 0.005642 | 2.9552 | 0 | 2.9552 | 0.0053733 | 2.8145 | 0 | 2.8145 | 0.86216 | 0.91037 | 0.93554 | 0.89099 | 0.005642 | 0.0017861 | 2.9552 | 0.93554 | 0 | 0 | 2.9552 | 0.93554
[35 empty] | 7.3.5.15 Identification and remediation of “at-risk species” | WLDFR | HFTD - Distribution - Tier 2 - 2QU CoRE ¦ 1QU LoRE | 2039 | 0.29586 | 0.0051994 | 2.7234 | 0 | 2.7234 | 0.0054902 | 2.8757 | 0 | 2.8757 | 0.005642 | 2.9552 | 0 | 2.9552 | 0.0053733 | 2.8145 | 0 | 2.8145 | 0.80576 | 0.85081 | 0.87434 | 0.83271 | 0.005642 | 0.0016693 | 2.9552 | 0.87434 | 0 | 0 | 2.9552 | 0.87434
[35 empty] | 7.3.5.15 Identification and remediation of “at-risk species” | WLDFR | HFTD - Distribution - Tier 2 - 2QU CoRE ¦ 1QU LoRE | 2040 | 0.27651 | 0.0051994 | 2.7234 | 0 | 2.7234 | 0.0054902 | 2.8757 | 0 | 2.8757 | 0.005642 | 2.9552 | 0 | 2.9552 | 0.0053733 | 2.8145 | 0 | 2.8145 | 0.75305 | 0.79515 | 0.81714 | 0.77823 | 0.005642 | 0.0015601 | 2.9552 | 0.81714 | 0 | 0 | 2.9552 | 0.81714
[35 empty] | 7.3.5.15 Identification and remediation of “at-risk species” | WLDFR | HFTD - Distribution - Tier 2 - 2QU CoRE ¦ 1QU LoRE | 2041 | 0.25842 | 0.0051994 | 2.7234 | 0 | 2.7234 | 0.0054902 | 2.8757 | 0 | 2.8757 | 0.005642 | 2.9552 | 0 | 2.9552 | 0.0053733 | 2.8145 | 0 | 2.8145 | 0.70378 | 0.74313 | 0.76368 | 0.72732 | 0.005642 | 0.001458 | 2.9552 | 0.76368 | 0 | 0 | 2.9552 | 0.76368
[35 empty] | 7.3.5.15 Identification and remediation of “at-risk species” | WLDFR | HFTD - Distribution - Tier 2 - 2QU CoRE ¦ 1QU LoRE | 2042 | 0.24151 | 0.0051994 | 2.7234 | 0 | 2.7234 | 0.0054902 | 2.8757 | 0 | 2.8757 | 0.005642 | 2.9552 | 0 | 2.9552 | 0.0053733 | 2.8145 | 0 | 2.8145 | 0.65774 | 0.69451 | 0.71372 | 0.67974 | 0.005642 | 0.0013626 | 2.9552 | 0.71372 | 0 | 0 | 2.9552 | 0.71372
[35 empty] | 7.3.5.15 Identification and remediation of “at-risk species” | WLDFR | HFTD - Distribution - Tier 2 - 2QU CoRE ¦ 1QU LoRE | 2043 | 0.22571 | 0.0051994 | 2.8592 | 0 | 2.8592 | 0.0054902 | 3.0191 | 0 | 3.0191 | 0.005642 | 3.1026 | 0 | 3.1026 | 0.0053733 | 2.9548 | 0 | 2.9548 | 0.64536 | 0.68144 | 0.70029 | 0.66694 | 0.005642 | 0.0012735 | 3.1026 | 0.70029 | 0 | 0 | 3.1026 | 0.70029
[35 empty] | 7.3.5.15 Identification and remediation of “at-risk species” | WLDFR | HFTD - Distribution - Tier 2 - 2QU CoRE ¦ 1QU LoRE | 2044 | 0.21095 | 0.0051994 | 2.8592 | 0 | 2.8592 | 0.0054902 | 3.0191 | 0 | 3.0191 | 0.005642 | 3.1026 | 0 | 3.1026 | 0.0053733 | 2.9548 | 0 | 2.9548 | 0.60314 | 0.63686 | 0.65448 | 0.62331 | 0.005642 | 0.0011902 | 3.1026 | 0.65448 | 0 | 0 | 3.1026 | 0.65448
[35 empty] | 7.3.5.15 Identification and remediation of “at-risk species” | WLDFR | HFTD - Distribution - Tier 2 - 2QU CoRE ¦ 1QU LoRE | 2045 | 0.19715 | 0.0051994 | 2.8592 | 0 | 2.8592 | 0.0054902 | 3.0191 | 0 | 3.0191 | 0.005642 | 3.1026 | 0 | 3.1026 | 0.0053733 | 2.9548 | 0 | 2.9548 | 0.56368 | 0.5952 | 0.61166 | 0.58253 | 0.005642 | 0.0011123 | 3.1026 | 0.61166 | 0 | 0 | 3.1026 | 0.61166
[35 empty] | 7.3.5.15 Identification and remediation of “at-risk species” | WLDFR | HFTD - Distribution - Tier 2 - 2QU CoRE ¦ 1QU LoRE | 2046 | 0.18425 | 0.0051994 | 2.8592 | 0 | 2.8592 | 0.0054902 | 3.0191 | 0 | 3.0191 | 0.005642 | 3.1026 | 0 | 3.1026 | 0.0053733 | 2.9548 | 0 | 2.9548 | 0.52681 | 0.55626 | 0.57165 | 0.54442 | 0.005642 | 0.0010395 | 3.1026 | 0.57165 | 0 | 0 | 3.1026 | 0.57165
[35 empty] | 7.3.5.15 Identification and remediation of “at-risk species” | WLDFR | HFTD - Distribution - Tier 2 - 2QU CoRE ¦ 1QU LoRE | 2047 | 0.1722 | 0.0051994 | 2.8592 | 0 | 2.8592 | 0.0054902 | 3.0191 | 0 | 3.0191 | 0.005642 | 3.1026 | 0 | 3.1026 | 0.0053733 | 2.9548 | 0 | 2.9548 | 0.49234 | 0.51987 | 0.53425 | 0.50881 | 0.005642 | 0.00097153 | 3.1026 | 0.53425 | 0 | 0 | 3.1026 | 0.53425
[35 empty] | 7.3.5.15 Identification and remediation of “at-risk species” | WLDFR | HFTD - Distribution - Tier 2 - 2QU CoRE ¦ 1QU LoRE | 2048 | 0.16093 | 0.0051994 | 3.0016 | 0 | 3.0016 | 0.0054902 | 3.1694 | 0 | 3.1694 | 0.005642 | 3.257 | 0 | 3.257 | 0.0053733 | 3.1019 | 0 | 3.1019 | 0.48304 | 0.51005 | 0.52415 | 0.4992 | 0.005642 | 0.00090797 | 3.257 | 0.52415 | 0 | 0 | 3.257 | 0.52415
[35 empty] | 7.3.5.15 Identification and remediation of “at-risk species” | WLDFR | HFTD - Distribution - Tier 2 - 2QU CoRE ¦ 1QU LoRE | 2049 | 0.1504 | 0.0051994 | 3.0016 | 0 | 3.0016 | 0.0054902 | 3.1694 | 0 | 3.1694 | 0.005642 | 3.257 | 0 | 3.257 | 0.0053733 | 3.1019 | 0 | 3.1019 | 0.45144 | 0.47668 | 0.48986 | 0.46654 | 0.005642 | 0.00084857 | 3.257 | 0.48986 | 0 | 0 | 3.257 | 0.48986
[35 empty] | 7.3.5.15 Identification and remediation of “at-risk species” | WLDFR | HFTD - Distribution - Tier 2 - 2QU CoRE ¦ 1QU LoRE | 2050 | 0.14056 | 0 | 0 | 0 | 0 | 0.0054902 | 3.1694 | 0 | 3.1694 | 0.005642 | 3.257 | 0 | 3.257 | 0.0053733 | 3.1019 | 0 | 3.1019 | 0 | 0.4455 | 0.45782 | 0.43602 | 0.005642 | 0.00079305 | 3.257 | 0.45782 | 0 | 0 | 3.257 | 0.45782
[35 empty] | 7.3.5.15 Identification and remediation of “at-risk species” | WLDFR | HFTD - Distribution - Tier 2 - 2QU CoRE ¦ 1QU LoRE | 2051 | 0.13137 | 0 | 0 | 0 | 0 | 0 | 0 | 0 | 0 | 0.005642 | 3.257 | 0 | 3.257 | 0.0053733 | 3.1019 | 0 | 3.1019 | 0 | 0 | 0.42787 | 0.40749 | 0.005642 | 0.00074117 | 3.257 | 0.42787 | 0 | 0 | 3.257 | 0.42787
[35 empty] | 7.3.5.15 Identification and remediation of “at-risk species” | WLDFR | HFTD - Distribution - Tier 2 - 2QU CoRE ¦ 1QU LoRE | 2052 | 0.12277 | 0 | 0 | 0 | 0 | 0 | 0 | 0 | 0 | 0 | 0 | 0 | 0 | 0.0053733 | 3.1019 | 0 | 3.1019 | 0 | 0 | 0 | 0.38083 | 0 | 0 | 0 | 0 | 0 | 0 | 0 | 0
[35 empty] | 7.3.5.15 Identification and remediation of “at-risk species” | WLDFR | HFTD - Distribution - Tier 2 - 2QU CoRE ¦ 2QU LoRE | 2020 | 1 | 0.024887 | 8.216 | 0 | 8.216 | 0 | 0 | 0 | 0 | 0 | 0 | 0 | 0 | 0 | 0 | 0 | 0 | 8.216 | 0 | 0 | 0 | 0 | 0 | 0 | 0 | 0 | 0 | 0 | 0
[35 empty] | 7.3.5.15 Identification and remediation of “at-risk species” | WLDFR | HFTD - Distribution - Tier 2 - 2QU CoRE ¦ 2QU LoRE | 2021 | 1 | 0.014249 | 5.4367 | 0 | 5.4367 | 0.026278 | 8.6754 | 0 | 8.6754 | 0 | 0 | 0 | 0 | 0 | 0 | 0 | 0 | 5.4367 | 8.6754 | 0 | 0 | 0 | 0 | 0 | 0 | 0 | 0 | 0 | 0
[35 empty] | 7.3.5.15 Identification and remediation of “at-risk species” | WLDFR | HFTD - Distribution - Tier 2 - 2QU CoRE ¦ 2QU LoRE | 2022 | 0.93458 | 0.011455 | 4.1801 | 0 | 4.1801 | 0.012095 | 4.4138 | 0 | 4.4138 | 0.023657 | 7.3955 | 0 | 7.3955 | 0 | 0 | 0 | 0 | 3.9066 | 4.1251 | 6.9117 | 0 | 0.023657 | 0.022109 | 7.3955 | 6.9117 | 0 | 0 | 7.3955 | 6.9117
[35 empty] | 7.3.5.15 Identification and remediation of “at-risk species” | WLDFR | HFTD - Distribution - Tier 2 - 2QU CoRE ¦ 2QU LoRE | 2023 | 0.87344 | 0.011455 | 4.3333 | 0 | 4.3333 | 0.012095 | 4.5756 | 0 | 4.5756 | 0.012287 | 4.648 | 0 | 4.648 | 0.02253 | 7.3014 | 0 | 7.3014 | 3.7849 | 3.9965 | 4.0598 | 6.3773 | 0.012287 | 0.010732 | 4.648 | 4.0598 | 0 | 0 | 4.648 | 4.0598
[35 empty] | 7.3.5.15 Identification and remediation of “at-risk species” | WLDFR | HFTD - Distribution - Tier 2 - 2QU CoRE ¦ 2QU LoRE | 2024 | 0.8163 | 0.011455 | 4.3333 | 0 | 4.3333 | 0.012095 | 4.5756 | 0 | 4.5756 | 0.012287 | 4.648 | 0 | 4.648 | 0.011702 | 4.4267 | 0 | 4.4267 | 3.5373 | 3.735 | 3.7942 | 3.6135 | 0.012287 | 0.01003 | 4.648 | 3.7942 | 0 | 0 | 4.648 | 3.7942
[35 empty] | 7.3.5.15 Identification and remediation of “at-risk species” | WLDFR | HFTD - Distribution - Tier 2 - 2QU CoRE ¦ 2QU LoRE | 2025 | 0.7629 | 0.011455 | 4.3333 | 0 | 4.3333 | 0.012095 | 4.5756 | 0 | 4.5756 | 0.012287 | 4.648 | 0 | 4.648 | 0.011702 | 4.4267 | 0 | 4.4267 | 3.3059 | 3.4907 | 3.5459 | 3.3771 | 0.012287 | 0.0093736 | 4.648 | 3.5459 | 0 | 0 | 4.648 | 3.5459
[35 empty] | 7.3.5.15 Identification and remediation of “at-risk species” | WLDFR | HFTD - Distribution - Tier 2 - 2QU CoRE ¦ 2QU LoRE | 2026 | 0.71299 | 0.011455 | 4.3333 | 0 | 4.3333 | 0.012095 | 4.5756 | 0 | 4.5756 | 0.012287 | 4.648 | 0 | 4.648 | 0.011702 | 4.4267 | 0 | 4.4267 | 3.0896 | 3.2623 | 3.314 | 3.1562 | 0.012287 | 0.0087604 | 4.648 | 3.314 | 0 | 0 | 4.648 | 3.314
[35 empty] | 7.3.5.15 Identification and remediation of “at-risk species” | WLDFR | HFTD - Distribution - Tier 2 - 2QU CoRE ¦ 2QU LoRE | 2027 | 0.66634 | 0.011455 | 4.3333 | 0 | 4.3333 | 0.012095 | 4.5756 | 0 | 4.5756 | 0.012287 | 4.648 | 0 | 4.648 | 0.011702 | 4.4267 | 0 | 4.4267 | 2.8875 | 3.0489 | 3.0972 | 2.9497 | 0.012287 | 0.0081873 | 4.648 | 3.0972 | 0 | 0 | 4.648 | 3.0972
[35 empty] | 7.3.5.15 Identification and remediation of “at-risk species” | WLDFR | HFTD - Distribution - Tier 2 - 2QU CoRE ¦ 2QU LoRE | 2028 | 0.62275 | 0.011455 | 4.5263 | 0 | 4.5263 | 0.012095 | 4.7794 | 0 | 4.7794 | 0.012287 | 4.855 | 0 | 4.855 | 0.011702 | 4.6238 | 0 | 4.6238 | 2.8188 | 2.9764 | 3.0235 | 2.8795 | 0.012287 | 0.0076517 | 4.855 | 3.0235 | 0 | 0 | 4.855 | 3.0235
[35 empty] | 7.3.5.15 Identification and remediation of “at-risk species” | WLDFR | HFTD - Distribution - Tier 2 - 2QU CoRE ¦ 2QU LoRE | 2029 | 0.58201 | 0.011455 | 4.5263 | 0 | 4.5263 | 0.012095 | 4.7794 | 0 | 4.7794 | 0.012287 | 4.855 | 0 | 4.855 | 0.011702 | 4.6238 | 0 | 4.6238 | 2.6344 | 2.7816 | 2.8257 | 2.6911 | 0.012287 | 0.0071511 | 4.855 | 2.8257 | 0 | 0 | 4.855 | 2.8257
[35 empty] | 7.3.5.15 Identification and remediation of “at-risk species” | WLDFR | HFTD - Distribution - Tier 2 - 2QU CoRE ¦ 2QU LoRE | 2030 | 0.54393 | 0.011455 | 4.5263 | 0 | 4.5263 | 0.012095 | 4.7794 | 0 | 4.7794 | 0.012287 | 4.855 | 0 | 4.855 | 0.011702 | 4.6238 | 0 | 4.6238 | 2.462 | 2.5997 | 2.6408 | 2.5151 | 0.012287 | 0.0066833 | 4.855 | 2.6408 | 0 | 0 | 4.855 | 2.6408
[35 empty] | 7.3.5.15 Identification and remediation of “at-risk species” | WLDFR | HFTD - Distribution - Tier 2 - 2QU CoRE ¦ 2QU LoRE | 2031 | 0.50835 | 0.011455 | 4.5263 | 0 | 4.5263 | 0.012095 | 4.7794 | 0 | 4.7794 | 0.012287 | 4.855 | 0 | 4.855 | 0.011702 | 4.6238 | 0 | 4.6238 | 2.3009 | 2.4296 | 2.4681 | 2.3505 | 0.012287 | 0.0062461 | 4.855 | 2.4681 | 0 | 0 | 4.855 | 2.4681
[35 empty] | 7.3.5.15 Identification and remediation of “at-risk species” | WLDFR | HFTD - Distribution - Tier 2 - 2QU CoRE ¦ 2QU LoRE | 2032 | 0.47509 | 0.011455 | 4.5263 | 0 | 4.5263 | 0.012095 | 4.7794 | 0 | 4.7794 | 0.012287 | 4.855 | 0 | 4.855 | 0.011702 | 4.6238 | 0 | 4.6238 | 2.1504 | 2.2706 | 2.3066 | 2.1968 | 0.012287 | 0.0058374 | 4.855 | 2.3066 | 0 | 0 | 4.855 | 2.3066
[35 empty] | 7.3.5.15 Identification and remediation of “at-risk species” | WLDFR | HFTD - Distribution - Tier 2 - 2QU CoRE ¦ 2QU LoRE | 2033 | 0.44401 | 0.011455 | 4.7408 | 0 | 4.7408 | 0.012095 | 5.0059 | 0 | 5.0059 | 0.012287 | 5.0851 | 0 | 5.0851 | 0.011702 | 4.843 | 0 | 4.843 | 2.105 | 2.2227 | 2.2579 | 2.1503 | 0.012287 | 0.0054555 | 5.0851 | 2.2579 | 0 | 0 | 5.0851 | 2.2579
[35 empty] | 7.3.5.15 Identification and remediation of “at-risk species” | WLDFR | HFTD - Distribution - Tier 2 - 2QU CoRE ¦ 2QU LoRE | 2034 | 0.41496 | 0.011455 | 4.7408 | 0 | 4.7408 | 0.012095 | 5.0059 | 0 | 5.0059 | 0.012287 | 5.0851 | 0 | 5.0851 | 0.011702 | 4.843 | 0 | 4.843 | 1.9673 | 2.0773 | 2.1101 | 2.0097 | 0.012287 | 0.0050986 | 5.0851 | 2.1101 | 0 | 0 | 5.0851 | 2.1101
[35 empty] | 7.3.5.15 Identification and remediation of “at-risk species” | WLDFR | HFTD - Distribution - Tier 2 - 2QU CoRE ¦ 2QU LoRE | 2035 | 0.38782 | 0.011455 | 4.7408 | 0 | 4.7408 | 0.012095 | 5.0059 | 0 | 5.0059 | 0.012287 | 5.0851 | 0 | 5.0851 | 0.011702 | 4.843 | 0 | 4.843 | 1.8386 | 1.9414 | 1.9721 | 1.8782 | 0.012287 | 0.0047651 | 5.0851 | 1.9721 | 0 | 0 | 5.0851 | 1.9721
[35 empty] | 7.3.5.15 Identification and remediation of “at-risk species” | WLDFR | HFTD - Distribution - Tier 2 - 2QU CoRE ¦ 2QU LoRE | 2036 | 0.36245 | 0.011455 | 4.7408 | 0 | 4.7408 | 0.012095 | 5.0059 | 0 | 5.0059 | 0.012287 | 5.0851 | 0 | 5.0851 | 0.011702 | 4.843 | 0 | 4.843 | 1.7183 | 1.8144 | 1.8431 | 1.7553 | 0.012287 | 0.0044533 | 5.0851 | 1.8431 | 0 | 0 | 5.0851 | 1.8431
[35 empty] | 7.3.5.15 Identification and remediation of “at-risk species” | WLDFR | HFTD - Distribution - Tier 2 - 2QU CoRE ¦ 2QU LoRE | 2037 | 0.33873 | 0.011455 | 4.7408 | 0 | 4.7408 | 0.012095 | 5.0059 | 0 | 5.0059 | 0.012287 | 5.0851 | 0 | 5.0851 | 0.011702 | 4.843 | 0 | 4.843 | 1.6059 | 1.6957 | 1.7225 | 1.6405 | 0.012287 | 0.004162 | 5.0851 | 1.7225 | 0 | 0 | 5.0851 | 1.7225
[35 empty] | 7.3.5.15 Identification and remediation of “at-risk species” | WLDFR | HFTD - Distribution - Tier 2 - 2QU CoRE ¦ 2QU LoRE | 2038 | 0.31657 | 0.011455 | 4.9736 | 0 | 4.9736 | 0.012095 | 5.2517 | 0 | 5.2517 | 0.012287 | 5.3349 | 0 | 5.3349 | 0.011702 | 5.0808 | 0 | 5.0808 | 1.5745 | 1.6626 | 1.6889 | 1.6085 | 0.012287 | 0.0038897 | 5.3349 | 1.6889 | 0 | 0 | 5.3349 | 1.6889
[35 empty] | 7.3.5.15 Identification and remediation of “at-risk species” | WLDFR | HFTD - Distribution - Tier 2 - 2QU CoRE ¦ 2QU LoRE | 2039 | 0.29586 | 0.011455 | 4.9736 | 0 | 4.9736 | 0.012095 | 5.2517 | 0 | 5.2517 | 0.012287 | 5.3349 | 0 | 5.3349 | 0.011702 | 5.0808 | 0 | 5.0808 | 1.4715 | 1.5538 | 1.5784 | 1.5032 | 0.012287 | 0.0036353 | 5.3349 | 1.5784 | 0 | 0 | 5.3349 | 1.5784
[35 empty] | 7.3.5.15 Identification and remediation of “at-risk species” | WLDFR | HFTD - Distribution - Tier 2 - 2QU CoRE ¦ 2QU LoRE | 2040 | 0.27651 | 0.011455 | 4.9736 | 0 | 4.9736 | 0.012095 | 5.2517 | 0 | 5.2517 | 0.012287 | 5.3349 | 0 | 5.3349 | 0.011702 | 5.0808 | 0 | 5.0808 | 1.3753 | 1.4521 | 1.4751 | 1.4049 | 0.012287 | 0.0033974 | 5.3349 | 1.4751 | 0 | 0 | 5.3349 | 1.4751
[35 empty] | 7.3.5.15 Identification and remediation of “at-risk species” | WLDFR | HFTD - Distribution - Tier 2 - 2QU CoRE ¦ 2QU LoRE | 2041 | 0.25842 | 0.011455 | 4.9736 | 0 | 4.9736 | 0.012095 | 5.2517 | 0 | 5.2517 | 0.012287 | 5.3349 | 0 | 5.3349 | 0.011702 | 5.0808 | 0 | 5.0808 | 1.2853 | 1.3571 | 1.3786 | 1.313 | 0.012287 | 0.0031752 | 5.3349 | 1.3786 | 0 | 0 | 5.3349 | 1.3786
[35 empty] | 7.3.5.15 Identification and remediation of “at-risk species” | WLDFR | HFTD - Distribution - Tier 2 - 2QU CoRE ¦ 2QU LoRE | 2042 | 0.24151 | 0.011455 | 4.9736 | 0 | 4.9736 | 0.012095 | 5.2517 | 0 | 5.2517 | 0.012287 | 5.3349 | 0 | 5.3349 | 0.011702 | 5.0808 | 0 | 5.0808 | 1.2012 | 1.2684 | 1.2884 | 1.2271 | 0.012287 | 0.0029675 | 5.3349 | 1.2884 | 0 | 0 | 5.3349 | 1.2884
[35 empty] | 7.3.5.15 Identification and remediation of “at-risk species” | WLDFR | HFTD - Distribution - Tier 2 - 2QU CoRE ¦ 2QU LoRE | 2043 | 0.22571 | 0.011455 | 5.2217 | 0 | 5.2217 | 0.012095 | 5.5136 | 0 | 5.5136 | 0.012287 | 5.6009 | 0 | 5.6009 | 0.011702 | 5.3342 | 0 | 5.3342 | 1.1786 | 1.2445 | 1.2642 | 1.204 | 0.012287 | 0.0027733 | 5.6009 | 1.2642 | 0 | 0 | 5.6009 | 1.2642
[35 empty] | 7.3.5.15 Identification and remediation of “at-risk species” | WLDFR | HFTD - Distribution - Tier 2 - 2QU CoRE ¦ 2QU LoRE | 2044 | 0.21095 | 0.011455 | 5.2217 | 0 | 5.2217 | 0.012095 | 5.5136 | 0 | 5.5136 | 0.012287 | 5.6009 | 0 | 5.6009 | 0.011702 | 5.3342 | 0 | 5.3342 | 1.1015 | 1.1631 | 1.1815 | 1.1252 | 0.012287 | 0.0025919 | 5.6009 | 1.1815 | 0 | 0 | 5.6009 | 1.1815
[35 empty] | 7.3.5.15 Identification and remediation of “at-risk species” | WLDFR | HFTD - Distribution - Tier 2 - 2QU CoRE ¦ 2QU LoRE | 2045 | 0.19715 | 0.011455 | 5.2217 | 0 | 5.2217 | 0.012095 | 5.5136 | 0 | 5.5136 | 0.012287 | 5.6009 | 0 | 5.6009 | 0.011702 | 5.3342 | 0 | 5.3342 | 1.0294 | 1.087 | 1.1042 | 1.0516 | 0.012287 | 0.0024223 | 5.6009 | 1.1042 | 0 | 0 | 5.6009 | 1.1042
[35 empty] | 7.3.5.15 Identification and remediation of “at-risk species” | WLDFR | HFTD - Distribution - Tier 2 - 2QU CoRE ¦ 2QU LoRE | 2046 | 0.18425 | 0.011455 | 5.2217 | 0 | 5.2217 | 0.012095 | 5.5136 | 0 | 5.5136 | 0.012287 | 5.6009 | 0 | 5.6009 | 0.011702 | 5.3342 | 0 | 5.3342 | 0.96208 | 1.0159 | 1.032 | 0.98282 | 0.012287 | 0.0022639 | 5.6009 | 1.032 | 0 | 0 | 5.6009 | 1.032
[35 empty] | 7.3.5.15 Identification and remediation of “at-risk species” | WLDFR | HFTD - Distribution - Tier 2 - 2QU CoRE ¦ 2QU LoRE | 2047 | 0.1722 | 0.011455 | 5.2217 | 0 | 5.2217 | 0.012095 | 5.5136 | 0 | 5.5136 | 0.012287 | 5.6009 | 0 | 5.6009 | 0.011702 | 5.3342 | 0 | 5.3342 | 0.89914 | 0.94942 | 0.96445 | 0.91852 | 0.012287 | 0.0021158 | 5.6009 | 0.96445 | 0 | 0 | 5.6009 | 0.96445
[35 empty] | 7.3.5.15 Identification and remediation of “at-risk species” | WLDFR | HFTD - Distribution - Tier 2 - 2QU CoRE ¦ 2QU LoRE | 2048 | 0.16093 | 0.011455 | 5.4816 | 0 | 5.4816 | 0.012095 | 5.7881 | 0 | 5.7881 | 0.012287 | 5.8797 | 0 | 5.8797 | 0.011702 | 5.5998 | 0 | 5.5998 | 0.88216 | 0.93148 | 0.94623 | 0.90117 | 0.012287 | 0.0019773 | 5.8797 | 0.94623 | 0 | 0 | 5.8797 | 0.94623
[35 empty] | 7.3.5.15 Identification and remediation of “at-risk species” | WLDFR | HFTD - Distribution - Tier 2 - 2QU CoRE ¦ 2QU LoRE | 2049 | 0.1504 | 0.011455 | 5.4816 | 0 | 5.4816 | 0.012095 | 5.7881 | 0 | 5.7881 | 0.012287 | 5.8797 | 0 | 5.8797 | 0.011702 | 5.5998 | 0 | 5.5998 | 0.82445 | 0.87054 | 0.88433 | 0.84221 | 0.012287 | 0.001848 | 5.8797 | 0.88433 | 0 | 0 | 5.8797 | 0.88433
[35 empty] | 7.3.5.15 Identification and remediation of “at-risk species” | WLDFR | HFTD - Distribution - Tier 2 - 2QU CoRE ¦ 2QU LoRE | 2050 | 0.14056 | 0 | 0 | 0 | 0 | 0.012095 | 5.7881 | 0 | 5.7881 | 0.012287 | 5.8797 | 0 | 5.8797 | 0.011702 | 5.5998 | 0 | 5.5998 | 0 | 0.81359 | 0.82647 | 0.78712 | 0.012287 | 0.0017271 | 5.8797 | 0.82647 | 0 | 0 | 5.8797 | 0.82647
[35 empty] | 7.3.5.15 Identification and remediation of “at-risk species” | WLDFR | HFTD - Distribution - Tier 2 - 2QU CoRE ¦ 2QU LoRE | 2051 | 0.13137 | 0 | 0 | 0 | 0 | 0 | 0 | 0 | 0 | 0.012287 | 5.8797 | 0 | 5.8797 | 0.011702 | 5.5998 | 0 | 5.5998 | 0 | 0 | 0.7724 | 0.73562 | 0.012287 | 0.0016141 | 5.8797 | 0.7724 | 0 | 0 | 5.8797 | 0.7724
[35 empty] | 7.3.5.15 Identification and remediation of “at-risk species” | WLDFR | HFTD - Distribution - Tier 2 - 2QU CoRE ¦ 2QU LoRE | 2052 | 0.12277 | 0 | 0 | 0 | 0 | 0 | 0 | 0 | 0 | 0 | 0 | 0 | 0 | 0.011702 | 5.5998 | 0 | 5.5998 | 0 | 0 | 0 | 0.6875 | 0 | 0 | 0 | 0 | 0 | 0 | 0 | 0
[35 empty] | 7.3.5.15 Identification and remediation of “at-risk species” | WLDFR | HFTD - Distribution - Tier 2 - 2QU CoRE ¦ 3QU LoRE | 2020 | 1 | 0.034531 | 11.7896 | 0 | 11.7896 | 0 | 0 | 0 | 0 | 0 | 0 | 0 | 0 | 0 | 0 | 0 | 0 | 11.7896 | 0 | 0 | 0 | 0 | 0 | 0 | 0 | 0 | 0 | 0 | 0
[35 empty] | 7.3.5.15 Identification and remediation of “at-risk species” | WLDFR | HFTD - Distribution - Tier 2 - 2QU CoRE ¦ 3QU LoRE | 2021 | 1 | 0.018718 | 7.4246 | 0 | 7.4246 | 0.036461 | 12.4488 | 0 | 12.4488 | 0 | 0 | 0 | 0 | 0 | 0 | 0 | 0 | 7.4246 | 12.4488 | 0 | 0 | 0 | 0 | 0 | 0 | 0 | 0 | 0 | 0
[35 empty] | 7.3.5.15 Identification and remediation of “at-risk species” | WLDFR | HFTD - Distribution - Tier 2 - 2QU CoRE ¦ 3QU LoRE | 2022 | 0.93458 | 0.017181 | 6.95 | 0 | 6.95 | 0.018141 | 7.3386 | 0 | 7.3386 | 0.032592 | 11.329 | 0 | 11.329 | 0 | 0 | 0 | 0 | 6.4953 | 6.8585 | 10.5879 | 0 | 0.032592 | 0.03046 | 11.329 | 10.5879 | 0 | 0 | 11.329 | 10.5879
[35 empty] | 7.3.5.15 Identification and remediation of “at-risk species” | WLDFR | HFTD - Distribution - Tier 2 - 2QU CoRE ¦ 3QU LoRE | 2023 | 0.87344 | 0.017181 | 7.2047 | 0 | 7.2047 | 0.018141 | 7.6075 | 0 | 7.6075 | 0.017213 | 7.2183 | 0 | 7.2183 | 0.03104 | 11.1849 | 0 | 11.1849 | 6.2928 | 6.6447 | 6.3047 | 9.7693 | 0.017213 | 0.015035 | 7.2183 | 6.3047 | 0 | 0 | 7.2183 | 6.3047
[35 empty] | 7.3.5.15 Identification and remediation of “at-risk species” | WLDFR | HFTD - Distribution - Tier 2 - 2QU CoRE ¦ 3QU LoRE | 2024 | 0.8163 | 0.017181 | 7.2047 | 0 | 7.2047 | 0.018141 | 7.6075 | 0 | 7.6075 | 0.017213 | 7.2183 | 0 | 7.2183 | 0.016394 | 6.8746 | 0 | 6.8746 | 5.8812 | 6.21 | 5.8923 | 5.6117 | 0.017213 | 0.014051 | 7.2183 | 5.8923 | 0 | 0 | 7.2183 | 5.8923
[35 empty] | 7.3.5.15 Identification and remediation of “at-risk species” | WLDFR | HFTD - Distribution - Tier 2 - 2QU CoRE ¦ 3QU LoRE | 2025 | 0.7629 | 0.017181 | 7.2047 | 0 | 7.2047 | 0.018141 | 7.6075 | 0 | 7.6075 | 0.017213 | 7.2183 | 0 | 7.2183 | 0.016394 | 6.8746 | 0 | 6.8746 | 5.4964 | 5.8037 | 5.5068 | 5.2446 | 0.017213 | 0.013132 | 7.2183 | 5.5068 | 0 | 0 | 7.2183 | 5.5068
[35 empty] | 7.3.5.15 Identification and remediation of “at-risk species” | WLDFR | HFTD - Distribution - Tier 2 - 2QU CoRE ¦ 3QU LoRE | 2026 | 0.71299 | 0.017181 | 7.2047 | 0 | 7.2047 | 0.018141 | 7.6075 | 0 | 7.6075 | 0.017213 | 7.2183 | 0 | 7.2183 | 0.016394 | 6.8746 | 0 | 6.8746 | 5.1368 | 5.424 | 5.1465 | 4.9015 | 0.017213 | 0.012273 | 7.2183 | 5.1465 | 0 | 0 | 7.2183 | 5.1465
[35 empty] | 7.3.5.15 Identification and remediation of “at-risk species” | WLDFR | HFTD - Distribution - Tier 2 - 2QU CoRE ¦ 3QU LoRE | 2027 | 0.66634 | 0.017181 | 7.2047 | 0 | 7.2047 | 0.018141 | 7.6075 | 0 | 7.6075 | 0.017213 | 7.2183 | 0 | 7.2183 | 0.016394 | 6.8746 | 0 | 6.8746 | 4.8008 | 5.0692 | 4.8099 | 4.5808 | 0.017213 | 0.01147 | 7.2183 | 4.8099 | 0 | 0 | 7.2183 | 4.8099
[35 empty] | 7.3.5.15 Identification and remediation of “at-risk species” | WLDFR | HFTD - Distribution - Tier 2 - 2QU CoRE ¦ 3QU LoRE | 2028 | 0.62275 | 0.017181 | 7.5256 | 0 | 7.5256 | 0.018141 | 7.9463 | 0 | 7.9463 | 0.017213 | 7.5398 | 0 | 7.5398 | 0.016394 | 7.1808 | 0 | 7.1808 | 4.6866 | 4.9486 | 4.6954 | 4.4718 | 0.017213 | 0.01072 | 7.5398 | 4.6954 | 0 | 0 | 7.5398 | 4.6954
[35 empty] | 7.3.5.15 Identification and remediation of “at-risk species” | WLDFR | HFTD - Distribution - Tier 2 - 2QU CoRE ¦ 3QU LoRE | 2029 | 0.58201 | 0.017181 | 7.5256 | 0 | 7.5256 | 0.018141 | 7.9463 | 0 | 7.9463 | 0.017213 | 7.5398 | 0 | 7.5398 | 0.016394 | 7.1808 | 0 | 7.1808 | 4.38 | 4.6248 | 4.3882 | 4.1793 | 0.017213 | 0.010018 | 7.5398 | 4.3882 | 0 | 0 | 7.5398 | 4.3882
[35 empty] | 7.3.5.15 Identification and remediation of “at-risk species” | WLDFR | HFTD - Distribution - Tier 2 - 2QU CoRE ¦ 3QU LoRE | 2030 | 0.54393 | 0.017181 | 7.5256 | 0 | 7.5256 | 0.018141 | 7.9463 | 0 | 7.9463 | 0.017213 | 7.5398 | 0 | 7.5398 | 0.016394 | 7.1808 | 0 | 7.1808 | 4.0934 | 4.3223 | 4.1012 | 3.9059 | 0.017213 | 0.0093629 | 7.5398 | 4.1012 | 0 | 0 | 7.5398 | 4.1012
[35 empty] | 7.3.5.15 Identification and remediation of “at-risk species” | WLDFR | HFTD - Distribution - Tier 2 - 2QU CoRE ¦ 3QU LoRE | 2031 | 0.50835 | 0.017181 | 7.5256 | 0 | 7.5256 | 0.018141 | 7.9463 | 0 | 7.9463 | 0.017213 | 7.5398 | 0 | 7.5398 | 0.016394 | 7.1808 | 0 | 7.1808 | 3.8256 | 4.0395 | 3.8329 | 3.6503 | 0.017213 | 0.0087504 | 7.5398 | 3.8329 | 0 | 0 | 7.5398 | 3.8329
[35 empty] | 7.3.5.15 Identification and remediation of “at-risk species” | WLDFR | HFTD - Distribution - Tier 2 - 2QU CoRE ¦ 3QU LoRE | 2032 | 0.47509 | 0.017181 | 7.5256 | 0 | 7.5256 | 0.018141 | 7.9463 | 0 | 7.9463 | 0.017213 | 7.5398 | 0 | 7.5398 | 0.016394 | 7.1808 | 0 | 7.1808 | 3.5754 | 3.7753 | 3.5821 | 3.4115 | 0.017213 | 0.008178 | 7.5398 | 3.5821 | 0 | 0 | 7.5398 | 3.5821
[35 empty] | 7.3.5.15 Identification and remediation of “at-risk species” | WLDFR | HFTD - Distribution - Tier 2 - 2QU CoRE ¦ 3QU LoRE | 2033 | 0.44401 | 0.017181 | 7.8822 | 0 | 7.8822 | 0.018141 | 8.3229 | 0 | 8.3229 | 0.017213 | 7.8971 | 0 | 7.8971 | 0.016394 | 7.5211 | 0 | 7.5211 | 3.4998 | 3.6955 | 3.5064 | 3.3394 | 0.017213 | 0.0076429 | 7.8971 | 3.5064 | 0 | 0 | 7.8971 | 3.5064
[35 empty] | 7.3.5.15 Identification and remediation of “at-risk species” | WLDFR | HFTD - Distribution - Tier 2 - 2QU CoRE ¦ 3QU LoRE | 2034 | 0.41496 | 0.017181 | 7.8822 | 0 | 7.8822 | 0.018141 | 8.3229 | 0 | 8.3229 | 0.017213 | 7.8971 | 0 | 7.8971 | 0.016394 | 7.5211 | 0 | 7.5211 | 3.2708 | 3.4537 | 3.277 | 3.121 | 0.017213 | 0.0071429 | 7.8971 | 3.277 | 0 | 0 | 7.8971 | 3.277
[35 empty] | 7.3.5.15 Identification and remediation of “at-risk species” | WLDFR | HFTD - Distribution - Tier 2 - 2QU CoRE ¦ 3QU LoRE | 2035 | 0.38782 | 0.017181 | 7.8822 | 0 | 7.8822 | 0.018141 | 8.3229 | 0 | 8.3229 | 0.017213 | 7.8971 | 0 | 7.8971 | 0.016394 | 7.5211 | 0 | 7.5211 | 3.0569 | 3.2278 | 3.0626 | 2.9168 | 0.017213 | 0.0066756 | 7.8971 | 3.0626 | 0 | 0 | 7.8971 | 3.0626
[35 empty] | 7.3.5.15 Identification and remediation of “at-risk species” | WLDFR | HFTD - Distribution - Tier 2 - 2QU CoRE ¦ 3QU LoRE | 2036 | 0.36245 | 0.017181 | 7.8822 | 0 | 7.8822 | 0.018141 | 8.3229 | 0 | 8.3229 | 0.017213 | 7.8971 | 0 | 7.8971 | 0.016394 | 7.5211 | 0 | 7.5211 | 2.8569 | 3.0166 | 2.8623 | 2.726 | 0.017213 | 0.0062389 | 7.8971 | 2.8623 | 0 | 0 | 7.8971 | 2.8623
[35 empty] | 7.3.5.15 Identification and remediation of “at-risk species” | WLDFR | HFTD - Distribution - Tier 2 - 2QU CoRE ¦ 3QU LoRE | 2037 | 0.33873 | 0.017181 | 7.8822 | 0 | 7.8822 | 0.018141 | 8.3229 | 0 | 8.3229 | 0.017213 | 7.8971 | 0 | 7.8971 | 0.016394 | 7.5211 | 0 | 7.5211 | 2.67 | 2.8193 | 2.675 | 2.5476 | 0.017213 | 0.0058308 | 7.8971 | 2.675 | 0 | 0 | 7.8971 | 2.675
[35 empty] | 7.3.5.15 Identification and remediation of “at-risk species” | WLDFR | HFTD - Distribution - Tier 2 - 2QU CoRE ¦ 3QU LoRE | 2038 | 0.31657 | 0.017181 | 8.2693 | 0 | 8.2693 | 0.018141 | 8.7317 | 0 | 8.7317 | 0.017213 | 8.285 | 0 | 8.285 | 0.016394 | 7.8905 | 0 | 7.8905 | 2.6179 | 2.7642 | 2.6228 | 2.4979 | 0.017213 | 0.0054493 | 8.285 | 2.6228 | 0 | 0 | 8.285 | 2.6228
[35 empty] | 7.3.5.15 Identification and remediation of “at-risk species” | WLDFR | HFTD - Distribution - Tier 2 - 2QU CoRE ¦ 3QU LoRE | 2039 | 0.29586 | 0.017181 | 8.2693 | 0 | 8.2693 | 0.018141 | 8.7317 | 0 | 8.7317 | 0.017213 | 8.285 | 0 | 8.285 | 0.016394 | 7.8905 | 0 | 7.8905 | 2.4466 | 2.5834 | 2.4512 | 2.3345 | 0.017213 | 0.0050928 | 8.285 | 2.4512 | 0 | 0 | 8.285 | 2.4512
[35 empty] | 7.3.5.15 Identification and remediation of “at-risk species” | WLDFR | HFTD - Distribution - Tier 2 - 2QU CoRE ¦ 3QU LoRE | 2040 | 0.27651 | 0.017181 | 8.2693 | 0 | 8.2693 | 0.018141 | 8.7317 | 0 | 8.7317 | 0.017213 | 8.285 | 0 | 8.285 | 0.016394 | 7.8905 | 0 | 7.8905 | 2.2865 | 2.4144 | 2.2909 | 2.1818 | 0.017213 | 0.0047596 | 8.285 | 2.2909 | 0 | 0 | 8.285 | 2.2909
[35 empty] | 7.3.5.15 Identification and remediation of “at-risk species” | WLDFR | HFTD - Distribution - Tier 2 - 2QU CoRE ¦ 3QU LoRE | 2041 | 0.25842 | 0.017181 | 8.2693 | 0 | 8.2693 | 0.018141 | 8.7317 | 0 | 8.7317 | 0.017213 | 8.285 | 0 | 8.285 | 0.016394 | 7.8905 | 0 | 7.8905 | 2.137 | 2.2564 | 2.141 | 2.039 | 0.017213 | 0.0044483 | 8.285 | 2.141 | 0 | 0 | 8.285 | 2.141
[35 empty] | 7.3.5.15 Identification and remediation of “at-risk species” | WLDFR | HFTD - Distribution - Tier 2 - 2QU CoRE ¦ 3QU LoRE | 2042 | 0.24151 | 0.017181 | 8.2693 | 0 | 8.2693 | 0.018141 | 8.7317 | 0 | 8.7317 | 0.017213 | 8.285 | 0 | 8.285 | 0.016394 | 7.8905 | 0 | 7.8905 | 1.9972 | 2.1088 | 2.0009 | 1.9056 | 0.017213 | 0.0041573 | 8.285 | 2.0009 | 0 | 0 | 8.285 | 2.0009
[35 empty] | 7.3.5.15 Identification and remediation of “at-risk species” | WLDFR | HFTD - Distribution - Tier 2 - 2QU CoRE ¦ 3QU LoRE | 2043 | 0.22571 | 0.017181 | 8.6817 | 0 | 8.6817 | 0.018141 | 9.1671 | 0 | 9.1671 | 0.017213 | 8.6981 | 0 | 8.6981 | 0.016394 | 8.2839 | 0 | 8.2839 | 1.9596 | 2.0691 | 1.9633 | 1.8698 | 0.017213 | 0.0038853 | 8.6981 | 1.9633 | 0 | 0 | 8.6981 | 1.9633
[35 empty] | 7.3.5.15 Identification and remediation of “at-risk species” | WLDFR | HFTD - Distribution - Tier 2 - 2QU CoRE ¦ 3QU LoRE | 2044 | 0.21095 | 0.017181 | 8.6817 | 0 | 8.6817 | 0.018141 | 9.1671 | 0 | 9.1671 | 0.017213 | 8.6981 | 0 | 8.6981 | 0.016394 | 8.2839 | 0 | 8.2839 | 1.8314 | 1.9338 | 1.8348 | 1.7475 | 0.017213 | 0.0036311 | 8.6981 | 1.8348 | 0 | 0 | 8.6981 | 1.8348
[35 empty] | 7.3.5.15 Identification and remediation of “at-risk species” | WLDFR | HFTD - Distribution - Tier 2 - 2QU CoRE ¦ 3QU LoRE | 2045 | 0.19715 | 0.017181 | 8.6817 | 0 | 8.6817 | 0.018141 | 9.1671 | 0 | 9.1671 | 0.017213 | 8.6981 | 0 | 8.6981 | 0.016394 | 8.2839 | 0 | 8.2839 | 1.7116 | 1.8073 | 1.7148 | 1.6331 | 0.017213 | 0.0033936 | 8.6981 | 1.7148 | 0 | 0 | 8.6981 | 1.7148
[35 empty] | 7.3.5.15 Identification and remediation of “at-risk species” | WLDFR | HFTD - Distribution - Tier 2 - 2QU CoRE ¦ 3QU LoRE | 2046 | 0.18425 | 0.017181 | 8.6817 | 0 | 8.6817 | 0.018141 | 9.1671 | 0 | 9.1671 | 0.017213 | 8.6981 | 0 | 8.6981 | 0.016394 | 8.2839 | 0 | 8.2839 | 1.5996 | 1.689 | 1.6026 | 1.5263 | 0.017213 | 0.0031716 | 8.6981 | 1.6026 | 0 | 0 | 8.6981 | 1.6026
[35 empty] | 7.3.5.15 Identification and remediation of “at-risk species” | WLDFR | HFTD - Distribution - Tier 2 - 2QU CoRE ¦ 3QU LoRE | 2047 | 0.1722 | 0.017181 | 8.6817 | 0 | 8.6817 | 0.018141 | 9.1671 | 0 | 9.1671 | 0.017213 | 8.6981 | 0 | 8.6981 | 0.016394 | 8.2839 | 0 | 8.2839 | 1.4949 | 1.5785 | 1.4978 | 1.4265 | 0.017213 | 0.0029641 | 8.6981 | 1.4978 | 0 | 0 | 8.6981 | 1.4978
[35 empty] | 7.3.5.15 Identification and remediation of “at-risk species” | WLDFR | HFTD - Distribution - Tier 2 - 2QU CoRE ¦ 3QU LoRE | 2048 | 0.16093 | 0.017181 | 9.1139 | 0 | 9.1139 | 0.018141 | 9.6235 | 0 | 9.6235 | 0.017213 | 9.1312 | 0 | 9.1312 | 0.016394 | 8.6964 | 0 | 8.6964 | 1.4667 | 1.5487 | 1.4695 | 1.3995 | 0.017213 | 0.0027702 | 9.1312 | 1.4695 | 0 | 0 | 9.1312 | 1.4695
[35 empty] | 7.3.5.15 Identification and remediation of “at-risk species” | WLDFR | HFTD - Distribution - Tier 2 - 2QU CoRE ¦ 3QU LoRE | 2049 | 0.1504 | 0.017181 | 9.1139 | 0 | 9.1139 | 0.018141 | 9.6235 | 0 | 9.6235 | 0.017213 | 9.1312 | 0 | 9.1312 | 0.016394 | 8.6964 | 0 | 8.6964 | 1.3708 | 1.4474 | 1.3733 | 1.308 | 0.017213 | 0.0025889 | 9.1312 | 1.3733 | 0 | 0 | 9.1312 | 1.3733
[35 empty] | 7.3.5.15 Identification and remediation of “at-risk species” | WLDFR | HFTD - Distribution - Tier 2 - 2QU CoRE ¦ 3QU LoRE | 2050 | 0.14056 | 0 | 0 | 0 | 0 | 0.018141 | 9.6235 | 0 | 9.6235 | 0.017213 | 9.1312 | 0 | 9.1312 | 0.016394 | 8.6964 | 0 | 8.6964 | 0 | 1.3527 | 1.2835 | 1.2224 | 0.017213 | 0.0024196 | 9.1312 | 1.2835 | 0 | 0 | 9.1312 | 1.2835
[35 empty] | 7.3.5.15 Identification and remediation of “at-risk species” | WLDFR | HFTD - Distribution - Tier 2 - 2QU CoRE ¦ 3QU LoRE | 2051 | 0.13137 | 0 | 0 | 0 | 0 | 0 | 0 | 0 | 0 | 0.017213 | 9.1312 | 0 | 9.1312 | 0.016394 | 8.6964 | 0 | 8.6964 | 0 | 0 | 1.1995 | 1.1424 | 0.017213 | 0.0022613 | 9.1312 | 1.1995 | 0 | 0 | 9.1312 | 1.1995
[35 empty] | 7.3.5.15 Identification and remediation of “at-risk species” | WLDFR | HFTD - Distribution - Tier 2 - 2QU CoRE ¦ 3QU LoRE | 2052 | 0.12277 | 0 | 0 | 0 | 0 | 0 | 0 | 0 | 0 | 0 | 0 | 0 | 0 | 0.016394 | 8.6964 | 0 | 8.6964 | 0 | 0 | 0 | 1.0677 | 0 | 0 | 0 | 0 | 0 | 0 | 0 | 0
[35 empty] | 7.3.5.15 Identification and remediation of “at-risk species” | WLDFR | HFTD - Distribution - Tier 2 - 2QU CoRE ¦ 4QU LoRE | 2020 | 1 | 0.032187 | 11.1092 | 0 | 11.1092 | 0 | 0 | 0 | 0 | 0 | 0 | 0 | 0 | 0 | 0 | 0 | 0 | 11.1092 | 0 | 0 | 0 | 0 | 0 | 0 | 0 | 0 | 0 | 0 | 0
[35 empty] | 7.3.5.15 Identification and remediation of “at-risk species” | WLDFR | HFTD - Distribution - Tier 2 - 2QU CoRE ¦ 4QU LoRE | 2021 | 1 | 0.017334 | 7.0013 | 0 | 7.0013 | 0.033987 | 11.7303 | 0 | 11.7303 | 0 | 0 | 0 | 0 | 0 | 0 | 0 | 0 | 7.0013 | 11.7303 | 0 | 0 | 0 | 0 | 0 | 0 | 0 | 0 | 0 | 0
[35 empty] | 7.3.5.15 Identification and remediation of “at-risk species” | WLDFR | HFTD - Distribution - Tier 2 - 2QU CoRE ¦ 4QU LoRE | 2022 | 0.93458 | 0.013954 | 5.5799 | 0 | 5.5799 | 0.014734 | 5.8919 | 0 | 5.8919 | 0.026939 | 8.9708 | 0 | 8.9708 | 0 | 0 | 0 | 0 | 5.2149 | 5.5064 | 8.3839 | 0 | 0.026939 | 0.025176 | 8.9708 | 8.3839 | 0 | 0 | 8.9708 | 8.3839
[35 empty] | 7.3.5.15 Identification and remediation of “at-risk species” | WLDFR | HFTD - Distribution - Tier 2 - 2QU CoRE ¦ 4QU LoRE | 2023 | 0.87344 | 0.013954 | 5.7844 | 0 | 5.7844 | 0.014734 | 6.1078 | 0 | 6.1078 | 0.013355 | 5.5359 | 0 | 5.5359 | 0.025656 | 8.8567 | 0 | 8.8567 | 5.0523 | 5.3348 | 4.8353 | 7.7358 | 0.013355 | 0.011664 | 5.5359 | 4.8353 | 0 | 0 | 5.5359 | 4.8353
[35 empty] | 7.3.5.15 Identification and remediation of “at-risk species” | WLDFR | HFTD - Distribution - Tier 2 - 2QU CoRE ¦ 4QU LoRE | 2024 | 0.8163 | 0.013954 | 5.7844 | 0 | 5.7844 | 0.014734 | 6.1078 | 0 | 6.1078 | 0.013355 | 5.5359 | 0 | 5.5359 | 0.012719 | 5.2723 | 0 | 5.2723 | 4.7218 | 4.9858 | 4.519 | 4.3038 | 0.013355 | 0.010901 | 5.5359 | 4.519 | 0 | 0 | 5.5359 | 4.519
[35 empty] | 7.3.5.15 Identification and remediation of “at-risk species” | WLDFR | HFTD - Distribution - Tier 2 - 2QU CoRE ¦ 4QU LoRE | 2025 | 0.7629 | 0.013954 | 5.7844 | 0 | 5.7844 | 0.014734 | 6.1078 | 0 | 6.1078 | 0.013355 | 5.5359 | 0 | 5.5359 | 0.012719 | 5.2723 | 0 | 5.2723 | 4.4129 | 4.6596 | 4.2233 | 4.0222 | 0.013355 | 0.010188 | 5.5359 | 4.2233 | 0 | 0 | 5.5359 | 4.2233
[35 empty] | 7.3.5.15 Identification and remediation of “at-risk species” | WLDFR | HFTD - Distribution - Tier 2 - 2QU CoRE ¦ 4QU LoRE | 2026 | 0.71299 | 0.013954 | 5.7844 | 0 | 5.7844 | 0.014734 | 6.1078 | 0 | 6.1078 | 0.013355 | 5.5359 | 0 | 5.5359 | 0.012719 | 5.2723 | 0 | 5.2723 | 4.1242 | 4.3548 | 3.9471 | 3.7591 | 0.013355 | 0.0095216 | 5.5359 | 3.9471 | 0 | 0 | 5.5359 | 3.9471
[35 empty] | 7.3.5.15 Identification and remediation of “at-risk species” | WLDFR | HFTD - Distribution - Tier 2 - 2QU CoRE ¦ 4QU LoRE | 2027 | 0.66634 | 0.013954 | 5.7844 | 0 | 5.7844 | 0.014734 | 6.1078 | 0 | 6.1078 | 0.013355 | 5.5359 | 0 | 5.5359 | 0.012719 | 5.2723 | 0 | 5.2723 | 3.8544 | 4.0699 | 3.6888 | 3.5132 | 0.013355 | 0.0088987 | 5.5359 | 3.6888 | 0 | 0 | 5.5359 | 3.6888
[35 empty] | 7.3.5.15 Identification and remediation of “at-risk species” | WLDFR | HFTD - Distribution - Tier 2 - 2QU CoRE ¦ 4QU LoRE | 2028 | 0.62275 | 0.013954 | 6.042 | 0 | 6.042 | 0.014734 | 6.3799 | 0 | 6.3799 | 0.013355 | 5.7825 | 0 | 5.7825 | 0.012719 | 5.5072 | 0 | 5.5072 | 3.7627 | 3.9731 | 3.6011 | 3.4296 | 0.013355 | 0.0083166 | 5.7825 | 3.6011 | 0 | 0 | 5.7825 | 3.6011
[35 empty] | 7.3.5.15 Identification and remediation of “at-risk species” | WLDFR | HFTD - Distribution - Tier 2 - 2QU CoRE ¦ 4QU LoRE | 2029 | 0.58201 | 0.013954 | 6.042 | 0 | 6.042 | 0.014734 | 6.3799 | 0 | 6.3799 | 0.013355 | 5.7825 | 0 | 5.7825 | 0.012719 | 5.5072 | 0 | 5.5072 | 3.5165 | 3.7131 | 3.3655 | 3.2052 | 0.013355 | 0.0077725 | 5.7825 | 3.3655 | 0 | 0 | 5.7825 | 3.3655
[35 empty] | 7.3.5.15 Identification and remediation of “at-risk species” | WLDFR | HFTD - Distribution - Tier 2 - 2QU CoRE ¦ 4QU LoRE | 2030 | 0.54393 | 0.013954 | 6.042 | 0 | 6.042 | 0.014734 | 6.3799 | 0 | 6.3799 | 0.013355 | 5.7825 | 0 | 5.7825 | 0.012719 | 5.5072 | 0 | 5.5072 | 3.2865 | 3.4702 | 3.1453 | 2.9955 | 0.013355 | 0.007264 | 5.7825 | 3.1453 | 0 | 0 | 5.7825 | 3.1453
[35 empty] | 7.3.5.15 Identification and remediation of “at-risk species” | WLDFR | HFTD - Distribution - Tier 2 - 2QU CoRE ¦ 4QU LoRE | 2031 | 0.50835 | 0.013954 | 6.042 | 0 | 6.042 | 0.014734 | 6.3799 | 0 | 6.3799 | 0.013355 | 5.7825 | 0 | 5.7825 | 0.012719 | 5.5072 | 0 | 5.5072 | 3.0715 | 3.2432 | 2.9395 | 2.7996 | 0.013355 | 0.0067888 | 5.7825 | 2.9395 | 0 | 0 | 5.7825 | 2.9395
[35 empty] | 7.3.5.15 Identification and remediation of “at-risk species” | WLDFR | HFTD - Distribution - Tier 2 - 2QU CoRE ¦ 4QU LoRE | 2032 | 0.47509 | 0.013954 | 6.042 | 0 | 6.042 | 0.014734 | 6.3799 | 0 | 6.3799 | 0.013355 | 5.7825 | 0 | 5.7825 | 0.012719 | 5.5072 | 0 | 5.5072 | 2.8705 | 3.031 | 2.7472 | 2.6164 | 0.013355 | 0.0063447 | 5.7825 | 2.7472 | 0 | 0 | 5.7825 | 2.7472
[35 empty] | 7.3.5.15 Identification and remediation of “at-risk species” | WLDFR | HFTD - Distribution - Tier 2 - 2QU CoRE ¦ 4QU LoRE | 2033 | 0.44401 | 0.013954 | 6.3284 | 0 | 6.3284 | 0.014734 | 6.6822 | 0 | 6.6822 | 0.013355 | 6.0566 | 0 | 6.0566 | 0.012719 | 5.7682 | 0 | 5.7682 | 2.8099 | 2.967 | 2.6892 | 2.5611 | 0.013355 | 0.0059296 | 6.0566 | 2.6892 | 0 | 0 | 6.0566 | 2.6892
[35 empty] | 7.3.5.15 Identification and remediation of “at-risk species” | WLDFR | HFTD - Distribution - Tier 2 - 2QU CoRE ¦ 4QU LoRE | 2034 | 0.41496 | 0.013954 | 6.3284 | 0 | 6.3284 | 0.014734 | 6.6822 | 0 | 6.6822 | 0.013355 | 6.0566 | 0 | 6.0566 | 0.012719 | 5.7682 | 0 | 5.7682 | 2.626 | 2.7729 | 2.5133 | 2.3936 | 0.013355 | 0.0055417 | 6.0566 | 2.5133 | 0 | 0 | 6.0566 | 2.5133
[35 empty] | 7.3.5.15 Identification and remediation of “at-risk species” | WLDFR | HFTD - Distribution - Tier 2 - 2QU CoRE ¦ 4QU LoRE | 2035 | 0.38782 | 0.013954 | 6.3284 | 0 | 6.3284 | 0.014734 | 6.6822 | 0 | 6.6822 | 0.013355 | 6.0566 | 0 | 6.0566 | 0.012719 | 5.7682 | 0 | 5.7682 | 2.4543 | 2.5915 | 2.3488 | 2.237 | 0.013355 | 0.0051791 | 6.0566 | 2.3488 | 0 | 0 | 6.0566 | 2.3488
[35 empty] | 7.3.5.15 Identification and remediation of “at-risk species” | WLDFR | HFTD - Distribution - Tier 2 - 2QU CoRE ¦ 4QU LoRE | 2036 | 0.36245 | 0.013954 | 6.3284 | 0 | 6.3284 | 0.014734 | 6.6822 | 0 | 6.6822 | 0.013355 | 6.0566 | 0 | 6.0566 | 0.012719 | 5.7682 | 0 | 5.7682 | 2.2937 | 2.4219 | 2.1952 | 2.0906 | 0.013355 | 0.0048403 | 6.0566 | 2.1952 | 0 | 0 | 6.0566 | 2.1952
[35 empty] | 7.3.5.15 Identification and remediation of “at-risk species” | WLDFR | HFTD - Distribution - Tier 2 - 2QU CoRE ¦ 4QU LoRE | 2037 | 0.33873 | 0.013954 | 6.3284 | 0 | 6.3284 | 0.014734 | 6.6822 | 0 | 6.6822 | 0.013355 | 6.0566 | 0 | 6.0566 | 0.012719 | 5.7682 | 0 | 5.7682 | 2.1436 | 2.2635 | 2.0516 | 1.9539 | 0.013355 | 0.0045237 | 6.0566 | 2.0516 | 0 | 0 | 6.0566 | 2.0516
[35 empty] | 7.3.5.15 Identification and remediation of “at-risk species” | WLDFR | HFTD - Distribution - Tier 2 - 2QU CoRE ¦ 4QU LoRE | 2038 | 0.31657 | 0.013954 | 6.6392 | 0 | 6.6392 | 0.014734 | 7.0104 | 0 | 7.0104 | 0.013355 | 6.354 | 0 | 6.354 | 0.012719 | 6.0514 | 0 | 6.0514 | 2.1018 | 2.2193 | 2.0115 | 1.9157 | 0.013355 | 0.0042277 | 6.354 | 2.0115 | 0 | 0 | 6.354 | 2.0115
[35 empty] | 7.3.5.15 Identification and remediation of “at-risk species” | WLDFR | HFTD - Distribution - Tier 2 - 2QU CoRE ¦ 4QU LoRE | 2039 | 0.29586 | 0.013954 | 6.6392 | 0 | 6.6392 | 0.014734 | 7.0104 | 0 | 7.0104 | 0.013355 | 6.354 | 0 | 6.354 | 0.012719 | 6.0514 | 0 | 6.0514 | 1.9643 | 2.0741 | 1.8799 | 1.7904 | 0.013355 | 0.0039511 | 6.354 | 1.8799 | 0 | 0 | 6.354 | 1.8799
[35 empty] | 7.3.5.15 Identification and remediation of “at-risk species” | WLDFR | HFTD - Distribution - Tier 2 - 2QU CoRE ¦ 4QU LoRE | 2040 | 0.27651 | 0.013954 | 6.6392 | 0 | 6.6392 | 0.014734 | 7.0104 | 0 | 7.0104 | 0.013355 | 6.354 | 0 | 6.354 | 0.012719 | 6.0514 | 0 | 6.0514 | 1.8358 | 1.9384 | 1.7569 | 1.6733 | 0.013355 | 0.0036927 | 6.354 | 1.7569 | 0 | 0 | 6.354 | 1.7569
[35 empty] | 7.3.5.15 Identification and remediation of “at-risk species” | WLDFR | HFTD - Distribution - Tier 2 - 2QU CoRE ¦ 4QU LoRE | 2041 | 0.25842 | 0.013954 | 6.6392 | 0 | 6.6392 | 0.014734 | 7.0104 | 0 | 7.0104 | 0.013355 | 6.354 | 0 | 6.354 | 0.012719 | 6.0514 | 0 | 6.0514 | 1.7157 | 1.8116 | 1.642 | 1.5638 | 0.013355 | 0.0034511 | 6.354 | 1.642 | 0 | 0 | 6.354 | 1.642
[35 empty] | 7.3.5.15 Identification and remediation of “at-risk species” | WLDFR | HFTD - Distribution - Tier 2 - 2QU CoRE ¦ 4QU LoRE | 2042 | 0.24151 | 0.013954 | 6.6392 | 0 | 6.6392 | 0.014734 | 7.0104 | 0 | 7.0104 | 0.013355 | 6.354 | 0 | 6.354 | 0.012719 | 6.0514 | 0 | 6.0514 | 1.6034 | 1.6931 | 1.5346 | 1.4615 | 0.013355 | 0.0032253 | 6.354 | 1.5346 | 0 | 0 | 6.354 | 1.5346
[35 empty] | 7.3.5.15 Identification and remediation of “at-risk species” | WLDFR | HFTD - Distribution - Tier 2 - 2QU CoRE ¦ 4QU LoRE | 2043 | 0.22571 | 0.013954 | 6.9702 | 0 | 6.9702 | 0.014734 | 7.36 | 0 | 7.36 | 0.013355 | 6.6709 | 0 | 6.6709 | 0.012719 | 6.3532 | 0 | 6.3532 | 1.5733 | 1.6612 | 1.5057 | 1.434 | 0.013355 | 0.0030143 | 6.6709 | 1.5057 | 0 | 0 | 6.6709 | 1.5057
[35 empty] | 7.3.5.15 Identification and remediation of “at-risk species” | WLDFR | HFTD - Distribution - Tier 2 - 2QU CoRE ¦ 4QU LoRE | 2044 | 0.21095 | 0.013954 | 6.9702 | 0 | 6.9702 | 0.014734 | 7.36 | 0 | 7.36 | 0.013355 | 6.6709 | 0 | 6.6709 | 0.012719 | 6.3532 | 0 | 6.3532 | 1.4704 | 1.5526 | 1.4072 | 1.3402 | 0.013355 | 0.0028171 | 6.6709 | 1.4072 | 0 | 0 | 6.6709 | 1.4072
[35 empty] | 7.3.5.15 Identification and remediation of “at-risk species” | WLDFR | HFTD - Distribution - Tier 2 - 2QU CoRE ¦ 4QU LoRE | 2045 | 0.19715 | 0.013954 | 6.9702 | 0 | 6.9702 | 0.014734 | 7.36 | 0 | 7.36 | 0.013355 | 6.6709 | 0 | 6.6709 | 0.012719 | 6.3532 | 0 | 6.3532 | 1.3742 | 1.451 | 1.3151 | 1.2525 | 0.013355 | 0.0026328 | 6.6709 | 1.3151 | 0 | 0 | 6.6709 | 1.3151
[35 empty] | 7.3.5.15 Identification and remediation of “at-risk species” | WLDFR | HFTD - Distribution - Tier 2 - 2QU CoRE ¦ 4QU LoRE | 2046 | 0.18425 | 0.013954 | 6.9702 | 0 | 6.9702 | 0.014734 | 7.36 | 0 | 7.36 | 0.013355 | 6.6709 | 0 | 6.6709 | 0.012719 | 6.3532 | 0 | 6.3532 | 1.2843 | 1.3561 | 1.2291 | 1.1706 | 0.013355 | 0.0024606 | 6.6709 | 1.2291 | 0 | 0 | 6.6709 | 1.2291
[35 empty] | 7.3.5.15 Identification and remediation of “at-risk species” | WLDFR | HFTD - Distribution - Tier 2 - 2QU CoRE ¦ 4QU LoRE | 2047 | 0.1722 | 0.013954 | 6.9702 | 0 | 6.9702 | 0.014734 | 7.36 | 0 | 7.36 | 0.013355 | 6.6709 | 0 | 6.6709 | 0.012719 | 6.3532 | 0 | 6.3532 | 1.2002 | 1.2674 | 1.1487 | 1.094 | 0.013355 | 0.0022996 | 6.6709 | 1.1487 | 0 | 0 | 6.6709 | 1.1487
[35 empty] | 7.3.5.15 Identification and remediation of “at-risk species” | WLDFR | HFTD - Distribution - Tier 2 - 2QU CoRE ¦ 4QU LoRE | 2048 | 0.16093 | 0.013954 | 7.3173 | 0 | 7.3173 | 0.014734 | 7.7264 | 0 | 7.7264 | 0.013355 | 7.003 | 0 | 7.003 | 0.012719 | 6.6695 | 0 | 6.6695 | 1.1776 | 1.2434 | 1.127 | 1.0733 | 0.013355 | 0.0021492 | 7.003 | 1.127 | 0 | 0 | 7.003 | 1.127
[35 empty] | 7.3.5.15 Identification and remediation of “at-risk species” | WLDFR | HFTD - Distribution - Tier 2 - 2QU CoRE ¦ 4QU LoRE | 2049 | 0.1504 | 0.013954 | 7.3173 | 0 | 7.3173 | 0.014734 | 7.7264 | 0 | 7.7264 | 0.013355 | 7.003 | 0 | 7.003 | 0.012719 | 6.6695 | 0 | 6.6695 | 1.1005 | 1.1621 | 1.0533 | 1.0031 | 0.013355 | 0.0020086 | 7.003 | 1.0533 | 0 | 0 | 7.003 | 1.0533
[35 empty] | 7.3.5.15 Identification and remediation of “at-risk species” | WLDFR | HFTD - Distribution - Tier 2 - 2QU CoRE ¦ 4QU LoRE | 2050 | 0.14056 | 0 | 0 | 0 | 0 | 0.014734 | 7.7264 | 0 | 7.7264 | 0.013355 | 7.003 | 0 | 7.003 | 0.012719 | 6.6695 | 0 | 6.6695 | 0 | 1.086 | 0.98436 | 0.93749 | 0.013355 | 0.0018772 | 7.003 | 0.98436 | 0 | 0 | 7.003 | 0.98436
[35 empty] | 7.3.5.15 Identification and remediation of “at-risk species” | WLDFR | HFTD - Distribution - Tier 2 - 2QU CoRE ¦ 4QU LoRE | 2051 | 0.13137 | 0 | 0 | 0 | 0 | 0 | 0 | 0 | 0 | 0.013355 | 7.003 | 0 | 7.003 | 0.012719 | 6.6695 | 0 | 6.6695 | 0 | 0 | 0.91996 | 0.87616 | 0.013355 | 0.0017544 | 7.003 | 0.91996 | 0 | 0 | 7.003 | 0.91996
[35 empty] | 7.3.5.15 Identification and remediation of “at-risk species” | WLDFR | HFTD - Distribution - Tier 2 - 2QU CoRE ¦ 4QU LoRE | 2052 | 0.12277 | 0 | 0 | 0 | 0 | 0 | 0 | 0 | 0 | 0 | 0 | 0 | 0 | 0.012719 | 6.6695 | 0 | 6.6695 | 0 | 0 | 0 | 0.81884 | 0 | 0 | 0 | 0 | 0 | 0 | 0 | 0
[35 empty] | 7.3.5.15 Identification and remediation of “at-risk species” | WLDFR | HFTD - Distribution - Tier 2 - 2QU CoRE ¦ 5QU LoRE | 2020 | 1 | 0.024395 | 9.3142 | 0 | 9.3142 | 0 | 0 | 0 | 0 | 0 | 0 | 0 | 0 | 0 | 0 | 0 | 0 | 9.3142 | 0 | 0 | 0 | 0 | 0 | 0 | 0 | 0 | 0 | 0 | 0
[35 empty] | 7.3.5.15 Identification and remediation of “at-risk species” | WLDFR | HFTD - Distribution - Tier 2 - 2QU CoRE ¦ 5QU LoRE | 2021 | 1 | 0.012919 | 5.8097 | 0 | 5.8097 | 0.025759 | 9.835 | 0 | 9.835 | 0 | 0 | 0 | 0 | 0 | 0 | 0 | 0 | 5.8097 | 9.835 | 0 | 0 | 0 | 0 | 0 | 0 | 0 | 0 | 0 | 0
[35 empty] | 7.3.5.15 Identification and remediation of “at-risk species” | WLDFR | HFTD - Distribution - Tier 2 - 2QU CoRE ¦ 5QU LoRE | 2022 | 0.93458 | 0.010567 | 4.5556 | 0 | 4.5556 | 0.011158 | 4.8103 | 0 | 4.8103 | 0.022688 | 8.2916 | 0 | 8.2916 | 0 | 0 | 0 | 0 | 4.2576 | 4.4956 | 7.7492 | 0 | 0.022688 | 0.021203 | 8.2916 | 7.7492 | 0 | 0 | 8.2916 | 7.7492
[35 empty] | 7.3.5.15 Identification and remediation of “at-risk species” | WLDFR | HFTD - Distribution - Tier 2 - 2QU CoRE ¦ 5QU LoRE | 2023 | 0.87344 | 0.010567 | 4.7225 | 0 | 4.7225 | 0.011158 | 4.9866 | 0 | 4.9866 | 0.010645 | 4.7577 | 0 | 4.7577 | 0.021607 | 8.1862 | 0 | 8.1862 | 4.1248 | 4.3555 | 4.1555 | 7.1501 | 0.010645 | 0.0092981 | 4.7577 | 4.1555 | 0 | 0 | 4.7577 | 4.1555
[35 empty] | 7.3.5.15 Identification and remediation of “at-risk species” | WLDFR | HFTD - Distribution - Tier 2 - 2QU CoRE ¦ 5QU LoRE | 2024 | 0.8163 | 0.010567 | 4.7225 | 0 | 4.7225 | 0.011158 | 4.9866 | 0 | 4.9866 | 0.010645 | 4.7577 | 0 | 4.7577 | 0.010139 | 4.5311 | 0 | 4.5311 | 3.855 | 4.0705 | 3.8837 | 3.6988 | 0.010645 | 0.0086899 | 4.7577 | 3.8837 | 0 | 0 | 4.7577 | 3.8837
[35 empty] | 7.3.5.15 Identification and remediation of “at-risk species” | WLDFR | HFTD - Distribution - Tier 2 - 2QU CoRE ¦ 5QU LoRE | 2025 | 0.7629 | 0.010567 | 4.7225 | 0 | 4.7225 | 0.011158 | 4.9866 | 0 | 4.9866 | 0.010645 | 4.7577 | 0 | 4.7577 | 0.010139 | 4.5311 | 0 | 4.5311 | 3.6028 | 3.8042 | 3.6296 | 3.4568 | 0.010645 | 0.0081214 | 4.7577 | 3.6296 | 0 | 0 | 4.7577 | 3.6296
[35 empty] | 7.3.5.15 Identification and remediation of “at-risk species” | WLDFR | HFTD - Distribution - Tier 2 - 2QU CoRE ¦ 5QU LoRE | 2026 | 0.71299 | 0.010567 | 4.7225 | 0 | 4.7225 | 0.011158 | 4.9866 | 0 | 4.9866 | 0.010645 | 4.7577 | 0 | 4.7577 | 0.010139 | 4.5311 | 0 | 4.5311 | 3.3671 | 3.5554 | 3.3922 | 3.2306 | 0.010645 | 0.0075901 | 4.7577 | 3.3922 | 0 | 0 | 4.7577 | 3.3922
[35 empty] | 7.3.5.15 Identification and remediation of “at-risk species” | WLDFR | HFTD - Distribution - Tier 2 - 2QU CoRE ¦ 5QU LoRE | 2027 | 0.66634 | 0.010567 | 4.7225 | 0 | 4.7225 | 0.011158 | 4.9866 | 0 | 4.9866 | 0.010645 | 4.7577 | 0 | 4.7577 | 0.010139 | 4.5311 | 0 | 4.5311 | 3.1468 | 3.3228 | 3.1702 | 3.0193 | 0.010645 | 0.0070935 | 4.7577 | 3.1702 | 0 | 0 | 4.7577 | 3.1702
[35 empty] | 7.3.5.15 Identification and remediation of “at-risk species” | WLDFR | HFTD - Distribution - Tier 2 - 2QU CoRE ¦ 5QU LoRE | 2028 | 0.62275 | 0.010567 | 4.9329 | 0 | 4.9329 | 0.011158 | 5.2087 | 0 | 5.2087 | 0.010645 | 4.9696 | 0 | 4.9696 | 0.010139 | 4.733 | 0 | 4.733 | 3.0719 | 3.2437 | 3.0948 | 2.9474 | 0.010645 | 0.0066294 | 4.9696 | 3.0948 | 0 | 0 | 4.9696 | 3.0948
[35 empty] | 7.3.5.15 Identification and remediation of “at-risk species” | WLDFR | HFTD - Distribution - Tier 2 - 2QU CoRE ¦ 5QU LoRE | 2029 | 0.58201 | 0.010567 | 4.9329 | 0 | 4.9329 | 0.011158 | 5.2087 | 0 | 5.2087 | 0.010645 | 4.9696 | 0 | 4.9696 | 0.010139 | 4.733 | 0 | 4.733 | 2.871 | 3.0315 | 2.8924 | 2.7546 | 0.010645 | 0.0061957 | 4.9696 | 2.8924 | 0 | 0 | 4.9696 | 2.8924
[35 empty] | 7.3.5.15 Identification and remediation of “at-risk species” | WLDFR | HFTD - Distribution - Tier 2 - 2QU CoRE ¦ 5QU LoRE | 2030 | 0.54393 | 0.010567 | 4.9329 | 0 | 4.9329 | 0.011158 | 5.2087 | 0 | 5.2087 | 0.010645 | 4.9696 | 0 | 4.9696 | 0.010139 | 4.733 | 0 | 4.733 | 2.6832 | 2.8332 | 2.7031 | 2.5744 | 0.010645 | 0.0057904 | 4.9696 | 2.7031 | 0 | 0 | 4.9696 | 2.7031
[35 empty] | 7.3.5.15 Identification and remediation of “at-risk species” | WLDFR | HFTD - Distribution - Tier 2 - 2QU CoRE ¦ 5QU LoRE | 2031 | 0.50835 | 0.010567 | 4.9329 | 0 | 4.9329 | 0.011158 | 5.2087 | 0 | 5.2087 | 0.010645 | 4.9696 | 0 | 4.9696 | 0.010139 | 4.733 | 0 | 4.733 | 2.5076 | 2.6478 | 2.5263 | 2.406 | 0.010645 | 0.0054116 | 4.9696 | 2.5263 | 0 | 0 | 4.9696 | 2.5263
[35 empty] | 7.3.5.15 Identification and remediation of “at-risk species” | WLDFR | HFTD - Distribution - Tier 2 - 2QU CoRE ¦ 5QU LoRE | 2032 | 0.47509 | 0.010567 | 4.9329 | 0 | 4.9329 | 0.011158 | 5.2087 | 0 | 5.2087 | 0.010645 | 4.9696 | 0 | 4.9696 | 0.010139 | 4.733 | 0 | 4.733 | 2.3436 | 2.4746 | 2.361 | 2.2486 | 0.010645 | 0.0050576 | 4.9696 | 2.361 | 0 | 0 | 4.9696 | 2.361
[35 empty] | 7.3.5.15 Identification and remediation of “at-risk species” | WLDFR | HFTD - Distribution - Tier 2 - 2QU CoRE ¦ 5QU LoRE | 2033 | 0.44401 | 0.010567 | 5.1666 | 0 | 5.1666 | 0.011158 | 5.4555 | 0 | 5.4555 | 0.010645 | 5.2051 | 0 | 5.2051 | 0.010139 | 4.9573 | 0 | 4.9573 | 2.2941 | 2.4223 | 2.3111 | 2.2011 | 0.010645 | 0.0047267 | 5.2051 | 2.3111 | 0 | 0 | 5.2051 | 2.3111
[35 empty] | 7.3.5.15 Identification and remediation of “at-risk species” | WLDFR | HFTD - Distribution - Tier 2 - 2QU CoRE ¦ 5QU LoRE | 2034 | 0.41496 | 0.010567 | 5.1666 | 0 | 5.1666 | 0.011158 | 5.4555 | 0 | 5.4555 | 0.010645 | 5.2051 | 0 | 5.2051 | 0.010139 | 4.9573 | 0 | 4.9573 | 2.144 | 2.2638 | 2.1599 | 2.0571 | 0.010645 | 0.0044175 | 5.2051 | 2.1599 | 0 | 0 | 5.2051 | 2.1599
[35 empty] | 7.3.5.15 Identification and remediation of “at-risk species” | WLDFR | HFTD - Distribution - Tier 2 - 2QU CoRE ¦ 5QU LoRE | 2035 | 0.38782 | 0.010567 | 5.1666 | 0 | 5.1666 | 0.011158 | 5.4555 | 0 | 5.4555 | 0.010645 | 5.2051 | 0 | 5.2051 | 0.010139 | 4.9573 | 0 | 4.9573 | 2.0037 | 2.1157 | 2.0186 | 1.9225 | 0.010645 | 0.0041285 | 5.2051 | 2.0186 | 0 | 0 | 5.2051 | 2.0186
[35 empty] | 7.3.5.15 Identification and remediation of “at-risk species” | WLDFR | HFTD - Distribution - Tier 2 - 2QU CoRE ¦ 5QU LoRE | 2036 | 0.36245 | 0.010567 | 5.1666 | 0 | 5.1666 | 0.011158 | 5.4555 | 0 | 5.4555 | 0.010645 | 5.2051 | 0 | 5.2051 | 0.010139 | 4.9573 | 0 | 4.9573 | 1.8726 | 1.9773 | 1.8866 | 1.7967 | 0.010645 | 0.0038584 | 5.2051 | 1.8866 | 0 | 0 | 5.2051 | 1.8866
[35 empty] | 7.3.5.15 Identification and remediation of “at-risk species” | WLDFR | HFTD - Distribution - Tier 2 - 2QU CoRE ¦ 5QU LoRE | 2037 | 0.33873 | 0.010567 | 5.1666 | 0 | 5.1666 | 0.011158 | 5.4555 | 0 | 5.4555 | 0.010645 | 5.2051 | 0 | 5.2051 | 0.010139 | 4.9573 | 0 | 4.9573 | 1.7501 | 1.848 | 1.7632 | 1.6792 | 0.010645 | 0.003606 | 5.2051 | 1.7632 | 0 | 0 | 5.2051 | 1.7632
[35 empty] | 7.3.5.15 Identification and remediation of “at-risk species” | WLDFR | HFTD - Distribution - Tier 2 - 2QU CoRE ¦ 5QU LoRE | 2038 | 0.31657 | 0.010567 | 5.4204 | 0 | 5.4204 | 0.011158 | 5.7235 | 0 | 5.7235 | 0.010645 | 5.4608 | 0 | 5.4608 | 0.010139 | 5.2007 | 0 | 5.2007 | 1.716 | 1.8119 | 1.7287 | 1.6464 | 0.010645 | 0.0033701 | 5.4608 | 1.7287 | 0 | 0 | 5.4608 | 1.7287
[35 empty] | 7.3.5.15 Identification and remediation of “at-risk species” | WLDFR | HFTD - Distribution - Tier 2 - 2QU CoRE ¦ 5QU LoRE | 2039 | 0.29586 | 0.010567 | 5.4204 | 0 | 5.4204 | 0.011158 | 5.7235 | 0 | 5.7235 | 0.010645 | 5.4608 | 0 | 5.4608 | 0.010139 | 5.2007 | 0 | 5.2007 | 1.6037 | 1.6934 | 1.6156 | 1.5387 | 0.010645 | 0.0031496 | 5.4608 | 1.6156 | 0 | 0 | 5.4608 | 1.6156
[35 empty] | 7.3.5.15 Identification and remediation of “at-risk species” | WLDFR | HFTD - Distribution - Tier 2 - 2QU CoRE ¦ 5QU LoRE | 2040 | 0.27651 | 0.010567 | 5.4204 | 0 | 5.4204 | 0.011158 | 5.7235 | 0 | 5.7235 | 0.010645 | 5.4608 | 0 | 5.4608 | 0.010139 | 5.2007 | 0 | 5.2007 | 1.4988 | 1.5826 | 1.5099 | 1.438 | 0.010645 | 0.0029436 | 5.4608 | 1.5099 | 0 | 0 | 5.4608 | 1.5099
[35 empty] | 7.3.5.15 Identification and remediation of “at-risk species” | WLDFR | HFTD - Distribution - Tier 2 - 2QU CoRE ¦ 5QU LoRE | 2041 | 0.25842 | 0.010567 | 5.4204 | 0 | 5.4204 | 0.011158 | 5.7235 | 0 | 5.7235 | 0.010645 | 5.4608 | 0 | 5.4608 | 0.010139 | 5.2007 | 0 | 5.2007 | 1.4007 | 1.4791 | 1.4112 | 1.344 | 0.010645 | 0.002751 | 5.4608 | 1.4112 | 0 | 0 | 5.4608 | 1.4112
[35 empty] | 7.3.5.15 Identification and remediation of “at-risk species” | WLDFR | HFTD - Distribution - Tier 2 - 2QU CoRE ¦ 5QU LoRE | 2042 | 0.24151 | 0.010567 | 5.4204 | 0 | 5.4204 | 0.011158 | 5.7235 | 0 | 5.7235 | 0.010645 | 5.4608 | 0 | 5.4608 | 0.010139 | 5.2007 | 0 | 5.2007 | 1.3091 | 1.3823 | 1.3188 | 1.256 | 0.010645 | 0.002571 | 5.4608 | 1.3188 | 0 | 0 | 5.4608 | 1.3188
[35 empty] | 7.3.5.15 Identification and remediation of “at-risk species” | WLDFR | HFTD - Distribution - Tier 2 - 2QU CoRE ¦ 5QU LoRE | 2043 | 0.22571 | 0.010567 | 5.6907 | 0 | 5.6907 | 0.011158 | 6.0089 | 0 | 6.0089 | 0.010645 | 5.7331 | 0 | 5.7331 | 0.010139 | 5.4601 | 0 | 5.4601 | 1.2845 | 1.3563 | 1.294 | 1.2324 | 0.010645 | 0.0024028 | 5.7331 | 1.294 | 0 | 0 | 5.7331 | 1.294
[35 empty] | 7.3.5.15 Identification and remediation of “at-risk species” | WLDFR | HFTD - Distribution - Tier 2 - 2QU CoRE ¦ 5QU LoRE | 2044 | 0.21095 | 0.010567 | 5.6907 | 0 | 5.6907 | 0.011158 | 6.0089 | 0 | 6.0089 | 0.010645 | 5.7331 | 0 | 5.7331 | 0.010139 | 5.4601 | 0 | 5.4601 | 1.2004 | 1.2676 | 1.2094 | 1.1518 | 0.010645 | 0.0022456 | 5.7331 | 1.2094 | 0 | 0 | 5.7331 | 1.2094
[35 empty] | 7.3.5.15 Identification and remediation of “at-risk species” | WLDFR | HFTD - Distribution - Tier 2 - 2QU CoRE ¦ 5QU LoRE | 2045 | 0.19715 | 0.010567 | 5.6907 | 0 | 5.6907 | 0.011158 | 6.0089 | 0 | 6.0089 | 0.010645 | 5.7331 | 0 | 5.7331 | 0.010139 | 5.4601 | 0 | 5.4601 | 1.1219 | 1.1846 | 1.1303 | 1.0764 | 0.010645 | 0.0020987 | 5.7331 | 1.1303 | 0 | 0 | 5.7331 | 1.1303
[35 empty] | 7.3.5.15 Identification and remediation of “at-risk species” | WLDFR | HFTD - Distribution - Tier 2 - 2QU CoRE ¦ 5QU LoRE | 2046 | 0.18425 | 0.010567 | 5.6907 | 0 | 5.6907 | 0.011158 | 6.0089 | 0 | 6.0089 | 0.010645 | 5.7331 | 0 | 5.7331 | 0.010139 | 5.4601 | 0 | 5.4601 | 1.0485 | 1.1071 | 1.0563 | 1.006 | 0.010645 | 0.0019614 | 5.7331 | 1.0563 | 0 | 0 | 5.7331 | 1.0563
[35 empty] | 7.3.5.15 Identification and remediation of “at-risk species” | WLDFR | HFTD - Distribution - Tier 2 - 2QU CoRE ¦ 5QU LoRE | 2047 | 0.1722 | 0.010567 | 5.6907 | 0 | 5.6907 | 0.011158 | 6.0089 | 0 | 6.0089 | 0.010645 | 5.7331 | 0 | 5.7331 | 0.010139 | 5.4601 | 0 | 5.4601 | 0.97991 | 1.0347 | 0.98721 | 0.9402 | 0.010645 | 0.0018331 | 5.7331 | 0.98721 | 0 | 0 | 5.7331 | 0.98721
[35 empty] | 7.3.5.15 Identification and remediation of “at-risk species” | WLDFR | HFTD - Distribution - Tier 2 - 2QU CoRE ¦ 5QU LoRE | 2048 | 0.16093 | 0.010567 | 5.974 | 0 | 5.974 | 0.011158 | 6.308 | 0 | 6.308 | 0.010645 | 6.0185 | 0 | 6.0185 | 0.010139 | 5.7319 | 0 | 5.7319 | 0.9614 | 1.0152 | 0.96856 | 0.92244 | 0.010645 | 0.0017132 | 6.0185 | 0.96856 | 0 | 0 | 6.0185 | 0.96856
[35 empty] | 7.3.5.15 Identification and remediation of “at-risk species” | WLDFR | HFTD - Distribution - Tier 2 - 2QU CoRE ¦ 5QU LoRE | 2049 | 0.1504 | 0.010567 | 5.974 | 0 | 5.974 | 0.011158 | 6.308 | 0 | 6.308 | 0.010645 | 6.0185 | 0 | 6.0185 | 0.010139 | 5.7319 | 0 | 5.7319 | 0.89851 | 0.94874 | 0.9052 | 0.86209 | 0.010645 | 0.0016011 | 6.0185 | 0.9052 | 0 | 0 | 6.0185 | 0.9052
[35 empty] | 7.3.5.15 Identification and remediation of “at-risk species” | WLDFR | HFTD - Distribution - Tier 2 - 2QU CoRE ¦ 5QU LoRE | 2050 | 0.14056 | 0 | 0 | 0 | 0 | 0.011158 | 6.308 | 0 | 6.308 | 0.010645 | 6.0185 | 0 | 6.0185 | 0.010139 | 5.7319 | 0 | 5.7319 | 0 | 0.88668 | 0.84598 | 0.80569 | 0.010645 | 0.0014964 | 6.0185 | 0.84598 | 0 | 0 | 6.0185 | 0.84598
[35 empty] | 7.3.5.15 Identification and remediation of “at-risk species” | WLDFR | HFTD - Distribution - Tier 2 - 2QU CoRE ¦ 5QU LoRE | 2051 | 0.13137 | 0 | 0 | 0 | 0 | 0 | 0 | 0 | 0 | 0.010645 | 6.0185 | 0 | 6.0185 | 0.010139 | 5.7319 | 0 | 5.7319 | 0 | 0 | 0.79063 | 0.75299 | 0.010645 | 0.0013985 | 6.0185 | 0.79063 | 0 | 0 | 6.0185 | 0.79063
[35 empty] | 7.3.5.15 Identification and remediation of “at-risk species” | WLDFR | HFTD - Distribution - Tier 2 - 2QU CoRE ¦ 5QU LoRE | 2052 | 0.12277 | 0 | 0 | 0 | 0 | 0 | 0 | 0 | 0 | 0 | 0 | 0 | 0 | 0.010139 | 5.7319 | 0 | 5.7319 | 0 | 0 | 0 | 0.70372 | 0 | 0 | 0 | 0 | 0 | 0 | 0 | 0
[35 empty] | 7.3.5.15 Identification and remediation of “at-risk species” | WLDFR | HFTD - Distribution - Tier 2 - 3QU CoRE ¦ 1QU LoRE | 2020 | 1 | 0.041587 | 5.4645 | 0 | 5.4645 | 0 | 0 | 0 | 0 | 0 | 0 | 0 | 0 | 0 | 0 | 0 | 0 | 5.4645 | 0 | 0 | 0 | 0 | 0 | 0 | 0 | 0 | 0 | 0 | 0
[35 empty] | 7.3.5.15 Identification and remediation of “at-risk species” | WLDFR | HFTD - Distribution - Tier 2 - 3QU CoRE ¦ 1QU LoRE | 2021 | 1 | 0.02464 | 3.7353 | 0 | 3.7353 | 0.043913 | 5.77 | 0 | 5.77 | 0 | 0 | 0 | 0 | 0 | 0 | 0 | 0 | 3.7353 | 5.77 | 0 | 0 | 0 | 0 | 0 | 0 | 0 | 0 | 0 | 0
[35 empty] | 7.3.5.15 Identification and remediation of “at-risk species” | WLDFR | HFTD - Distribution - Tier 2 - 3QU CoRE ¦ 1QU LoRE | 2022 | 0.93458 | 0.023059 | 3.4914 | 0 | 3.4914 | 0.024348 | 3.6866 | 0 | 3.6866 | 0.039952 | 5.1999 | 0 | 5.1999 | 0 | 0 | 0 | 0 | 3.263 | 3.4454 | 4.8597 | 0 | 0.039952 | 0.037339 | 5.1999 | 4.8597 | 0 | 0 | 5.1999 | 4.8597
[35 empty] | 7.3.5.15 Identification and remediation of “at-risk species” | WLDFR | HFTD - Distribution - Tier 2 - 3QU CoRE ¦ 1QU LoRE | 2023 | 0.87344 | 0.023059 | 3.6193 | 0 | 3.6193 | 0.024348 | 3.8217 | 0 | 3.8217 | 0.022976 | 3.6063 | 0 | 3.6063 | 0.03805 | 5.1337 | 0 | 5.1337 | 3.1612 | 3.338 | 3.1499 | 4.484 | 0.022976 | 0.020068 | 3.6063 | 3.1499 | 0 | 0 | 3.6063 | 3.1499
[35 empty] | 7.3.5.15 Identification and remediation of “at-risk species” | WLDFR | HFTD - Distribution - Tier 2 - 3QU CoRE ¦ 1QU LoRE | 2024 | 0.8163 | 0.023059 | 3.6193 | 0 | 3.6193 | 0.024348 | 3.8217 | 0 | 3.8217 | 0.022976 | 3.6063 | 0 | 3.6063 | 0.021882 | 3.4346 | 0 | 3.4346 | 2.9544 | 3.1196 | 2.9438 | 2.8036 | 0.022976 | 0.018755 | 3.6063 | 2.9438 | 0 | 0 | 3.6063 | 2.9438
[35 empty] | 7.3.5.15 Identification and remediation of “at-risk species” | WLDFR | HFTD - Distribution - Tier 2 - 3QU CoRE ¦ 1QU LoRE | 2025 | 0.7629 | 0.023059 | 3.6193 | 0 | 3.6193 | 0.024348 | 3.8217 | 0 | 3.8217 | 0.022976 | 3.6063 | 0 | 3.6063 | 0.021882 | 3.4346 | 0 | 3.4346 | 2.7612 | 2.9155 | 2.7512 | 2.6202 | 0.022976 | 0.017528 | 3.6063 | 2.7512 | 0 | 0 | 3.6063 | 2.7512
[35 empty] | 7.3.5.15 Identification and remediation of “at-risk species” | WLDFR | HFTD - Distribution - Tier 2 - 3QU CoRE ¦ 1QU LoRE | 2026 | 0.71299 | 0.023059 | 3.6193 | 0 | 3.6193 | 0.024348 | 3.8217 | 0 | 3.8217 | 0.022976 | 3.6063 | 0 | 3.6063 | 0.021882 | 3.4346 | 0 | 3.4346 | 2.5805 | 2.7248 | 2.5712 | 2.4488 | 0.022976 | 0.016382 | 3.6063 | 2.5712 | 0 | 0 | 3.6063 | 2.5712
[35 empty] | 7.3.5.15 Identification and remediation of “at-risk species” | WLDFR | HFTD - Distribution - Tier 2 - 3QU CoRE ¦ 1QU LoRE | 2027 | 0.66634 | 0.023059 | 3.6193 | 0 | 3.6193 | 0.024348 | 3.8217 | 0 | 3.8217 | 0.022976 | 3.6063 | 0 | 3.6063 | 0.021882 | 3.4346 | 0 | 3.4346 | 2.4117 | 2.5465 | 2.403 | 2.2886 | 0.022976 | 0.01531 | 3.6063 | 2.403 | 0 | 0 | 3.6063 | 2.403
[35 empty] | 7.3.5.15 Identification and remediation of “at-risk species” | WLDFR | HFTD - Distribution - Tier 2 - 3QU CoRE ¦ 1QU LoRE | 2028 | 0.62275 | 0.023059 | 3.7805 | 0 | 3.7805 | 0.024348 | 3.9919 | 0 | 3.9919 | 0.022976 | 3.7669 | 0 | 3.7669 | 0.021882 | 3.5875 | 0 | 3.5875 | 2.3543 | 2.4859 | 2.3458 | 2.2341 | 0.022976 | 0.014308 | 3.7669 | 2.3458 | 0 | 0 | 3.7669 | 2.3458
[35 empty] | 7.3.5.15 Identification and remediation of “at-risk species” | WLDFR | HFTD - Distribution - Tier 2 - 3QU CoRE ¦ 1QU LoRE | 2029 | 0.58201 | 0.023059 | 3.7805 | 0 | 3.7805 | 0.024348 | 3.9919 | 0 | 3.9919 | 0.022976 | 3.7669 | 0 | 3.7669 | 0.021882 | 3.5875 | 0 | 3.5875 | 2.2003 | 2.3233 | 2.1924 | 2.088 | 0.022976 | 0.013372 | 3.7669 | 2.1924 | 0 | 0 | 3.7669 | 2.1924
[35 empty] | 7.3.5.15 Identification and remediation of “at-risk species” | WLDFR | HFTD - Distribution - Tier 2 - 3QU CoRE ¦ 1QU LoRE | 2030 | 0.54393 | 0.023059 | 3.7805 | 0 | 3.7805 | 0.024348 | 3.9919 | 0 | 3.9919 | 0.022976 | 3.7669 | 0 | 3.7669 | 0.021882 | 3.5875 | 0 | 3.5875 | 2.0563 | 2.1713 | 2.049 | 1.9514 | 0.022976 | 0.012497 | 3.7669 | 2.049 | 0 | 0 | 3.7669 | 2.049
[35 empty] | 7.3.5.15 Identification and remediation of “at-risk species” | WLDFR | HFTD - Distribution - Tier 2 - 3QU CoRE ¦ 1QU LoRE | 2031 | 0.50835 | 0.023059 | 3.7805 | 0 | 3.7805 | 0.024348 | 3.9919 | 0 | 3.9919 | 0.022976 | 3.7669 | 0 | 3.7669 | 0.021882 | 3.5875 | 0 | 3.5875 | 1.9218 | 2.0293 | 1.9149 | 1.8237 | 0.022976 | 0.01168 | 3.7669 | 1.9149 | 0 | 0 | 3.7669 | 1.9149
[35 empty] | 7.3.5.15 Identification and remediation of “at-risk species” | WLDFR | HFTD - Distribution - Tier 2 - 3QU CoRE ¦ 1QU LoRE | 2032 | 0.47509 | 0.023059 | 3.7805 | 0 | 3.7805 | 0.024348 | 3.9919 | 0 | 3.9919 | 0.022976 | 3.7669 | 0 | 3.7669 | 0.021882 | 3.5875 | 0 | 3.5875 | 1.7961 | 1.8965 | 1.7896 | 1.7044 | 0.022976 | 0.010916 | 3.7669 | 1.7896 | 0 | 0 | 3.7669 | 1.7896
[35 empty] | 7.3.5.15 Identification and remediation of “at-risk species” | WLDFR | HFTD - Distribution - Tier 2 - 3QU CoRE ¦ 1QU LoRE | 2033 | 0.44401 | 0.023059 | 3.9597 | 0 | 3.9597 | 0.024348 | 4.181 | 0 | 4.181 | 0.022976 | 3.9454 | 0 | 3.9454 | 0.021882 | 3.7575 | 0 | 3.7575 | 1.7581 | 1.8564 | 1.7518 | 1.6684 | 0.022976 | 0.010202 | 3.9454 | 1.7518 | 0 | 0 | 3.9454 | 1.7518
[35 empty] | 7.3.5.15 Identification and remediation of “at-risk species” | WLDFR | HFTD - Distribution - Tier 2 - 3QU CoRE ¦ 1QU LoRE | 2034 | 0.41496 | 0.023059 | 3.9597 | 0 | 3.9597 | 0.024348 | 4.181 | 0 | 4.181 | 0.022976 | 3.9454 | 0 | 3.9454 | 0.021882 | 3.7575 | 0 | 3.7575 | 1.6431 | 1.735 | 1.6372 | 1.5592 | 0.022976 | 0.0095343 | 3.9454 | 1.6372 | 0 | 0 | 3.9454 | 1.6372
[35 empty] | 7.3.5.15 Identification and remediation of “at-risk species” | WLDFR | HFTD - Distribution - Tier 2 - 3QU CoRE ¦ 1QU LoRE | 2035 | 0.38782 | 0.023059 | 3.9597 | 0 | 3.9597 | 0.024348 | 4.181 | 0 | 4.181 | 0.022976 | 3.9454 | 0 | 3.9454 | 0.021882 | 3.7575 | 0 | 3.7575 | 1.5356 | 1.6215 | 1.5301 | 1.4572 | 0.022976 | 0.0089105 | 3.9454 | 1.5301 | 0 | 0 | 3.9454 | 1.5301
[35 empty] | 7.3.5.15 Identification and remediation of “at-risk species” | WLDFR | HFTD - Distribution - Tier 2 - 3QU CoRE ¦ 1QU LoRE | 2036 | 0.36245 | 0.023059 | 3.9597 | 0 | 3.9597 | 0.024348 | 4.181 | 0 | 4.181 | 0.022976 | 3.9454 | 0 | 3.9454 | 0.021882 | 3.7575 | 0 | 3.7575 | 1.4352 | 1.5154 | 1.43 | 1.3619 | 0.022976 | 0.0083276 | 3.9454 | 1.43 | 0 | 0 | 3.9454 | 1.43
[35 empty] | 7.3.5.15 Identification and remediation of “at-risk species” | WLDFR | HFTD - Distribution - Tier 2 - 3QU CoRE ¦ 1QU LoRE | 2037 | 0.33873 | 0.023059 | 3.9597 | 0 | 3.9597 | 0.024348 | 4.181 | 0 | 4.181 | 0.022976 | 3.9454 | 0 | 3.9454 | 0.021882 | 3.7575 | 0 | 3.7575 | 1.3413 | 1.4163 | 1.3364 | 1.2728 | 0.022976 | 0.0077828 | 3.9454 | 1.3364 | 0 | 0 | 3.9454 | 1.3364
[35 empty] | 7.3.5.15 Identification and remediation of “at-risk species” | WLDFR | HFTD - Distribution - Tier 2 - 3QU CoRE ¦ 1QU LoRE | 2038 | 0.31657 | 0.023059 | 4.1541 | 0 | 4.1541 | 0.024348 | 4.3864 | 0 | 4.3864 | 0.022976 | 4.1392 | 0 | 4.1392 | 0.021882 | 3.9421 | 0 | 3.9421 | 1.3151 | 1.3886 | 1.3104 | 1.248 | 0.022976 | 0.0072736 | 4.1392 | 1.3104 | 0 | 0 | 4.1392 | 1.3104
[35 empty] | 7.3.5.15 Identification and remediation of “at-risk species” | WLDFR | HFTD - Distribution - Tier 2 - 3QU CoRE ¦ 1QU LoRE | 2039 | 0.29586 | 0.023059 | 4.1541 | 0 | 4.1541 | 0.024348 | 4.3864 | 0 | 4.3864 | 0.022976 | 4.1392 | 0 | 4.1392 | 0.021882 | 3.9421 | 0 | 3.9421 | 1.2291 | 1.2978 | 1.2246 | 1.1663 | 0.022976 | 0.0067978 | 4.1392 | 1.2246 | 0 | 0 | 4.1392 | 1.2246
[35 empty] | 7.3.5.15 Identification and remediation of “at-risk species” | WLDFR | HFTD - Distribution - Tier 2 - 3QU CoRE ¦ 1QU LoRE | 2040 | 0.27651 | 0.023059 | 4.1541 | 0 | 4.1541 | 0.024348 | 4.3864 | 0 | 4.3864 | 0.022976 | 4.1392 | 0 | 4.1392 | 0.021882 | 3.9421 | 0 | 3.9421 | 1.1486 | 1.2129 | 1.1445 | 1.09 | 0.022976 | 0.0063531 | 4.1392 | 1.1445 | 0 | 0 | 4.1392 | 1.1445
[35 empty] | 7.3.5.15 Identification and remediation of “at-risk species” | WLDFR | HFTD - Distribution - Tier 2 - 3QU CoRE ¦ 1QU LoRE | 2041 | 0.25842 | 0.023059 | 4.1541 | 0 | 4.1541 | 0.024348 | 4.3864 | 0 | 4.3864 | 0.022976 | 4.1392 | 0 | 4.1392 | 0.021882 | 3.9421 | 0 | 3.9421 | 1.0735 | 1.1335 | 1.0696 | 1.0187 | 0.022976 | 0.0059375 | 4.1392 | 1.0696 | 0 | 0 | 4.1392 | 1.0696
[35 empty] | 7.3.5.15 Identification and remediation of “at-risk species” | WLDFR | HFTD - Distribution - Tier 2 - 3QU CoRE ¦ 1QU LoRE | 2042 | 0.24151 | 0.023059 | 4.1541 | 0 | 4.1541 | 0.024348 | 4.3864 | 0 | 4.3864 | 0.022976 | 4.1392 | 0 | 4.1392 | 0.021882 | 3.9421 | 0 | 3.9421 | 1.0033 | 1.0594 | 0.99967 | 0.95206 | 0.022976 | 0.005549 | 4.1392 | 0.99967 | 0 | 0 | 4.1392 | 0.99967
[35 empty] | 7.3.5.15 Identification and remediation of “at-risk species” | WLDFR | HFTD - Distribution - Tier 2 - 3QU CoRE ¦ 1QU LoRE | 2043 | 0.22571 | 0.023059 | 4.3613 | 0 | 4.3613 | 0.024348 | 4.6051 | 0 | 4.6051 | 0.022976 | 4.3456 | 0 | 4.3456 | 0.021882 | 4.1386 | 0 | 4.1386 | 0.98439 | 1.0394 | 0.98085 | 0.93415 | 0.022976 | 0.005186 | 4.3456 | 0.98085 | 0 | 0 | 4.3456 | 0.98085
[35 empty] | 7.3.5.15 Identification and remediation of “at-risk species” | WLDFR | HFTD - Distribution - Tier 2 - 3QU CoRE ¦ 1QU LoRE | 2044 | 0.21095 | 0.023059 | 4.3613 | 0 | 4.3613 | 0.024348 | 4.6051 | 0 | 4.6051 | 0.022976 | 4.3456 | 0 | 4.3456 | 0.021882 | 4.1386 | 0 | 4.1386 | 0.91999 | 0.97143 | 0.91668 | 0.87303 | 0.022976 | 0.0048467 | 4.3456 | 0.91668 | 0 | 0 | 4.3456 | 0.91668
[35 empty] | 7.3.5.15 Identification and remediation of “at-risk species” | WLDFR | HFTD - Distribution - Tier 2 - 3QU CoRE ¦ 1QU LoRE | 2045 | 0.19715 | 0.023059 | 4.3613 | 0 | 4.3613 | 0.024348 | 4.6051 | 0 | 4.6051 | 0.022976 | 4.3456 | 0 | 4.3456 | 0.021882 | 4.1386 | 0 | 4.1386 | 0.85981 | 0.90788 | 0.85671 | 0.81592 | 0.022976 | 0.0045297 | 4.3456 | 0.85671 | 0 | 0 | 4.3456 | 0.85671
[35 empty] | 7.3.5.15 Identification and remediation of “at-risk species” | WLDFR | HFTD - Distribution - Tier 2 - 3QU CoRE ¦ 1QU LoRE | 2046 | 0.18425 | 0.023059 | 4.3613 | 0 | 4.3613 | 0.024348 | 4.6051 | 0 | 4.6051 | 0.022976 | 4.3456 | 0 | 4.3456 | 0.021882 | 4.1386 | 0 | 4.1386 | 0.80356 | 0.84849 | 0.80067 | 0.76254 | 0.022976 | 0.0042333 | 4.3456 | 0.80067 | 0 | 0 | 4.3456 | 0.80067
[35 empty] | 7.3.5.15 Identification and remediation of “at-risk species” | WLDFR | HFTD - Distribution - Tier 2 - 3QU CoRE ¦ 1QU LoRE | 2047 | 0.1722 | 0.023059 | 4.3613 | 0 | 4.3613 | 0.024348 | 4.6051 | 0 | 4.6051 | 0.022976 | 4.3456 | 0 | 4.3456 | 0.021882 | 4.1386 | 0 | 4.1386 | 0.75099 | 0.79298 | 0.74829 | 0.71266 | 0.022976 | 0.0039564 | 4.3456 | 0.74829 | 0 | 0 | 4.3456 | 0.74829
[35 empty] | 7.3.5.15 Identification and remediation of “at-risk species” | WLDFR | HFTD - Distribution - Tier 2 - 3QU CoRE ¦ 1QU LoRE | 2048 | 0.16093 | 0.023059 | 4.5784 | 0 | 4.5784 | 0.024348 | 4.8344 | 0 | 4.8344 | 0.022976 | 4.5619 | 0 | 4.5619 | 0.021882 | 4.3447 | 0 | 4.3447 | 0.7368 | 0.778 | 0.73415 | 0.69919 | 0.022976 | 0.0036976 | 4.5619 | 0.73415 | 0 | 0 | 4.5619 | 0.73415
[35 empty] | 7.3.5.15 Identification and remediation of “at-risk species” | WLDFR | HFTD - Distribution - Tier 2 - 3QU CoRE ¦ 1QU LoRE | 2049 | 0.1504 | 0.023059 | 4.5784 | 0 | 4.5784 | 0.024348 | 4.8344 | 0 | 4.8344 | 0.022976 | 4.5619 | 0 | 4.5619 | 0.021882 | 4.3447 | 0 | 4.3447 | 0.6886 | 0.7271 | 0.68612 | 0.65345 | 0.022976 | 0.0034557 | 4.5619 | 0.68612 | 0 | 0 | 4.5619 | 0.68612
[35 empty] | 7.3.5.15 Identification and remediation of “at-risk species” | WLDFR | HFTD - Distribution - Tier 2 - 3QU CoRE ¦ 1QU LoRE | 2050 | 0.14056 | 0 | 0 | 0 | 0 | 0.024348 | 4.8344 | 0 | 4.8344 | 0.022976 | 4.5619 | 0 | 4.5619 | 0.021882 | 4.3447 | 0 | 4.3447 | 0 | 0.67953 | 0.64124 | 0.6107 | 0.022976 | 0.0032296 | 4.5619 | 0.64124 | 0 | 0 | 4.5619 | 0.64124
[35 empty] | 7.3.5.15 Identification and remediation of “at-risk species” | WLDFR | HFTD - Distribution - Tier 2 - 3QU CoRE ¦ 1QU LoRE | 2051 | 0.13137 | 0 | 0 | 0 | 0 | 0 | 0 | 0 | 0 | 0.022976 | 4.5619 | 0 | 4.5619 | 0.021882 | 4.3447 | 0 | 4.3447 | 0 | 0 | 0.59929 | 0.57075 | 0.022976 | 0.0030183 | 4.5619 | 0.59929 | 0 | 0 | 4.5619 | 0.59929
[35 empty] | 7.3.5.15 Identification and remediation of “at-risk species” | WLDFR | HFTD - Distribution - Tier 2 - 3QU CoRE ¦ 1QU LoRE | 2052 | 0.12277 | 0 | 0 | 0 | 0 | 0 | 0 | 0 | 0 | 0 | 0 | 0 | 0 | 0.021882 | 4.3447 | 0 | 4.3447 | 0 | 0 | 0 | 0.53341 | 0 | 0 | 0 | 0 | 0 | 0 | 0 | 0
[35 empty] | 7.3.5.15 Identification and remediation of “at-risk species” | WLDFR | HFTD - Distribution - Tier 2 - 3QU CoRE ¦ 2QU LoRE | 2020 | 1 | 0.037319 | 5.7115 | 0 | 5.7115 | 0 | 0 | 0 | 0 | 0 | 0 | 0 | 0 | 0 | 0 | 0 | 0 | 5.7115 | 0 | 0 | 0 | 0 | 0 | 0 | 0 | 0 | 0 | 0 | 0
[35 empty] | 7.3.5.15 Identification and remediation of “at-risk species” | WLDFR | HFTD - Distribution - Tier 2 - 3QU CoRE ¦ 2QU LoRE | 2021 | 1 | 0.021566 | 3.8183 | 0 | 3.8183 | 0.039405 | 6.0309 | 0 | 6.0309 | 0 | 0 | 0 | 0 | 0 | 0 | 0 | 0 | 3.8183 | 6.0309 | 0 | 0 | 0 | 0 | 0 | 0 | 0 | 0 | 0 | 0
[35 empty] | 7.3.5.15 Identification and remediation of “at-risk species” | WLDFR | HFTD - Distribution - Tier 2 - 3QU CoRE ¦ 2QU LoRE | 2022 | 0.93458 | 0.020335 | 3.5548 | 0 | 3.5548 | 0.021472 | 3.7535 | 0 | 3.7535 | 0.03872 | 5.8577 | 0 | 5.8577 | 0 | 0 | 0 | 0 | 3.3222 | 3.508 | 5.4745 | 0 | 0.03872 | 0.036187 | 5.8577 | 5.4745 | 0 | 0 | 5.8577 | 5.4745
[35 empty] | 7.3.5.15 Identification and remediation of “at-risk species” | WLDFR | HFTD - Distribution - Tier 2 - 3QU CoRE ¦ 2QU LoRE | 2023 | 0.87344 | 0.020335 | 3.685 | 0 | 3.685 | 0.021472 | 3.8911 | 0 | 3.8911 | 0.021908 | 3.9701 | 0 | 3.9701 | 0.036876 | 5.7832 | 0 | 5.7832 | 3.2187 | 3.3986 | 3.4676 | 5.0513 | 0.021908 | 0.019135 | 3.9701 | 3.4676 | 0 | 0 | 3.9701 | 3.4676
[35 empty] | 7.3.5.15 Identification and remediation of “at-risk species” | WLDFR | HFTD - Distribution - Tier 2 - 3QU CoRE ¦ 2QU LoRE | 2024 | 0.8163 | 0.020335 | 3.685 | 0 | 3.685 | 0.021472 | 3.8911 | 0 | 3.8911 | 0.021908 | 3.9701 | 0 | 3.9701 | 0.020865 | 3.781 | 0 | 3.781 | 3.0081 | 3.1763 | 3.2407 | 3.0864 | 0.021908 | 0.017883 | 3.9701 | 3.2407 | 0 | 0 | 3.9701 | 3.2407
[35 empty] | 7.3.5.15 Identification and remediation of “at-risk species” | WLDFR | HFTD - Distribution - Tier 2 - 3QU CoRE ¦ 2QU LoRE | 2025 | 0.7629 | 0.020335 | 3.685 | 0 | 3.685 | 0.021472 | 3.8911 | 0 | 3.8911 | 0.021908 | 3.9701 | 0 | 3.9701 | 0.020865 | 3.781 | 0 | 3.781 | 2.8113 | 2.9685 | 3.0287 | 2.8845 | 0.021908 | 0.016713 | 3.9701 | 3.0287 | 0 | 0 | 3.9701 | 3.0287
[35 empty] | 7.3.5.15 Identification and remediation of “at-risk species” | WLDFR | HFTD - Distribution - Tier 2 - 3QU CoRE ¦ 2QU LoRE | 2026 | 0.71299 | 0.020335 | 3.685 | 0 | 3.685 | 0.021472 | 3.8911 | 0 | 3.8911 | 0.021908 | 3.9701 | 0 | 3.9701 | 0.020865 | 3.781 | 0 | 3.781 | 2.6274 | 2.7743 | 2.8306 | 2.6958 | 0.021908 | 0.01562 | 3.9701 | 2.8306 | 0 | 0 | 3.9701 | 2.8306
[35 empty] | 7.3.5.15 Identification and remediation of “at-risk species” | WLDFR | HFTD - Distribution - Tier 2 - 3QU CoRE ¦ 2QU LoRE | 2027 | 0.66634 | 0.020335 | 3.685 | 0 | 3.685 | 0.021472 | 3.8911 | 0 | 3.8911 | 0.021908 | 3.9701 | 0 | 3.9701 | 0.020865 | 3.781 | 0 | 3.781 | 2.4555 | 2.5928 | 2.6454 | 2.5194 | 0.021908 | 0.014598 | 3.9701 | 2.6454 | 0 | 0 | 3.9701 | 2.6454
[35 empty] | 7.3.5.15 Identification and remediation of “at-risk species” | WLDFR | HFTD - Distribution - Tier 2 - 3QU CoRE ¦ 2QU LoRE | 2028 | 0.62275 | 0.020335 | 3.8492 | 0 | 3.8492 | 0.021472 | 4.0644 | 0 | 4.0644 | 0.021908 | 4.1469 | 0 | 4.1469 | 0.020865 | 3.9494 | 0 | 3.9494 | 2.3971 | 2.5311 | 2.5825 | 2.4595 | 0.021908 | 0.013643 | 4.1469 | 2.5825 | 0 | 0 | 4.1469 | 2.5825
[35 empty] | 7.3.5.15 Identification and remediation of “at-risk species” | WLDFR | HFTD - Distribution - Tier 2 - 3QU CoRE ¦ 2QU LoRE | 2029 | 0.58201 | 0.020335 | 3.8492 | 0 | 3.8492 | 0.021472 | 4.0644 | 0 | 4.0644 | 0.021908 | 4.1469 | 0 | 4.1469 | 0.020865 | 3.9494 | 0 | 3.9494 | 2.2403 | 2.3655 | 2.4135 | 2.2986 | 0.021908 | 0.012751 | 4.1469 | 2.4135 | 0 | 0 | 4.1469 | 2.4135
[35 empty] | 7.3.5.15 Identification and remediation of “at-risk species” | WLDFR | HFTD - Distribution - Tier 2 - 3QU CoRE ¦ 2QU LoRE | 2030 | 0.54393 | 0.020335 | 3.8492 | 0 | 3.8492 | 0.021472 | 4.0644 | 0 | 4.0644 | 0.021908 | 4.1469 | 0 | 4.1469 | 0.020865 | 3.9494 | 0 | 3.9494 | 2.0937 | 2.2108 | 2.2556 | 2.1482 | 0.021908 | 0.011916 | 4.1469 | 2.2556 | 0 | 0 | 4.1469 | 2.2556
[35 empty] | 7.3.5.15 Identification and remediation of “at-risk species” | WLDFR | HFTD - Distribution - Tier 2 - 3QU CoRE ¦ 2QU LoRE | 2031 | 0.50835 | 0.020335 | 3.8492 | 0 | 3.8492 | 0.021472 | 4.0644 | 0 | 4.0644 | 0.021908 | 4.1469 | 0 | 4.1469 | 0.020865 | 3.9494 | 0 | 3.9494 | 1.9567 | 2.0661 | 2.1081 | 2.0077 | 0.021908 | 0.011137 | 4.1469 | 2.1081 | 0 | 0 | 4.1469 | 2.1081
[35 empty] | 7.3.5.15 Identification and remediation of “at-risk species” | WLDFR | HFTD - Distribution - Tier 2 - 3QU CoRE ¦ 2QU LoRE | 2032 | 0.47509 | 0.020335 | 3.8492 | 0 | 3.8492 | 0.021472 | 4.0644 | 0 | 4.0644 | 0.021908 | 4.1469 | 0 | 4.1469 | 0.020865 | 3.9494 | 0 | 3.9494 | 1.8287 | 1.931 | 1.9702 | 1.8763 | 0.021908 | 0.010408 | 4.1469 | 1.9702 | 0 | 0 | 4.1469 | 1.9702
[35 empty] | 7.3.5.15 Identification and remediation of “at-risk species” | WLDFR | HFTD - Distribution - Tier 2 - 3QU CoRE ¦ 2QU LoRE | 2033 | 0.44401 | 0.020335 | 4.0316 | 0 | 4.0316 | 0.021472 | 4.257 | 0 | 4.257 | 0.021908 | 4.3434 | 0 | 4.3434 | 0.020865 | 4.1366 | 0 | 4.1366 | 1.7901 | 1.8902 | 1.9285 | 1.8367 | 0.021908 | 0.0097273 | 4.3434 | 1.9285 | 0 | 0 | 4.3434 | 1.9285
[35 empty] | 7.3.5.15 Identification and remediation of “at-risk species” | WLDFR | HFTD - Distribution - Tier 2 - 3QU CoRE ¦ 2QU LoRE | 2034 | 0.41496 | 0.020335 | 4.0316 | 0 | 4.0316 | 0.021472 | 4.257 | 0 | 4.257 | 0.021908 | 4.3434 | 0 | 4.3434 | 0.020865 | 4.1366 | 0 | 4.1366 | 1.673 | 1.7665 | 1.8024 | 1.7165 | 0.021908 | 0.009091 | 4.3434 | 1.8024 | 0 | 0 | 4.3434 | 1.8024
[35 empty] | 7.3.5.15 Identification and remediation of “at-risk species” | WLDFR | HFTD - Distribution - Tier 2 - 3QU CoRE ¦ 2QU LoRE | 2035 | 0.38782 | 0.020335 | 4.0316 | 0 | 4.0316 | 0.021472 | 4.257 | 0 | 4.257 | 0.021908 | 4.3434 | 0 | 4.3434 | 0.020865 | 4.1366 | 0 | 4.1366 | 1.5635 | 1.6509 | 1.6844 | 1.6042 | 0.021908 | 0.0084962 | 4.3434 | 1.6844 | 0 | 0 | 4.3434 | 1.6844
[35 empty] | 7.3.5.15 Identification and remediation of “at-risk species” | WLDFR | HFTD - Distribution - Tier 2 - 3QU CoRE ¦ 2QU LoRE | 2036 | 0.36245 | 0.020335 | 4.0316 | 0 | 4.0316 | 0.021472 | 4.257 | 0 | 4.257 | 0.021908 | 4.3434 | 0 | 4.3434 | 0.020865 | 4.1366 | 0 | 4.1366 | 1.4612 | 1.5429 | 1.5742 | 1.4993 | 0.021908 | 0.0079404 | 4.3434 | 1.5742 | 0 | 0 | 4.3434 | 1.5742
[35 empty] | 7.3.5.15 Identification and remediation of “at-risk species” | WLDFR | HFTD - Distribution - Tier 2 - 3QU CoRE ¦ 2QU LoRE | 2037 | 0.33873 | 0.020335 | 4.0316 | 0 | 4.0316 | 0.021472 | 4.257 | 0 | 4.257 | 0.021908 | 4.3434 | 0 | 4.3434 | 0.020865 | 4.1366 | 0 | 4.1366 | 1.3656 | 1.442 | 1.4713 | 1.4012 | 0.021908 | 0.0074209 | 4.3434 | 1.4713 | 0 | 0 | 4.3434 | 1.4713
[35 empty] | 7.3.5.15 Identification and remediation of “at-risk species” | WLDFR | HFTD - Distribution - Tier 2 - 3QU CoRE ¦ 2QU LoRE | 2038 | 0.31657 | 0.020335 | 4.2296 | 0 | 4.2296 | 0.021472 | 4.4661 | 0 | 4.4661 | 0.021908 | 4.5567 | 0 | 4.5567 | 0.020865 | 4.3397 | 0 | 4.3397 | 1.339 | 1.4138 | 1.4425 | 1.3738 | 0.021908 | 0.0069355 | 4.5567 | 1.4425 | 0 | 0 | 4.5567 | 1.4425
[35 empty] | 7.3.5.15 Identification and remediation of “at-risk species” | WLDFR | HFTD - Distribution - Tier 2 - 3QU CoRE ¦ 2QU LoRE | 2039 | 0.29586 | 0.020335 | 4.2296 | 0 | 4.2296 | 0.021472 | 4.4661 | 0 | 4.4661 | 0.021908 | 4.5567 | 0 | 4.5567 | 0.020865 | 4.3397 | 0 | 4.3397 | 1.2514 | 1.3213 | 1.3482 | 1.284 | 0.021908 | 0.0064817 | 4.5567 | 1.3482 | 0 | 0 | 4.5567 | 1.3482
[35 empty] | 7.3.5.15 Identification and remediation of “at-risk species” | WLDFR | HFTD - Distribution - Tier 2 - 3QU CoRE ¦ 2QU LoRE | 2040 | 0.27651 | 0.020335 | 4.2296 | 0 | 4.2296 | 0.021472 | 4.4661 | 0 | 4.4661 | 0.021908 | 4.5567 | 0 | 4.5567 | 0.020865 | 4.3397 | 0 | 4.3397 | 1.1695 | 1.2349 | 1.26 | 1.2 | 0.021908 | 0.0060577 | 4.5567 | 1.26 | 0 | 0 | 4.5567 | 1.26
[35 empty] | 7.3.5.15 Identification and remediation of “at-risk species” | WLDFR | HFTD - Distribution - Tier 2 - 3QU CoRE ¦ 2QU LoRE | 2041 | 0.25842 | 0.020335 | 4.2296 | 0 | 4.2296 | 0.021472 | 4.4661 | 0 | 4.4661 | 0.021908 | 4.5567 | 0 | 4.5567 | 0.020865 | 4.3397 | 0 | 4.3397 | 1.093 | 1.1541 | 1.1775 | 1.1215 | 0.021908 | 0.0056614 | 4.5567 | 1.1775 | 0 | 0 | 4.5567 | 1.1775
[35 empty] | 7.3.5.15 Identification and remediation of “at-risk species” | WLDFR | HFTD - Distribution - Tier 2 - 3QU CoRE ¦ 2QU LoRE | 2042 | 0.24151 | 0.020335 | 4.2296 | 0 | 4.2296 | 0.021472 | 4.4661 | 0 | 4.4661 | 0.021908 | 4.5567 | 0 | 4.5567 | 0.020865 | 4.3397 | 0 | 4.3397 | 1.0215 | 1.0786 | 1.1005 | 1.0481 | 0.021908 | 0.005291 | 4.5567 | 1.1005 | 0 | 0 | 4.5567 | 1.1005
[35 empty] | 7.3.5.15 Identification and remediation of “at-risk species” | WLDFR | HFTD - Distribution - Tier 2 - 3QU CoRE ¦ 2QU LoRE | 2043 | 0.22571 | 0.020335 | 4.4405 | 0 | 4.4405 | 0.021472 | 4.6888 | 0 | 4.6888 | 0.021908 | 4.7839 | 0 | 4.7839 | 0.020865 | 4.5561 | 0 | 4.5561 | 1.0023 | 1.0583 | 1.0798 | 1.0284 | 0.021908 | 0.0049449 | 4.7839 | 1.0798 | 0 | 0 | 4.7839 | 1.0798
[35 empty] | 7.3.5.15 Identification and remediation of “at-risk species” | WLDFR | HFTD - Distribution - Tier 2 - 3QU CoRE ¦ 2QU LoRE | 2044 | 0.21095 | 0.020335 | 4.4405 | 0 | 4.4405 | 0.021472 | 4.6888 | 0 | 4.6888 | 0.021908 | 4.7839 | 0 | 4.7839 | 0.020865 | 4.5561 | 0 | 4.5561 | 0.93671 | 0.98908 | 1.0092 | 0.9611 | 0.021908 | 0.0046214 | 4.7839 | 1.0092 | 0 | 0 | 4.7839 | 1.0092
[35 empty] | 7.3.5.15 Identification and remediation of “at-risk species” | WLDFR | HFTD - Distribution - Tier 2 - 3QU CoRE ¦ 2QU LoRE | 2045 | 0.19715 | 0.020335 | 4.4405 | 0 | 4.4405 | 0.021472 | 4.6888 | 0 | 4.6888 | 0.021908 | 4.7839 | 0 | 4.7839 | 0.020865 | 4.5561 | 0 | 4.5561 | 0.87543 | 0.92437 | 0.94314 | 0.89823 | 0.021908 | 0.0043191 | 4.7839 | 0.94314 | 0 | 0 | 4.7839 | 0.94314
[35 empty] | 7.3.5.15 Identification and remediation of “at-risk species” | WLDFR | HFTD - Distribution - Tier 2 - 3QU CoRE ¦ 2QU LoRE | 2046 | 0.18425 | 0.020335 | 4.4405 | 0 | 4.4405 | 0.021472 | 4.6888 | 0 | 4.6888 | 0.021908 | 4.7839 | 0 | 4.7839 | 0.020865 | 4.5561 | 0 | 4.5561 | 0.81816 | 0.8639 | 0.88144 | 0.83946 | 0.021908 | 0.0040365 | 4.7839 | 0.88144 | 0 | 0 | 4.7839 | 0.88144
[35 empty] | 7.3.5.15 Identification and remediation of “at-risk species” | WLDFR | HFTD - Distribution - Tier 2 - 3QU CoRE ¦ 2QU LoRE | 2047 | 0.1722 | 0.020335 | 4.4405 | 0 | 4.4405 | 0.021472 | 4.6888 | 0 | 4.6888 | 0.021908 | 4.7839 | 0 | 4.7839 | 0.020865 | 4.5561 | 0 | 4.5561 | 0.76463 | 0.80738 | 0.82377 | 0.78454 | 0.021908 | 0.0037724 | 4.7839 | 0.82377 | 0 | 0 | 4.7839 | 0.82377
[35 empty] | 7.3.5.15 Identification and remediation of “at-risk species” | WLDFR | HFTD - Distribution - Tier 2 - 3QU CoRE ¦ 2QU LoRE | 2048 | 0.16093 | 0.020335 | 4.6616 | 0 | 4.6616 | 0.021472 | 4.9222 | 0 | 4.9222 | 0.021908 | 5.0221 | 0 | 5.0221 | 0.020865 | 4.783 | 0 | 4.783 | 0.75019 | 0.79213 | 0.80821 | 0.76972 | 0.021908 | 0.0035256 | 5.0221 | 0.80821 | 0 | 0 | 5.0221 | 0.80821
[35 empty] | 7.3.5.15 Identification and remediation of “at-risk species” | WLDFR | HFTD - Distribution - Tier 2 - 3QU CoRE ¦ 2QU LoRE | 2049 | 0.1504 | 0.020335 | 4.6616 | 0 | 4.6616 | 0.021472 | 4.9222 | 0 | 4.9222 | 0.021908 | 5.0221 | 0 | 5.0221 | 0.020865 | 4.783 | 0 | 4.783 | 0.70111 | 0.74031 | 0.75534 | 0.71937 | 0.021908 | 0.003295 | 5.0221 | 0.75534 | 0 | 0 | 5.0221 | 0.75534
[35 empty] | 7.3.5.15 Identification and remediation of “at-risk species” | WLDFR | HFTD - Distribution - Tier 2 - 3QU CoRE ¦ 2QU LoRE | 2050 | 0.14056 | 0 | 0 | 0 | 0 | 0.021472 | 4.9222 | 0 | 4.9222 | 0.021908 | 5.0221 | 0 | 5.0221 | 0.020865 | 4.783 | 0 | 4.783 | 0 | 0.69188 | 0.70592 | 0.67231 | 0.021908 | 0.0030794 | 5.0221 | 0.70592 | 0 | 0 | 5.0221 | 0.70592
[35 empty] | 7.3.5.15 Identification and remediation of “at-risk species” | WLDFR | HFTD - Distribution - Tier 2 - 3QU CoRE ¦ 2QU LoRE | 2051 | 0.13137 | 0 | 0 | 0 | 0 | 0 | 0 | 0 | 0 | 0.021908 | 5.0221 | 0 | 5.0221 | 0.020865 | 4.783 | 0 | 4.783 | 0 | 0 | 0.65974 | 0.62832 | 0.021908 | 0.002878 | 5.0221 | 0.65974 | 0 | 0 | 5.0221 | 0.65974
[35 empty] | 7.3.5.15 Identification and remediation of “at-risk species” | WLDFR | HFTD - Distribution - Tier 2 - 3QU CoRE ¦ 2QU LoRE | 2052 | 0.12277 | 0 | 0 | 0 | 0 | 0 | 0 | 0 | 0 | 0 | 0 | 0 | 0 | 0.020865 | 4.783 | 0 | 4.783 | 0 | 0 | 0 | 0.58722 | 0 | 0 | 0 | 0 | 0 | 0 | 0 | 0
[35 empty] | 7.3.5.15 Identification and remediation of “at-risk species” | WLDFR | HFTD - Distribution - Tier 2 - 3QU CoRE ¦ 3QU LoRE | 2020 | 1 | 0.031623 | 4.613 | 0 | 4.613 | 0 | 0 | 0 | 0 | 0 | 0 | 0 | 0 | 0 | 0 | 0 | 0 | 4.613 | 0 | 0 | 0 | 0 | 0 | 0 | 0 | 0 | 0 | 0 | 0
[35 empty] | 7.3.5.15 Identification and remediation of “at-risk species” | WLDFR | HFTD - Distribution - Tier 2 - 3QU CoRE ¦ 3QU LoRE | 2021 | 1 | 0.017525 | 2.9955 | 0 | 2.9955 | 0.033391 | 4.8709 | 0 | 4.8709 | 0 | 0 | 0 | 0 | 0 | 0 | 0 | 0 | 2.9955 | 4.8709 | 0 | 0 | 0 | 0 | 0 | 0 | 0 | 0 | 0 | 0
[35 empty] | 7.3.5.15 Identification and remediation of “at-risk species” | WLDFR | HFTD - Distribution - Tier 2 - 3QU CoRE ¦ 3QU LoRE | 2022 | 0.93458 | 0.017375 | 2.9966 | 0 | 2.9966 | 0.018347 | 3.1641 | 0 | 3.1641 | 0.031406 | 4.6183 | 0 | 4.6183 | 0 | 0 | 0 | 0 | 2.8005 | 2.9571 | 4.3162 | 0 | 0.031406 | 0.029351 | 4.6183 | 4.3162 | 0 | 0 | 4.6183 | 4.3162
[35 empty] | 7.3.5.15 Identification and remediation of “at-risk species” | WLDFR | HFTD - Distribution - Tier 2 - 3QU CoRE ¦ 3QU LoRE | 2023 | 0.87344 | 0.017375 | 3.1064 | 0 | 3.1064 | 0.018347 | 3.28 | 0 | 3.28 | 0.017376 | 3.1064 | 0 | 3.1064 | 0.02991 | 4.5596 | 0 | 4.5596 | 2.7132 | 2.8649 | 2.7133 | 3.9825 | 0.017376 | 0.015176 | 3.1064 | 2.7133 | 0 | 0 | 3.1064 | 2.7133
[35 empty] | 7.3.5.15 Identification and remediation of “at-risk species” | WLDFR | HFTD - Distribution - Tier 2 - 3QU CoRE ¦ 3QU LoRE | 2024 | 0.8163 | 0.017375 | 3.1064 | 0 | 3.1064 | 0.018347 | 3.28 | 0 | 3.28 | 0.017376 | 3.1064 | 0 | 3.1064 | 0.016548 | 2.9585 | 0 | 2.9585 | 2.5357 | 2.6775 | 2.5358 | 2.415 | 0.017376 | 0.014184 | 3.1064 | 2.5358 | 0 | 0 | 3.1064 | 2.5358
[35 empty] | 7.3.5.15 Identification and remediation of “at-risk species” | WLDFR | HFTD - Distribution - Tier 2 - 3QU CoRE ¦ 3QU LoRE | 2025 | 0.7629 | 0.017375 | 3.1064 | 0 | 3.1064 | 0.018347 | 3.28 | 0 | 3.28 | 0.017376 | 3.1064 | 0 | 3.1064 | 0.016548 | 2.9585 | 0 | 2.9585 | 2.3698 | 2.5023 | 2.3699 | 2.257 | 0.017376 | 0.013256 | 3.1064 | 2.3699 | 0 | 0 | 3.1064 | 2.3699
[35 empty] | 7.3.5.15 Identification and remediation of “at-risk species” | WLDFR | HFTD - Distribution - Tier 2 - 3QU CoRE ¦ 3QU LoRE | 2026 | 0.71299 | 0.017375 | 3.1064 | 0 | 3.1064 | 0.018347 | 3.28 | 0 | 3.28 | 0.017376 | 3.1064 | 0 | 3.1064 | 0.016548 | 2.9585 | 0 | 2.9585 | 2.2148 | 2.3386 | 2.2148 | 2.1094 | 0.017376 | 0.012389 | 3.1064 | 2.2148 | 0 | 0 | 3.1064 | 2.2148
[35 empty] | 7.3.5.15 Identification and remediation of “at-risk species” | WLDFR | HFTD - Distribution - Tier 2 - 3QU CoRE ¦ 3QU LoRE | 2027 | 0.66634 | 0.017375 | 3.1064 | 0 | 3.1064 | 0.018347 | 3.28 | 0 | 3.28 | 0.017376 | 3.1064 | 0 | 3.1064 | 0.016548 | 2.9585 | 0 | 2.9585 | 2.0699 | 2.1856 | 2.07 | 1.9714 | 0.017376 | 0.011578 | 3.1064 | 2.07 | 0 | 0 | 3.1064 | 2.07
[35 empty] | 7.3.5.15 Identification and remediation of “at-risk species” | WLDFR | HFTD - Distribution - Tier 2 - 3QU CoRE ¦ 3QU LoRE | 2028 | 0.62275 | 0.017375 | 3.2447 | 0 | 3.2447 | 0.018347 | 3.4261 | 0 | 3.4261 | 0.017376 | 3.2448 | 0 | 3.2448 | 0.016548 | 3.0903 | 0 | 3.0903 | 2.0207 | 2.1336 | 2.0207 | 1.9245 | 0.017376 | 0.010821 | 3.2448 | 2.0207 | 0 | 0 | 3.2448 | 2.0207
[35 empty] | 7.3.5.15 Identification and remediation of “at-risk species” | WLDFR | HFTD - Distribution - Tier 2 - 3QU CoRE ¦ 3QU LoRE | 2029 | 0.58201 | 0.017375 | 3.2447 | 0 | 3.2447 | 0.018347 | 3.4261 | 0 | 3.4261 | 0.017376 | 3.2448 | 0 | 3.2448 | 0.016548 | 3.0903 | 0 | 3.0903 | 1.8885 | 1.994 | 1.8885 | 1.7986 | 0.017376 | 0.010113 | 3.2448 | 1.8885 | 0 | 0 | 3.2448 | 1.8885
[35 empty] | 7.3.5.15 Identification and remediation of “at-risk species” | WLDFR | HFTD - Distribution - Tier 2 - 3QU CoRE ¦ 3QU LoRE | 2030 | 0.54393 | 0.017375 | 3.2447 | 0 | 3.2447 | 0.018347 | 3.4261 | 0 | 3.4261 | 0.017376 | 3.2448 | 0 | 3.2448 | 0.016548 | 3.0903 | 0 | 3.0903 | 1.7649 | 1.8636 | 1.765 | 1.6809 | 0.017376 | 0.0094511 | 3.2448 | 1.765 | 0 | 0 | 3.2448 | 1.765
[35 empty] | 7.3.5.15 Identification and remediation of “at-risk species” | WLDFR | HFTD - Distribution - Tier 2 - 3QU CoRE ¦ 3QU LoRE | 2031 | 0.50835 | 0.017375 | 3.2447 | 0 | 3.2447 | 0.018347 | 3.4261 | 0 | 3.4261 | 0.017376 | 3.2448 | 0 | 3.2448 | 0.016548 | 3.0903 | 0 | 3.0903 | 1.6495 | 1.7417 | 1.6495 | 1.5709 | 0.017376 | 0.0088328 | 3.2448 | 1.6495 | 0 | 0 | 3.2448 | 1.6495
[35 empty] | 7.3.5.15 Identification and remediation of “at-risk species” | WLDFR | HFTD - Distribution - Tier 2 - 3QU CoRE ¦ 3QU LoRE | 2032 | 0.47509 | 0.017375 | 3.2447 | 0 | 3.2447 | 0.018347 | 3.4261 | 0 | 3.4261 | 0.017376 | 3.2448 | 0 | 3.2448 | 0.016548 | 3.0903 | 0 | 3.0903 | 1.5415 | 1.6277 | 1.5416 | 1.4682 | 0.017376 | 0.008255 | 3.2448 | 1.5416 | 0 | 0 | 3.2448 | 1.5416
[35 empty] | 7.3.5.15 Identification and remediation of “at-risk species” | WLDFR | HFTD - Distribution - Tier 2 - 3QU CoRE ¦ 3QU LoRE | 2033 | 0.44401 | 0.017375 | 3.3985 | 0 | 3.3985 | 0.018347 | 3.5885 | 0 | 3.5885 | 0.017376 | 3.3986 | 0 | 3.3986 | 0.016548 | 3.2367 | 0 | 3.2367 | 1.509 | 1.5933 | 1.509 | 1.4372 | 0.017376 | 0.0077149 | 3.3986 | 1.509 | 0 | 0 | 3.3986 | 1.509
[35 empty] | 7.3.5.15 Identification and remediation of “at-risk species” | WLDFR | HFTD - Distribution - Tier 2 - 3QU CoRE ¦ 3QU LoRE | 2034 | 0.41496 | 0.017375 | 3.3985 | 0 | 3.3985 | 0.018347 | 3.5885 | 0 | 3.5885 | 0.017376 | 3.3986 | 0 | 3.3986 | 0.016548 | 3.2367 | 0 | 3.2367 | 1.4103 | 1.4891 | 1.4103 | 1.3431 | 0.017376 | 0.0072102 | 3.3986 | 1.4103 | 0 | 0 | 3.3986 | 1.4103
[35 empty] | 7.3.5.15 Identification and remediation of “at-risk species” | WLDFR | HFTD - Distribution - Tier 2 - 3QU CoRE ¦ 3QU LoRE | 2035 | 0.38782 | 0.017375 | 3.3985 | 0 | 3.3985 | 0.018347 | 3.5885 | 0 | 3.5885 | 0.017376 | 3.3986 | 0 | 3.3986 | 0.016548 | 3.2367 | 0 | 3.2367 | 1.318 | 1.3917 | 1.318 | 1.2553 | 0.017376 | 0.0067385 | 3.3986 | 1.318 | 0 | 0 | 3.3986 | 1.318
[35 empty] | 7.3.5.15 Identification and remediation of “at-risk species” | WLDFR | HFTD - Distribution - Tier 2 - 3QU CoRE ¦ 3QU LoRE | 2036 | 0.36245 | 0.017375 | 3.3985 | 0 | 3.3985 | 0.018347 | 3.5885 | 0 | 3.5885 | 0.017376 | 3.3986 | 0 | 3.3986 | 0.016548 | 3.2367 | 0 | 3.2367 | 1.2318 | 1.3006 | 1.2318 | 1.1731 | 0.017376 | 0.0062977 | 3.3986 | 1.2318 | 0 | 0 | 3.3986 | 1.2318
[35 empty] | 7.3.5.15 Identification and remediation of “at-risk species” | WLDFR | HFTD - Distribution - Tier 2 - 3QU CoRE ¦ 3QU LoRE | 2037 | 0.33873 | 0.017375 | 3.3985 | 0 | 3.3985 | 0.018347 | 3.5885 | 0 | 3.5885 | 0.017376 | 3.3986 | 0 | 3.3986 | 0.016548 | 3.2367 | 0 | 3.2367 | 1.1512 | 1.2156 | 1.1512 | 1.0964 | 0.017376 | 0.0058857 | 3.3986 | 1.1512 | 0 | 0 | 3.3986 | 1.1512
[35 empty] | 7.3.5.15 Identification and remediation of “at-risk species” | WLDFR | HFTD - Distribution - Tier 2 - 3QU CoRE ¦ 3QU LoRE | 2038 | 0.31657 | 0.017375 | 3.5654 | 0 | 3.5654 | 0.018347 | 3.7648 | 0 | 3.7648 | 0.017376 | 3.5655 | 0 | 3.5655 | 0.016548 | 3.3957 | 0 | 3.3957 | 1.1287 | 1.1918 | 1.1287 | 1.075 | 0.017376 | 0.0055007 | 3.5655 | 1.1287 | 0 | 0 | 3.5655 | 1.1287
[35 empty] | 7.3.5.15 Identification and remediation of “at-risk species” | WLDFR | HFTD - Distribution - Tier 2 - 3QU CoRE ¦ 3QU LoRE | 2039 | 0.29586 | 0.017375 | 3.5654 | 0 | 3.5654 | 0.018347 | 3.7648 | 0 | 3.7648 | 0.017376 | 3.5655 | 0 | 3.5655 | 0.016548 | 3.3957 | 0 | 3.3957 | 1.0549 | 1.1139 | 1.0549 | 1.0047 | 0.017376 | 0.0051408 | 3.5655 | 1.0549 | 0 | 0 | 3.5655 | 1.0549
[35 empty] | 7.3.5.15 Identification and remediation of “at-risk species” | WLDFR | HFTD - Distribution - Tier 2 - 3QU CoRE ¦ 3QU LoRE | 2040 | 0.27651 | 0.017375 | 3.5654 | 0 | 3.5654 | 0.018347 | 3.7648 | 0 | 3.7648 | 0.017376 | 3.5655 | 0 | 3.5655 | 0.016548 | 3.3957 | 0 | 3.3957 | 0.98587 | 1.041 | 0.98589 | 0.93894 | 0.017376 | 0.0048045 | 3.5655 | 0.98589 | 0 | 0 | 3.5655 | 0.98589
[35 empty] | 7.3.5.15 Identification and remediation of “at-risk species” | WLDFR | HFTD - Distribution - Tier 2 - 3QU CoRE ¦ 3QU LoRE | 2041 | 0.25842 | 0.017375 | 3.5654 | 0 | 3.5654 | 0.018347 | 3.7648 | 0 | 3.7648 | 0.017376 | 3.5655 | 0 | 3.5655 | 0.016548 | 3.3957 | 0 | 3.3957 | 0.92137 | 0.97288 | 0.92139 | 0.87752 | 0.017376 | 0.0044902 | 3.5655 | 0.92139 | 0 | 0 | 3.5655 | 0.92139
[35 empty] | 7.3.5.15 Identification and remediation of “at-risk species” | WLDFR | HFTD - Distribution - Tier 2 - 3QU CoRE ¦ 3QU LoRE | 2042 | 0.24151 | 0.017375 | 3.5654 | 0 | 3.5654 | 0.018347 | 3.7648 | 0 | 3.7648 | 0.017376 | 3.5655 | 0 | 3.5655 | 0.016548 | 3.3957 | 0 | 3.3957 | 0.86109 | 0.90924 | 0.86111 | 0.82011 | 0.017376 | 0.0041964 | 3.5655 | 0.86111 | 0 | 0 | 3.5655 | 0.86111
[35 empty] | 7.3.5.15 Identification and remediation of “at-risk species” | WLDFR | HFTD - Distribution - Tier 2 - 3QU CoRE ¦ 3QU LoRE | 2043 | 0.22571 | 0.017375 | 3.7432 | 0 | 3.7432 | 0.018347 | 3.9525 | 0 | 3.9525 | 0.017376 | 3.7433 | 0 | 3.7433 | 0.016548 | 3.565 | 0 | 3.565 | 0.84489 | 0.89213 | 0.84491 | 0.80468 | 0.017376 | 0.0039219 | 3.7433 | 0.84491 | 0 | 0 | 3.7433 | 0.84491
[35 empty] | 7.3.5.15 Identification and remediation of “at-risk species” | WLDFR | HFTD - Distribution - Tier 2 - 3QU CoRE ¦ 3QU LoRE | 2044 | 0.21095 | 0.017375 | 3.7432 | 0 | 3.7432 | 0.018347 | 3.9525 | 0 | 3.9525 | 0.017376 | 3.7433 | 0 | 3.7433 | 0.016548 | 3.565 | 0 | 3.565 | 0.78962 | 0.83376 | 0.78964 | 0.75203 | 0.017376 | 0.0036653 | 3.7433 | 0.78964 | 0 | 0 | 3.7433 | 0.78964
[35 empty] | 7.3.5.15 Identification and remediation of “at-risk species” | WLDFR | HFTD - Distribution - Tier 2 - 3QU CoRE ¦ 3QU LoRE | 2045 | 0.19715 | 0.017375 | 3.7432 | 0 | 3.7432 | 0.018347 | 3.9525 | 0 | 3.9525 | 0.017376 | 3.7433 | 0 | 3.7433 | 0.016548 | 3.565 | 0 | 3.565 | 0.73796 | 0.77922 | 0.73798 | 0.70284 | 0.017376 | 0.0034255 | 3.7433 | 0.73798 | 0 | 0 | 3.7433 | 0.73798
[35 empty] | 7.3.5.15 Identification and remediation of “at-risk species” | WLDFR | HFTD - Distribution - Tier 2 - 3QU CoRE ¦ 3QU LoRE | 2046 | 0.18425 | 0.017375 | 3.7432 | 0 | 3.7432 | 0.018347 | 3.9525 | 0 | 3.9525 | 0.017376 | 3.7433 | 0 | 3.7433 | 0.016548 | 3.565 | 0 | 3.565 | 0.68968 | 0.72824 | 0.6897 | 0.65686 | 0.017376 | 0.0032014 | 3.7433 | 0.6897 | 0 | 0 | 3.7433 | 0.6897
[35 empty] | 7.3.5.15 Identification and remediation of “at-risk species” | WLDFR | HFTD - Distribution - Tier 2 - 3QU CoRE ¦ 3QU LoRE | 2047 | 0.1722 | 0.017375 | 3.7432 | 0 | 3.7432 | 0.018347 | 3.9525 | 0 | 3.9525 | 0.017376 | 3.7433 | 0 | 3.7433 | 0.016548 | 3.565 | 0 | 3.565 | 0.64456 | 0.6806 | 0.64458 | 0.61388 | 0.017376 | 0.002992 | 3.7433 | 0.64458 | 0 | 0 | 3.7433 | 0.64458
[35 empty] | 7.3.5.15 Identification and remediation of “at-risk species” | WLDFR | HFTD - Distribution - Tier 2 - 3QU CoRE ¦ 3QU LoRE | 2048 | 0.16093 | 0.017375 | 3.9296 | 0 | 3.9296 | 0.018347 | 4.1493 | 0 | 4.1493 | 0.017376 | 3.9297 | 0 | 3.9297 | 0.016548 | 3.7425 | 0 | 3.7425 | 0.63239 | 0.66774 | 0.6324 | 0.60229 | 0.017376 | 0.0027963 | 3.9297 | 0.6324 | 0 | 0 | 3.9297 | 0.6324
[35 empty] | 7.3.5.15 Identification and remediation of “at-risk species” | WLDFR | HFTD - Distribution - Tier 2 - 3QU CoRE ¦ 3QU LoRE | 2049 | 0.1504 | 0.017375 | 3.9296 | 0 | 3.9296 | 0.018347 | 4.1493 | 0 | 4.1493 | 0.017376 | 3.9297 | 0 | 3.9297 | 0.016548 | 3.7425 | 0 | 3.7425 | 0.59102 | 0.62406 | 0.59103 | 0.56289 | 0.017376 | 0.0026133 | 3.9297 | 0.59103 | 0 | 0 | 3.9297 | 0.59103
[35 empty] | 7.3.5.15 Identification and remediation of “at-risk species” | WLDFR | HFTD - Distribution - Tier 2 - 3QU CoRE ¦ 3QU LoRE | 2050 | 0.14056 | 0 | 0 | 0 | 0 | 0.018347 | 4.1493 | 0 | 4.1493 | 0.017376 | 3.9297 | 0 | 3.9297 | 0.016548 | 3.7425 | 0 | 3.7425 | 0 | 0.58323 | 0.55236 | 0.52606 | 0.017376 | 0.0024424 | 3.9297 | 0.55236 | 0 | 0 | 3.9297 | 0.55236
[35 empty] | 7.3.5.15 Identification and remediation of “at-risk species” | WLDFR | HFTD - Distribution - Tier 2 - 3QU CoRE ¦ 3QU LoRE | 2051 | 0.13137 | 0 | 0 | 0 | 0 | 0 | 0 | 0 | 0 | 0.017376 | 3.9297 | 0 | 3.9297 | 0.016548 | 3.7425 | 0 | 3.7425 | 0 | 0 | 0.51623 | 0.49165 | 0.017376 | 0.0022826 | 3.9297 | 0.51623 | 0 | 0 | 3.9297 | 0.51623
[35 empty] | 7.3.5.15 Identification and remediation of “at-risk species” | WLDFR | HFTD - Distribution - Tier 2 - 3QU CoRE ¦ 3QU LoRE | 2052 | 0.12277 | 0 | 0 | 0 | 0 | 0 | 0 | 0 | 0 | 0 | 0 | 0 | 0 | 0.016548 | 3.7425 | 0 | 3.7425 | 0 | 0 | 0 | 0.45948 | 0 | 0 | 0 | 0 | 0 | 0 | 0 | 0
[35 empty] | 7.3.5.15 Identification and remediation of “at-risk species” | WLDFR | HFTD - Distribution - Tier 2 - 3QU CoRE ¦ 4QU LoRE | 2020 | 1 | 0.018385 | 2.7953 | 0 | 2.7953 | 0 | 0 | 0 | 0 | 0 | 0 | 0 | 0 | 0 | 0 | 0 | 0 | 2.7953 | 0 | 0 | 0 | 0 | 0 | 0 | 0 | 0 | 0 | 0 | 0
[35 empty] | 7.3.5.15 Identification and remediation of “at-risk species” | WLDFR | HFTD - Distribution - Tier 2 - 3QU CoRE ¦ 4QU LoRE | 2021 | 1 | 0.010129 | 1.803 | 0 | 1.803 | 0.019413 | 2.9515 | 0 | 2.9515 | 0 | 0 | 0 | 0 | 0 | 0 | 0 | 0 | 1.803 | 2.9515 | 0 | 0 | 0 | 0 | 0 | 0 | 0 | 0 | 0 | 0
[35 empty] | 7.3.5.15 Identification and remediation of “at-risk species” | WLDFR | HFTD - Distribution - Tier 2 - 3QU CoRE ¦ 4QU LoRE | 2022 | 0.93458 | 0.0095003 | 1.699 | 0 | 1.699 | 0.010031 | 1.794 | 0 | 1.794 | 0.017195 | 2.6133 | 0 | 2.6133 | 0 | 0 | 0 | 0 | 1.5879 | 1.6766 | 2.4423 | 0 | 0.017195 | 0.01607 | 2.6133 | 2.4423 | 0 | 0 | 2.6133 | 2.4423
[35 empty] | 7.3.5.15 Identification and remediation of “at-risk species” | WLDFR | HFTD - Distribution - Tier 2 - 3QU CoRE ¦ 4QU LoRE | 2023 | 0.87344 | 0.0095003 | 1.7613 | 0 | 1.7613 | 0.010031 | 1.8597 | 0 | 1.8597 | 0.0093583 | 1.735 | 0 | 1.735 | 0.016376 | 2.5801 | 0 | 2.5801 | 1.5384 | 1.6244 | 1.5154 | 2.2535 | 0.0093583 | 0.0081739 | 1.735 | 1.5154 | 0 | 0 | 1.735 | 1.5154
[35 empty] | 7.3.5.15 Identification and remediation of “at-risk species” | WLDFR | HFTD - Distribution - Tier 2 - 3QU CoRE ¦ 4QU LoRE | 2024 | 0.8163 | 0.0095003 | 1.7613 | 0 | 1.7613 | 0.010031 | 1.8597 | 0 | 1.8597 | 0.0093583 | 1.735 | 0 | 1.735 | 0.0089127 | 1.6523 | 0 | 1.6523 | 1.4377 | 1.5181 | 1.4162 | 1.3488 | 0.0093583 | 0.0076392 | 1.735 | 1.4162 | 0 | 0 | 1.735 | 1.4162
[35 empty] | 7.3.5.15 Identification and remediation of “at-risk species” | WLDFR | HFTD - Distribution - Tier 2 - 3QU CoRE ¦ 4QU LoRE | 2025 | 0.7629 | 0.0095003 | 1.7613 | 0 | 1.7613 | 0.010031 | 1.8597 | 0 | 1.8597 | 0.0093583 | 1.735 | 0 | 1.735 | 0.0089127 | 1.6523 | 0 | 1.6523 | 1.3437 | 1.4188 | 1.3236 | 1.2606 | 0.0093583 | 0.0071394 | 1.735 | 1.3236 | 0 | 0 | 1.735 | 1.3236
[35 empty] | 7.3.5.15 Identification and remediation of “at-risk species” | WLDFR | HFTD - Distribution - Tier 2 - 3QU CoRE ¦ 4QU LoRE | 2026 | 0.71299 | 0.0095003 | 1.7613 | 0 | 1.7613 | 0.010031 | 1.8597 | 0 | 1.8597 | 0.0093583 | 1.735 | 0 | 1.735 | 0.0089127 | 1.6523 | 0 | 1.6523 | 1.2558 | 1.326 | 1.237 | 1.1781 | 0.0093583 | 0.0066723 | 1.735 | 1.237 | 0 | 0 | 1.735 | 1.237
[35 empty] | 7.3.5.15 Identification and remediation of “at-risk species” | WLDFR | HFTD - Distribution - Tier 2 - 3QU CoRE ¦ 4QU LoRE | 2027 | 0.66634 | 0.0095003 | 1.7613 | 0 | 1.7613 | 0.010031 | 1.8597 | 0 | 1.8597 | 0.0093583 | 1.735 | 0 | 1.735 | 0.0089127 | 1.6523 | 0 | 1.6523 | 1.1736 | 1.2392 | 1.1561 | 1.101 | 0.0093583 | 0.0062358 | 1.735 | 1.1561 | 0 | 0 | 1.735 | 1.1561
[35 empty] | 7.3.5.15 Identification and remediation of “at-risk species” | WLDFR | HFTD - Distribution - Tier 2 - 3QU CoRE ¦ 4QU LoRE | 2028 | 0.62275 | 0.0095003 | 1.8397 | 0 | 1.8397 | 0.010031 | 1.9426 | 0 | 1.9426 | 0.0093583 | 1.8122 | 0 | 1.8122 | 0.0089127 | 1.7259 | 0 | 1.7259 | 1.1457 | 1.2097 | 1.1286 | 1.0748 | 0.0093583 | 0.0058279 | 1.8122 | 1.1286 | 0 | 0 | 1.8122 | 1.1286
[35 empty] | 7.3.5.15 Identification and remediation of “at-risk species” | WLDFR | HFTD - Distribution - Tier 2 - 3QU CoRE ¦ 4QU LoRE | 2029 | 0.58201 | 0.0095003 | 1.8397 | 0 | 1.8397 | 0.010031 | 1.9426 | 0 | 1.9426 | 0.0093583 | 1.8122 | 0 | 1.8122 | 0.0089127 | 1.7259 | 0 | 1.7259 | 1.0707 | 1.1306 | 1.0547 | 1.0045 | 0.0093583 | 0.0054466 | 1.8122 | 1.0547 | 0 | 0 | 1.8122 | 1.0547
[35 empty] | 7.3.5.15 Identification and remediation of “at-risk species” | WLDFR | HFTD - Distribution - Tier 2 - 3QU CoRE ¦ 4QU LoRE | 2030 | 0.54393 | 0.0095003 | 1.8397 | 0 | 1.8397 | 0.010031 | 1.9426 | 0 | 1.9426 | 0.0093583 | 1.8122 | 0 | 1.8122 | 0.0089127 | 1.7259 | 0 | 1.7259 | 1.0007 | 1.0566 | 0.98573 | 0.93879 | 0.0093583 | 0.0050903 | 1.8122 | 0.98573 | 0 | 0 | 1.8122 | 0.98573
[35 empty] | 7.3.5.15 Identification and remediation of “at-risk species” | WLDFR | HFTD - Distribution - Tier 2 - 3QU CoRE ¦ 4QU LoRE | 2031 | 0.50835 | 0.0095003 | 1.8397 | 0 | 1.8397 | 0.010031 | 1.9426 | 0 | 1.9426 | 0.0093583 | 1.8122 | 0 | 1.8122 | 0.0089127 | 1.7259 | 0 | 1.7259 | 0.93522 | 0.98751 | 0.92125 | 0.87738 | 0.0093583 | 0.0047573 | 1.8122 | 0.92125 | 0 | 0 | 1.8122 | 0.92125
[35 empty] | 7.3.5.15 Identification and remediation of “at-risk species” | WLDFR | HFTD - Distribution - Tier 2 - 3QU CoRE ¦ 4QU LoRE | 2032 | 0.47509 | 0.0095003 | 1.8397 | 0 | 1.8397 | 0.010031 | 1.9426 | 0 | 1.9426 | 0.0093583 | 1.8122 | 0 | 1.8122 | 0.0089127 | 1.7259 | 0 | 1.7259 | 0.87404 | 0.92291 | 0.86098 | 0.81998 | 0.0093583 | 0.0044461 | 1.8122 | 0.86098 | 0 | 0 | 1.8122 | 0.86098
[35 empty] | 7.3.5.15 Identification and remediation of “at-risk species” | WLDFR | HFTD - Distribution - Tier 2 - 3QU CoRE ¦ 4QU LoRE | 2033 | 0.44401 | 0.0095003 | 1.9269 | 0 | 1.9269 | 0.010031 | 2.0346 | 0 | 2.0346 | 0.0093583 | 1.8981 | 0 | 1.8981 | 0.0089127 | 1.8077 | 0 | 1.8077 | 0.85557 | 0.9034 | 0.84278 | 0.80265 | 0.0093583 | 0.0041552 | 1.8981 | 0.84278 | 0 | 0 | 1.8981 | 0.84278
[35 empty] | 7.3.5.15 Identification and remediation of “at-risk species” | WLDFR | HFTD - Distribution - Tier 2 - 3QU CoRE ¦ 4QU LoRE | 2034 | 0.41496 | 0.0095003 | 1.9269 | 0 | 1.9269 | 0.010031 | 2.0346 | 0 | 2.0346 | 0.0093583 | 1.8981 | 0 | 1.8981 | 0.0089127 | 1.8077 | 0 | 1.8077 | 0.7996 | 0.8443 | 0.78765 | 0.75014 | 0.0093583 | 0.0038834 | 1.8981 | 0.78765 | 0 | 0 | 1.8981 | 0.78765
[35 empty] | 7.3.5.15 Identification and remediation of “at-risk species” | WLDFR | HFTD - Distribution - Tier 2 - 3QU CoRE ¦ 4QU LoRE | 2035 | 0.38782 | 0.0095003 | 1.9269 | 0 | 1.9269 | 0.010031 | 2.0346 | 0 | 2.0346 | 0.0093583 | 1.8981 | 0 | 1.8981 | 0.0089127 | 1.8077 | 0 | 1.8077 | 0.74729 | 0.78907 | 0.73612 | 0.70107 | 0.0093583 | 0.0036293 | 1.8981 | 0.73612 | 0 | 0 | 1.8981 | 0.73612
[35 empty] | 7.3.5.15 Identification and remediation of “at-risk species” | WLDFR | HFTD - Distribution - Tier 2 - 3QU CoRE ¦ 4QU LoRE | 2036 | 0.36245 | 0.0095003 | 1.9269 | 0 | 1.9269 | 0.010031 | 2.0346 | 0 | 2.0346 | 0.0093583 | 1.8981 | 0 | 1.8981 | 0.0089127 | 1.8077 | 0 | 1.8077 | 0.6984 | 0.73745 | 0.68796 | 0.6552 | 0.0093583 | 0.0033919 | 1.8981 | 0.68796 | 0 | 0 | 1.8981 | 0.68796
[35 empty] | 7.3.5.15 Identification and remediation of “at-risk species” | WLDFR | HFTD - Distribution - Tier 2 - 3QU CoRE ¦ 4QU LoRE | 2037 | 0.33873 | 0.0095003 | 1.9269 | 0 | 1.9269 | 0.010031 | 2.0346 | 0 | 2.0346 | 0.0093583 | 1.8981 | 0 | 1.8981 | 0.0089127 | 1.8077 | 0 | 1.8077 | 0.65271 | 0.6892 | 0.64296 | 0.61234 | 0.0093583 | 0.00317 | 1.8981 | 0.64296 | 0 | 0 | 1.8981 | 0.64296
[35 empty] | 7.3.5.15 Identification and remediation of “at-risk species” | WLDFR | HFTD - Distribution - Tier 2 - 3QU CoRE ¦ 4QU LoRE | 2038 | 0.31657 | 0.0095003 | 2.0215 | 0 | 2.0215 | 0.010031 | 2.1346 | 0 | 2.1346 | 0.0093583 | 1.9913 | 0 | 1.9913 | 0.0089127 | 1.8965 | 0 | 1.8965 | 0.63997 | 0.67575 | 0.63041 | 0.60039 | 0.0093583 | 0.0029626 | 1.9913 | 0.63041 | 0 | 0 | 1.9913 | 0.63041
[35 empty] | 7.3.5.15 Identification and remediation of “at-risk species” | WLDFR | HFTD - Distribution - Tier 2 - 3QU CoRE ¦ 4QU LoRE | 2039 | 0.29586 | 0.0095003 | 2.0215 | 0 | 2.0215 | 0.010031 | 2.1346 | 0 | 2.1346 | 0.0093583 | 1.9913 | 0 | 1.9913 | 0.0089127 | 1.8965 | 0 | 1.8965 | 0.5981 | 0.63154 | 0.58916 | 0.56111 | 0.0093583 | 0.0027688 | 1.9913 | 0.58916 | 0 | 0 | 1.9913 | 0.58916
[35 empty] | 7.3.5.15 Identification and remediation of “at-risk species” | WLDFR | HFTD - Distribution - Tier 2 - 3QU CoRE ¦ 4QU LoRE | 2040 | 0.27651 | 0.0095003 | 2.0215 | 0 | 2.0215 | 0.010031 | 2.1346 | 0 | 2.1346 | 0.0093583 | 1.9913 | 0 | 1.9913 | 0.0089127 | 1.8965 | 0 | 1.8965 | 0.55897 | 0.59023 | 0.55062 | 0.5244 | 0.0093583 | 0.0025877 | 1.9913 | 0.55062 | 0 | 0 | 1.9913 | 0.55062
[35 empty] | 7.3.5.15 Identification and remediation of “at-risk species” | WLDFR | HFTD - Distribution - Tier 2 - 3QU CoRE ¦ 4QU LoRE | 2041 | 0.25842 | 0.0095003 | 2.0215 | 0 | 2.0215 | 0.010031 | 2.1346 | 0 | 2.1346 | 0.0093583 | 1.9913 | 0 | 1.9913 | 0.0089127 | 1.8965 | 0 | 1.8965 | 0.52241 | 0.55161 | 0.5146 | 0.49009 | 0.0093583 | 0.0024184 | 1.9913 | 0.5146 | 0 | 0 | 1.9913 | 0.5146
[35 empty] | 7.3.5.15 Identification and remediation of “at-risk species” | WLDFR | HFTD - Distribution - Tier 2 - 3QU CoRE ¦ 4QU LoRE | 2042 | 0.24151 | 0.0095003 | 2.0215 | 0 | 2.0215 | 0.010031 | 2.1346 | 0 | 2.1346 | 0.0093583 | 1.9913 | 0 | 1.9913 | 0.0089127 | 1.8965 | 0 | 1.8965 | 0.48823 | 0.51553 | 0.48093 | 0.45803 | 0.0093583 | 0.0022602 | 1.9913 | 0.48093 | 0 | 0 | 1.9913 | 0.48093
[35 empty] | 7.3.5.15 Identification and remediation of “at-risk species” | WLDFR | HFTD - Distribution - Tier 2 - 3QU CoRE ¦ 4QU LoRE | 2043 | 0.22571 | 0.0095003 | 2.1224 | 0 | 2.1224 | 0.010031 | 2.241 | 0 | 2.241 | 0.0093583 | 2.0906 | 0 | 2.0906 | 0.0089127 | 1.9911 | 0 | 1.9911 | 0.47904 | 0.50583 | 0.47189 | 0.44941 | 0.0093583 | 0.0021123 | 2.0906 | 0.47189 | 0 | 0 | 2.0906 | 0.47189
[35 empty] | 7.3.5.15 Identification and remediation of “at-risk species” | WLDFR | HFTD - Distribution - Tier 2 - 3QU CoRE ¦ 4QU LoRE | 2044 | 0.21095 | 0.0095003 | 2.1224 | 0 | 2.1224 | 0.010031 | 2.241 | 0 | 2.241 | 0.0093583 | 2.0906 | 0 | 2.0906 | 0.0089127 | 1.9911 | 0 | 1.9911 | 0.4477 | 0.47274 | 0.44101 | 0.42001 | 0.0093583 | 0.0019741 | 2.0906 | 0.44101 | 0 | 0 | 2.0906 | 0.44101
[35 empty] | 7.3.5.15 Identification and remediation of “at-risk species” | WLDFR | HFTD - Distribution - Tier 2 - 3QU CoRE ¦ 4QU LoRE | 2045 | 0.19715 | 0.0095003 | 2.1224 | 0 | 2.1224 | 0.010031 | 2.241 | 0 | 2.241 | 0.0093583 | 2.0906 | 0 | 2.0906 | 0.0089127 | 1.9911 | 0 | 1.9911 | 0.41842 | 0.44181 | 0.41216 | 0.39254 | 0.0093583 | 0.001845 | 2.0906 | 0.41216 | 0 | 0 | 2.0906 | 0.41216
[35 empty] | 7.3.5.15 Identification and remediation of “at-risk species” | WLDFR | HFTD - Distribution - Tier 2 - 3QU CoRE ¦ 4QU LoRE | 2046 | 0.18425 | 0.0095003 | 2.1224 | 0 | 2.1224 | 0.010031 | 2.241 | 0 | 2.241 | 0.0093583 | 2.0906 | 0 | 2.0906 | 0.0089127 | 1.9911 | 0 | 1.9911 | 0.39104 | 0.41291 | 0.3852 | 0.36686 | 0.0093583 | 0.0017243 | 2.0906 | 0.3852 | 0 | 0 | 2.0906 | 0.3852
[35 empty] | 7.3.5.15 Identification and remediation of “at-risk species” | WLDFR | HFTD - Distribution - Tier 2 - 3QU CoRE ¦ 4QU LoRE | 2047 | 0.1722 | 0.0095003 | 2.1224 | 0 | 2.1224 | 0.010031 | 2.241 | 0 | 2.241 | 0.0093583 | 2.0906 | 0 | 2.0906 | 0.0089127 | 1.9911 | 0 | 1.9911 | 0.36546 | 0.38589 | 0.36 | 0.34286 | 0.0093583 | 0.0016115 | 2.0906 | 0.36 | 0 | 0 | 2.0906 | 0.36
[35 empty] | 7.3.5.15 Identification and remediation of “at-risk species” | WLDFR | HFTD - Distribution - Tier 2 - 3QU CoRE ¦ 4QU LoRE | 2048 | 0.16093 | 0.0095003 | 2.228 | 0 | 2.228 | 0.010031 | 2.3526 | 0 | 2.3526 | 0.0093583 | 2.1947 | 0 | 2.1947 | 0.0089127 | 2.0902 | 0 | 2.0902 | 0.35856 | 0.3786 | 0.3532 | 0.33638 | 0.0093583 | 0.001506 | 2.1947 | 0.3532 | 0 | 0 | 2.1947 | 0.3532
[35 empty] | 7.3.5.15 Identification and remediation of “at-risk species” | WLDFR | HFTD - Distribution - Tier 2 - 3QU CoRE ¦ 4QU LoRE | 2049 | 0.1504 | 0.0095003 | 2.228 | 0 | 2.228 | 0.010031 | 2.3526 | 0 | 2.3526 | 0.0093583 | 2.1947 | 0 | 2.1947 | 0.0089127 | 2.0902 | 0 | 2.0902 | 0.3351 | 0.35384 | 0.33009 | 0.31437 | 0.0093583 | 0.0014075 | 2.1947 | 0.33009 | 0 | 0 | 2.1947 | 0.33009
[35 empty] | 7.3.5.15 Identification and remediation of “at-risk species” | WLDFR | HFTD - Distribution - Tier 2 - 3QU CoRE ¦ 4QU LoRE | 2050 | 0.14056 | 0 | 0 | 0 | 0 | 0.010031 | 2.3526 | 0 | 2.3526 | 0.0093583 | 2.1947 | 0 | 2.1947 | 0.0089127 | 2.0902 | 0 | 2.0902 | 0 | 0.33069 | 0.3085 | 0.29381 | 0.0093583 | 0.0013154 | 2.1947 | 0.3085 | 0 | 0 | 2.1947 | 0.3085
[35 empty] | 7.3.5.15 Identification and remediation of “at-risk species” | WLDFR | HFTD - Distribution - Tier 2 - 3QU CoRE ¦ 4QU LoRE | 2051 | 0.13137 | 0 | 0 | 0 | 0 | 0 | 0 | 0 | 0 | 0.0093583 | 2.1947 | 0 | 2.1947 | 0.0089127 | 2.0902 | 0 | 2.0902 | 0 | 0 | 0.28832 | 0.27459 | 0.0093583 | 0.0012294 | 2.1947 | 0.28832 | 0 | 0 | 2.1947 | 0.28832
[35 empty] | 7.3.5.15 Identification and remediation of “at-risk species” | WLDFR | HFTD - Distribution - Tier 2 - 3QU CoRE ¦ 4QU LoRE | 2052 | 0.12277 | 0 | 0 | 0 | 0 | 0 | 0 | 0 | 0 | 0 | 0 | 0 | 0 | 0.0089127 | 2.0902 | 0 | 2.0902 | 0 | 0 | 0 | 0.25662 | 0 | 0 | 0 | 0 | 0 | 0 | 0 | 0
[35 empty] | 7.3.5.15 Identification and remediation of “at-risk species” | WLDFR | HFTD - Distribution - Tier 2 - 3QU CoRE ¦ 5QU LoRE | 2020 | 1 | 0.011294 | 1.7113 | 0 | 1.7113 | 0 | 0 | 0 | 0 | 0 | 0 | 0 | 0 | 0 | 0 | 0 | 0 | 1.7113 | 0 | 0 | 0 | 0 | 0 | 0 | 0 | 0 | 0 | 0 | 0
[35 empty] | 7.3.5.15 Identification and remediation of “at-risk species” | WLDFR | HFTD - Distribution - Tier 2 - 3QU CoRE ¦ 5QU LoRE | 2021 | 1 | 0.0063296 | 1.0984 | 0 | 1.0984 | 0.011926 | 1.807 | 0 | 1.807 | 0 | 0 | 0 | 0 | 0 | 0 | 0 | 0 | 1.0984 | 1.807 | 0 | 0 | 0 | 0 | 0 | 0 | 0 | 0 | 0 | 0
[35 empty] | 7.3.5.15 Identification and remediation of “at-risk species” | WLDFR | HFTD - Distribution - Tier 2 - 3QU CoRE ¦ 5QU LoRE | 2022 | 0.93458 | 0.0063062 | 1.0868 | 0 | 1.0868 | 0.0066587 | 1.1476 | 0 | 1.1476 | 0.011239 | 1.6915 | 0 | 1.6915 | 0 | 0 | 0 | 0 | 1.0157 | 1.0725 | 1.5809 | 0 | 0.011239 | 0.010504 | 1.6915 | 1.5809 | 0 | 0 | 1.6915 | 1.5809
[35 empty] | 7.3.5.15 Identification and remediation of “at-risk species” | WLDFR | HFTD - Distribution - Tier 2 - 3QU CoRE ¦ 5QU LoRE | 2023 | 0.87344 | 0.0063062 | 1.1266 | 0 | 1.1266 | 0.0066587 | 1.1896 | 0 | 1.1896 | 0.0062965 | 1.1249 | 0 | 1.1249 | 0.010704 | 1.67 | 0 | 1.67 | 0.98404 | 1.0391 | 0.98253 | 1.4586 | 0.0062965 | 0.0054996 | 1.1249 | 0.98253 | 0 | 0 | 1.1249 | 0.98253
[35 empty] | 7.3.5.15 Identification and remediation of “at-risk species” | WLDFR | HFTD - Distribution - Tier 2 - 3QU CoRE ¦ 5QU LoRE | 2024 | 0.8163 | 0.0063062 | 1.1266 | 0 | 1.1266 | 0.0066587 | 1.1896 | 0 | 1.1896 | 0.0062965 | 1.1249 | 0 | 1.1249 | 0.0059967 | 1.0713 | 0 | 1.0713 | 0.91966 | 0.97108 | 0.91825 | 0.87453 | 0.0062965 | 0.0051398 | 1.1249 | 0.91825 | 0 | 0 | 1.1249 | 0.91825
[35 empty] | 7.3.5.15 Identification and remediation of “at-risk species” | WLDFR | HFTD - Distribution - Tier 2 - 3QU CoRE ¦ 5QU LoRE | 2025 | 0.7629 | 0.0063062 | 1.1266 | 0 | 1.1266 | 0.0066587 | 1.1896 | 0 | 1.1896 | 0.0062965 | 1.1249 | 0 | 1.1249 | 0.0059967 | 1.0713 | 0 | 1.0713 | 0.8595 | 0.90755 | 0.85818 | 0.81731 | 0.0062965 | 0.0048036 | 1.1249 | 0.85818 | 0 | 0 | 1.1249 | 0.85818
[35 empty] | 7.3.5.15 Identification and remediation of “at-risk species” | WLDFR | HFTD - Distribution - Tier 2 - 3QU CoRE ¦ 5QU LoRE | 2026 | 0.71299 | 0.0063062 | 1.1266 | 0 | 1.1266 | 0.0066587 | 1.1896 | 0 | 1.1896 | 0.0062965 | 1.1249 | 0 | 1.1249 | 0.0059967 | 1.0713 | 0 | 1.0713 | 0.80327 | 0.84818 | 0.80204 | 0.76385 | 0.0062965 | 0.0044893 | 1.1249 | 0.80204 | 0 | 0 | 1.1249 | 0.80204
[35 empty] | 7.3.5.15 Identification and remediation of “at-risk species” | WLDFR | HFTD - Distribution - Tier 2 - 3QU CoRE ¦ 5QU LoRE | 2027 | 0.66634 | 0.0063062 | 1.1266 | 0 | 1.1266 | 0.0066587 | 1.1896 | 0 | 1.1896 | 0.0062965 | 1.1249 | 0 | 1.1249 | 0.0059967 | 1.0713 | 0 | 1.0713 | 0.75072 | 0.79269 | 0.74957 | 0.71387 | 0.0062965 | 0.0041956 | 1.1249 | 0.74957 | 0 | 0 | 1.1249 | 0.74957
[35 empty] | 7.3.5.15 Identification and remediation of “at-risk species” | WLDFR | HFTD - Distribution - Tier 2 - 3QU CoRE ¦ 5QU LoRE | 2028 | 0.62275 | 0.0063062 | 1.1768 | 0 | 1.1768 | 0.0066587 | 1.2426 | 0 | 1.2426 | 0.0062965 | 1.175 | 0 | 1.175 | 0.0059967 | 1.1191 | 0 | 1.1191 | 0.73286 | 0.77383 | 0.73173 | 0.69689 | 0.0062965 | 0.0039211 | 1.175 | 0.73173 | 0 | 0 | 1.175 | 0.73173
[35 empty] | 7.3.5.15 Identification and remediation of “at-risk species” | WLDFR | HFTD - Distribution - Tier 2 - 3QU CoRE ¦ 5QU LoRE | 2029 | 0.58201 | 0.0063062 | 1.1768 | 0 | 1.1768 | 0.0066587 | 1.2426 | 0 | 1.2426 | 0.0062965 | 1.175 | 0 | 1.175 | 0.0059967 | 1.1191 | 0 | 1.1191 | 0.68492 | 0.72321 | 0.68386 | 0.6513 | 0.0062965 | 0.0036646 | 1.175 | 0.68386 | 0 | 0 | 1.175 | 0.68386
[35 empty] | 7.3.5.15 Identification and remediation of “at-risk species” | WLDFR | HFTD - Distribution - Tier 2 - 3QU CoRE ¦ 5QU LoRE | 2030 | 0.54393 | 0.0063062 | 1.1768 | 0 | 1.1768 | 0.0066587 | 1.2426 | 0 | 1.2426 | 0.0062965 | 1.175 | 0 | 1.175 | 0.0059967 | 1.1191 | 0 | 1.1191 | 0.64011 | 0.6759 | 0.63912 | 0.60869 | 0.0062965 | 0.0034249 | 1.175 | 0.63912 | 0 | 0 | 1.175 | 0.63912
[35 empty] | 7.3.5.15 Identification and remediation of “at-risk species” | WLDFR | HFTD - Distribution - Tier 2 - 3QU CoRE ¦ 5QU LoRE | 2031 | 0.50835 | 0.0063062 | 1.1768 | 0 | 1.1768 | 0.0066587 | 1.2426 | 0 | 1.2426 | 0.0062965 | 1.175 | 0 | 1.175 | 0.0059967 | 1.1191 | 0 | 1.1191 | 0.59823 | 0.63168 | 0.59731 | 0.56887 | 0.0062965 | 0.0032008 | 1.175 | 0.59731 | 0 | 0 | 1.175 | 0.59731
[35 empty] | 7.3.5.15 Identification and remediation of “at-risk species” | WLDFR | HFTD - Distribution - Tier 2 - 3QU CoRE ¦ 5QU LoRE | 2032 | 0.47509 | 0.0063062 | 1.1768 | 0 | 1.1768 | 0.0066587 | 1.2426 | 0 | 1.2426 | 0.0062965 | 1.175 | 0 | 1.175 | 0.0059967 | 1.1191 | 0 | 1.1191 | 0.55909 | 0.59035 | 0.55824 | 0.53165 | 0.0062965 | 0.0029914 | 1.175 | 0.55824 | 0 | 0 | 1.175 | 0.55824
[35 empty] | 7.3.5.15 Identification and remediation of “at-risk species” | WLDFR | HFTD - Distribution - Tier 2 - 3QU CoRE ¦ 5QU LoRE | 2033 | 0.44401 | 0.0063062 | 1.2326 | 0 | 1.2326 | 0.0066587 | 1.3015 | 0 | 1.3015 | 0.0062965 | 1.2307 | 0 | 1.2307 | 0.0059967 | 1.1721 | 0 | 1.1721 | 0.54728 | 0.57788 | 0.54644 | 0.52042 | 0.0062965 | 0.0027957 | 1.2307 | 0.54644 | 0 | 0 | 1.2307 | 0.54644
[35 empty] | 7.3.5.15 Identification and remediation of “at-risk species” | WLDFR | HFTD - Distribution - Tier 2 - 3QU CoRE ¦ 5QU LoRE | 2034 | 0.41496 | 0.0063062 | 1.2326 | 0 | 1.2326 | 0.0066587 | 1.3015 | 0 | 1.3015 | 0.0062965 | 1.2307 | 0 | 1.2307 | 0.0059967 | 1.1721 | 0 | 1.1721 | 0.51148 | 0.54007 | 0.51069 | 0.48637 | 0.0062965 | 0.0026128 | 1.2307 | 0.51069 | 0 | 0 | 1.2307 | 0.51069
[35 empty] | 7.3.5.15 Identification and remediation of “at-risk species” | WLDFR | HFTD - Distribution - Tier 2 - 3QU CoRE ¦ 5QU LoRE | 2035 | 0.38782 | 0.0063062 | 1.2326 | 0 | 1.2326 | 0.0066587 | 1.3015 | 0 | 1.3015 | 0.0062965 | 1.2307 | 0 | 1.2307 | 0.0059967 | 1.1721 | 0 | 1.1721 | 0.47802 | 0.50474 | 0.47728 | 0.45455 | 0.0062965 | 0.0024419 | 1.2307 | 0.47728 | 0 | 0 | 1.2307 | 0.47728
[35 empty] | 7.3.5.15 Identification and remediation of “at-risk species” | WLDFR | HFTD - Distribution - Tier 2 - 3QU CoRE ¦ 5QU LoRE | 2036 | 0.36245 | 0.0063062 | 1.2326 | 0 | 1.2326 | 0.0066587 | 1.3015 | 0 | 1.3015 | 0.0062965 | 1.2307 | 0 | 1.2307 | 0.0059967 | 1.1721 | 0 | 1.1721 | 0.44674 | 0.47172 | 0.44606 | 0.42482 | 0.0062965 | 0.0022821 | 1.2307 | 0.44606 | 0 | 0 | 1.2307 | 0.44606
[35 empty] | 7.3.5.15 Identification and remediation of “at-risk species” | WLDFR | HFTD - Distribution - Tier 2 - 3QU CoRE ¦ 5QU LoRE | 2037 | 0.33873 | 0.0063062 | 1.2326 | 0 | 1.2326 | 0.0066587 | 1.3015 | 0 | 1.3015 | 0.0062965 | 1.2307 | 0 | 1.2307 | 0.0059967 | 1.1721 | 0 | 1.1721 | 0.41752 | 0.44086 | 0.41688 | 0.39703 | 0.0062965 | 0.0021328 | 1.2307 | 0.41688 | 0 | 0 | 1.2307 | 0.41688
[35 empty] | 7.3.5.15 Identification and remediation of “at-risk species” | WLDFR | HFTD - Distribution - Tier 2 - 3QU CoRE ¦ 5QU LoRE | 2038 | 0.31657 | 0.0063062 | 1.2931 | 0 | 1.2931 | 0.0066587 | 1.3654 | 0 | 1.3654 | 0.0062965 | 1.2911 | 0 | 1.2911 | 0.0059967 | 1.2297 | 0 | 1.2297 | 0.40937 | 0.43226 | 0.40874 | 0.38928 | 0.0062965 | 0.0019933 | 1.2911 | 0.40874 | 0 | 0 | 1.2911 | 0.40874
[35 empty] | 7.3.5.15 Identification and remediation of “at-risk species” | WLDFR | HFTD - Distribution - Tier 2 - 3QU CoRE ¦ 5QU LoRE | 2039 | 0.29586 | 0.0063062 | 1.2931 | 0 | 1.2931 | 0.0066587 | 1.3654 | 0 | 1.3654 | 0.0062965 | 1.2911 | 0 | 1.2911 | 0.0059967 | 1.2297 | 0 | 1.2297 | 0.38259 | 0.40398 | 0.382 | 0.36381 | 0.0062965 | 0.0018629 | 1.2911 | 0.382 | 0 | 0 | 1.2911 | 0.382
[35 empty] | 7.3.5.15 Identification and remediation of “at-risk species” | WLDFR | HFTD - Distribution - Tier 2 - 3QU CoRE ¦ 5QU LoRE | 2040 | 0.27651 | 0.0063062 | 1.2931 | 0 | 1.2931 | 0.0066587 | 1.3654 | 0 | 1.3654 | 0.0062965 | 1.2911 | 0 | 1.2911 | 0.0059967 | 1.2297 | 0 | 1.2297 | 0.35756 | 0.37755 | 0.35701 | 0.34001 | 0.0062965 | 0.001741 | 1.2911 | 0.35701 | 0 | 0 | 1.2911 | 0.35701
[35 empty] | 7.3.5.15 Identification and remediation of “at-risk species” | WLDFR | HFTD - Distribution - Tier 2 - 3QU CoRE ¦ 5QU LoRE | 2041 | 0.25842 | 0.0063062 | 1.2931 | 0 | 1.2931 | 0.0066587 | 1.3654 | 0 | 1.3654 | 0.0062965 | 1.2911 | 0 | 1.2911 | 0.0059967 | 1.2297 | 0 | 1.2297 | 0.33417 | 0.35285 | 0.33365 | 0.31777 | 0.0062965 | 0.0016271 | 1.2911 | 0.33365 | 0 | 0 | 1.2911 | 0.33365
[35 empty] | 7.3.5.15 Identification and remediation of “at-risk species” | WLDFR | HFTD - Distribution - Tier 2 - 3QU CoRE ¦ 5QU LoRE | 2042 | 0.24151 | 0.0063062 | 1.2931 | 0 | 1.2931 | 0.0066587 | 1.3654 | 0 | 1.3654 | 0.0062965 | 1.2911 | 0 | 1.2911 | 0.0059967 | 1.2297 | 0 | 1.2297 | 0.31231 | 0.32977 | 0.31183 | 0.29698 | 0.0062965 | 0.0015207 | 1.2911 | 0.31183 | 0 | 0 | 1.2911 | 0.31183
[35 empty] | 7.3.5.15 Identification and remediation of “at-risk species” | WLDFR | HFTD - Distribution - Tier 2 - 3QU CoRE ¦ 5QU LoRE | 2043 | 0.22571 | 0.0063062 | 1.3576 | 0 | 1.3576 | 0.0066587 | 1.4335 | 0 | 1.4335 | 0.0062965 | 1.3555 | 0 | 1.3555 | 0.0059967 | 1.291 | 0 | 1.291 | 0.30643 | 0.32356 | 0.30596 | 0.29139 | 0.0062965 | 0.0014212 | 1.3555 | 0.30596 | 0 | 0 | 1.3555 | 0.30596
[35 empty] | 7.3.5.15 Identification and remediation of “at-risk species” | WLDFR | HFTD - Distribution - Tier 2 - 3QU CoRE ¦ 5QU LoRE | 2044 | 0.21095 | 0.0063062 | 1.3576 | 0 | 1.3576 | 0.0066587 | 1.4335 | 0 | 1.4335 | 0.0062965 | 1.3555 | 0 | 1.3555 | 0.0059967 | 1.291 | 0 | 1.291 | 0.28638 | 0.30239 | 0.28594 | 0.27233 | 0.0062965 | 0.0013282 | 1.3555 | 0.28594 | 0 | 0 | 1.3555 | 0.28594
[35 empty] | 7.3.5.15 Identification and remediation of “at-risk species” | WLDFR | HFTD - Distribution - Tier 2 - 3QU CoRE ¦ 5QU LoRE | 2045 | 0.19715 | 0.0063062 | 1.3576 | 0 | 1.3576 | 0.0066587 | 1.4335 | 0 | 1.4335 | 0.0062965 | 1.3555 | 0 | 1.3555 | 0.0059967 | 1.291 | 0 | 1.291 | 0.26765 | 0.28261 | 0.26724 | 0.25451 | 0.0062965 | 0.0012413 | 1.3555 | 0.26724 | 0 | 0 | 1.3555 | 0.26724
[35 empty] | 7.3.5.15 Identification and remediation of “at-risk species” | WLDFR | HFTD - Distribution - Tier 2 - 3QU CoRE ¦ 5QU LoRE | 2046 | 0.18425 | 0.0063062 | 1.3576 | 0 | 1.3576 | 0.0066587 | 1.4335 | 0 | 1.4335 | 0.0062965 | 1.3555 | 0 | 1.3555 | 0.0059967 | 1.291 | 0 | 1.291 | 0.25014 | 0.26412 | 0.24975 | 0.23786 | 0.0062965 | 0.0011601 | 1.3555 | 0.24975 | 0 | 0 | 1.3555 | 0.24975
[35 empty] | 7.3.5.15 Identification and remediation of “at-risk species” | WLDFR | HFTD - Distribution - Tier 2 - 3QU CoRE ¦ 5QU LoRE | 2047 | 0.1722 | 0.0063062 | 1.3576 | 0 | 1.3576 | 0.0066587 | 1.4335 | 0 | 1.4335 | 0.0062965 | 1.3555 | 0 | 1.3555 | 0.0059967 | 1.291 | 0 | 1.291 | 0.23377 | 0.24684 | 0.23341 | 0.2223 | 0.0062965 | 0.0010842 | 1.3555 | 0.23341 | 0 | 0 | 1.3555 | 0.23341
[35 empty] | 7.3.5.15 Identification and remediation of “at-risk species” | WLDFR | HFTD - Distribution - Tier 2 - 3QU CoRE ¦ 5QU LoRE | 2048 | 0.16093 | 0.0063062 | 1.4252 | 0 | 1.4252 | 0.0066587 | 1.5049 | 0 | 1.5049 | 0.0062965 | 1.423 | 0 | 1.423 | 0.0059967 | 1.3553 | 0 | 1.3553 | 0.22936 | 0.24218 | 0.22901 | 0.2181 | 0.0062965 | 0.0010133 | 1.423 | 0.22901 | 0 | 0 | 1.423 | 0.22901
[35 empty] | 7.3.5.15 Identification and remediation of “at-risk species” | WLDFR | HFTD - Distribution - Tier 2 - 3QU CoRE ¦ 5QU LoRE | 2049 | 0.1504 | 0.0063062 | 1.4252 | 0 | 1.4252 | 0.0066587 | 1.5049 | 0 | 1.5049 | 0.0062965 | 1.423 | 0 | 1.423 | 0.0059967 | 1.3553 | 0 | 1.3553 | 0.21435 | 0.22634 | 0.21402 | 0.20383 | 0.0062965 | 0.00094701 | 1.423 | 0.21402 | 0 | 0 | 1.423 | 0.21402
[35 empty] | 7.3.5.15 Identification and remediation of “at-risk species” | WLDFR | HFTD - Distribution - Tier 2 - 3QU CoRE ¦ 5QU LoRE | 2050 | 0.14056 | 0 | 0 | 0 | 0 | 0.0066587 | 1.5049 | 0 | 1.5049 | 0.0062965 | 1.423 | 0 | 1.423 | 0.0059967 | 1.3553 | 0 | 1.3553 | 0 | 0.21153 | 0.20002 | 0.1905 | 0.0062965 | 0.00088505 | 1.423 | 0.20002 | 0 | 0 | 1.423 | 0.20002
[35 empty] | 7.3.5.15 Identification and remediation of “at-risk species” | WLDFR | HFTD - Distribution - Tier 2 - 3QU CoRE ¦ 5QU LoRE | 2051 | 0.13137 | 0 | 0 | 0 | 0 | 0 | 0 | 0 | 0 | 0.0062965 | 1.423 | 0 | 1.423 | 0.0059967 | 1.3553 | 0 | 1.3553 | 0 | 0 | 0.18694 | 0.17804 | 0.0062965 | 0.00082715 | 1.423 | 0.18694 | 0 | 0 | 1.423 | 0.18694
[35 empty] | 7.3.5.15 Identification and remediation of “at-risk species” | WLDFR | HFTD - Distribution - Tier 2 - 3QU CoRE ¦ 5QU LoRE | 2052 | 0.12277 | 0 | 0 | 0 | 0 | 0 | 0 | 0 | 0 | 0 | 0 | 0 | 0 | 0.0059967 | 1.3553 | 0 | 1.3553 | 0 | 0 | 0 | 0.16639 | 0 | 0 | 0 | 0 | 0 | 0 | 0 | 0
[35 empty] | 7.3.5.15 Identification and remediation of “at-risk species” | WLDFR | HFTD - Distribution - Tier 2 - 4QU CoRE ¦ 1QU LoRE | 2020 | 1 | 0.079275 | 3.8521 | 0 | 3.8521 | 0 | 0 | 0 | 0 | 0 | 0 | 0 | 0 | 0 | 0 | 0 | 0 | 3.8521 | 0 | 0 | 0 | 0 | 0 | 0 | 0 | 0 | 0 | 0 | 0
[35 empty] | 7.3.5.15 Identification and remediation of “at-risk species” | WLDFR | HFTD - Distribution - Tier 2 - 4QU CoRE ¦ 1QU LoRE | 2021 | 1 | 0.047636 | 2.655 | 0 | 2.655 | 0.083708 | 4.0675 | 0 | 4.0675 | 0 | 0 | 0 | 0 | 0 | 0 | 0 | 0 | 2.655 | 4.0675 | 0 | 0 | 0 | 0 | 0 | 0 | 0 | 0 | 0 | 0
[35 empty] | 7.3.5.15 Identification and remediation of “at-risk species” | WLDFR | HFTD - Distribution - Tier 2 - 4QU CoRE ¦ 1QU LoRE | 2022 | 0.93458 | 0.044417 | 2.4356 | 0 | 2.4356 | 0.0469 | 2.5718 | 0 | 2.5718 | 0.079847 | 3.8052 | 0 | 3.8052 | 0 | 0 | 0 | 0 | 2.2763 | 2.4036 | 3.5563 | 0 | 0.079847 | 0.074623 | 3.8052 | 3.5563 | 0 | 0 | 3.8052 | 3.5563
[35 empty] | 7.3.5.15 Identification and remediation of “at-risk species” | WLDFR | HFTD - Distribution - Tier 2 - 4QU CoRE ¦ 1QU LoRE | 2023 | 0.87344 | 0.044417 | 2.5249 | 0 | 2.5249 | 0.0469 | 2.6661 | 0 | 2.6661 | 0.047018 | 2.6728 | 0 | 2.6728 | 0.076045 | 3.7568 | 0 | 3.7568 | 2.2053 | 2.3286 | 2.3345 | 3.2813 | 0.047018 | 0.041067 | 2.6728 | 2.3345 | 0 | 0 | 2.6728 | 2.3345
[35 empty] | 7.3.5.15 Identification and remediation of “at-risk species” | WLDFR | HFTD - Distribution - Tier 2 - 4QU CoRE ¦ 1QU LoRE | 2024 | 0.8163 | 0.044417 | 2.5249 | 0 | 2.5249 | 0.0469 | 2.6661 | 0 | 2.6661 | 0.047018 | 2.6728 | 0 | 2.6728 | 0.044779 | 2.5455 | 0 | 2.5455 | 2.0611 | 2.1763 | 2.1818 | 2.0779 | 0.047018 | 0.038381 | 2.6728 | 2.1818 | 0 | 0 | 2.6728 | 2.1818
[35 empty] | 7.3.5.15 Identification and remediation of “at-risk species” | WLDFR | HFTD - Distribution - Tier 2 - 4QU CoRE ¦ 1QU LoRE | 2025 | 0.7629 | 0.044417 | 2.5249 | 0 | 2.5249 | 0.0469 | 2.6661 | 0 | 2.6661 | 0.047018 | 2.6728 | 0 | 2.6728 | 0.044779 | 2.5455 | 0 | 2.5455 | 1.9262 | 2.0339 | 2.039 | 1.9419 | 0.047018 | 0.03587 | 2.6728 | 2.039 | 0 | 0 | 2.6728 | 2.039
[35 empty] | 7.3.5.15 Identification and remediation of “at-risk species” | WLDFR | HFTD - Distribution - Tier 2 - 4QU CoRE ¦ 1QU LoRE | 2026 | 0.71299 | 0.044417 | 2.5249 | 0 | 2.5249 | 0.0469 | 2.6661 | 0 | 2.6661 | 0.047018 | 2.6728 | 0 | 2.6728 | 0.044779 | 2.5455 | 0 | 2.5455 | 1.8002 | 1.9009 | 1.9056 | 1.8149 | 0.047018 | 0.033523 | 2.6728 | 1.9056 | 0 | 0 | 2.6728 | 1.9056
[35 empty] | 7.3.5.15 Identification and remediation of “at-risk species” | WLDFR | HFTD - Distribution - Tier 2 - 4QU CoRE ¦ 1QU LoRE | 2027 | 0.66634 | 0.044417 | 2.5249 | 0 | 2.5249 | 0.0469 | 2.6661 | 0 | 2.6661 | 0.047018 | 2.6728 | 0 | 2.6728 | 0.044779 | 2.5455 | 0 | 2.5455 | 1.6824 | 1.7765 | 1.781 | 1.6962 | 0.047018 | 0.03133 | 2.6728 | 1.781 | 0 | 0 | 2.6728 | 1.781
[35 empty] | 7.3.5.15 Identification and remediation of “at-risk species” | WLDFR | HFTD - Distribution - Tier 2 - 4QU CoRE ¦ 1QU LoRE | 2028 | 0.62275 | 0.044417 | 2.6374 | 0 | 2.6374 | 0.0469 | 2.7848 | 0 | 2.7848 | 0.047018 | 2.7918 | 0 | 2.7918 | 0.044779 | 2.6589 | 0 | 2.6589 | 1.6424 | 1.7342 | 1.7386 | 1.6558 | 0.047018 | 0.02928 | 2.7918 | 1.7386 | 0 | 0 | 2.7918 | 1.7386
[35 empty] | 7.3.5.15 Identification and remediation of “at-risk species” | WLDFR | HFTD - Distribution - Tier 2 - 4QU CoRE ¦ 1QU LoRE | 2029 | 0.58201 | 0.044417 | 2.6374 | 0 | 2.6374 | 0.0469 | 2.7848 | 0 | 2.7848 | 0.047018 | 2.7918 | 0 | 2.7918 | 0.044779 | 2.6589 | 0 | 2.6589 | 1.535 | 1.6208 | 1.6249 | 1.5475 | 0.047018 | 0.027365 | 2.7918 | 1.6249 | 0 | 0 | 2.7918 | 1.6249
[35 empty] | 7.3.5.15 Identification and remediation of “at-risk species” | WLDFR | HFTD - Distribution - Tier 2 - 4QU CoRE ¦ 1QU LoRE | 2030 | 0.54393 | 0.044417 | 2.6374 | 0 | 2.6374 | 0.0469 | 2.7848 | 0 | 2.7848 | 0.047018 | 2.7918 | 0 | 2.7918 | 0.044779 | 2.6589 | 0 | 2.6589 | 1.4345 | 1.5148 | 1.5186 | 1.4462 | 0.047018 | 0.025575 | 2.7918 | 1.5186 | 0 | 0 | 2.7918 | 1.5186
[35 empty] | 7.3.5.15 Identification and remediation of “at-risk species” | WLDFR | HFTD - Distribution - Tier 2 - 4QU CoRE ¦ 1QU LoRE | 2031 | 0.50835 | 0.044417 | 2.6374 | 0 | 2.6374 | 0.0469 | 2.7848 | 0 | 2.7848 | 0.047018 | 2.7918 | 0 | 2.7918 | 0.044779 | 2.6589 | 0 | 2.6589 | 1.3407 | 1.4157 | 1.4192 | 1.3516 | 0.047018 | 0.023902 | 2.7918 | 1.4192 | 0 | 0 | 2.7918 | 1.4192
[35 empty] | 7.3.5.15 Identification and remediation of “at-risk species” | WLDFR | HFTD - Distribution - Tier 2 - 4QU CoRE ¦ 1QU LoRE | 2032 | 0.47509 | 0.044417 | 2.6374 | 0 | 2.6374 | 0.0469 | 2.7848 | 0 | 2.7848 | 0.047018 | 2.7918 | 0 | 2.7918 | 0.044779 | 2.6589 | 0 | 2.6589 | 1.253 | 1.323 | 1.3264 | 1.2632 | 0.047018 | 0.022338 | 2.7918 | 1.3264 | 0 | 0 | 2.7918 | 1.3264
[35 empty] | 7.3.5.15 Identification and remediation of “at-risk species” | WLDFR | HFTD - Distribution - Tier 2 - 4QU CoRE ¦ 1QU LoRE | 2033 | 0.44401 | 0.044417 | 2.7623 | 0 | 2.7623 | 0.0469 | 2.9168 | 0 | 2.9168 | 0.047018 | 2.9241 | 0 | 2.9241 | 0.044779 | 2.7849 | 0 | 2.7849 | 1.2265 | 1.2951 | 1.2983 | 1.2365 | 0.047018 | 0.020877 | 2.9241 | 1.2983 | 0 | 0 | 2.9241 | 1.2983
[35 empty] | 7.3.5.15 Identification and remediation of “at-risk species” | WLDFR | HFTD - Distribution - Tier 2 - 4QU CoRE ¦ 1QU LoRE | 2034 | 0.41496 | 0.044417 | 2.7623 | 0 | 2.7623 | 0.0469 | 2.9168 | 0 | 2.9168 | 0.047018 | 2.9241 | 0 | 2.9241 | 0.044779 | 2.7849 | 0 | 2.7849 | 1.1463 | 1.2104 | 1.2134 | 1.1556 | 0.047018 | 0.019511 | 2.9241 | 1.2134 | 0 | 0 | 2.9241 | 1.2134
[35 empty] | 7.3.5.15 Identification and remediation of “at-risk species” | WLDFR | HFTD - Distribution - Tier 2 - 4QU CoRE ¦ 1QU LoRE | 2035 | 0.38782 | 0.044417 | 2.7623 | 0 | 2.7623 | 0.0469 | 2.9168 | 0 | 2.9168 | 0.047018 | 2.9241 | 0 | 2.9241 | 0.044779 | 2.7849 | 0 | 2.7849 | 1.0713 | 1.1312 | 1.134 | 1.08 | 0.047018 | 0.018234 | 2.9241 | 1.134 | 0 | 0 | 2.9241 | 1.134
[35 empty] | 7.3.5.15 Identification and remediation of “at-risk species” | WLDFR | HFTD - Distribution - Tier 2 - 4QU CoRE ¦ 1QU LoRE | 2036 | 0.36245 | 0.044417 | 2.7623 | 0 | 2.7623 | 0.0469 | 2.9168 | 0 | 2.9168 | 0.047018 | 2.9241 | 0 | 2.9241 | 0.044779 | 2.7849 | 0 | 2.7849 | 1.0012 | 1.0572 | 1.0598 | 1.0094 | 0.047018 | 0.017042 | 2.9241 | 1.0598 | 0 | 0 | 2.9241 | 1.0598
[35 empty] | 7.3.5.15 Identification and remediation of “at-risk species” | WLDFR | HFTD - Distribution - Tier 2 - 4QU CoRE ¦ 1QU LoRE | 2037 | 0.33873 | 0.044417 | 2.7623 | 0 | 2.7623 | 0.0469 | 2.9168 | 0 | 2.9168 | 0.047018 | 2.9241 | 0 | 2.9241 | 0.044779 | 2.7849 | 0 | 2.7849 | 0.9357 | 0.98801 | 0.99049 | 0.94333 | 0.047018 | 0.015927 | 2.9241 | 0.99049 | 0 | 0 | 2.9241 | 0.99049
[35 empty] | 7.3.5.15 Identification and remediation of “at-risk species” | WLDFR | HFTD - Distribution - Tier 2 - 4QU CoRE ¦ 1QU LoRE | 2038 | 0.31657 | 0.044417 | 2.898 | 0 | 2.898 | 0.0469 | 3.06 | 0 | 3.06 | 0.047018 | 3.0677 | 0 | 3.0677 | 0.044779 | 2.9216 | 0 | 2.9216 | 0.91743 | 0.96873 | 0.97116 | 0.92491 | 0.047018 | 0.014885 | 3.0677 | 0.97116 | 0 | 0 | 3.0677 | 0.97116
[35 empty] | 7.3.5.15 Identification and remediation of “at-risk species” | WLDFR | HFTD - Distribution - Tier 2 - 4QU CoRE ¦ 1QU LoRE | 2039 | 0.29586 | 0.044417 | 2.898 | 0 | 2.898 | 0.0469 | 3.06 | 0 | 3.06 | 0.047018 | 3.0677 | 0 | 3.0677 | 0.044779 | 2.9216 | 0 | 2.9216 | 0.85741 | 0.90535 | 0.90763 | 0.86441 | 0.047018 | 0.013911 | 3.0677 | 0.90763 | 0 | 0 | 3.0677 | 0.90763
[35 empty] | 7.3.5.15 Identification and remediation of “at-risk species” | WLDFR | HFTD - Distribution - Tier 2 - 4QU CoRE ¦ 1QU LoRE | 2040 | 0.27651 | 0.044417 | 2.898 | 0 | 2.898 | 0.0469 | 3.06 | 0 | 3.06 | 0.047018 | 3.0677 | 0 | 3.0677 | 0.044779 | 2.9216 | 0 | 2.9216 | 0.80132 | 0.84612 | 0.84825 | 0.80786 | 0.047018 | 0.013001 | 3.0677 | 0.84825 | 0 | 0 | 3.0677 | 0.84825
[35 empty] | 7.3.5.15 Identification and remediation of “at-risk species” | WLDFR | HFTD - Distribution - Tier 2 - 4QU CoRE ¦ 1QU LoRE | 2041 | 0.25842 | 0.044417 | 2.898 | 0 | 2.898 | 0.0469 | 3.06 | 0 | 3.06 | 0.047018 | 3.0677 | 0 | 3.0677 | 0.044779 | 2.9216 | 0 | 2.9216 | 0.7489 | 0.79077 | 0.79276 | 0.75501 | 0.047018 | 0.01215 | 3.0677 | 0.79276 | 0 | 0 | 3.0677 | 0.79276
[35 empty] | 7.3.5.15 Identification and remediation of “at-risk species” | WLDFR | HFTD - Distribution - Tier 2 - 4QU CoRE ¦ 1QU LoRE | 2042 | 0.24151 | 0.044417 | 2.898 | 0 | 2.898 | 0.0469 | 3.06 | 0 | 3.06 | 0.047018 | 3.0677 | 0 | 3.0677 | 0.044779 | 2.9216 | 0 | 2.9216 | 0.6999 | 0.73904 | 0.74089 | 0.70561 | 0.047018 | 0.011355 | 3.0677 | 0.74089 | 0 | 0 | 3.0677 | 0.74089
[35 empty] | 7.3.5.15 Identification and remediation of “at-risk species” | WLDFR | HFTD - Distribution - Tier 2 - 4QU CoRE ¦ 1QU LoRE | 2043 | 0.22571 | 0.044417 | 3.0425 | 0 | 3.0425 | 0.0469 | 3.2126 | 0 | 3.2126 | 0.047018 | 3.2207 | 0 | 3.2207 | 0.044779 | 3.0673 | 0 | 3.0673 | 0.68673 | 0.72513 | 0.72695 | 0.69233 | 0.047018 | 0.010613 | 3.2207 | 0.72695 | 0 | 0 | 3.2207 | 0.72695
[35 empty] | 7.3.5.15 Identification and remediation of “at-risk species” | WLDFR | HFTD - Distribution - Tier 2 - 4QU CoRE ¦ 1QU LoRE | 2044 | 0.21095 | 0.044417 | 3.0425 | 0 | 3.0425 | 0.0469 | 3.2126 | 0 | 3.2126 | 0.047018 | 3.2207 | 0 | 3.2207 | 0.044779 | 3.0673 | 0 | 3.0673 | 0.64181 | 0.67769 | 0.67939 | 0.64704 | 0.047018 | 0.0099183 | 3.2207 | 0.67939 | 0 | 0 | 3.2207 | 0.67939
[35 empty] | 7.3.5.15 Identification and remediation of “at-risk species” | WLDFR | HFTD - Distribution - Tier 2 - 4QU CoRE ¦ 1QU LoRE | 2045 | 0.19715 | 0.044417 | 3.0425 | 0 | 3.0425 | 0.0469 | 3.2126 | 0 | 3.2126 | 0.047018 | 3.2207 | 0 | 3.2207 | 0.044779 | 3.0673 | 0 | 3.0673 | 0.59982 | 0.63336 | 0.63495 | 0.60471 | 0.047018 | 0.0092695 | 3.2207 | 0.63495 | 0 | 0 | 3.2207 | 0.63495
[35 empty] | 7.3.5.15 Identification and remediation of “at-risk species” | WLDFR | HFTD - Distribution - Tier 2 - 4QU CoRE ¦ 1QU LoRE | 2046 | 0.18425 | 0.044417 | 3.0425 | 0 | 3.0425 | 0.0469 | 3.2126 | 0 | 3.2126 | 0.047018 | 3.2207 | 0 | 3.2207 | 0.044779 | 3.0673 | 0 | 3.0673 | 0.56058 | 0.59192 | 0.59341 | 0.56515 | 0.047018 | 0.008663 | 3.2207 | 0.59341 | 0 | 0 | 3.2207 | 0.59341
[35 empty] | 7.3.5.15 Identification and remediation of “at-risk species” | WLDFR | HFTD - Distribution - Tier 2 - 4QU CoRE ¦ 1QU LoRE | 2047 | 0.1722 | 0.044417 | 3.0425 | 0 | 3.0425 | 0.0469 | 3.2126 | 0 | 3.2126 | 0.047018 | 3.2207 | 0 | 3.2207 | 0.044779 | 3.0673 | 0 | 3.0673 | 0.52391 | 0.5532 | 0.55459 | 0.52818 | 0.047018 | 0.0080963 | 3.2207 | 0.55459 | 0 | 0 | 3.2207 | 0.55459
[35 empty] | 7.3.5.15 Identification and remediation of “at-risk species” | WLDFR | HFTD - Distribution - Tier 2 - 4QU CoRE ¦ 1QU LoRE | 2048 | 0.16093 | 0.044417 | 3.194 | 0 | 3.194 | 0.0469 | 3.3726 | 0 | 3.3726 | 0.047018 | 3.381 | 0 | 3.381 | 0.044779 | 3.22 | 0 | 3.22 | 0.51401 | 0.54275 | 0.54411 | 0.5182 | 0.047018 | 0.0075666 | 3.381 | 0.54411 | 0 | 0 | 3.381 | 0.54411
[35 empty] | 7.3.5.15 Identification and remediation of “at-risk species” | WLDFR | HFTD - Distribution - Tier 2 - 4QU CoRE ¦ 1QU LoRE | 2049 | 0.1504 | 0.044417 | 3.194 | 0 | 3.194 | 0.0469 | 3.3726 | 0 | 3.3726 | 0.047018 | 3.381 | 0 | 3.381 | 0.044779 | 3.22 | 0 | 3.22 | 0.48038 | 0.50724 | 0.50852 | 0.4843 | 0.047018 | 0.0070716 | 3.381 | 0.50852 | 0 | 0 | 3.381 | 0.50852
[35 empty] | 7.3.5.15 Identification and remediation of “at-risk species” | WLDFR | HFTD - Distribution - Tier 2 - 4QU CoRE ¦ 1QU LoRE | 2050 | 0.14056 | 0 | 0 | 0 | 0 | 0.0469 | 3.3726 | 0 | 3.3726 | 0.047018 | 3.381 | 0 | 3.381 | 0.044779 | 3.22 | 0 | 3.22 | 0 | 0.47406 | 0.47525 | 0.45262 | 0.047018 | 0.006609 | 3.381 | 0.47525 | 0 | 0 | 3.381 | 0.47525
[35 empty] | 7.3.5.15 Identification and remediation of “at-risk species” | WLDFR | HFTD - Distribution - Tier 2 - 4QU CoRE ¦ 1QU LoRE | 2051 | 0.13137 | 0 | 0 | 0 | 0 | 0 | 0 | 0 | 0 | 0.047018 | 3.381 | 0 | 3.381 | 0.044779 | 3.22 | 0 | 3.22 | 0 | 0 | 0.44416 | 0.42301 | 0.047018 | 0.0061766 | 3.381 | 0.44416 | 0 | 0 | 3.381 | 0.44416
[35 empty] | 7.3.5.15 Identification and remediation of “at-risk species” | WLDFR | HFTD - Distribution - Tier 2 - 4QU CoRE ¦ 1QU LoRE | 2052 | 0.12277 | 0 | 0 | 0 | 0 | 0 | 0 | 0 | 0 | 0 | 0 | 0 | 0 | 0.044779 | 3.22 | 0 | 3.22 | 0 | 0 | 0 | 0.39533 | 0 | 0 | 0 | 0 | 0 | 0 | 0 | 0
[35 empty] | 7.3.5.15 Identification and remediation of “at-risk species” | WLDFR | HFTD - Distribution - Tier 2 - 4QU CoRE ¦ 2QU LoRE | 2020 | 1 | 0.029108 | 1.4982 | 0 | 1.4982 | 0 | 0 | 0 | 0 | 0 | 0 | 0 | 0 | 0 | 0 | 0 | 0 | 1.4982 | 0 | 0 | 0 | 0 | 0 | 0 | 0 | 0 | 0 | 0 | 0
[35 empty] | 7.3.5.15 Identification and remediation of “at-risk species” | WLDFR | HFTD - Distribution - Tier 2 - 4QU CoRE ¦ 2QU LoRE | 2021 | 1 | 0.017001 | 1.0014 | 0 | 1.0014 | 0.030735 | 1.582 | 0 | 1.582 | 0 | 0 | 0 | 0 | 0 | 0 | 0 | 0 | 1.0014 | 1.582 | 0 | 0 | 0 | 0 | 0 | 0 | 0 | 0 | 0 | 0
[35 empty] | 7.3.5.15 Identification and remediation of “at-risk species” | WLDFR | HFTD - Distribution - Tier 2 - 4QU CoRE ¦ 2QU LoRE | 2022 | 0.93458 | 0.016369 | 0.96727 | 0 | 0.96727 | 0.017284 | 1.0213 | 0 | 1.0213 | 0.026945 | 1.3917 | 0 | 1.3917 | 0 | 0 | 0 | 0 | 0.90399 | 0.95453 | 1.3006 | 0 | 0.026945 | 0.025182 | 1.3917 | 1.3006 | 0 | 0 | 1.3917 | 1.3006
[35 empty] | 7.3.5.15 Identification and remediation of “at-risk species” | WLDFR | HFTD - Distribution - Tier 2 - 4QU CoRE ¦ 2QU LoRE | 2023 | 0.87344 | 0.016369 | 1.0027 | 0 | 1.0027 | 0.017284 | 1.0588 | 0 | 1.0588 | 0.015668 | 0.95977 | 0 | 0.95977 | 0.025662 | 1.374 | 0 | 1.374 | 0.87581 | 0.92477 | 0.8383 | 1.2001 | 0.015668 | 0.013685 | 0.95977 | 0.8383 | 0 | 0 | 0.95977 | 0.8383
[35 empty] | 7.3.5.15 Identification and remediation of “at-risk species” | WLDFR | HFTD - Distribution - Tier 2 - 4QU CoRE ¦ 2QU LoRE | 2024 | 0.8163 | 0.016369 | 1.0027 | 0 | 1.0027 | 0.017284 | 1.0588 | 0 | 1.0588 | 0.015668 | 0.95977 | 0 | 0.95977 | 0.014922 | 0.91407 | 0 | 0.91407 | 0.81851 | 0.86428 | 0.78346 | 0.74615 | 0.015668 | 0.01279 | 0.95977 | 0.78346 | 0 | 0 | 0.95977 | 0.78346
[35 empty] | 7.3.5.15 Identification and remediation of “at-risk species” | WLDFR | HFTD - Distribution - Tier 2 - 4QU CoRE ¦ 2QU LoRE | 2025 | 0.7629 | 0.016369 | 1.0027 | 0 | 1.0027 | 0.017284 | 1.0588 | 0 | 1.0588 | 0.015668 | 0.95977 | 0 | 0.95977 | 0.014922 | 0.91407 | 0 | 0.91407 | 0.76496 | 0.80773 | 0.73221 | 0.69734 | 0.015668 | 0.011953 | 0.95977 | 0.73221 | 0 | 0 | 0.95977 | 0.73221
[35 empty] | 7.3.5.15 Identification and remediation of “at-risk species” | WLDFR | HFTD - Distribution - Tier 2 - 4QU CoRE ¦ 2QU LoRE | 2026 | 0.71299 | 0.016369 | 1.0027 | 0 | 1.0027 | 0.017284 | 1.0588 | 0 | 1.0588 | 0.015668 | 0.95977 | 0 | 0.95977 | 0.014922 | 0.91407 | 0 | 0.91407 | 0.71492 | 0.75489 | 0.6843 | 0.65172 | 0.015668 | 0.011171 | 0.95977 | 0.6843 | 0 | 0 | 0.95977 | 0.6843
[35 empty] | 7.3.5.15 Identification and remediation of “at-risk species” | WLDFR | HFTD - Distribution - Tier 2 - 4QU CoRE ¦ 2QU LoRE | 2027 | 0.66634 | 0.016369 | 1.0027 | 0 | 1.0027 | 0.017284 | 1.0588 | 0 | 1.0588 | 0.015668 | 0.95977 | 0 | 0.95977 | 0.014922 | 0.91407 | 0 | 0.91407 | 0.66815 | 0.70551 | 0.63954 | 0.60908 | 0.015668 | 0.01044 | 0.95977 | 0.63954 | 0 | 0 | 0.95977 | 0.63954
[35 empty] | 7.3.5.15 Identification and remediation of “at-risk species” | WLDFR | HFTD - Distribution - Tier 2 - 4QU CoRE ¦ 2QU LoRE | 2028 | 0.62275 | 0.016369 | 1.0474 | 0 | 1.0474 | 0.017284 | 1.1059 | 0 | 1.1059 | 0.015668 | 1.0025 | 0 | 1.0025 | 0.014922 | 0.95478 | 0 | 0.95478 | 0.65225 | 0.68872 | 0.62432 | 0.59459 | 0.015668 | 0.0097572 | 1.0025 | 0.62432 | 0 | 0 | 1.0025 | 0.62432
[35 empty] | 7.3.5.15 Identification and remediation of “at-risk species” | WLDFR | HFTD - Distribution - Tier 2 - 4QU CoRE ¦ 2QU LoRE | 2029 | 0.58201 | 0.016369 | 1.0474 | 0 | 1.0474 | 0.017284 | 1.1059 | 0 | 1.1059 | 0.015668 | 1.0025 | 0 | 1.0025 | 0.014922 | 0.95478 | 0 | 0.95478 | 0.60958 | 0.64366 | 0.58348 | 0.55569 | 0.015668 | 0.0091189 | 1.0025 | 0.58348 | 0 | 0 | 1.0025 | 0.58348
[35 empty] | 7.3.5.15 Identification and remediation of “at-risk species” | WLDFR | HFTD - Distribution - Tier 2 - 4QU CoRE ¦ 2QU LoRE | 2030 | 0.54393 | 0.016369 | 1.0474 | 0 | 1.0474 | 0.017284 | 1.1059 | 0 | 1.1059 | 0.015668 | 1.0025 | 0 | 1.0025 | 0.014922 | 0.95478 | 0 | 0.95478 | 0.5697 | 0.60155 | 0.5453 | 0.51934 | 0.015668 | 0.0085223 | 1.0025 | 0.5453 | 0 | 0 | 1.0025 | 0.5453
[35 empty] | 7.3.5.15 Identification and remediation of “at-risk species” | WLDFR | HFTD - Distribution - Tier 2 - 4QU CoRE ¦ 2QU LoRE | 2031 | 0.50835 | 0.016369 | 1.0474 | 0 | 1.0474 | 0.017284 | 1.1059 | 0 | 1.1059 | 0.015668 | 1.0025 | 0 | 1.0025 | 0.014922 | 0.95478 | 0 | 0.95478 | 0.53243 | 0.5622 | 0.50963 | 0.48536 | 0.015668 | 0.0079648 | 1.0025 | 0.50963 | 0 | 0 | 1.0025 | 0.50963
[35 empty] | 7.3.5.15 Identification and remediation of “at-risk species” | WLDFR | HFTD - Distribution - Tier 2 - 4QU CoRE ¦ 2QU LoRE | 2032 | 0.47509 | 0.016369 | 1.0474 | 0 | 1.0474 | 0.017284 | 1.1059 | 0 | 1.1059 | 0.015668 | 1.0025 | 0 | 1.0025 | 0.014922 | 0.95478 | 0 | 0.95478 | 0.4976 | 0.52542 | 0.47629 | 0.45361 | 0.015668 | 0.0074437 | 1.0025 | 0.47629 | 0 | 0 | 1.0025 | 0.47629
[35 empty] | 7.3.5.15 Identification and remediation of “at-risk species” | WLDFR | HFTD - Distribution - Tier 2 - 4QU CoRE ¦ 2QU LoRE | 2033 | 0.44401 | 0.016369 | 1.097 | 0 | 1.097 | 0.017284 | 1.1583 | 0 | 1.1583 | 0.015668 | 1.05 | 0 | 1.05 | 0.014922 | 1 | 0 | 1 | 0.48708 | 0.51432 | 0.46622 | 0.44402 | 0.015668 | 0.0069567 | 1.05 | 0.46622 | 0 | 0 | 1.05 | 0.46622
[35 empty] | 7.3.5.15 Identification and remediation of “at-risk species” | WLDFR | HFTD - Distribution - Tier 2 - 4QU CoRE ¦ 2QU LoRE | 2034 | 0.41496 | 0.016369 | 1.097 | 0 | 1.097 | 0.017284 | 1.1583 | 0 | 1.1583 | 0.015668 | 1.05 | 0 | 1.05 | 0.014922 | 1 | 0 | 1 | 0.45522 | 0.48067 | 0.43572 | 0.41498 | 0.015668 | 0.0065016 | 1.05 | 0.43572 | 0 | 0 | 1.05 | 0.43572
[35 empty] | 7.3.5.15 Identification and remediation of “at-risk species” | WLDFR | HFTD - Distribution - Tier 2 - 4QU CoRE ¦ 2QU LoRE | 2035 | 0.38782 | 0.016369 | 1.097 | 0 | 1.097 | 0.017284 | 1.1583 | 0 | 1.1583 | 0.015668 | 1.05 | 0 | 1.05 | 0.014922 | 1 | 0 | 1 | 0.42544 | 0.44922 | 0.40722 | 0.38783 | 0.015668 | 0.0060763 | 1.05 | 0.40722 | 0 | 0 | 1.05 | 0.40722
[35 empty] | 7.3.5.15 Identification and remediation of “at-risk species” | WLDFR | HFTD - Distribution - Tier 2 - 4QU CoRE ¦ 2QU LoRE | 2036 | 0.36245 | 0.016369 | 1.097 | 0 | 1.097 | 0.017284 | 1.1583 | 0 | 1.1583 | 0.015668 | 1.05 | 0 | 1.05 | 0.014922 | 1 | 0 | 1 | 0.39761 | 0.41984 | 0.38058 | 0.36246 | 0.015668 | 0.0056788 | 1.05 | 0.38058 | 0 | 0 | 1.05 | 0.38058
[35 empty] | 7.3.5.15 Identification and remediation of “at-risk species” | WLDFR | HFTD - Distribution - Tier 2 - 4QU CoRE ¦ 2QU LoRE | 2037 | 0.33873 | 0.016369 | 1.097 | 0 | 1.097 | 0.017284 | 1.1583 | 0 | 1.1583 | 0.015668 | 1.05 | 0 | 1.05 | 0.014922 | 1 | 0 | 1 | 0.37159 | 0.39237 | 0.35568 | 0.33874 | 0.015668 | 0.0053073 | 1.05 | 0.35568 | 0 | 0 | 1.05 | 0.35568
[35 empty] | 7.3.5.15 Identification and remediation of “at-risk species” | WLDFR | HFTD - Distribution - Tier 2 - 4QU CoRE ¦ 2QU LoRE | 2038 | 0.31657 | 0.016369 | 1.1509 | 0 | 1.1509 | 0.017284 | 1.2152 | 0 | 1.2152 | 0.015668 | 1.1016 | 0 | 1.1016 | 0.014922 | 1.0491 | 0 | 1.0491 | 0.36434 | 0.38471 | 0.34874 | 0.33213 | 0.015668 | 0.0049601 | 1.1016 | 0.34874 | 0 | 0 | 1.1016 | 0.34874
[35 empty] | 7.3.5.15 Identification and remediation of “at-risk species” | WLDFR | HFTD - Distribution - Tier 2 - 4QU CoRE ¦ 2QU LoRE | 2039 | 0.29586 | 0.016369 | 1.1509 | 0 | 1.1509 | 0.017284 | 1.2152 | 0 | 1.2152 | 0.015668 | 1.1016 | 0 | 1.1016 | 0.014922 | 1.0491 | 0 | 1.0491 | 0.3405 | 0.35954 | 0.32592 | 0.3104 | 0.015668 | 0.0046356 | 1.1016 | 0.32592 | 0 | 0 | 1.1016 | 0.32592
[35 empty] | 7.3.5.15 Identification and remediation of “at-risk species” | WLDFR | HFTD - Distribution - Tier 2 - 4QU CoRE ¦ 2QU LoRE | 2040 | 0.27651 | 0.016369 | 1.1509 | 0 | 1.1509 | 0.017284 | 1.2152 | 0 | 1.2152 | 0.015668 | 1.1016 | 0 | 1.1016 | 0.014922 | 1.0491 | 0 | 1.0491 | 0.31823 | 0.33602 | 0.3046 | 0.2901 | 0.015668 | 0.0043323 | 1.1016 | 0.3046 | 0 | 0 | 1.1016 | 0.3046
[35 empty] | 7.3.5.15 Identification and remediation of “at-risk species” | WLDFR | HFTD - Distribution - Tier 2 - 4QU CoRE ¦ 2QU LoRE | 2041 | 0.25842 | 0.016369 | 1.1509 | 0 | 1.1509 | 0.017284 | 1.2152 | 0 | 1.2152 | 0.015668 | 1.1016 | 0 | 1.1016 | 0.014922 | 1.0491 | 0 | 1.0491 | 0.29741 | 0.31404 | 0.28467 | 0.27112 | 0.015668 | 0.0040489 | 1.1016 | 0.28467 | 0 | 0 | 1.1016 | 0.28467
[35 empty] | 7.3.5.15 Identification and remediation of “at-risk species” | WLDFR | HFTD - Distribution - Tier 2 - 4QU CoRE ¦ 2QU LoRE | 2042 | 0.24151 | 0.016369 | 1.1509 | 0 | 1.1509 | 0.017284 | 1.2152 | 0 | 1.2152 | 0.015668 | 1.1016 | 0 | 1.1016 | 0.014922 | 1.0491 | 0 | 1.0491 | 0.27795 | 0.29349 | 0.26605 | 0.25338 | 0.015668 | 0.003784 | 1.1016 | 0.26605 | 0 | 0 | 1.1016 | 0.26605
[35 empty] | 7.3.5.15 Identification and remediation of “at-risk species” | WLDFR | HFTD - Distribution - Tier 2 - 4QU CoRE ¦ 2QU LoRE | 2043 | 0.22571 | 0.016369 | 1.2083 | 0 | 1.2083 | 0.017284 | 1.2758 | 0 | 1.2758 | 0.015668 | 1.1565 | 0 | 1.1565 | 0.014922 | 1.1015 | 0 | 1.1015 | 0.27272 | 0.28797 | 0.26104 | 0.24861 | 0.015668 | 0.0035365 | 1.1565 | 0.26104 | 0 | 0 | 1.1565 | 0.26104
[35 empty] | 7.3.5.15 Identification and remediation of “at-risk species” | WLDFR | HFTD - Distribution - Tier 2 - 4QU CoRE ¦ 2QU LoRE | 2044 | 0.21095 | 0.016369 | 1.2083 | 0 | 1.2083 | 0.017284 | 1.2758 | 0 | 1.2758 | 0.015668 | 1.1565 | 0 | 1.1565 | 0.014922 | 1.1015 | 0 | 1.1015 | 0.25488 | 0.26913 | 0.24397 | 0.23235 | 0.015668 | 0.0033051 | 1.1565 | 0.24397 | 0 | 0 | 1.1565 | 0.24397
[35 empty] | 7.3.5.15 Identification and remediation of “at-risk species” | WLDFR | HFTD - Distribution - Tier 2 - 4QU CoRE ¦ 2QU LoRE | 2045 | 0.19715 | 0.016369 | 1.2083 | 0 | 1.2083 | 0.017284 | 1.2758 | 0 | 1.2758 | 0.015668 | 1.1565 | 0 | 1.1565 | 0.014922 | 1.1015 | 0 | 1.1015 | 0.23821 | 0.25153 | 0.22801 | 0.21715 | 0.015668 | 0.0030889 | 1.1565 | 0.22801 | 0 | 0 | 1.1565 | 0.22801
[35 empty] | 7.3.5.15 Identification and remediation of “at-risk species” | WLDFR | HFTD - Distribution - Tier 2 - 4QU CoRE ¦ 2QU LoRE | 2046 | 0.18425 | 0.016369 | 1.2083 | 0 | 1.2083 | 0.017284 | 1.2758 | 0 | 1.2758 | 0.015668 | 1.1565 | 0 | 1.1565 | 0.014922 | 1.1015 | 0 | 1.1015 | 0.22262 | 0.23507 | 0.21309 | 0.20294 | 0.015668 | 0.0028868 | 1.1565 | 0.21309 | 0 | 0 | 1.1565 | 0.21309
[35 empty] | 7.3.5.15 Identification and remediation of “at-risk species” | WLDFR | HFTD - Distribution - Tier 2 - 4QU CoRE ¦ 2QU LoRE | 2047 | 0.1722 | 0.016369 | 1.2083 | 0 | 1.2083 | 0.017284 | 1.2758 | 0 | 1.2758 | 0.015668 | 1.1565 | 0 | 1.1565 | 0.014922 | 1.1015 | 0 | 1.1015 | 0.20806 | 0.21969 | 0.19915 | 0.18967 | 0.015668 | 0.0026979 | 1.1565 | 0.19915 | 0 | 0 | 1.1565 | 0.19915
[35 empty] | 7.3.5.15 Identification and remediation of “at-risk species” | WLDFR | HFTD - Distribution - Tier 2 - 4QU CoRE ¦ 2QU LoRE | 2048 | 0.16093 | 0.016369 | 1.2684 | 0 | 1.2684 | 0.017284 | 1.3394 | 0 | 1.3394 | 0.015668 | 1.2141 | 0 | 1.2141 | 0.014922 | 1.1563 | 0 | 1.1563 | 0.20413 | 0.21554 | 0.19539 | 0.18608 | 0.015668 | 0.0025214 | 1.2141 | 0.19539 | 0 | 0 | 1.2141 | 0.19539
[35 empty] | 7.3.5.15 Identification and remediation of “at-risk species” | WLDFR | HFTD - Distribution - Tier 2 - 4QU CoRE ¦ 2QU LoRE | 2049 | 0.1504 | 0.016369 | 1.2684 | 0 | 1.2684 | 0.017284 | 1.3394 | 0 | 1.3394 | 0.015668 | 1.2141 | 0 | 1.2141 | 0.014922 | 1.1563 | 0 | 1.1563 | 0.19078 | 0.20144 | 0.18261 | 0.17391 | 0.015668 | 0.0023565 | 1.2141 | 0.18261 | 0 | 0 | 1.2141 | 0.18261
[35 empty] | 7.3.5.15 Identification and remediation of “at-risk species” | WLDFR | HFTD - Distribution - Tier 2 - 4QU CoRE ¦ 2QU LoRE | 2050 | 0.14056 | 0 | 0 | 0 | 0 | 0.017284 | 1.3394 | 0 | 1.3394 | 0.015668 | 1.2141 | 0 | 1.2141 | 0.014922 | 1.1563 | 0 | 1.1563 | 0 | 0.18826 | 0.17066 | 0.16253 | 0.015668 | 0.0022023 | 1.2141 | 0.17066 | 0 | 0 | 1.2141 | 0.17066
[35 empty] | 7.3.5.15 Identification and remediation of “at-risk species” | WLDFR | HFTD - Distribution - Tier 2 - 4QU CoRE ¦ 2QU LoRE | 2051 | 0.13137 | 0 | 0 | 0 | 0 | 0 | 0 | 0 | 0 | 0.015668 | 1.2141 | 0 | 1.2141 | 0.014922 | 1.1563 | 0 | 1.1563 | 0 | 0 | 0.1595 | 0.1519 | 0.015668 | 0.0020582 | 1.2141 | 0.1595 | 0 | 0 | 1.2141 | 0.1595
[35 empty] | 7.3.5.15 Identification and remediation of “at-risk species” | WLDFR | HFTD - Distribution - Tier 2 - 4QU CoRE ¦ 2QU LoRE | 2052 | 0.12277 | 0 | 0 | 0 | 0 | 0 | 0 | 0 | 0 | 0 | 0 | 0 | 0 | 0.014922 | 1.1563 | 0 | 1.1563 | 0 | 0 | 0 | 0.14196 | 0 | 0 | 0 | 0 | 0 | 0 | 0 | 0
[35 empty] | 7.3.5.15 Identification and remediation of “at-risk species” | WLDFR | HFTD - Distribution - Tier 2 - 4QU CoRE ¦ 3QU LoRE | 2020 | 1 | 0.033424 | 1.6121 | 0 | 1.6121 | 0 | 0 | 0 | 0 | 0 | 0 | 0 | 0 | 0 | 0 | 0 | 0 | 1.6121 | 0 | 0 | 0 | 0 | 0 | 0 | 0 | 0 | 0 | 0 | 0
[35 empty] | 7.3.5.15 Identification and remediation of “at-risk species” | WLDFR | HFTD - Distribution - Tier 2 - 4QU CoRE ¦ 3QU LoRE | 2021 | 1 | 0.019651 | 1.0898 | 0 | 1.0898 | 0.035293 | 1.7022 | 0 | 1.7022 | 0 | 0 | 0 | 0 | 0 | 0 | 0 | 0 | 1.0898 | 1.7022 | 0 | 0 | 0 | 0 | 0 | 0 | 0 | 0 | 0 | 0
[35 empty] | 7.3.5.15 Identification and remediation of “at-risk species” | WLDFR | HFTD - Distribution - Tier 2 - 4QU CoRE ¦ 3QU LoRE | 2022 | 0.93458 | 0.018181 | 0.97113 | 0 | 0.97113 | 0.019197 | 1.0254 | 0 | 1.0254 | 0.031769 | 1.486 | 0 | 1.486 | 0 | 0 | 0 | 0 | 0.9076 | 0.95834 | 1.3888 | 0 | 0.031769 | 0.029691 | 1.486 | 1.3888 | 0 | 0 | 1.486 | 1.3888
[35 empty] | 7.3.5.15 Identification and remediation of “at-risk species” | WLDFR | HFTD - Distribution - Tier 2 - 4QU CoRE ¦ 3QU LoRE | 2023 | 0.87344 | 0.018181 | 1.0067 | 0 | 1.0067 | 0.019197 | 1.063 | 0 | 1.063 | 0.018109 | 1.0027 | 0 | 1.0027 | 0.030256 | 1.4671 | 0 | 1.4671 | 0.8793 | 0.92847 | 0.87583 | 1.2814 | 0.018109 | 0.015817 | 1.0027 | 0.87583 | 0 | 0 | 1.0027 | 0.87583
[35 empty] | 7.3.5.15 Identification and remediation of “at-risk species” | WLDFR | HFTD - Distribution - Tier 2 - 4QU CoRE ¦ 3QU LoRE | 2024 | 0.8163 | 0.018181 | 1.0067 | 0 | 1.0067 | 0.019197 | 1.063 | 0 | 1.063 | 0.018109 | 1.0027 | 0 | 1.0027 | 0.017247 | 0.95499 | 0 | 0.95499 | 0.82178 | 0.86772 | 0.81854 | 0.77956 | 0.018109 | 0.014782 | 1.0027 | 0.81854 | 0 | 0 | 1.0027 | 0.81854
[35 empty] | 7.3.5.15 Identification and remediation of “at-risk species” | WLDFR | HFTD - Distribution - Tier 2 - 4QU CoRE ¦ 3QU LoRE | 2025 | 0.7629 | 0.018181 | 1.0067 | 0 | 1.0067 | 0.019197 | 1.063 | 0 | 1.063 | 0.018109 | 1.0027 | 0 | 1.0027 | 0.017247 | 0.95499 | 0 | 0.95499 | 0.76802 | 0.81096 | 0.76499 | 0.72856 | 0.018109 | 0.013815 | 1.0027 | 0.76499 | 0 | 0 | 1.0027 | 0.76499
[35 empty] | 7.3.5.15 Identification and remediation of “at-risk species” | WLDFR | HFTD - Distribution - Tier 2 - 4QU CoRE ¦ 3QU LoRE | 2026 | 0.71299 | 0.018181 | 1.0067 | 0 | 1.0067 | 0.019197 | 1.063 | 0 | 1.063 | 0.018109 | 1.0027 | 0 | 1.0027 | 0.017247 | 0.95499 | 0 | 0.95499 | 0.71777 | 0.7579 | 0.71494 | 0.6809 | 0.018109 | 0.012911 | 1.0027 | 0.71494 | 0 | 0 | 1.0027 | 0.71494
[35 empty] | 7.3.5.15 Identification and remediation of “at-risk species” | WLDFR | HFTD - Distribution - Tier 2 - 4QU CoRE ¦ 3QU LoRE | 2027 | 0.66634 | 0.018181 | 1.0067 | 0 | 1.0067 | 0.019197 | 1.063 | 0 | 1.063 | 0.018109 | 1.0027 | 0 | 1.0027 | 0.017247 | 0.95499 | 0 | 0.95499 | 0.67082 | 0.70832 | 0.66817 | 0.63635 | 0.018109 | 0.012067 | 1.0027 | 0.66817 | 0 | 0 | 1.0027 | 0.66817
[35 empty] | 7.3.5.15 Identification and remediation of “at-risk species” | WLDFR | HFTD - Distribution - Tier 2 - 4QU CoRE ¦ 3QU LoRE | 2028 | 0.62275 | 0.018181 | 1.0516 | 0 | 1.0516 | 0.019197 | 1.1103 | 0 | 1.1103 | 0.018109 | 1.0474 | 0 | 1.0474 | 0.017247 | 0.99753 | 0 | 0.99753 | 0.65485 | 0.69147 | 0.65227 | 0.62121 | 0.018109 | 0.011277 | 1.0474 | 0.65227 | 0 | 0 | 1.0474 | 0.65227
[35 empty] | 7.3.5.15 Identification and remediation of “at-risk species” | WLDFR | HFTD - Distribution - Tier 2 - 4QU CoRE ¦ 3QU LoRE | 2029 | 0.58201 | 0.018181 | 1.0516 | 0 | 1.0516 | 0.019197 | 1.1103 | 0 | 1.1103 | 0.018109 | 1.0474 | 0 | 1.0474 | 0.017247 | 0.99753 | 0 | 0.99753 | 0.61201 | 0.64623 | 0.6096 | 0.58057 | 0.018109 | 0.01054 | 1.0474 | 0.6096 | 0 | 0 | 1.0474 | 0.6096
[35 empty] | 7.3.5.15 Identification and remediation of “at-risk species” | WLDFR | HFTD - Distribution - Tier 2 - 4QU CoRE ¦ 3QU LoRE | 2030 | 0.54393 | 0.018181 | 1.0516 | 0 | 1.0516 | 0.019197 | 1.1103 | 0 | 1.1103 | 0.018109 | 1.0474 | 0 | 1.0474 | 0.017247 | 0.99753 | 0 | 0.99753 | 0.57198 | 0.60395 | 0.56972 | 0.54259 | 0.018109 | 0.0098501 | 1.0474 | 0.56972 | 0 | 0 | 1.0474 | 0.56972
[35 empty] | 7.3.5.15 Identification and remediation of “at-risk species” | WLDFR | HFTD - Distribution - Tier 2 - 4QU CoRE ¦ 3QU LoRE | 2031 | 0.50835 | 0.018181 | 1.0516 | 0 | 1.0516 | 0.019197 | 1.1103 | 0 | 1.1103 | 0.018109 | 1.0474 | 0 | 1.0474 | 0.017247 | 0.99753 | 0 | 0.99753 | 0.53456 | 0.56444 | 0.53245 | 0.50709 | 0.018109 | 0.0092057 | 1.0474 | 0.53245 | 0 | 0 | 1.0474 | 0.53245
[35 empty] | 7.3.5.15 Identification and remediation of “at-risk species” | WLDFR | HFTD - Distribution - Tier 2 - 4QU CoRE ¦ 3QU LoRE | 2032 | 0.47509 | 0.018181 | 1.0516 | 0 | 1.0516 | 0.019197 | 1.1103 | 0 | 1.1103 | 0.018109 | 1.0474 | 0 | 1.0474 | 0.017247 | 0.99753 | 0 | 0.99753 | 0.49959 | 0.52752 | 0.49761 | 0.47392 | 0.018109 | 0.0086034 | 1.0474 | 0.49761 | 0 | 0 | 1.0474 | 0.49761
[35 empty] | 7.3.5.15 Identification and remediation of “at-risk species” | WLDFR | HFTD - Distribution - Tier 2 - 4QU CoRE ¦ 3QU LoRE | 2033 | 0.44401 | 0.018181 | 1.1014 | 0 | 1.1014 | 0.019197 | 1.163 | 0 | 1.163 | 0.018109 | 1.097 | 0 | 1.097 | 0.017247 | 1.0448 | 0 | 1.0448 | 0.48903 | 0.51637 | 0.4871 | 0.4639 | 0.018109 | 0.0080406 | 1.097 | 0.4871 | 0 | 0 | 1.097 | 0.4871
[35 empty] | 7.3.5.15 Identification and remediation of “at-risk species” | WLDFR | HFTD - Distribution - Tier 2 - 4QU CoRE ¦ 3QU LoRE | 2034 | 0.41496 | 0.018181 | 1.1014 | 0 | 1.1014 | 0.019197 | 1.163 | 0 | 1.163 | 0.018109 | 1.097 | 0 | 1.097 | 0.017247 | 1.0448 | 0 | 1.0448 | 0.45704 | 0.48259 | 0.45523 | 0.43355 | 0.018109 | 0.0075146 | 1.097 | 0.45523 | 0 | 0 | 1.097 | 0.45523
[35 empty] | 7.3.5.15 Identification and remediation of “at-risk species” | WLDFR | HFTD - Distribution - Tier 2 - 4QU CoRE ¦ 3QU LoRE | 2035 | 0.38782 | 0.018181 | 1.1014 | 0 | 1.1014 | 0.019197 | 1.163 | 0 | 1.163 | 0.018109 | 1.097 | 0 | 1.097 | 0.017247 | 1.0448 | 0 | 1.0448 | 0.42714 | 0.45102 | 0.42545 | 0.40519 | 0.018109 | 0.007023 | 1.097 | 0.42545 | 0 | 0 | 1.097 | 0.42545
[35 empty] | 7.3.5.15 Identification and remediation of “at-risk species” | WLDFR | HFTD - Distribution - Tier 2 - 4QU CoRE ¦ 3QU LoRE | 2036 | 0.36245 | 0.018181 | 1.1014 | 0 | 1.1014 | 0.019197 | 1.163 | 0 | 1.163 | 0.018109 | 1.097 | 0 | 1.097 | 0.017247 | 1.0448 | 0 | 1.0448 | 0.39919 | 0.42151 | 0.39762 | 0.37868 | 0.018109 | 0.0065635 | 1.097 | 0.39762 | 0 | 0 | 1.097 | 0.39762
[35 empty] | 7.3.5.15 Identification and remediation of “at-risk species” | WLDFR | HFTD - Distribution - Tier 2 - 4QU CoRE ¦ 3QU LoRE | 2037 | 0.33873 | 0.018181 | 1.1014 | 0 | 1.1014 | 0.019197 | 1.163 | 0 | 1.163 | 0.018109 | 1.097 | 0 | 1.097 | 0.017247 | 1.0448 | 0 | 1.0448 | 0.37308 | 0.39394 | 0.37161 | 0.35391 | 0.018109 | 0.0061341 | 1.097 | 0.37161 | 0 | 0 | 1.097 | 0.37161
[35 empty] | 7.3.5.15 Identification and remediation of “at-risk species” | WLDFR | HFTD - Distribution - Tier 2 - 4QU CoRE ¦ 3QU LoRE | 2038 | 0.31657 | 0.018181 | 1.1555 | 0 | 1.1555 | 0.019197 | 1.2201 | 0 | 1.2201 | 0.018109 | 1.1509 | 0 | 1.1509 | 0.017247 | 1.0961 | 0 | 1.0961 | 0.3658 | 0.38625 | 0.36435 | 0.347 | 0.018109 | 0.0057328 | 1.1509 | 0.36435 | 0 | 0 | 1.1509 | 0.36435
[35 empty] | 7.3.5.15 Identification and remediation of “at-risk species” | WLDFR | HFTD - Distribution - Tier 2 - 4QU CoRE ¦ 3QU LoRE | 2039 | 0.29586 | 0.018181 | 1.1555 | 0 | 1.1555 | 0.019197 | 1.2201 | 0 | 1.2201 | 0.018109 | 1.1509 | 0 | 1.1509 | 0.017247 | 1.0961 | 0 | 1.0961 | 0.34186 | 0.36098 | 0.34052 | 0.3243 | 0.018109 | 0.0053578 | 1.1509 | 0.34052 | 0 | 0 | 1.1509 | 0.34052
[35 empty] | 7.3.5.15 Identification and remediation of “at-risk species” | WLDFR | HFTD - Distribution - Tier 2 - 4QU CoRE ¦ 3QU LoRE | 2040 | 0.27651 | 0.018181 | 1.1555 | 0 | 1.1555 | 0.019197 | 1.2201 | 0 | 1.2201 | 0.018109 | 1.1509 | 0 | 1.1509 | 0.017247 | 1.0961 | 0 | 1.0961 | 0.3195 | 0.33736 | 0.31824 | 0.30308 | 0.018109 | 0.0050073 | 1.1509 | 0.31824 | 0 | 0 | 1.1509 | 0.31824
[35 empty] | 7.3.5.15 Identification and remediation of “at-risk species” | WLDFR | HFTD - Distribution - Tier 2 - 4QU CoRE ¦ 3QU LoRE | 2041 | 0.25842 | 0.018181 | 1.1555 | 0 | 1.1555 | 0.019197 | 1.2201 | 0 | 1.2201 | 0.018109 | 1.1509 | 0 | 1.1509 | 0.017247 | 1.0961 | 0 | 1.0961 | 0.2986 | 0.31529 | 0.29742 | 0.28326 | 0.018109 | 0.0046797 | 1.1509 | 0.29742 | 0 | 0 | 1.1509 | 0.29742
[35 empty] | 7.3.5.15 Identification and remediation of “at-risk species” | WLDFR | HFTD - Distribution - Tier 2 - 4QU CoRE ¦ 3QU LoRE | 2042 | 0.24151 | 0.018181 | 1.1555 | 0 | 1.1555 | 0.019197 | 1.2201 | 0 | 1.2201 | 0.018109 | 1.1509 | 0 | 1.1509 | 0.017247 | 1.0961 | 0 | 1.0961 | 0.27906 | 0.29467 | 0.27796 | 0.26473 | 0.018109 | 0.0043736 | 1.1509 | 0.27796 | 0 | 0 | 1.1509 | 0.27796
[35 empty] | 7.3.5.15 Identification and remediation of “at-risk species” | WLDFR | HFTD - Distribution - Tier 2 - 4QU CoRE ¦ 3QU LoRE | 2043 | 0.22571 | 0.018181 | 1.2131 | 0 | 1.2131 | 0.019197 | 1.2809 | 0 | 1.2809 | 0.018109 | 1.2083 | 0 | 1.2083 | 0.017247 | 1.1508 | 0 | 1.1508 | 0.27381 | 0.28912 | 0.27273 | 0.25975 | 0.018109 | 0.0040874 | 1.2083 | 0.27273 | 0 | 0 | 1.2083 | 0.27273
[35 empty] | 7.3.5.15 Identification and remediation of “at-risk species” | WLDFR | HFTD - Distribution - Tier 2 - 4QU CoRE ¦ 3QU LoRE | 2044 | 0.21095 | 0.018181 | 1.2131 | 0 | 1.2131 | 0.019197 | 1.2809 | 0 | 1.2809 | 0.018109 | 1.2083 | 0 | 1.2083 | 0.017247 | 1.1508 | 0 | 1.1508 | 0.2559 | 0.27021 | 0.25489 | 0.24275 | 0.018109 | 0.00382 | 1.2083 | 0.25489 | 0 | 0 | 1.2083 | 0.25489
[35 empty] | 7.3.5.15 Identification and remediation of “at-risk species” | WLDFR | HFTD - Distribution - Tier 2 - 4QU CoRE ¦ 3QU LoRE | 2045 | 0.19715 | 0.018181 | 1.2131 | 0 | 1.2131 | 0.019197 | 1.2809 | 0 | 1.2809 | 0.018109 | 1.2083 | 0 | 1.2083 | 0.017247 | 1.1508 | 0 | 1.1508 | 0.23916 | 0.25253 | 0.23822 | 0.22687 | 0.018109 | 0.0035701 | 1.2083 | 0.23822 | 0 | 0 | 1.2083 | 0.23822
[35 empty] | 7.3.5.15 Identification and remediation of “at-risk species” | WLDFR | HFTD - Distribution - Tier 2 - 4QU CoRE ¦ 3QU LoRE | 2046 | 0.18425 | 0.018181 | 1.2131 | 0 | 1.2131 | 0.019197 | 1.2809 | 0 | 1.2809 | 0.018109 | 1.2083 | 0 | 1.2083 | 0.017247 | 1.1508 | 0 | 1.1508 | 0.22351 | 0.23601 | 0.22263 | 0.21203 | 0.018109 | 0.0033366 | 1.2083 | 0.22263 | 0 | 0 | 1.2083 | 0.22263
[35 empty] | 7.3.5.15 Identification and remediation of “at-risk species” | WLDFR | HFTD - Distribution - Tier 2 - 4QU CoRE ¦ 3QU LoRE | 2047 | 0.1722 | 0.018181 | 1.2131 | 0 | 1.2131 | 0.019197 | 1.2809 | 0 | 1.2809 | 0.018109 | 1.2083 | 0 | 1.2083 | 0.017247 | 1.1508 | 0 | 1.1508 | 0.20889 | 0.22057 | 0.20807 | 0.19816 | 0.018109 | 0.0031183 | 1.2083 | 0.20807 | 0 | 0 | 1.2083 | 0.20807
[35 empty] | 7.3.5.15 Identification and remediation of “at-risk species” | WLDFR | HFTD - Distribution - Tier 2 - 4QU CoRE ¦ 3QU LoRE | 2048 | 0.16093 | 0.018181 | 1.2735 | 0 | 1.2735 | 0.019197 | 1.3447 | 0 | 1.3447 | 0.018109 | 1.2685 | 0 | 1.2685 | 0.017247 | 1.2081 | 0 | 1.2081 | 0.20495 | 0.2164 | 0.20414 | 0.19442 | 0.018109 | 0.0029143 | 1.2685 | 0.20414 | 0 | 0 | 1.2685 | 0.20414
[35 empty] | 7.3.5.15 Identification and remediation of “at-risk species” | WLDFR | HFTD - Distribution - Tier 2 - 4QU CoRE ¦ 3QU LoRE | 2049 | 0.1504 | 0.018181 | 1.2735 | 0 | 1.2735 | 0.019197 | 1.3447 | 0 | 1.3447 | 0.018109 | 1.2685 | 0 | 1.2685 | 0.017247 | 1.2081 | 0 | 1.2081 | 0.19154 | 0.20225 | 0.19078 | 0.1817 | 0.018109 | 0.0027236 | 1.2685 | 0.19078 | 0 | 0 | 1.2685 | 0.19078
[35 empty] | 7.3.5.15 Identification and remediation of “at-risk species” | WLDFR | HFTD - Distribution - Tier 2 - 4QU CoRE ¦ 3QU LoRE | 2050 | 0.14056 | 0 | 0 | 0 | 0 | 0.019197 | 1.3447 | 0 | 1.3447 | 0.018109 | 1.2685 | 0 | 1.2685 | 0.017247 | 1.2081 | 0 | 1.2081 | 0 | 0.18902 | 0.1783 | 0.16981 | 0.018109 | 0.0025454 | 1.2685 | 0.1783 | 0 | 0 | 1.2685 | 0.1783
[35 empty] | 7.3.5.15 Identification and remediation of “at-risk species” | WLDFR | HFTD - Distribution - Tier 2 - 4QU CoRE ¦ 3QU LoRE | 2051 | 0.13137 | 0 | 0 | 0 | 0 | 0 | 0 | 0 | 0 | 0.018109 | 1.2685 | 0 | 1.2685 | 0.017247 | 1.2081 | 0 | 1.2081 | 0 | 0 | 0.16664 | 0.1587 | 0.018109 | 0.0023789 | 1.2685 | 0.16664 | 0 | 0 | 1.2685 | 0.16664
[35 empty] | 7.3.5.15 Identification and remediation of “at-risk species” | WLDFR | HFTD - Distribution - Tier 2 - 4QU CoRE ¦ 3QU LoRE | 2052 | 0.12277 | 0 | 0 | 0 | 0 | 0 | 0 | 0 | 0 | 0 | 0 | 0 | 0 | 0.017247 | 1.2081 | 0 | 1.2081 | 0 | 0 | 0 | 0.14832 | 0 | 0 | 0 | 0 | 0 | 0 | 0 | 0
[35 empty] | 7.3.5.15 Identification and remediation of “at-risk species” | WLDFR | HFTD - Distribution - Tier 2 - 4QU CoRE ¦ 4QU LoRE | 2020 | 1 | 0.017534 | 0.76685 | 0 | 0.76685 | 0 | 0 | 0 | 0 | 0 | 0 | 0 | 0 | 0 | 0 | 0 | 0 | 0.76685 | 0 | 0 | 0 | 0 | 0 | 0 | 0 | 0 | 0 | 0 | 0
[35 empty] | 7.3.5.15 Identification and remediation of “at-risk species” | WLDFR | HFTD - Distribution - Tier 2 - 4QU CoRE ¦ 4QU LoRE | 2021 | 1 | 0.0099802 | 0.49855 | 0 | 0.49855 | 0.018515 | 0.80973 | 0 | 0.80973 | 0 | 0 | 0 | 0 | 0 | 0 | 0 | 0 | 0.49855 | 0.80973 | 0 | 0 | 0 | 0 | 0 | 0 | 0 | 0 | 0 | 0
[35 empty] | 7.3.5.15 Identification and remediation of “at-risk species” | WLDFR | HFTD - Distribution - Tier 2 - 4QU CoRE ¦ 4QU LoRE | 2022 | 0.93458 | 0.0099413 | 0.4927 | 0 | 0.4927 | 0.010497 | 0.52025 | 0 | 0.52025 | 0.017892 | 0.77653 | 0 | 0.77653 | 0 | 0 | 0 | 0 | 0.46047 | 0.48622 | 0.72573 | 0 | 0.017892 | 0.016721 | 0.77653 | 0.72573 | 0 | 0 | 0.77653 | 0.72573
[35 empty] | 7.3.5.15 Identification and remediation of “at-risk species” | WLDFR | HFTD - Distribution - Tier 2 - 4QU CoRE ¦ 4QU LoRE | 2023 | 0.87344 | 0.0099413 | 0.51076 | 0 | 0.51076 | 0.010497 | 0.53932 | 0 | 0.53932 | 0.01021 | 0.52456 | 0 | 0.52456 | 0.01704 | 0.76665 | 0 | 0.76665 | 0.44612 | 0.47106 | 0.45817 | 0.66962 | 0.01021 | 0.0089177 | 0.52456 | 0.45817 | 0 | 0 | 0.52456 | 0.45817
[35 empty] | 7.3.5.15 Identification and remediation of “at-risk species” | WLDFR | HFTD - Distribution - Tier 2 - 4QU CoRE ¦ 4QU LoRE | 2024 | 0.8163 | 0.0099413 | 0.51076 | 0 | 0.51076 | 0.010497 | 0.53932 | 0 | 0.53932 | 0.01021 | 0.52456 | 0 | 0.52456 | 0.0097237 | 0.49958 | 0 | 0.49958 | 0.41693 | 0.44024 | 0.4282 | 0.40781 | 0.01021 | 0.0083343 | 0.52456 | 0.4282 | 0 | 0 | 0.52456 | 0.4282
[35 empty] | 7.3.5.15 Identification and remediation of “at-risk species” | WLDFR | HFTD - Distribution - Tier 2 - 4QU CoRE ¦ 4QU LoRE | 2025 | 0.7629 | 0.0099413 | 0.51076 | 0 | 0.51076 | 0.010497 | 0.53932 | 0 | 0.53932 | 0.01021 | 0.52456 | 0 | 0.52456 | 0.0097237 | 0.49958 | 0 | 0.49958 | 0.38966 | 0.41144 | 0.40019 | 0.38113 | 0.01021 | 0.0077891 | 0.52456 | 0.40019 | 0 | 0 | 0.52456 | 0.40019
[35 empty] | 7.3.5.15 Identification and remediation of “at-risk species” | WLDFR | HFTD - Distribution - Tier 2 - 4QU CoRE ¦ 4QU LoRE | 2026 | 0.71299 | 0.0099413 | 0.51076 | 0 | 0.51076 | 0.010497 | 0.53932 | 0 | 0.53932 | 0.01021 | 0.52456 | 0 | 0.52456 | 0.0097237 | 0.49958 | 0 | 0.49958 | 0.36417 | 0.38453 | 0.37401 | 0.3562 | 0.01021 | 0.0072795 | 0.52456 | 0.37401 | 0 | 0 | 0.52456 | 0.37401
[35 empty] | 7.3.5.15 Identification and remediation of “at-risk species” | WLDFR | HFTD - Distribution - Tier 2 - 4QU CoRE ¦ 4QU LoRE | 2027 | 0.66634 | 0.0099413 | 0.51076 | 0 | 0.51076 | 0.010497 | 0.53932 | 0 | 0.53932 | 0.01021 | 0.52456 | 0 | 0.52456 | 0.0097237 | 0.49958 | 0 | 0.49958 | 0.34034 | 0.35937 | 0.34954 | 0.33289 | 0.01021 | 0.0068033 | 0.52456 | 0.34954 | 0 | 0 | 0.52456 | 0.34954
[35 empty] | 7.3.5.15 Identification and remediation of “at-risk species” | WLDFR | HFTD - Distribution - Tier 2 - 4QU CoRE ¦ 4QU LoRE | 2028 | 0.62275 | 0.0099413 | 0.53351 | 0 | 0.53351 | 0.010497 | 0.56334 | 0 | 0.56334 | 0.01021 | 0.54793 | 0 | 0.54793 | 0.0097237 | 0.52184 | 0 | 0.52184 | 0.33224 | 0.35082 | 0.34122 | 0.32497 | 0.01021 | 0.0063582 | 0.54793 | 0.34122 | 0 | 0 | 0.54793 | 0.34122
[35 empty] | 7.3.5.15 Identification and remediation of “at-risk species” | WLDFR | HFTD - Distribution - Tier 2 - 4QU CoRE ¦ 4QU LoRE | 2029 | 0.58201 | 0.0099413 | 0.53351 | 0 | 0.53351 | 0.010497 | 0.56334 | 0 | 0.56334 | 0.01021 | 0.54793 | 0 | 0.54793 | 0.0097237 | 0.52184 | 0 | 0.52184 | 0.31051 | 0.32787 | 0.3189 | 0.30371 | 0.01021 | 0.0059423 | 0.54793 | 0.3189 | 0 | 0 | 0.54793 | 0.3189
[35 empty] | 7.3.5.15 Identification and remediation of “at-risk species” | WLDFR | HFTD - Distribution - Tier 2 - 4QU CoRE ¦ 4QU LoRE | 2030 | 0.54393 | 0.0099413 | 0.53351 | 0 | 0.53351 | 0.010497 | 0.56334 | 0 | 0.56334 | 0.01021 | 0.54793 | 0 | 0.54793 | 0.0097237 | 0.52184 | 0 | 0.52184 | 0.29019 | 0.30642 | 0.29804 | 0.28384 | 0.01021 | 0.0055535 | 0.54793 | 0.29804 | 0 | 0 | 0.54793 | 0.29804
[35 empty] | 7.3.5.15 Identification and remediation of “at-risk species” | WLDFR | HFTD - Distribution - Tier 2 - 4QU CoRE ¦ 4QU LoRE | 2031 | 0.50835 | 0.0099413 | 0.53351 | 0 | 0.53351 | 0.010497 | 0.56334 | 0 | 0.56334 | 0.01021 | 0.54793 | 0 | 0.54793 | 0.0097237 | 0.52184 | 0 | 0.52184 | 0.27121 | 0.28637 | 0.27854 | 0.26528 | 0.01021 | 0.0051902 | 0.54793 | 0.27854 | 0 | 0 | 0.54793 | 0.27854
[35 empty] | 7.3.5.15 Identification and remediation of “at-risk species” | WLDFR | HFTD - Distribution - Tier 2 - 4QU CoRE ¦ 4QU LoRE | 2032 | 0.47509 | 0.0099413 | 0.53351 | 0 | 0.53351 | 0.010497 | 0.56334 | 0 | 0.56334 | 0.01021 | 0.54793 | 0 | 0.54793 | 0.0097237 | 0.52184 | 0 | 0.52184 | 0.25347 | 0.26764 | 0.26032 | 0.24792 | 0.01021 | 0.0048507 | 0.54793 | 0.26032 | 0 | 0 | 0.54793 | 0.26032
[35 empty] | 7.3.5.15 Identification and remediation of “at-risk species” | WLDFR | HFTD - Distribution - Tier 2 - 4QU CoRE ¦ 4QU LoRE | 2033 | 0.44401 | 0.0099413 | 0.5588 | 0 | 0.5588 | 0.010497 | 0.59004 | 0 | 0.59004 | 0.01021 | 0.5739 | 0 | 0.5739 | 0.0097237 | 0.54657 | 0 | 0.54657 | 0.24811 | 0.26198 | 0.25482 | 0.24268 | 0.01021 | 0.0045333 | 0.5739 | 0.25482 | 0 | 0 | 0.5739 | 0.25482
[35 empty] | 7.3.5.15 Identification and remediation of “at-risk species” | WLDFR | HFTD - Distribution - Tier 2 - 4QU CoRE ¦ 4QU LoRE | 2034 | 0.41496 | 0.0099413 | 0.5588 | 0 | 0.5588 | 0.010497 | 0.59004 | 0 | 0.59004 | 0.01021 | 0.5739 | 0 | 0.5739 | 0.0097237 | 0.54657 | 0 | 0.54657 | 0.23188 | 0.24485 | 0.23815 | 0.22681 | 0.01021 | 0.0042368 | 0.5739 | 0.23815 | 0 | 0 | 0.5739 | 0.23815
[35 empty] | 7.3.5.15 Identification and remediation of “at-risk species” | WLDFR | HFTD - Distribution - Tier 2 - 4QU CoRE ¦ 4QU LoRE | 2035 | 0.38782 | 0.0099413 | 0.5588 | 0 | 0.5588 | 0.010497 | 0.59004 | 0 | 0.59004 | 0.01021 | 0.5739 | 0 | 0.5739 | 0.0097237 | 0.54657 | 0 | 0.54657 | 0.21671 | 0.22883 | 0.22257 | 0.21197 | 0.01021 | 0.0039596 | 0.5739 | 0.22257 | 0 | 0 | 0.5739 | 0.22257
[35 empty] | 7.3.5.15 Identification and remediation of “at-risk species” | WLDFR | HFTD - Distribution - Tier 2 - 4QU CoRE ¦ 4QU LoRE | 2036 | 0.36245 | 0.0099413 | 0.5588 | 0 | 0.5588 | 0.010497 | 0.59004 | 0 | 0.59004 | 0.01021 | 0.5739 | 0 | 0.5739 | 0.0097237 | 0.54657 | 0 | 0.54657 | 0.20253 | 0.21386 | 0.20801 | 0.1981 | 0.01021 | 0.0037005 | 0.5739 | 0.20801 | 0 | 0 | 0.5739 | 0.20801
[35 empty] | 7.3.5.15 Identification and remediation of “at-risk species” | WLDFR | HFTD - Distribution - Tier 2 - 4QU CoRE ¦ 4QU LoRE | 2037 | 0.33873 | 0.0099413 | 0.5588 | 0 | 0.5588 | 0.010497 | 0.59004 | 0 | 0.59004 | 0.01021 | 0.5739 | 0 | 0.5739 | 0.0097237 | 0.54657 | 0 | 0.54657 | 0.18928 | 0.19987 | 0.1944 | 0.18514 | 0.01021 | 0.0034585 | 0.5739 | 0.1944 | 0 | 0 | 0.5739 | 0.1944
[35 empty] | 7.3.5.15 Identification and remediation of “at-risk species” | WLDFR | HFTD - Distribution - Tier 2 - 4QU CoRE ¦ 4QU LoRE | 2038 | 0.31657 | 0.0099413 | 0.58624 | 0 | 0.58624 | 0.010497 | 0.61902 | 0 | 0.61902 | 0.01021 | 0.60209 | 0 | 0.60209 | 0.0097237 | 0.57342 | 0 | 0.57342 | 0.18559 | 0.19597 | 0.19061 | 0.18153 | 0.01021 | 0.0032322 | 0.60209 | 0.19061 | 0 | 0 | 0.60209 | 0.19061
[35 empty] | 7.3.5.15 Identification and remediation of “at-risk species” | WLDFR | HFTD - Distribution - Tier 2 - 4QU CoRE ¦ 4QU LoRE | 2039 | 0.29586 | 0.0099413 | 0.58624 | 0 | 0.58624 | 0.010497 | 0.61902 | 0 | 0.61902 | 0.01021 | 0.60209 | 0 | 0.60209 | 0.0097237 | 0.57342 | 0 | 0.57342 | 0.17345 | 0.18315 | 0.17814 | 0.16965 | 0.01021 | 0.0030207 | 0.60209 | 0.17814 | 0 | 0 | 0.60209 | 0.17814
[35 empty] | 7.3.5.15 Identification and remediation of “at-risk species” | WLDFR | HFTD - Distribution - Tier 2 - 4QU CoRE ¦ 4QU LoRE | 2040 | 0.27651 | 0.0099413 | 0.58624 | 0 | 0.58624 | 0.010497 | 0.61902 | 0 | 0.61902 | 0.01021 | 0.60209 | 0 | 0.60209 | 0.0097237 | 0.57342 | 0 | 0.57342 | 0.1621 | 0.17116 | 0.16648 | 0.15855 | 0.01021 | 0.0028231 | 0.60209 | 0.16648 | 0 | 0 | 0.60209 | 0.16648
[35 empty] | 7.3.5.15 Identification and remediation of “at-risk species” | WLDFR | HFTD - Distribution - Tier 2 - 4QU CoRE ¦ 4QU LoRE | 2041 | 0.25842 | 0.0099413 | 0.58624 | 0 | 0.58624 | 0.010497 | 0.61902 | 0 | 0.61902 | 0.01021 | 0.60209 | 0 | 0.60209 | 0.0097237 | 0.57342 | 0 | 0.57342 | 0.1515 | 0.15997 | 0.15559 | 0.14818 | 0.01021 | 0.0026384 | 0.60209 | 0.15559 | 0 | 0 | 0.60209 | 0.15559
[35 empty] | 7.3.5.15 Identification and remediation of “at-risk species” | WLDFR | HFTD - Distribution - Tier 2 - 4QU CoRE ¦ 4QU LoRE | 2042 | 0.24151 | 0.0099413 | 0.58624 | 0 | 0.58624 | 0.010497 | 0.61902 | 0 | 0.61902 | 0.01021 | 0.60209 | 0 | 0.60209 | 0.0097237 | 0.57342 | 0 | 0.57342 | 0.14159 | 0.1495 | 0.14541 | 0.13849 | 0.01021 | 0.0024658 | 0.60209 | 0.14541 | 0 | 0 | 0.60209 | 0.14541
[35 empty] | 7.3.5.15 Identification and remediation of “at-risk species” | WLDFR | HFTD - Distribution - Tier 2 - 4QU CoRE ¦ 4QU LoRE | 2043 | 0.22571 | 0.0099413 | 0.61548 | 0 | 0.61548 | 0.010497 | 0.64989 | 0 | 0.64989 | 0.01021 | 0.63211 | 0 | 0.63211 | 0.0097237 | 0.60201 | 0 | 0.60201 | 0.13892 | 0.14669 | 0.14268 | 0.13588 | 0.01021 | 0.0023045 | 0.63211 | 0.14268 | 0 | 0 | 0.63211 | 0.14268
[35 empty] | 7.3.5.15 Identification and remediation of “at-risk species” | WLDFR | HFTD - Distribution - Tier 2 - 4QU CoRE ¦ 4QU LoRE | 2044 | 0.21095 | 0.0099413 | 0.61548 | 0 | 0.61548 | 0.010497 | 0.64989 | 0 | 0.64989 | 0.01021 | 0.63211 | 0 | 0.63211 | 0.0097237 | 0.60201 | 0 | 0.60201 | 0.12983 | 0.13709 | 0.13334 | 0.12699 | 0.01021 | 0.0021537 | 0.63211 | 0.13334 | 0 | 0 | 0.63211 | 0.13334
[35 empty] | 7.3.5.15 Identification and remediation of “at-risk species” | WLDFR | HFTD - Distribution - Tier 2 - 4QU CoRE ¦ 4QU LoRE | 2045 | 0.19715 | 0.0099413 | 0.61548 | 0 | 0.61548 | 0.010497 | 0.64989 | 0 | 0.64989 | 0.01021 | 0.63211 | 0 | 0.63211 | 0.0097237 | 0.60201 | 0 | 0.60201 | 0.12134 | 0.12812 | 0.12462 | 0.11868 | 0.01021 | 0.0020128 | 0.63211 | 0.12462 | 0 | 0 | 0.63211 | 0.12462
[35 empty] | 7.3.5.15 Identification and remediation of “at-risk species” | WLDFR | HFTD - Distribution - Tier 2 - 4QU CoRE ¦ 4QU LoRE | 2046 | 0.18425 | 0.0099413 | 0.61548 | 0 | 0.61548 | 0.010497 | 0.64989 | 0 | 0.64989 | 0.01021 | 0.63211 | 0 | 0.63211 | 0.0097237 | 0.60201 | 0 | 0.60201 | 0.1134 | 0.11974 | 0.11647 | 0.11092 | 0.01021 | 0.0018812 | 0.63211 | 0.11647 | 0 | 0 | 0.63211 | 0.11647
[35 empty] | 7.3.5.15 Identification and remediation of “at-risk species” | WLDFR | HFTD - Distribution - Tier 2 - 4QU CoRE ¦ 4QU LoRE | 2047 | 0.1722 | 0.0099413 | 0.61548 | 0 | 0.61548 | 0.010497 | 0.64989 | 0 | 0.64989 | 0.01021 | 0.63211 | 0 | 0.63211 | 0.0097237 | 0.60201 | 0 | 0.60201 | 0.10598 | 0.11191 | 0.10885 | 0.10366 | 0.01021 | 0.0017581 | 0.63211 | 0.10885 | 0 | 0 | 0.63211 | 0.10885
[35 empty] | 7.3.5.15 Identification and remediation of “at-risk species” | WLDFR | HFTD - Distribution - Tier 2 - 4QU CoRE ¦ 4QU LoRE | 2048 | 0.16093 | 0.0099413 | 0.64613 | 0 | 0.64613 | 0.010497 | 0.68226 | 0 | 0.68226 | 0.01021 | 0.66359 | 0 | 0.66359 | 0.0097237 | 0.63199 | 0 | 0.63199 | 0.10398 | 0.1098 | 0.10679 | 0.10171 | 0.01021 | 0.0016431 | 0.66359 | 0.10679 | 0 | 0 | 0.66359 | 0.10679
[35 empty] | 7.3.5.15 Identification and remediation of “at-risk species” | WLDFR | HFTD - Distribution - Tier 2 - 4QU CoRE ¦ 4QU LoRE | 2049 | 0.1504 | 0.0099413 | 0.64613 | 0 | 0.64613 | 0.010497 | 0.68226 | 0 | 0.68226 | 0.01021 | 0.66359 | 0 | 0.66359 | 0.0097237 | 0.63199 | 0 | 0.63199 | 0.09718 | 0.10261 | 0.099806 | 0.095053 | 0.01021 | 0.0015356 | 0.66359 | 0.099806 | 0 | 0 | 0.66359 | 0.099806
[35 empty] | 7.3.5.15 Identification and remediation of “at-risk species” | WLDFR | HFTD - Distribution - Tier 2 - 4QU CoRE ¦ 4QU LoRE | 2050 | 0.14056 | 0 | 0 | 0 | 0 | 0.010497 | 0.68226 | 0 | 0.68226 | 0.01021 | 0.66359 | 0 | 0.66359 | 0.0097237 | 0.63199 | 0 | 0.63199 | 0 | 0.0959 | 0.093276 | 0.088835 | 0.01021 | 0.0014351 | 0.66359 | 0.093276 | 0 | 0 | 0.66359 | 0.093276
[35 empty] | 7.3.5.15 Identification and remediation of “at-risk species” | WLDFR | HFTD - Distribution - Tier 2 - 4QU CoRE ¦ 4QU LoRE | 2051 | 0.13137 | 0 | 0 | 0 | 0 | 0 | 0 | 0 | 0 | 0.01021 | 0.66359 | 0 | 0.66359 | 0.0097237 | 0.63199 | 0 | 0.63199 | 0 | 0 | 0.087174 | 0.083023 | 0.01021 | 0.0013412 | 0.66359 | 0.087174 | 0 | 0 | 0.66359 | 0.087174
[35 empty] | 7.3.5.15 Identification and remediation of “at-risk species” | WLDFR | HFTD - Distribution - Tier 2 - 4QU CoRE ¦ 4QU LoRE | 2052 | 0.12277 | 0 | 0 | 0 | 0 | 0 | 0 | 0 | 0 | 0 | 0 | 0 | 0 | 0.0097237 | 0.63199 | 0 | 0.63199 | 0 | 0 | 0 | 0.077592 | 0 | 0 | 0 | 0 | 0 | 0 | 0 | 0
[35 empty] | 7.3.5.15 Identification and remediation of “at-risk species” | WLDFR | HFTD - Distribution - Tier 2 - 4QU CoRE ¦ 5QU LoRE | 2020 | 1 | 0.0084215 | 0.4521 | 0 | 0.4521 | 0 | 0 | 0 | 0 | 0 | 0 | 0 | 0 | 0 | 0 | 0 | 0 | 0.4521 | 0 | 0 | 0 | 0 | 0 | 0 | 0 | 0 | 0 | 0 | 0
[35 empty] | 7.3.5.15 Identification and remediation of “at-risk species” | WLDFR | HFTD - Distribution - Tier 2 - 4QU CoRE ¦ 5QU LoRE | 2021 | 1 | 0.0049613 | 0.30482 | 0 | 0.30482 | 0.0088924 | 0.47738 | 0 | 0.47738 | 0 | 0 | 0 | 0 | 0 | 0 | 0 | 0 | 0.30482 | 0.47738 | 0 | 0 | 0 | 0 | 0 | 0 | 0 | 0 | 0 | 0
[35 empty] | 7.3.5.15 Identification and remediation of “at-risk species” | WLDFR | HFTD - Distribution - Tier 2 - 4QU CoRE ¦ 5QU LoRE | 2022 | 0.93458 | 0.0049327 | 0.3038 | 0 | 0.3038 | 0.0052085 | 0.32078 | 0 | 0.32078 | 0.0081462 | 0.43854 | 0 | 0.43854 | 0 | 0 | 0 | 0 | 0.28392 | 0.2998 | 0.40985 | 0 | 0.0081462 | 0.0076132 | 0.43854 | 0.40985 | 0 | 0 | 0.43854 | 0.40985
[35 empty] | 7.3.5.15 Identification and remediation of “at-risk species” | WLDFR | HFTD - Distribution - Tier 2 - 4QU CoRE ¦ 5QU LoRE | 2023 | 0.87344 | 0.0049327 | 0.31493 | 0 | 0.31493 | 0.0052085 | 0.33254 | 0 | 0.33254 | 0.0047957 | 0.30618 | 0 | 0.30618 | 0.0077582 | 0.43296 | 0 | 0.43296 | 0.27507 | 0.29045 | 0.26743 | 0.37817 | 0.0047957 | 0.0041887 | 0.30618 | 0.26743 | 0 | 0 | 0.30618 | 0.26743
[35 empty] | 7.3.5.15 Identification and remediation of “at-risk species” | WLDFR | HFTD - Distribution - Tier 2 - 4QU CoRE ¦ 5QU LoRE | 2024 | 0.8163 | 0.0049327 | 0.31493 | 0 | 0.31493 | 0.0052085 | 0.33254 | 0 | 0.33254 | 0.0047957 | 0.30618 | 0 | 0.30618 | 0.0045673 | 0.2916 | 0 | 0.2916 | 0.25708 | 0.27145 | 0.24993 | 0.23803 | 0.0047957 | 0.0039147 | 0.30618 | 0.24993 | 0 | 0 | 0.30618 | 0.24993
[35 empty] | 7.3.5.15 Identification and remediation of “at-risk species” | WLDFR | HFTD - Distribution - Tier 2 - 4QU CoRE ¦ 5QU LoRE | 2025 | 0.7629 | 0.0049327 | 0.31493 | 0 | 0.31493 | 0.0052085 | 0.33254 | 0 | 0.33254 | 0.0047957 | 0.30618 | 0 | 0.30618 | 0.0045673 | 0.2916 | 0 | 0.2916 | 0.24026 | 0.25369 | 0.23358 | 0.22246 | 0.0047957 | 0.0036586 | 0.30618 | 0.23358 | 0 | 0 | 0.30618 | 0.23358
[35 empty] | 7.3.5.15 Identification and remediation of “at-risk species” | WLDFR | HFTD - Distribution - Tier 2 - 4QU CoRE ¦ 5QU LoRE | 2026 | 0.71299 | 0.0049327 | 0.31493 | 0 | 0.31493 | 0.0052085 | 0.33254 | 0 | 0.33254 | 0.0047957 | 0.30618 | 0 | 0.30618 | 0.0045673 | 0.2916 | 0 | 0.2916 | 0.22454 | 0.2371 | 0.2183 | 0.20791 | 0.0047957 | 0.0034192 | 0.30618 | 0.2183 | 0 | 0 | 0.30618 | 0.2183
[35 empty] | 7.3.5.15 Identification and remediation of “at-risk species” | WLDFR | HFTD - Distribution - Tier 2 - 4QU CoRE ¦ 5QU LoRE | 2027 | 0.66634 | 0.0049327 | 0.31493 | 0 | 0.31493 | 0.0052085 | 0.33254 | 0 | 0.33254 | 0.0047957 | 0.30618 | 0 | 0.30618 | 0.0045673 | 0.2916 | 0 | 0.2916 | 0.20985 | 0.22158 | 0.20402 | 0.19431 | 0.0047957 | 0.0031956 | 0.30618 | 0.20402 | 0 | 0 | 0.30618 | 0.20402
[35 empty] | 7.3.5.15 Identification and remediation of “at-risk species” | WLDFR | HFTD - Distribution - Tier 2 - 4QU CoRE ¦ 5QU LoRE | 2028 | 0.62275 | 0.0049327 | 0.32896 | 0 | 0.32896 | 0.0052085 | 0.34735 | 0 | 0.34735 | 0.0047957 | 0.31982 | 0 | 0.31982 | 0.0045673 | 0.30459 | 0 | 0.30459 | 0.20486 | 0.21631 | 0.19917 | 0.18968 | 0.0047957 | 0.0029865 | 0.31982 | 0.19917 | 0 | 0 | 0.31982 | 0.19917
[35 empty] | 7.3.5.15 Identification and remediation of “at-risk species” | WLDFR | HFTD - Distribution - Tier 2 - 4QU CoRE ¦ 5QU LoRE | 2029 | 0.58201 | 0.0049327 | 0.32896 | 0 | 0.32896 | 0.0052085 | 0.34735 | 0 | 0.34735 | 0.0047957 | 0.31982 | 0 | 0.31982 | 0.0045673 | 0.30459 | 0 | 0.30459 | 0.19146 | 0.20216 | 0.18614 | 0.17727 | 0.0047957 | 0.0027911 | 0.31982 | 0.18614 | 0 | 0 | 0.31982 | 0.18614
[35 empty] | 7.3.5.15 Identification and remediation of “at-risk species” | WLDFR | HFTD - Distribution - Tier 2 - 4QU CoRE ¦ 5QU LoRE | 2030 | 0.54393 | 0.0049327 | 0.32896 | 0 | 0.32896 | 0.0052085 | 0.34735 | 0 | 0.34735 | 0.0047957 | 0.31982 | 0 | 0.31982 | 0.0045673 | 0.30459 | 0 | 0.30459 | 0.17893 | 0.18894 | 0.17396 | 0.16568 | 0.0047957 | 0.0026085 | 0.31982 | 0.17396 | 0 | 0 | 0.31982 | 0.17396
[35 empty] | 7.3.5.15 Identification and remediation of “at-risk species” | WLDFR | HFTD - Distribution - Tier 2 - 4QU CoRE ¦ 5QU LoRE | 2031 | 0.50835 | 0.0049327 | 0.32896 | 0 | 0.32896 | 0.0052085 | 0.34735 | 0 | 0.34735 | 0.0047957 | 0.31982 | 0 | 0.31982 | 0.0045673 | 0.30459 | 0 | 0.30459 | 0.16723 | 0.17658 | 0.16258 | 0.15484 | 0.0047957 | 0.0024379 | 0.31982 | 0.16258 | 0 | 0 | 0.31982 | 0.16258
[35 empty] | 7.3.5.15 Identification and remediation of “at-risk species” | WLDFR | HFTD - Distribution - Tier 2 - 4QU CoRE ¦ 5QU LoRE | 2032 | 0.47509 | 0.0049327 | 0.32896 | 0 | 0.32896 | 0.0052085 | 0.34735 | 0 | 0.34735 | 0.0047957 | 0.31982 | 0 | 0.31982 | 0.0045673 | 0.30459 | 0 | 0.30459 | 0.15629 | 0.16502 | 0.15194 | 0.14471 | 0.0047957 | 0.0022784 | 0.31982 | 0.15194 | 0 | 0 | 0.31982 | 0.15194
[35 empty] | 7.3.5.15 Identification and remediation of “at-risk species” | WLDFR | HFTD - Distribution - Tier 2 - 4QU CoRE ¦ 5QU LoRE | 2033 | 0.44401 | 0.0049327 | 0.34455 | 0 | 0.34455 | 0.0052085 | 0.36381 | 0 | 0.36381 | 0.0047957 | 0.33498 | 0 | 0.33498 | 0.0045673 | 0.31902 | 0 | 0.31902 | 0.15298 | 0.16154 | 0.14873 | 0.14165 | 0.0047957 | 0.0021293 | 0.33498 | 0.14873 | 0 | 0 | 0.33498 | 0.14873
[35 empty] | 7.3.5.15 Identification and remediation of “at-risk species” | WLDFR | HFTD - Distribution - Tier 2 - 4QU CoRE ¦ 5QU LoRE | 2034 | 0.41496 | 0.0049327 | 0.34455 | 0 | 0.34455 | 0.0052085 | 0.36381 | 0 | 0.36381 | 0.0047957 | 0.33498 | 0 | 0.33498 | 0.0045673 | 0.31902 | 0 | 0.31902 | 0.14298 | 0.15097 | 0.139 | 0.13238 | 0.0047957 | 0.00199 | 0.33498 | 0.139 | 0 | 0 | 0.33498 | 0.139
[35 empty] | 7.3.5.15 Identification and remediation of “at-risk species” | WLDFR | HFTD - Distribution - Tier 2 - 4QU CoRE ¦ 5QU LoRE | 2035 | 0.38782 | 0.0049327 | 0.34455 | 0 | 0.34455 | 0.0052085 | 0.36381 | 0 | 0.36381 | 0.0047957 | 0.33498 | 0 | 0.33498 | 0.0045673 | 0.31902 | 0 | 0.31902 | 0.13362 | 0.14109 | 0.12991 | 0.12372 | 0.0047957 | 0.0018598 | 0.33498 | 0.12991 | 0 | 0 | 0.33498 | 0.12991
[35 empty] | 7.3.5.15 Identification and remediation of “at-risk species” | WLDFR | HFTD - Distribution - Tier 2 - 4QU CoRE ¦ 5QU LoRE | 2036 | 0.36245 | 0.0049327 | 0.34455 | 0 | 0.34455 | 0.0052085 | 0.36381 | 0 | 0.36381 | 0.0047957 | 0.33498 | 0 | 0.33498 | 0.0045673 | 0.31902 | 0 | 0.31902 | 0.12488 | 0.13186 | 0.12141 | 0.11563 | 0.0047957 | 0.0017382 | 0.33498 | 0.12141 | 0 | 0 | 0.33498 | 0.12141
[35 empty] | 7.3.5.15 Identification and remediation of “at-risk species” | WLDFR | HFTD - Distribution - Tier 2 - 4QU CoRE ¦ 5QU LoRE | 2037 | 0.33873 | 0.0049327 | 0.34455 | 0 | 0.34455 | 0.0052085 | 0.36381 | 0 | 0.36381 | 0.0047957 | 0.33498 | 0 | 0.33498 | 0.0045673 | 0.31902 | 0 | 0.31902 | 0.11671 | 0.12324 | 0.11347 | 0.10806 | 0.0047957 | 0.0016245 | 0.33498 | 0.11347 | 0 | 0 | 0.33498 | 0.11347
[35 empty] | 7.3.5.15 Identification and remediation of “at-risk species” | WLDFR | HFTD - Distribution - Tier 2 - 4QU CoRE ¦ 5QU LoRE | 2038 | 0.31657 | 0.0049327 | 0.36147 | 0 | 0.36147 | 0.0052085 | 0.38168 | 0 | 0.38168 | 0.0047957 | 0.35143 | 0 | 0.35143 | 0.0045673 | 0.33469 | 0 | 0.33469 | 0.11443 | 0.12083 | 0.11125 | 0.10596 | 0.0047957 | 0.0015182 | 0.35143 | 0.11125 | 0 | 0 | 0.35143 | 0.11125
[35 empty] | 7.3.5.15 Identification and remediation of “at-risk species” | WLDFR | HFTD - Distribution - Tier 2 - 4QU CoRE ¦ 5QU LoRE | 2039 | 0.29586 | 0.0049327 | 0.36147 | 0 | 0.36147 | 0.0052085 | 0.38168 | 0 | 0.38168 | 0.0047957 | 0.35143 | 0 | 0.35143 | 0.0045673 | 0.33469 | 0 | 0.33469 | 0.10695 | 0.11293 | 0.10398 | 0.099024 | 0.0047957 | 0.0014189 | 0.35143 | 0.10398 | 0 | 0 | 0.35143 | 0.10398
[35 empty] | 7.3.5.15 Identification and remediation of “at-risk species” | WLDFR | HFTD - Distribution - Tier 2 - 4QU CoRE ¦ 5QU LoRE | 2040 | 0.27651 | 0.0049327 | 0.36147 | 0 | 0.36147 | 0.0052085 | 0.38168 | 0 | 0.38168 | 0.0047957 | 0.35143 | 0 | 0.35143 | 0.0045673 | 0.33469 | 0 | 0.33469 | 0.09995 | 0.10554 | 0.097173 | 0.092546 | 0.0047957 | 0.001326 | 0.35143 | 0.097173 | 0 | 0 | 0.35143 | 0.097173
[35 empty] | 7.3.5.15 Identification and remediation of “at-risk species” | WLDFR | HFTD - Distribution - Tier 2 - 4QU CoRE ¦ 5QU LoRE | 2041 | 0.25842 | 0.0049327 | 0.36147 | 0 | 0.36147 | 0.0052085 | 0.38168 | 0 | 0.38168 | 0.0047957 | 0.35143 | 0 | 0.35143 | 0.0045673 | 0.33469 | 0 | 0.33469 | 0.093412 | 0.098634 | 0.090816 | 0.086491 | 0.0047957 | 0.0012393 | 0.35143 | 0.090816 | 0 | 0 | 0.35143 | 0.090816
[35 empty] | 7.3.5.15 Identification and remediation of “at-risk species” | WLDFR | HFTD - Distribution - Tier 2 - 4QU CoRE ¦ 5QU LoRE | 2042 | 0.24151 | 0.0049327 | 0.36147 | 0 | 0.36147 | 0.0052085 | 0.38168 | 0 | 0.38168 | 0.0047957 | 0.35143 | 0 | 0.35143 | 0.0045673 | 0.33469 | 0 | 0.33469 | 0.087301 | 0.092182 | 0.084875 | 0.080833 | 0.0047957 | 0.0011582 | 0.35143 | 0.084875 | 0 | 0 | 0.35143 | 0.084875
[35 empty] | 7.3.5.15 Identification and remediation of “at-risk species” | WLDFR | HFTD - Distribution - Tier 2 - 4QU CoRE ¦ 5QU LoRE | 2043 | 0.22571 | 0.0049327 | 0.3795 | 0 | 0.3795 | 0.0052085 | 0.40072 | 0 | 0.40072 | 0.0047957 | 0.36896 | 0 | 0.36896 | 0.0045673 | 0.35139 | 0 | 0.35139 | 0.085658 | 0.090448 | 0.083278 | 0.079313 | 0.0047957 | 0.0010824 | 0.36896 | 0.083278 | 0 | 0 | 0.36896 | 0.083278
[35 empty] | 7.3.5.15 Identification and remediation of “at-risk species” | WLDFR | HFTD - Distribution - Tier 2 - 4QU CoRE ¦ 5QU LoRE | 2044 | 0.21095 | 0.0049327 | 0.3795 | 0 | 0.3795 | 0.0052085 | 0.40072 | 0 | 0.40072 | 0.0047957 | 0.36896 | 0 | 0.36896 | 0.0045673 | 0.35139 | 0 | 0.35139 | 0.080055 | 0.084531 | 0.07783 | 0.074124 | 0.0047957 | 0.0010116 | 0.36896 | 0.07783 | 0 | 0 | 0.36896 | 0.07783
[35 empty] | 7.3.5.15 Identification and remediation of “at-risk species” | WLDFR | HFTD - Distribution - Tier 2 - 4QU CoRE ¦ 5QU LoRE | 2045 | 0.19715 | 0.0049327 | 0.3795 | 0 | 0.3795 | 0.0052085 | 0.40072 | 0 | 0.40072 | 0.0047957 | 0.36896 | 0 | 0.36896 | 0.0045673 | 0.35139 | 0 | 0.35139 | 0.074817 | 0.079001 | 0.072738 | 0.069275 | 0.0047957 | 0.00094545 | 0.36896 | 0.072738 | 0 | 0 | 0.36896 | 0.072738
[35 empty] | 7.3.5.15 Identification and remediation of “at-risk species” | WLDFR | HFTD - Distribution - Tier 2 - 4QU CoRE ¦ 5QU LoRE | 2046 | 0.18425 | 0.0049327 | 0.3795 | 0 | 0.3795 | 0.0052085 | 0.40072 | 0 | 0.40072 | 0.0047957 | 0.36896 | 0 | 0.36896 | 0.0045673 | 0.35139 | 0 | 0.35139 | 0.069923 | 0.073832 | 0.06798 | 0.064743 | 0.0047957 | 0.0008836 | 0.36896 | 0.06798 | 0 | 0 | 0.36896 | 0.06798
[35 empty] | 7.3.5.15 Identification and remediation of “at-risk species” | WLDFR | HFTD - Distribution - Tier 2 - 4QU CoRE ¦ 5QU LoRE | 2047 | 0.1722 | 0.0049327 | 0.3795 | 0 | 0.3795 | 0.0052085 | 0.40072 | 0 | 0.40072 | 0.0047957 | 0.36896 | 0 | 0.36896 | 0.0045673 | 0.35139 | 0 | 0.35139 | 0.065348 | 0.069002 | 0.063533 | 0.060507 | 0.0047957 | 0.00082579 | 0.36896 | 0.063533 | 0 | 0 | 0.36896 | 0.063533
[35 empty] | 7.3.5.15 Identification and remediation of “at-risk species” | WLDFR | HFTD - Distribution - Tier 2 - 4QU CoRE ¦ 5QU LoRE | 2048 | 0.16093 | 0.0049327 | 0.3984 | 0 | 0.3984 | 0.0052085 | 0.42067 | 0 | 0.42067 | 0.0047957 | 0.38733 | 0 | 0.38733 | 0.0045673 | 0.36888 | 0 | 0.36888 | 0.064115 | 0.067699 | 0.062333 | 0.059365 | 0.0047957 | 0.00077177 | 0.38733 | 0.062333 | 0 | 0 | 0.38733 | 0.062333
[35 empty] | 7.3.5.15 Identification and remediation of “at-risk species” | WLDFR | HFTD - Distribution - Tier 2 - 4QU CoRE ¦ 5QU LoRE | 2049 | 0.1504 | 0.0049327 | 0.3984 | 0 | 0.3984 | 0.0052085 | 0.42067 | 0 | 0.42067 | 0.0047957 | 0.38733 | 0 | 0.38733 | 0.0045673 | 0.36888 | 0 | 0.36888 | 0.05992 | 0.06327 | 0.058255 | 0.055481 | 0.0047957 | 0.00072128 | 0.38733 | 0.058255 | 0 | 0 | 0.38733 | 0.058255
[35 empty] | 7.3.5.15 Identification and remediation of “at-risk species” | WLDFR | HFTD - Distribution - Tier 2 - 4QU CoRE ¦ 5QU LoRE | 2050 | 0.14056 | 0 | 0 | 0 | 0 | 0.0052085 | 0.42067 | 0 | 0.42067 | 0.0047957 | 0.38733 | 0 | 0.38733 | 0.0045673 | 0.36888 | 0 | 0.36888 | 0 | 0.059131 | 0.054444 | 0.051852 | 0.0047957 | 0.00067409 | 0.38733 | 0.054444 | 0 | 0 | 0.38733 | 0.054444
[35 empty] | 7.3.5.15 Identification and remediation of “at-risk species” | WLDFR | HFTD - Distribution - Tier 2 - 4QU CoRE ¦ 5QU LoRE | 2051 | 0.13137 | 0 | 0 | 0 | 0 | 0 | 0 | 0 | 0 | 0.0047957 | 0.38733 | 0 | 0.38733 | 0.0045673 | 0.36888 | 0 | 0.36888 | 0 | 0 | 0.050882 | 0.048459 | 0.0047957 | 0.00062999 | 0.38733 | 0.050882 | 0 | 0 | 0.38733 | 0.050882
[35 empty] | 7.3.5.15 Identification and remediation of “at-risk species” | WLDFR | HFTD - Distribution - Tier 2 - 4QU CoRE ¦ 5QU LoRE | 2052 | 0.12277 | 0 | 0 | 0 | 0 | 0 | 0 | 0 | 0 | 0 | 0 | 0 | 0 | 0.0045673 | 0.36888 | 0 | 0.36888 | 0 | 0 | 0 | 0.045289 | 0 | 0 | 0 | 0 | 0 | 0 | 0 | 0
[35 empty] | 7.3.5.15 Identification and remediation of “at-risk species” | WLDFR | HFTD - Distribution - Tier 2 - 5QU CoRE ¦ 1QU LoRE | 2020 | 1 | 0.043513 | 0.38238 | 0 | 0.38238 | 0 | 0 | 0 | 0 | 0 | 0 | 0 | 0 | 0 | 0 | 0 | 0 | 0.38238 | 0 | 0 | 0 | 0 | 0 | 0 | 0 | 0 | 0 | 0 | 0
[35 empty] | 7.3.5.15 Identification and remediation of “at-risk species” | WLDFR | HFTD - Distribution - Tier 2 - 5QU CoRE ¦ 1QU LoRE | 2021 | 1 | 0.026097 | 0.25822 | 0 | 0.25822 | 0.045945 | 0.40376 | 0 | 0.40376 | 0 | 0 | 0 | 0 | 0 | 0 | 0 | 0 | 0.25822 | 0.40376 | 0 | 0 | 0 | 0 | 0 | 0 | 0 | 0 | 0 | 0
[35 empty] | 7.3.5.15 Identification and remediation of “at-risk species” | WLDFR | HFTD - Distribution - Tier 2 - 5QU CoRE ¦ 1QU LoRE | 2022 | 0.93458 | 0.025949 | 0.25693 | 0 | 0.25693 | 0.0274 | 0.2713 | 0 | 0.2713 | 0.045846 | 0.40324 | 0 | 0.40324 | 0 | 0 | 0 | 0 | 0.24012 | 0.25355 | 0.37686 | 0 | 0.045846 | 0.042847 | 0.40324 | 0.37686 | 0 | 0 | 0.40324 | 0.37686
[35 empty] | 7.3.5.15 Identification and remediation of “at-risk species” | WLDFR | HFTD - Distribution - Tier 2 - 5QU CoRE ¦ 1QU LoRE | 2023 | 0.87344 | 0.025949 | 0.26634 | 0 | 0.26634 | 0.0274 | 0.28124 | 0 | 0.28124 | 0.027504 | 0.2823 | 0 | 0.2823 | 0.043663 | 0.39811 | 0 | 0.39811 | 0.23264 | 0.24564 | 0.24657 | 0.34772 | 0.027504 | 0.024023 | 0.2823 | 0.24657 | 0 | 0 | 0.2823 | 0.24657
[35 empty] | 7.3.5.15 Identification and remediation of “at-risk species” | WLDFR | HFTD - Distribution - Tier 2 - 5QU CoRE ¦ 1QU LoRE | 2024 | 0.8163 | 0.025949 | 0.26634 | 0 | 0.26634 | 0.0274 | 0.28124 | 0 | 0.28124 | 0.027504 | 0.2823 | 0 | 0.2823 | 0.026194 | 0.26886 | 0 | 0.26886 | 0.21742 | 0.22957 | 0.23044 | 0.21947 | 0.027504 | 0.022451 | 0.2823 | 0.23044 | 0 | 0 | 0.2823 | 0.23044
[35 empty] | 7.3.5.15 Identification and remediation of “at-risk species” | WLDFR | HFTD - Distribution - Tier 2 - 5QU CoRE ¦ 1QU LoRE | 2025 | 0.7629 | 0.025949 | 0.26634 | 0 | 0.26634 | 0.0274 | 0.28124 | 0 | 0.28124 | 0.027504 | 0.2823 | 0 | 0.2823 | 0.026194 | 0.26886 | 0 | 0.26886 | 0.20319 | 0.21455 | 0.21537 | 0.20511 | 0.027504 | 0.020983 | 0.2823 | 0.21537 | 0 | 0 | 0.2823 | 0.21537
[35 empty] | 7.3.5.15 Identification and remediation of “at-risk species” | WLDFR | HFTD - Distribution - Tier 2 - 5QU CoRE ¦ 1QU LoRE | 2026 | 0.71299 | 0.025949 | 0.26634 | 0 | 0.26634 | 0.0274 | 0.28124 | 0 | 0.28124 | 0.027504 | 0.2823 | 0 | 0.2823 | 0.026194 | 0.26886 | 0 | 0.26886 | 0.1899 | 0.20052 | 0.20128 | 0.19169 | 0.027504 | 0.01961 | 0.2823 | 0.20128 | 0 | 0 | 0.2823 | 0.20128
[35 empty] | 7.3.5.15 Identification and remediation of “at-risk species” | WLDFR | HFTD - Distribution - Tier 2 - 5QU CoRE ¦ 1QU LoRE | 2027 | 0.66634 | 0.025949 | 0.26634 | 0 | 0.26634 | 0.0274 | 0.28124 | 0 | 0.28124 | 0.027504 | 0.2823 | 0 | 0.2823 | 0.026194 | 0.26886 | 0 | 0.26886 | 0.17748 | 0.1874 | 0.18811 | 0.17915 | 0.027504 | 0.018327 | 0.2823 | 0.18811 | 0 | 0 | 0.2823 | 0.18811
[35 empty] | 7.3.5.15 Identification and remediation of “at-risk species” | WLDFR | HFTD - Distribution - Tier 2 - 5QU CoRE ¦ 1QU LoRE | 2028 | 0.62275 | 0.025949 | 0.27821 | 0 | 0.27821 | 0.0274 | 0.29376 | 0 | 0.29376 | 0.027504 | 0.29487 | 0 | 0.29487 | 0.026194 | 0.28083 | 0 | 0.28083 | 0.17325 | 0.18294 | 0.18363 | 0.17489 | 0.027504 | 0.017128 | 0.29487 | 0.18363 | 0 | 0 | 0.29487 | 0.18363
[35 empty] | 7.3.5.15 Identification and remediation of “at-risk species” | WLDFR | HFTD - Distribution - Tier 2 - 5QU CoRE ¦ 1QU LoRE | 2029 | 0.58201 | 0.025949 | 0.27821 | 0 | 0.27821 | 0.0274 | 0.29376 | 0 | 0.29376 | 0.027504 | 0.29487 | 0 | 0.29487 | 0.026194 | 0.28083 | 0 | 0.28083 | 0.16192 | 0.17097 | 0.17162 | 0.16345 | 0.027504 | 0.016008 | 0.29487 | 0.17162 | 0 | 0 | 0.29487 | 0.17162
[35 empty] | 7.3.5.15 Identification and remediation of “at-risk species” | WLDFR | HFTD - Distribution - Tier 2 - 5QU CoRE ¦ 1QU LoRE | 2030 | 0.54393 | 0.025949 | 0.27821 | 0 | 0.27821 | 0.0274 | 0.29376 | 0 | 0.29376 | 0.027504 | 0.29487 | 0 | 0.29487 | 0.026194 | 0.28083 | 0 | 0.28083 | 0.15133 | 0.15979 | 0.16039 | 0.15275 | 0.027504 | 0.01496 | 0.29487 | 0.16039 | 0 | 0 | 0.29487 | 0.16039
[35 empty] | 7.3.5.15 Identification and remediation of “at-risk species” | WLDFR | HFTD - Distribution - Tier 2 - 5QU CoRE ¦ 1QU LoRE | 2031 | 0.50835 | 0.025949 | 0.27821 | 0 | 0.27821 | 0.0274 | 0.29376 | 0 | 0.29376 | 0.027504 | 0.29487 | 0 | 0.29487 | 0.026194 | 0.28083 | 0 | 0.28083 | 0.14143 | 0.14933 | 0.1499 | 0.14276 | 0.027504 | 0.013982 | 0.29487 | 0.1499 | 0 | 0 | 0.29487 | 0.1499
[35 empty] | 7.3.5.15 Identification and remediation of “at-risk species” | WLDFR | HFTD - Distribution - Tier 2 - 5QU CoRE ¦ 1QU LoRE | 2032 | 0.47509 | 0.025949 | 0.27821 | 0 | 0.27821 | 0.0274 | 0.29376 | 0 | 0.29376 | 0.027504 | 0.29487 | 0 | 0.29487 | 0.026194 | 0.28083 | 0 | 0.28083 | 0.13217 | 0.13956 | 0.14009 | 0.13342 | 0.027504 | 0.013067 | 0.29487 | 0.14009 | 0 | 0 | 0.29487 | 0.14009
[35 empty] | 7.3.5.15 Identification and remediation of “at-risk species” | WLDFR | HFTD - Distribution - Tier 2 - 5QU CoRE ¦ 1QU LoRE | 2033 | 0.44401 | 0.025949 | 0.29139 | 0 | 0.29139 | 0.0274 | 0.30769 | 0 | 0.30769 | 0.027504 | 0.30885 | 0 | 0.30885 | 0.026194 | 0.29414 | 0 | 0.29414 | 0.12938 | 0.13662 | 0.13713 | 0.1306 | 0.027504 | 0.012212 | 0.30885 | 0.13713 | 0 | 0 | 0.30885 | 0.13713
[35 empty] | 7.3.5.15 Identification and remediation of “at-risk species” | WLDFR | HFTD - Distribution - Tier 2 - 5QU CoRE ¦ 1QU LoRE | 2034 | 0.41496 | 0.025949 | 0.29139 | 0 | 0.29139 | 0.0274 | 0.30769 | 0 | 0.30769 | 0.027504 | 0.30885 | 0 | 0.30885 | 0.026194 | 0.29414 | 0 | 0.29414 | 0.12092 | 0.12768 | 0.12816 | 0.12206 | 0.027504 | 0.011413 | 0.30885 | 0.12816 | 0 | 0 | 0.30885 | 0.12816
[35 empty] | 7.3.5.15 Identification and remediation of “at-risk species” | WLDFR | HFTD - Distribution - Tier 2 - 5QU CoRE ¦ 1QU LoRE | 2035 | 0.38782 | 0.025949 | 0.29139 | 0 | 0.29139 | 0.0274 | 0.30769 | 0 | 0.30769 | 0.027504 | 0.30885 | 0 | 0.30885 | 0.026194 | 0.29414 | 0 | 0.29414 | 0.11301 | 0.11933 | 0.11978 | 0.11407 | 0.027504 | 0.010666 | 0.30885 | 0.11978 | 0 | 0 | 0.30885 | 0.11978
[35 empty] | 7.3.5.15 Identification and remediation of “at-risk species” | WLDFR | HFTD - Distribution - Tier 2 - 5QU CoRE ¦ 1QU LoRE | 2036 | 0.36245 | 0.025949 | 0.29139 | 0 | 0.29139 | 0.0274 | 0.30769 | 0 | 0.30769 | 0.027504 | 0.30885 | 0 | 0.30885 | 0.026194 | 0.29414 | 0 | 0.29414 | 0.10561 | 0.11152 | 0.11194 | 0.10661 | 0.027504 | 0.0099687 | 0.30885 | 0.11194 | 0 | 0 | 0.30885 | 0.11194
[35 empty] | 7.3.5.15 Identification and remediation of “at-risk species” | WLDFR | HFTD - Distribution - Tier 2 - 5QU CoRE ¦ 1QU LoRE | 2037 | 0.33873 | 0.025949 | 0.29139 | 0 | 0.29139 | 0.0274 | 0.30769 | 0 | 0.30769 | 0.027504 | 0.30885 | 0 | 0.30885 | 0.026194 | 0.29414 | 0 | 0.29414 | 0.098705 | 0.10422 | 0.10462 | 0.099637 | 0.027504 | 0.0093165 | 0.30885 | 0.10462 | 0 | 0 | 0.30885 | 0.10462
[35 empty] | 7.3.5.15 Identification and remediation of “at-risk species” | WLDFR | HFTD - Distribution - Tier 2 - 5QU CoRE ¦ 1QU LoRE | 2038 | 0.31657 | 0.025949 | 0.30571 | 0 | 0.30571 | 0.0274 | 0.3228 | 0 | 0.3228 | 0.027504 | 0.32403 | 0 | 0.32403 | 0.026194 | 0.3086 | 0 | 0.3086 | 0.09678 | 0.10219 | 0.10258 | 0.097693 | 0.027504 | 0.008707 | 0.32403 | 0.10258 | 0 | 0 | 0.32403 | 0.10258
[35 empty] | 7.3.5.15 Identification and remediation of “at-risk species” | WLDFR | HFTD - Distribution - Tier 2 - 5QU CoRE ¦ 1QU LoRE | 2039 | 0.29586 | 0.025949 | 0.30571 | 0 | 0.30571 | 0.0274 | 0.3228 | 0 | 0.3228 | 0.027504 | 0.32403 | 0 | 0.32403 | 0.026194 | 0.3086 | 0 | 0.3086 | 0.090449 | 0.095506 | 0.095867 | 0.091302 | 0.027504 | 0.0081374 | 0.32403 | 0.095867 | 0 | 0 | 0.32403 | 0.095867
[35 empty] | 7.3.5.15 Identification and remediation of “at-risk species” | WLDFR | HFTD - Distribution - Tier 2 - 5QU CoRE ¦ 1QU LoRE | 2040 | 0.27651 | 0.025949 | 0.30571 | 0 | 0.30571 | 0.0274 | 0.3228 | 0 | 0.3228 | 0.027504 | 0.32403 | 0 | 0.32403 | 0.026194 | 0.3086 | 0 | 0.3086 | 0.084532 | 0.089258 | 0.089596 | 0.085329 | 0.027504 | 0.0076051 | 0.32403 | 0.089596 | 0 | 0 | 0.32403 | 0.089596
[35 empty] | 7.3.5.15 Identification and remediation of “at-risk species” | WLDFR | HFTD - Distribution - Tier 2 - 5QU CoRE ¦ 1QU LoRE | 2041 | 0.25842 | 0.025949 | 0.30571 | 0 | 0.30571 | 0.0274 | 0.3228 | 0 | 0.3228 | 0.027504 | 0.32403 | 0 | 0.32403 | 0.026194 | 0.3086 | 0 | 0.3086 | 0.079002 | 0.083419 | 0.083734 | 0.079747 | 0.027504 | 0.0071075 | 0.32403 | 0.083734 | 0 | 0 | 0.32403 | 0.083734
[35 empty] | 7.3.5.15 Identification and remediation of “at-risk species” | WLDFR | HFTD - Distribution - Tier 2 - 5QU CoRE ¦ 1QU LoRE | 2042 | 0.24151 | 0.025949 | 0.30571 | 0 | 0.30571 | 0.0274 | 0.3228 | 0 | 0.3228 | 0.027504 | 0.32403 | 0 | 0.32403 | 0.026194 | 0.3086 | 0 | 0.3086 | 0.073833 | 0.077961 | 0.078256 | 0.07453 | 0.027504 | 0.0066425 | 0.32403 | 0.078256 | 0 | 0 | 0.32403 | 0.078256
[35 empty] | 7.3.5.15 Identification and remediation of “at-risk species” | WLDFR | HFTD - Distribution - Tier 2 - 5QU CoRE ¦ 1QU LoRE | 2043 | 0.22571 | 0.025949 | 0.32097 | 0 | 0.32097 | 0.0274 | 0.33891 | 0 | 0.33891 | 0.027504 | 0.34019 | 0 | 0.34019 | 0.026194 | 0.32399 | 0 | 0.32399 | 0.072446 | 0.076497 | 0.076786 | 0.073129 | 0.027504 | 0.006208 | 0.34019 | 0.076786 | 0 | 0 | 0.34019 | 0.076786
[35 empty] | 7.3.5.15 Identification and remediation of “at-risk species” | WLDFR | HFTD - Distribution - Tier 2 - 5QU CoRE ¦ 1QU LoRE | 2044 | 0.21095 | 0.025949 | 0.32097 | 0 | 0.32097 | 0.0274 | 0.33891 | 0 | 0.33891 | 0.027504 | 0.34019 | 0 | 0.34019 | 0.026194 | 0.32399 | 0 | 0.32399 | 0.067707 | 0.071492 | 0.071763 | 0.068345 | 0.027504 | 0.0058019 | 0.34019 | 0.071763 | 0 | 0 | 0.34019 | 0.071763
[35 empty] | 7.3.5.15 Identification and remediation of “at-risk species” | WLDFR | HFTD - Distribution - Tier 2 - 5QU CoRE ¦ 1QU LoRE | 2045 | 0.19715 | 0.025949 | 0.32097 | 0 | 0.32097 | 0.0274 | 0.33891 | 0 | 0.33891 | 0.027504 | 0.34019 | 0 | 0.34019 | 0.026194 | 0.32399 | 0 | 0.32399 | 0.063277 | 0.066815 | 0.067068 | 0.063874 | 0.027504 | 0.0054223 | 0.34019 | 0.067068 | 0 | 0 | 0.34019 | 0.067068
[35 empty] | 7.3.5.15 Identification and remediation of “at-risk species” | WLDFR | HFTD - Distribution - Tier 2 - 5QU CoRE ¦ 1QU LoRE | 2046 | 0.18425 | 0.025949 | 0.32097 | 0 | 0.32097 | 0.0274 | 0.33891 | 0 | 0.33891 | 0.027504 | 0.34019 | 0 | 0.34019 | 0.026194 | 0.32399 | 0 | 0.32399 | 0.059138 | 0.062444 | 0.06268 | 0.059695 | 0.027504 | 0.0050676 | 0.34019 | 0.06268 | 0 | 0 | 0.34019 | 0.06268
[35 empty] | 7.3.5.15 Identification and remediation of “at-risk species” | WLDFR | HFTD - Distribution - Tier 2 - 5QU CoRE ¦ 1QU LoRE | 2047 | 0.1722 | 0.025949 | 0.32097 | 0 | 0.32097 | 0.0274 | 0.33891 | 0 | 0.33891 | 0.027504 | 0.34019 | 0 | 0.34019 | 0.026194 | 0.32399 | 0 | 0.32399 | 0.055269 | 0.058359 | 0.05858 | 0.05579 | 0.027504 | 0.004736 | 0.34019 | 0.05858 | 0 | 0 | 0.34019 | 0.05858
[35 empty] | 7.3.5.15 Identification and remediation of “at-risk species” | WLDFR | HFTD - Distribution - Tier 2 - 5QU CoRE ¦ 1QU LoRE | 2048 | 0.16093 | 0.025949 | 0.33696 | 0 | 0.33696 | 0.0274 | 0.3558 | 0 | 0.3558 | 0.027504 | 0.35714 | 0 | 0.35714 | 0.026194 | 0.34014 | 0 | 0.34014 | 0.054227 | 0.057259 | 0.057475 | 0.054738 | 0.027504 | 0.0044262 | 0.35714 | 0.057475 | 0 | 0 | 0.35714 | 0.057475
[35 empty] | 7.3.5.15 Identification and remediation of “at-risk species” | WLDFR | HFTD - Distribution - Tier 2 - 5QU CoRE ¦ 1QU LoRE | 2049 | 0.1504 | 0.025949 | 0.33696 | 0 | 0.33696 | 0.0274 | 0.3558 | 0 | 0.3558 | 0.027504 | 0.35714 | 0 | 0.35714 | 0.026194 | 0.34014 | 0 | 0.34014 | 0.050679 | 0.053513 | 0.053715 | 0.051157 | 0.027504 | 0.0041366 | 0.35714 | 0.053715 | 0 | 0 | 0.35714 | 0.053715
[35 empty] | 7.3.5.15 Identification and remediation of “at-risk species” | WLDFR | HFTD - Distribution - Tier 2 - 5QU CoRE ¦ 1QU LoRE | 2050 | 0.14056 | 0 | 0 | 0 | 0 | 0.0274 | 0.3558 | 0 | 0.3558 | 0.027504 | 0.35714 | 0 | 0.35714 | 0.026194 | 0.34014 | 0 | 0.34014 | 0 | 0.050012 | 0.050201 | 0.047811 | 0.027504 | 0.003866 | 0.35714 | 0.050201 | 0 | 0 | 0.35714 | 0.050201
[35 empty] | 7.3.5.15 Identification and remediation of “at-risk species” | WLDFR | HFTD - Distribution - Tier 2 - 5QU CoRE ¦ 1QU LoRE | 2051 | 0.13137 | 0 | 0 | 0 | 0 | 0 | 0 | 0 | 0 | 0.027504 | 0.35714 | 0 | 0.35714 | 0.026194 | 0.34014 | 0 | 0.34014 | 0 | 0 | 0.046917 | 0.044683 | 0.027504 | 0.0036131 | 0.35714 | 0.046917 | 0 | 0 | 0.35714 | 0.046917
[35 empty] | 7.3.5.15 Identification and remediation of “at-risk species” | WLDFR | HFTD - Distribution - Tier 2 - 5QU CoRE ¦ 1QU LoRE | 2052 | 0.12277 | 0 | 0 | 0 | 0 | 0 | 0 | 0 | 0 | 0 | 0 | 0 | 0 | 0.026194 | 0.34014 | 0 | 0.34014 | 0 | 0 | 0 | 0.04176 | 0 | 0 | 0 | 0 | 0 | 0 | 0 | 0
[35 empty] | 7.3.5.15 Identification and remediation of “at-risk species” | WLDFR | HFTD - Distribution - Tier 2 - 5QU CoRE ¦ 2QU LoRE | 2020 | 1 | 0.038318 | 0.36877 | 0 | 0.36877 | 0 | 0 | 0 | 0 | 0 | 0 | 0 | 0 | 0 | 0 | 0 | 0 | 0.36877 | 0 | 0 | 0 | 0 | 0 | 0 | 0 | 0 | 0 | 0 | 0
[35 empty] | 7.3.5.15 Identification and remediation of “at-risk species” | WLDFR | HFTD - Distribution - Tier 2 - 5QU CoRE ¦ 2QU LoRE | 2021 | 1 | 0.022988 | 0.25143 | 0 | 0.25143 | 0.04046 | 0.38939 | 0 | 0.38939 | 0 | 0 | 0 | 0 | 0 | 0 | 0 | 0 | 0.25143 | 0.38939 | 0 | 0 | 0 | 0 | 0 | 0 | 0 | 0 | 0 | 0
[35 empty] | 7.3.5.15 Identification and remediation of “at-risk species” | WLDFR | HFTD - Distribution - Tier 2 - 5QU CoRE ¦ 2QU LoRE | 2022 | 0.93458 | 0.022623 | 0.24182 | 0 | 0.24182 | 0.023887 | 0.25534 | 0 | 0.25534 | 0.036706 | 0.34544 | 0 | 0.34544 | 0 | 0 | 0 | 0 | 0.226 | 0.23864 | 0.32284 | 0 | 0.036706 | 0.034304 | 0.34544 | 0.32284 | 0 | 0 | 0.34544 | 0.32284
[35 empty] | 7.3.5.15 Identification and remediation of “at-risk species” | WLDFR | HFTD - Distribution - Tier 2 - 5QU CoRE ¦ 2QU LoRE | 2023 | 0.87344 | 0.022623 | 0.25068 | 0 | 0.25068 | 0.023887 | 0.2647 | 0 | 0.2647 | 0.022016 | 0.24396 | 0 | 0.24396 | 0.034958 | 0.34104 | 0 | 0.34104 | 0.21895 | 0.2312 | 0.21309 | 0.29788 | 0.022016 | 0.01923 | 0.24396 | 0.21309 | 0 | 0 | 0.24396 | 0.21309
[35 empty] | 7.3.5.15 Identification and remediation of “at-risk species” | WLDFR | HFTD - Distribution - Tier 2 - 5QU CoRE ¦ 2QU LoRE | 2024 | 0.8163 | 0.022623 | 0.25068 | 0 | 0.25068 | 0.023887 | 0.2647 | 0 | 0.2647 | 0.022016 | 0.24396 | 0 | 0.24396 | 0.020968 | 0.23235 | 0 | 0.23235 | 0.20463 | 0.21607 | 0.19915 | 0.18966 | 0.022016 | 0.017972 | 0.24396 | 0.19915 | 0 | 0 | 0.24396 | 0.19915
[35 empty] | 7.3.5.15 Identification and remediation of “at-risk species” | WLDFR | HFTD - Distribution - Tier 2 - 5QU CoRE ¦ 2QU LoRE | 2025 | 0.7629 | 0.022623 | 0.25068 | 0 | 0.25068 | 0.023887 | 0.2647 | 0 | 0.2647 | 0.022016 | 0.24396 | 0 | 0.24396 | 0.020968 | 0.23235 | 0 | 0.23235 | 0.19124 | 0.20193 | 0.18612 | 0.17725 | 0.022016 | 0.016796 | 0.24396 | 0.18612 | 0 | 0 | 0.24396 | 0.18612
[35 empty] | 7.3.5.15 Identification and remediation of “at-risk species” | WLDFR | HFTD - Distribution - Tier 2 - 5QU CoRE ¦ 2QU LoRE | 2026 | 0.71299 | 0.022623 | 0.25068 | 0 | 0.25068 | 0.023887 | 0.2647 | 0 | 0.2647 | 0.022016 | 0.24396 | 0 | 0.24396 | 0.020968 | 0.23235 | 0 | 0.23235 | 0.17873 | 0.18872 | 0.17394 | 0.16566 | 0.022016 | 0.015697 | 0.24396 | 0.17394 | 0 | 0 | 0.24396 | 0.17394
[35 empty] | 7.3.5.15 Identification and remediation of “at-risk species” | WLDFR | HFTD - Distribution - Tier 2 - 5QU CoRE ¦ 2QU LoRE | 2027 | 0.66634 | 0.022623 | 0.25068 | 0 | 0.25068 | 0.023887 | 0.2647 | 0 | 0.2647 | 0.022016 | 0.24396 | 0 | 0.24396 | 0.020968 | 0.23235 | 0 | 0.23235 | 0.16704 | 0.17638 | 0.16256 | 0.15482 | 0.022016 | 0.01467 | 0.24396 | 0.16256 | 0 | 0 | 0.24396 | 0.16256
[35 empty] | 7.3.5.15 Identification and remediation of “at-risk species” | WLDFR | HFTD - Distribution - Tier 2 - 5QU CoRE ¦ 2QU LoRE | 2028 | 0.62275 | 0.022623 | 0.26185 | 0 | 0.26185 | 0.023887 | 0.27649 | 0 | 0.27649 | 0.022016 | 0.25483 | 0 | 0.25483 | 0.020968 | 0.24269 | 0 | 0.24269 | 0.16306 | 0.17218 | 0.15869 | 0.15114 | 0.022016 | 0.013711 | 0.25483 | 0.15869 | 0 | 0 | 0.25483 | 0.15869
[35 empty] | 7.3.5.15 Identification and remediation of “at-risk species” | WLDFR | HFTD - Distribution - Tier 2 - 5QU CoRE ¦ 2QU LoRE | 2029 | 0.58201 | 0.022623 | 0.26185 | 0 | 0.26185 | 0.023887 | 0.27649 | 0 | 0.27649 | 0.022016 | 0.25483 | 0 | 0.25483 | 0.020968 | 0.24269 | 0 | 0.24269 | 0.1524 | 0.16092 | 0.14831 | 0.14125 | 0.022016 | 0.012814 | 0.25483 | 0.14831 | 0 | 0 | 0.25483 | 0.14831
[35 empty] | 7.3.5.15 Identification and remediation of “at-risk species” | WLDFR | HFTD - Distribution - Tier 2 - 5QU CoRE ¦ 2QU LoRE | 2030 | 0.54393 | 0.022623 | 0.26185 | 0 | 0.26185 | 0.023887 | 0.27649 | 0 | 0.27649 | 0.022016 | 0.25483 | 0 | 0.25483 | 0.020968 | 0.24269 | 0 | 0.24269 | 0.14243 | 0.15039 | 0.13861 | 0.13201 | 0.022016 | 0.011975 | 0.25483 | 0.13861 | 0 | 0 | 0.25483 | 0.13861
[35 empty] | 7.3.5.15 Identification and remediation of “at-risk species” | WLDFR | HFTD - Distribution - Tier 2 - 5QU CoRE ¦ 2QU LoRE | 2031 | 0.50835 | 0.022623 | 0.26185 | 0 | 0.26185 | 0.023887 | 0.27649 | 0 | 0.27649 | 0.022016 | 0.25483 | 0 | 0.25483 | 0.020968 | 0.24269 | 0 | 0.24269 | 0.13311 | 0.14055 | 0.12954 | 0.12337 | 0.022016 | 0.011192 | 0.25483 | 0.12954 | 0 | 0 | 0.25483 | 0.12954
[35 empty] | 7.3.5.15 Identification and remediation of “at-risk species” | WLDFR | HFTD - Distribution - Tier 2 - 5QU CoRE ¦ 2QU LoRE | 2032 | 0.47509 | 0.022623 | 0.26185 | 0 | 0.26185 | 0.023887 | 0.27649 | 0 | 0.27649 | 0.022016 | 0.25483 | 0 | 0.25483 | 0.020968 | 0.24269 | 0 | 0.24269 | 0.1244 | 0.13136 | 0.12107 | 0.1153 | 0.022016 | 0.01046 | 0.25483 | 0.12107 | 0 | 0 | 0.25483 | 0.12107
[35 empty] | 7.3.5.15 Identification and remediation of “at-risk species” | WLDFR | HFTD - Distribution - Tier 2 - 5QU CoRE ¦ 2QU LoRE | 2033 | 0.44401 | 0.022623 | 0.27426 | 0 | 0.27426 | 0.023887 | 0.28959 | 0 | 0.28959 | 0.022016 | 0.26691 | 0 | 0.26691 | 0.020968 | 0.2542 | 0 | 0.2542 | 0.12177 | 0.12858 | 0.11851 | 0.11287 | 0.022016 | 0.0097755 | 0.26691 | 0.11851 | 0 | 0 | 0.26691 | 0.11851
[35 empty] | 7.3.5.15 Identification and remediation of “at-risk species” | WLDFR | HFTD - Distribution - Tier 2 - 5QU CoRE ¦ 2QU LoRE | 2034 | 0.41496 | 0.022623 | 0.27426 | 0 | 0.27426 | 0.023887 | 0.28959 | 0 | 0.28959 | 0.022016 | 0.26691 | 0 | 0.26691 | 0.020968 | 0.2542 | 0 | 0.2542 | 0.11381 | 0.12017 | 0.11076 | 0.10548 | 0.022016 | 0.009136 | 0.26691 | 0.11076 | 0 | 0 | 0.26691 | 0.11076
[35 empty] | 7.3.5.15 Identification and remediation of “at-risk species” | WLDFR | HFTD - Distribution - Tier 2 - 5QU CoRE ¦ 2QU LoRE | 2035 | 0.38782 | 0.022623 | 0.27426 | 0 | 0.27426 | 0.023887 | 0.28959 | 0 | 0.28959 | 0.022016 | 0.26691 | 0 | 0.26691 | 0.020968 | 0.2542 | 0 | 0.2542 | 0.10636 | 0.11231 | 0.10351 | 0.098582 | 0.022016 | 0.0085383 | 0.26691 | 0.10351 | 0 | 0 | 0.26691 | 0.10351
[35 empty] | 7.3.5.15 Identification and remediation of “at-risk species” | WLDFR | HFTD - Distribution - Tier 2 - 5QU CoRE ¦ 2QU LoRE | 2036 | 0.36245 | 0.022623 | 0.27426 | 0 | 0.27426 | 0.023887 | 0.28959 | 0 | 0.28959 | 0.022016 | 0.26691 | 0 | 0.26691 | 0.020968 | 0.2542 | 0 | 0.2542 | 0.099403 | 0.10496 | 0.09674 | 0.092133 | 0.022016 | 0.0079797 | 0.26691 | 0.09674 | 0 | 0 | 0.26691 | 0.09674
[35 empty] | 7.3.5.15 Identification and remediation of “at-risk species” | WLDFR | HFTD - Distribution - Tier 2 - 5QU CoRE ¦ 2QU LoRE | 2037 | 0.33873 | 0.022623 | 0.27426 | 0 | 0.27426 | 0.023887 | 0.28959 | 0 | 0.28959 | 0.022016 | 0.26691 | 0 | 0.26691 | 0.020968 | 0.2542 | 0 | 0.2542 | 0.0929 | 0.098094 | 0.090411 | 0.086106 | 0.022016 | 0.0074577 | 0.26691 | 0.090411 | 0 | 0 | 0.26691 | 0.090411
[35 empty] | 7.3.5.15 Identification and remediation of “at-risk species” | WLDFR | HFTD - Distribution - Tier 2 - 5QU CoRE ¦ 2QU LoRE | 2038 | 0.31657 | 0.022623 | 0.28773 | 0 | 0.28773 | 0.023887 | 0.30382 | 0 | 0.30382 | 0.022016 | 0.28002 | 0 | 0.28002 | 0.020968 | 0.26669 | 0 | 0.26669 | 0.091088 | 0.096181 | 0.088648 | 0.084426 | 0.022016 | 0.0069698 | 0.28002 | 0.088648 | 0 | 0 | 0.28002 | 0.088648
[35 empty] | 7.3.5.15 Identification and remediation of “at-risk species” | WLDFR | HFTD - Distribution - Tier 2 - 5QU CoRE ¦ 2QU LoRE | 2039 | 0.29586 | 0.022623 | 0.28773 | 0 | 0.28773 | 0.023887 | 0.30382 | 0 | 0.30382 | 0.022016 | 0.28002 | 0 | 0.28002 | 0.020968 | 0.26669 | 0 | 0.26669 | 0.085129 | 0.089889 | 0.082848 | 0.078903 | 0.022016 | 0.0065138 | 0.28002 | 0.082848 | 0 | 0 | 0.28002 | 0.082848
[35 empty] | 7.3.5.15 Identification and remediation of “at-risk species” | WLDFR | HFTD - Distribution - Tier 2 - 5QU CoRE ¦ 2QU LoRE | 2040 | 0.27651 | 0.022623 | 0.28773 | 0 | 0.28773 | 0.023887 | 0.30382 | 0 | 0.30382 | 0.022016 | 0.28002 | 0 | 0.28002 | 0.020968 | 0.26669 | 0 | 0.26669 | 0.07956 | 0.084008 | 0.077428 | 0.073741 | 0.022016 | 0.0060877 | 0.28002 | 0.077428 | 0 | 0 | 0.28002 | 0.077428
[35 empty] | 7.3.5.15 Identification and remediation of “at-risk species” | WLDFR | HFTD - Distribution - Tier 2 - 5QU CoRE ¦ 2QU LoRE | 2041 | 0.25842 | 0.022623 | 0.28773 | 0 | 0.28773 | 0.023887 | 0.30382 | 0 | 0.30382 | 0.022016 | 0.28002 | 0 | 0.28002 | 0.020968 | 0.26669 | 0 | 0.26669 | 0.074355 | 0.078513 | 0.072363 | 0.068917 | 0.022016 | 0.0056894 | 0.28002 | 0.072363 | 0 | 0 | 0.28002 | 0.072363
[35 empty] | 7.3.5.15 Identification and remediation of “at-risk species” | WLDFR | HFTD - Distribution - Tier 2 - 5QU CoRE ¦ 2QU LoRE | 2042 | 0.24151 | 0.022623 | 0.28773 | 0 | 0.28773 | 0.023887 | 0.30382 | 0 | 0.30382 | 0.022016 | 0.28002 | 0 | 0.28002 | 0.020968 | 0.26669 | 0 | 0.26669 | 0.069491 | 0.073376 | 0.067629 | 0.064408 | 0.022016 | 0.0053172 | 0.28002 | 0.067629 | 0 | 0 | 0.28002 | 0.067629
[35 empty] | 7.3.5.15 Identification and remediation of “at-risk species” | WLDFR | HFTD - Distribution - Tier 2 - 5QU CoRE ¦ 2QU LoRE | 2043 | 0.22571 | 0.022623 | 0.30209 | 0 | 0.30209 | 0.023887 | 0.31898 | 0 | 0.31898 | 0.022016 | 0.29399 | 0 | 0.29399 | 0.020968 | 0.27999 | 0 | 0.27999 | 0.068185 | 0.071997 | 0.066358 | 0.063198 | 0.022016 | 0.0049694 | 0.29399 | 0.066358 | 0 | 0 | 0.29399 | 0.066358
[35 empty] | 7.3.5.15 Identification and remediation of “at-risk species” | WLDFR | HFTD - Distribution - Tier 2 - 5QU CoRE ¦ 2QU LoRE | 2044 | 0.21095 | 0.022623 | 0.30209 | 0 | 0.30209 | 0.023887 | 0.31898 | 0 | 0.31898 | 0.022016 | 0.29399 | 0 | 0.29399 | 0.020968 | 0.27999 | 0 | 0.27999 | 0.063724 | 0.067287 | 0.062017 | 0.059064 | 0.022016 | 0.0046443 | 0.29399 | 0.062017 | 0 | 0 | 0.29399 | 0.062017
[35 empty] | 7.3.5.15 Identification and remediation of “at-risk species” | WLDFR | HFTD - Distribution - Tier 2 - 5QU CoRE ¦ 2QU LoRE | 2045 | 0.19715 | 0.022623 | 0.30209 | 0 | 0.30209 | 0.023887 | 0.31898 | 0 | 0.31898 | 0.022016 | 0.29399 | 0 | 0.29399 | 0.020968 | 0.27999 | 0 | 0.27999 | 0.059556 | 0.062885 | 0.05796 | 0.0552 | 0.022016 | 0.0043404 | 0.29399 | 0.05796 | 0 | 0 | 0.29399 | 0.05796
[35 empty] | 7.3.5.15 Identification and remediation of “at-risk species” | WLDFR | HFTD - Distribution - Tier 2 - 5QU CoRE ¦ 2QU LoRE | 2046 | 0.18425 | 0.022623 | 0.30209 | 0 | 0.30209 | 0.023887 | 0.31898 | 0 | 0.31898 | 0.022016 | 0.29399 | 0 | 0.29399 | 0.020968 | 0.27999 | 0 | 0.27999 | 0.055659 | 0.058771 | 0.054168 | 0.051588 | 0.022016 | 0.0040565 | 0.29399 | 0.054168 | 0 | 0 | 0.29399 | 0.054168
[35 empty] | 7.3.5.15 Identification and remediation of “at-risk species” | WLDFR | HFTD - Distribution - Tier 2 - 5QU CoRE ¦ 2QU LoRE | 2047 | 0.1722 | 0.022623 | 0.30209 | 0 | 0.30209 | 0.023887 | 0.31898 | 0 | 0.31898 | 0.022016 | 0.29399 | 0 | 0.29399 | 0.020968 | 0.27999 | 0 | 0.27999 | 0.052018 | 0.054926 | 0.050624 | 0.048214 | 0.022016 | 0.0037911 | 0.29399 | 0.050624 | 0 | 0 | 0.29399 | 0.050624
[35 empty] | 7.3.5.15 Identification and remediation of “at-risk species” | WLDFR | HFTD - Distribution - Tier 2 - 5QU CoRE ¦ 2QU LoRE | 2048 | 0.16093 | 0.022623 | 0.31714 | 0 | 0.31714 | 0.023887 | 0.33487 | 0 | 0.33487 | 0.022016 | 0.30864 | 0 | 0.30864 | 0.020968 | 0.29394 | 0 | 0.29394 | 0.051037 | 0.053891 | 0.04967 | 0.047305 | 0.022016 | 0.0035431 | 0.30864 | 0.04967 | 0 | 0 | 0.30864 | 0.04967
[35 empty] | 7.3.5.15 Identification and remediation of “at-risk species” | WLDFR | HFTD - Distribution - Tier 2 - 5QU CoRE ¦ 2QU LoRE | 2049 | 0.1504 | 0.022623 | 0.31714 | 0 | 0.31714 | 0.023887 | 0.33487 | 0 | 0.33487 | 0.022016 | 0.30864 | 0 | 0.30864 | 0.020968 | 0.29394 | 0 | 0.29394 | 0.047699 | 0.050365 | 0.04642 | 0.04421 | 0.022016 | 0.0033113 | 0.30864 | 0.04642 | 0 | 0 | 0.30864 | 0.04642
[35 empty] | 7.3.5.15 Identification and remediation of “at-risk species” | WLDFR | HFTD - Distribution - Tier 2 - 5QU CoRE ¦ 2QU LoRE | 2050 | 0.14056 | 0 | 0 | 0 | 0 | 0.023887 | 0.33487 | 0 | 0.33487 | 0.022016 | 0.30864 | 0 | 0.30864 | 0.020968 | 0.29394 | 0 | 0.29394 | 0 | 0.04707 | 0.043383 | 0.041318 | 0.022016 | 0.0030947 | 0.30864 | 0.043383 | 0 | 0 | 0.30864 | 0.043383
[35 empty] | 7.3.5.15 Identification and remediation of “at-risk species” | WLDFR | HFTD - Distribution - Tier 2 - 5QU CoRE ¦ 2QU LoRE | 2051 | 0.13137 | 0 | 0 | 0 | 0 | 0 | 0 | 0 | 0 | 0.022016 | 0.30864 | 0 | 0.30864 | 0.020968 | 0.29394 | 0 | 0.29394 | 0 | 0 | 0.040545 | 0.038615 | 0.022016 | 0.0028922 | 0.30864 | 0.040545 | 0 | 0 | 0.30864 | 0.040545
[35 empty] | 7.3.5.15 Identification and remediation of “at-risk species” | WLDFR | HFTD - Distribution - Tier 2 - 5QU CoRE ¦ 2QU LoRE | 2052 | 0.12277 | 0 | 0 | 0 | 0 | 0 | 0 | 0 | 0 | 0 | 0 | 0 | 0 | 0.020968 | 0.29394 | 0 | 0.29394 | 0 | 0 | 0 | 0.036088 | 0 | 0 | 0 | 0 | 0 | 0 | 0 | 0
[35 empty] | 7.3.5.15 Identification and remediation of “at-risk species” | WLDFR | HFTD - Distribution - Tier 2 - 5QU CoRE ¦ 3QU LoRE | 2020 | 1 | 0.015367 | 0.11108 | 0 | 0.11108 | 0 | 0 | 0 | 0 | 0 | 0 | 0 | 0 | 0 | 0 | 0 | 0 | 0.11108 | 0 | 0 | 0 | 0 | 0 | 0 | 0 | 0 | 0 | 0 | 0
[35 empty] | 7.3.5.15 Identification and remediation of “at-risk species” | WLDFR | HFTD - Distribution - Tier 2 - 5QU CoRE ¦ 3QU LoRE | 2021 | 1 | 0.0089922 | 0.07277 | 0 | 0.07277 | 0.016226 | 0.11729 | 0 | 0.11729 | 0 | 0 | 0 | 0 | 0 | 0 | 0 | 0 | 0.07277 | 0.11729 | 0 | 0 | 0 | 0 | 0 | 0 | 0 | 0 | 0 | 0
[35 empty] | 7.3.5.15 Identification and remediation of “at-risk species” | WLDFR | HFTD - Distribution - Tier 2 - 5QU CoRE ¦ 3QU LoRE | 2022 | 0.93458 | 0.00853 | 0.069555 | 0 | 0.069555 | 0.0090069 | 0.073444 | 0 | 0.073444 | 0.015798 | 0.11595 | 0 | 0.11595 | 0 | 0 | 0 | 0 | 0.065005 | 0.068639 | 0.10836 | 0 | 0.015798 | 0.014765 | 0.11595 | 0.10836 | 0 | 0 | 0.11595 | 0.10836
[35 empty] | 7.3.5.15 Identification and remediation of “at-risk species” | WLDFR | HFTD - Distribution - Tier 2 - 5QU CoRE ¦ 3QU LoRE | 2023 | 0.87344 | 0.00853 | 0.072104 | 0 | 0.072104 | 0.0090069 | 0.076135 | 0 | 0.076135 | 0.0091266 | 0.077147 | 0 | 0.077147 | 0.015046 | 0.11447 | 0 | 0.11447 | 0.062978 | 0.066499 | 0.067383 | 0.09998 | 0.0091266 | 0.0079715 | 0.077147 | 0.067383 | 0 | 0 | 0.077147 | 0.067383
[35 empty] | 7.3.5.15 Identification and remediation of “at-risk species” | WLDFR | HFTD - Distribution - Tier 2 - 5QU CoRE ¦ 3QU LoRE | 2024 | 0.8163 | 0.00853 | 0.072104 | 0 | 0.072104 | 0.0090069 | 0.076135 | 0 | 0.076135 | 0.0091266 | 0.077147 | 0 | 0.077147 | 0.008692 | 0.073473 | 0 | 0.073473 | 0.058858 | 0.062149 | 0.062975 | 0.059976 | 0.0091266 | 0.00745 | 0.077147 | 0.062975 | 0 | 0 | 0.077147 | 0.062975
[35 empty] | 7.3.5.15 Identification and remediation of “at-risk species” | WLDFR | HFTD - Distribution - Tier 2 - 5QU CoRE ¦ 3QU LoRE | 2025 | 0.7629 | 0.00853 | 0.072104 | 0 | 0.072104 | 0.0090069 | 0.076135 | 0 | 0.076135 | 0.0091266 | 0.077147 | 0 | 0.077147 | 0.008692 | 0.073473 | 0 | 0.073473 | 0.055008 | 0.058083 | 0.058855 | 0.056053 | 0.0091266 | 0.0069626 | 0.077147 | 0.058855 | 0 | 0 | 0.077147 | 0.058855
[35 empty] | 7.3.5.15 Identification and remediation of “at-risk species” | WLDFR | HFTD - Distribution - Tier 2 - 5QU CoRE ¦ 3QU LoRE | 2026 | 0.71299 | 0.00853 | 0.072104 | 0 | 0.072104 | 0.0090069 | 0.076135 | 0 | 0.076135 | 0.0091266 | 0.077147 | 0 | 0.077147 | 0.008692 | 0.073473 | 0 | 0.073473 | 0.051409 | 0.054283 | 0.055005 | 0.052386 | 0.0091266 | 0.0065071 | 0.077147 | 0.055005 | 0 | 0 | 0.077147 | 0.055005
[35 empty] | 7.3.5.15 Identification and remediation of “at-risk species” | WLDFR | HFTD - Distribution - Tier 2 - 5QU CoRE ¦ 3QU LoRE | 2027 | 0.66634 | 0.00853 | 0.072104 | 0 | 0.072104 | 0.0090069 | 0.076135 | 0 | 0.076135 | 0.0091266 | 0.077147 | 0 | 0.077147 | 0.008692 | 0.073473 | 0 | 0.073473 | 0.048046 | 0.050732 | 0.051406 | 0.048958 | 0.0091266 | 0.0060814 | 0.077147 | 0.051406 | 0 | 0 | 0.077147 | 0.051406
[35 empty] | 7.3.5.15 Identification and remediation of “at-risk species” | WLDFR | HFTD - Distribution - Tier 2 - 5QU CoRE ¦ 3QU LoRE | 2028 | 0.62275 | 0.00853 | 0.075315 | 0 | 0.075315 | 0.0090069 | 0.079526 | 0 | 0.079526 | 0.0091266 | 0.080584 | 0 | 0.080584 | 0.008692 | 0.076746 | 0 | 0.076746 | 0.046903 | 0.049525 | 0.050183 | 0.047794 | 0.0091266 | 0.0056836 | 0.080584 | 0.050183 | 0 | 0 | 0.080584 | 0.050183
[35 empty] | 7.3.5.15 Identification and remediation of “at-risk species” | WLDFR | HFTD - Distribution - Tier 2 - 5QU CoRE ¦ 3QU LoRE | 2029 | 0.58201 | 0.00853 | 0.075315 | 0 | 0.075315 | 0.0090069 | 0.079526 | 0 | 0.079526 | 0.0091266 | 0.080584 | 0 | 0.080584 | 0.008692 | 0.076746 | 0 | 0.076746 | 0.043834 | 0.046285 | 0.0469 | 0.044667 | 0.0091266 | 0.0053118 | 0.080584 | 0.0469 | 0 | 0 | 0.080584 | 0.0469
[35 empty] | 7.3.5.15 Identification and remediation of “at-risk species” | WLDFR | HFTD - Distribution - Tier 2 - 5QU CoRE ¦ 3QU LoRE | 2030 | 0.54393 | 0.00853 | 0.075315 | 0 | 0.075315 | 0.0090069 | 0.079526 | 0 | 0.079526 | 0.0091266 | 0.080584 | 0 | 0.080584 | 0.008692 | 0.076746 | 0 | 0.076746 | 0.040967 | 0.043257 | 0.043832 | 0.041745 | 0.0091266 | 0.0049643 | 0.080584 | 0.043832 | 0 | 0 | 0.080584 | 0.043832
[35 empty] | 7.3.5.15 Identification and remediation of “at-risk species” | WLDFR | HFTD - Distribution - Tier 2 - 5QU CoRE ¦ 3QU LoRE | 2031 | 0.50835 | 0.00853 | 0.075315 | 0 | 0.075315 | 0.0090069 | 0.079526 | 0 | 0.079526 | 0.0091266 | 0.080584 | 0 | 0.080584 | 0.008692 | 0.076746 | 0 | 0.076746 | 0.038287 | 0.040427 | 0.040965 | 0.039014 | 0.0091266 | 0.0046395 | 0.080584 | 0.040965 | 0 | 0 | 0.080584 | 0.040965
[35 empty] | 7.3.5.15 Identification and remediation of “at-risk species” | WLDFR | HFTD - Distribution - Tier 2 - 5QU CoRE ¦ 3QU LoRE | 2032 | 0.47509 | 0.00853 | 0.075315 | 0 | 0.075315 | 0.0090069 | 0.079526 | 0 | 0.079526 | 0.0091266 | 0.080584 | 0 | 0.080584 | 0.008692 | 0.076746 | 0 | 0.076746 | 0.035782 | 0.037782 | 0.038285 | 0.036462 | 0.0091266 | 0.004336 | 0.080584 | 0.038285 | 0 | 0 | 0.080584 | 0.038285
[35 empty] | 7.3.5.15 Identification and remediation of “at-risk species” | WLDFR | HFTD - Distribution - Tier 2 - 5QU CoRE ¦ 3QU LoRE | 2033 | 0.44401 | 0.00853 | 0.078886 | 0 | 0.078886 | 0.0090069 | 0.083296 | 0 | 0.083296 | 0.0091266 | 0.084403 | 0 | 0.084403 | 0.008692 | 0.080384 | 0 | 0.080384 | 0.035026 | 0.036985 | 0.037476 | 0.035692 | 0.0091266 | 0.0040523 | 0.084403 | 0.037476 | 0 | 0 | 0.084403 | 0.037476
[35 empty] | 7.3.5.15 Identification and remediation of “at-risk species” | WLDFR | HFTD - Distribution - Tier 2 - 5QU CoRE ¦ 3QU LoRE | 2034 | 0.41496 | 0.00853 | 0.078886 | 0 | 0.078886 | 0.0090069 | 0.083296 | 0 | 0.083296 | 0.0091266 | 0.084403 | 0 | 0.084403 | 0.008692 | 0.080384 | 0 | 0.080384 | 0.032735 | 0.034565 | 0.035024 | 0.033357 | 0.0091266 | 0.0037872 | 0.084403 | 0.035024 | 0 | 0 | 0.084403 | 0.035024
[35 empty] | 7.3.5.15 Identification and remediation of “at-risk species” | WLDFR | HFTD - Distribution - Tier 2 - 5QU CoRE ¦ 3QU LoRE | 2035 | 0.38782 | 0.00853 | 0.078886 | 0 | 0.078886 | 0.0090069 | 0.083296 | 0 | 0.083296 | 0.0091266 | 0.084403 | 0 | 0.084403 | 0.008692 | 0.080384 | 0 | 0.080384 | 0.030593 | 0.032304 | 0.032733 | 0.031174 | 0.0091266 | 0.0035395 | 0.084403 | 0.032733 | 0 | 0 | 0.084403 | 0.032733
[35 empty] | 7.3.5.15 Identification and remediation of “at-risk species” | WLDFR | HFTD - Distribution - Tier 2 - 5QU CoRE ¦ 3QU LoRE | 2036 | 0.36245 | 0.00853 | 0.078886 | 0 | 0.078886 | 0.0090069 | 0.083296 | 0 | 0.083296 | 0.0091266 | 0.084403 | 0 | 0.084403 | 0.008692 | 0.080384 | 0 | 0.080384 | 0.028592 | 0.03019 | 0.030592 | 0.029135 | 0.0091266 | 0.0033079 | 0.084403 | 0.030592 | 0 | 0 | 0.084403 | 0.030592
[35 empty] | 7.3.5.15 Identification and remediation of “at-risk species” | WLDFR | HFTD - Distribution - Tier 2 - 5QU CoRE ¦ 3QU LoRE | 2037 | 0.33873 | 0.00853 | 0.078886 | 0 | 0.078886 | 0.0090069 | 0.083296 | 0 | 0.083296 | 0.0091266 | 0.084403 | 0 | 0.084403 | 0.008692 | 0.080384 | 0 | 0.080384 | 0.026721 | 0.028215 | 0.02859 | 0.027229 | 0.0091266 | 0.0030915 | 0.084403 | 0.02859 | 0 | 0 | 0.084403 | 0.02859
[35 empty] | 7.3.5.15 Identification and remediation of “at-risk species” | WLDFR | HFTD - Distribution - Tier 2 - 5QU CoRE ¦ 3QU LoRE | 2038 | 0.31657 | 0.00853 | 0.082762 | 0 | 0.082762 | 0.0090069 | 0.087389 | 0 | 0.087389 | 0.0091266 | 0.088551 | 0 | 0.088551 | 0.008692 | 0.084334 | 0 | 0.084334 | 0.0262 | 0.027665 | 0.028033 | 0.026698 | 0.0091266 | 0.0028893 | 0.088551 | 0.028033 | 0 | 0 | 0.088551 | 0.028033
[35 empty] | 7.3.5.15 Identification and remediation of “at-risk species” | WLDFR | HFTD - Distribution - Tier 2 - 5QU CoRE ¦ 3QU LoRE | 2039 | 0.29586 | 0.00853 | 0.082762 | 0 | 0.082762 | 0.0090069 | 0.087389 | 0 | 0.087389 | 0.0091266 | 0.088551 | 0 | 0.088551 | 0.008692 | 0.084334 | 0 | 0.084334 | 0.024486 | 0.025855 | 0.026199 | 0.024952 | 0.0091266 | 0.0027002 | 0.088551 | 0.026199 | 0 | 0 | 0.088551 | 0.026199
[35 empty] | 7.3.5.15 Identification and remediation of “at-risk species” | WLDFR | HFTD - Distribution - Tier 2 - 5QU CoRE ¦ 3QU LoRE | 2040 | 0.27651 | 0.00853 | 0.082762 | 0 | 0.082762 | 0.0090069 | 0.087389 | 0 | 0.087389 | 0.0091266 | 0.088551 | 0 | 0.088551 | 0.008692 | 0.084334 | 0 | 0.084334 | 0.022884 | 0.024164 | 0.024485 | 0.023319 | 0.0091266 | 0.0025236 | 0.088551 | 0.024485 | 0 | 0 | 0.088551 | 0.024485
[35 empty] | 7.3.5.15 Identification and remediation of “at-risk species” | WLDFR | HFTD - Distribution - Tier 2 - 5QU CoRE ¦ 3QU LoRE | 2041 | 0.25842 | 0.00853 | 0.082762 | 0 | 0.082762 | 0.0090069 | 0.087389 | 0 | 0.087389 | 0.0091266 | 0.088551 | 0 | 0.088551 | 0.008692 | 0.084334 | 0 | 0.084334 | 0.021387 | 0.022583 | 0.022883 | 0.021794 | 0.0091266 | 0.0023585 | 0.088551 | 0.022883 | 0 | 0 | 0.088551 | 0.022883
[35 empty] | 7.3.5.15 Identification and remediation of “at-risk species” | WLDFR | HFTD - Distribution - Tier 2 - 5QU CoRE ¦ 3QU LoRE | 2042 | 0.24151 | 0.00853 | 0.082762 | 0 | 0.082762 | 0.0090069 | 0.087389 | 0 | 0.087389 | 0.0091266 | 0.088551 | 0 | 0.088551 | 0.008692 | 0.084334 | 0 | 0.084334 | 0.019988 | 0.021106 | 0.021386 | 0.020368 | 0.0091266 | 0.0022042 | 0.088551 | 0.021386 | 0 | 0 | 0.088551 | 0.021386
[35 empty] | 7.3.5.15 Identification and remediation of “at-risk species” | WLDFR | HFTD - Distribution - Tier 2 - 5QU CoRE ¦ 3QU LoRE | 2043 | 0.22571 | 0.00853 | 0.086892 | 0 | 0.086892 | 0.0090069 | 0.091751 | 0 | 0.091751 | 0.0091266 | 0.09297 | 0 | 0.09297 | 0.008692 | 0.088543 | 0 | 0.088543 | 0.019613 | 0.020709 | 0.020985 | 0.019985 | 0.0091266 | 0.00206 | 0.09297 | 0.020985 | 0 | 0 | 0.09297 | 0.020985
[35 empty] | 7.3.5.15 Identification and remediation of “at-risk species” | WLDFR | HFTD - Distribution - Tier 2 - 5QU CoRE ¦ 3QU LoRE | 2044 | 0.21095 | 0.00853 | 0.086892 | 0 | 0.086892 | 0.0090069 | 0.091751 | 0 | 0.091751 | 0.0091266 | 0.09297 | 0 | 0.09297 | 0.008692 | 0.088543 | 0 | 0.088543 | 0.01833 | 0.019355 | 0.019612 | 0.018678 | 0.0091266 | 0.0019252 | 0.09297 | 0.019612 | 0 | 0 | 0.09297 | 0.019612
[35 empty] | 7.3.5.15 Identification and remediation of “at-risk species” | WLDFR | HFTD - Distribution - Tier 2 - 5QU CoRE ¦ 3QU LoRE | 2045 | 0.19715 | 0.00853 | 0.086892 | 0 | 0.086892 | 0.0090069 | 0.091751 | 0 | 0.091751 | 0.0091266 | 0.09297 | 0 | 0.09297 | 0.008692 | 0.088543 | 0 | 0.088543 | 0.017131 | 0.018088 | 0.018329 | 0.017456 | 0.0091266 | 0.0017993 | 0.09297 | 0.018329 | 0 | 0 | 0.09297 | 0.018329
[35 empty] | 7.3.5.15 Identification and remediation of “at-risk species” | WLDFR | HFTD - Distribution - Tier 2 - 5QU CoRE ¦ 3QU LoRE | 2046 | 0.18425 | 0.00853 | 0.086892 | 0 | 0.086892 | 0.0090069 | 0.091751 | 0 | 0.091751 | 0.0091266 | 0.09297 | 0 | 0.09297 | 0.008692 | 0.088543 | 0 | 0.088543 | 0.01601 | 0.016905 | 0.01713 | 0.016314 | 0.0091266 | 0.0016816 | 0.09297 | 0.01713 | 0 | 0 | 0.09297 | 0.01713
[35 empty] | 7.3.5.15 Identification and remediation of “at-risk species” | WLDFR | HFTD - Distribution - Tier 2 - 5QU CoRE ¦ 3QU LoRE | 2047 | 0.1722 | 0.00853 | 0.086892 | 0 | 0.086892 | 0.0090069 | 0.091751 | 0 | 0.091751 | 0.0091266 | 0.09297 | 0 | 0.09297 | 0.008692 | 0.088543 | 0 | 0.088543 | 0.014962 | 0.015799 | 0.016009 | 0.015247 | 0.0091266 | 0.0015716 | 0.09297 | 0.016009 | 0 | 0 | 0.09297 | 0.016009
[35 empty] | 7.3.5.15 Identification and remediation of “at-risk species” | WLDFR | HFTD - Distribution - Tier 2 - 5QU CoRE ¦ 3QU LoRE | 2048 | 0.16093 | 0.00853 | 0.091223 | 0 | 0.091223 | 0.0090069 | 0.096324 | 0 | 0.096324 | 0.0091266 | 0.097604 | 0 | 0.097604 | 0.008692 | 0.092956 | 0 | 0.092956 | 0.014681 | 0.015501 | 0.015707 | 0.014959 | 0.0091266 | 0.0014687 | 0.097604 | 0.015707 | 0 | 0 | 0.097604 | 0.015707
[35 empty] | 7.3.5.15 Identification and remediation of “at-risk species” | WLDFR | HFTD - Distribution - Tier 2 - 5QU CoRE ¦ 3QU LoRE | 2049 | 0.1504 | 0.00853 | 0.091223 | 0 | 0.091223 | 0.0090069 | 0.096324 | 0 | 0.096324 | 0.0091266 | 0.097604 | 0 | 0.097604 | 0.008692 | 0.092956 | 0 | 0.092956 | 0.01372 | 0.014487 | 0.01468 | 0.013981 | 0.0091266 | 0.0013727 | 0.097604 | 0.01468 | 0 | 0 | 0.097604 | 0.01468
[35 empty] | 7.3.5.15 Identification and remediation of “at-risk species” | WLDFR | HFTD - Distribution - Tier 2 - 5QU CoRE ¦ 3QU LoRE | 2050 | 0.14056 | 0 | 0 | 0 | 0 | 0.0090069 | 0.096324 | 0 | 0.096324 | 0.0091266 | 0.097604 | 0 | 0.097604 | 0.008692 | 0.092956 | 0 | 0.092956 | 0 | 0.01354 | 0.01372 | 0.013066 | 0.0091266 | 0.0012829 | 0.097604 | 0.01372 | 0 | 0 | 0.097604 | 0.01372
[35 empty] | 7.3.5.15 Identification and remediation of “at-risk species” | WLDFR | HFTD - Distribution - Tier 2 - 5QU CoRE ¦ 3QU LoRE | 2051 | 0.13137 | 0 | 0 | 0 | 0 | 0 | 0 | 0 | 0 | 0.0091266 | 0.097604 | 0 | 0.097604 | 0.008692 | 0.092956 | 0 | 0.092956 | 0 | 0 | 0.012822 | 0.012211 | 0.0091266 | 0.0011989 | 0.097604 | 0.012822 | 0 | 0 | 0.097604 | 0.012822
[35 empty] | 7.3.5.15 Identification and remediation of “at-risk species” | WLDFR | HFTD - Distribution - Tier 2 - 5QU CoRE ¦ 3QU LoRE | 2052 | 0.12277 | 0 | 0 | 0 | 0 | 0 | 0 | 0 | 0 | 0 | 0 | 0 | 0 | 0.008692 | 0.092956 | 0 | 0.092956 | 0 | 0 | 0 | 0.011413 | 0 | 0 | 0 | 0 | 0 | 0 | 0 | 0
[35 empty] | 7.3.5.15 Identification and remediation of “at-risk species” | WLDFR | HFTD - Distribution - Tier 2 - 5QU CoRE ¦ 4QU LoRE | 2020 | 1 | 0.0091301 | 0.088365 | 0 | 0.088365 | 0 | 0 | 0 | 0 | 0 | 0 | 0 | 0 | 0 | 0 | 0 | 0 | 0.088365 | 0 | 0 | 0 | 0 | 0 | 0 | 0 | 0 | 0 | 0 | 0
[35 empty] | 7.3.5.15 Identification and remediation of “at-risk species” | WLDFR | HFTD - Distribution - Tier 2 - 5QU CoRE ¦ 4QU LoRE | 2021 | 1 | 0.0050387 | 0.055133 | 0 | 0.055133 | 0.0096406 | 0.093306 | 0 | 0.093306 | 0 | 0 | 0 | 0 | 0 | 0 | 0 | 0 | 0.055133 | 0.093306 | 0 | 0 | 0 | 0 | 0 | 0 | 0 | 0 | 0 | 0
[35 empty] | 7.3.5.15 Identification and remediation of “at-risk species” | WLDFR | HFTD - Distribution - Tier 2 - 5QU CoRE ¦ 4QU LoRE | 2022 | 0.93458 | 0.0050803 | 0.059016 | 0 | 0.059016 | 0.0053643 | 0.062316 | 0 | 0.062316 | 0.0083143 | 0.083995 | 0 | 0.083995 | 0 | 0 | 0 | 0 | 0.055155 | 0.058239 | 0.0785 | 0 | 0.0083143 | 0.0077703 | 0.083995 | 0.0785 | 0 | 0 | 0.083995 | 0.0785
[35 empty] | 7.3.5.15 Identification and remediation of “at-risk species” | WLDFR | HFTD - Distribution - Tier 2 - 5QU CoRE ¦ 4QU LoRE | 2023 | 0.87344 | 0.0050803 | 0.061179 | 0 | 0.061179 | 0.0053643 | 0.064599 | 0 | 0.064599 | 0.0046383 | 0.055856 | 0 | 0.055856 | 0.0079184 | 0.082924 | 0 | 0.082924 | 0.053436 | 0.056424 | 0.048787 | 0.072429 | 0.0046383 | 0.0040512 | 0.055856 | 0.048787 | 0 | 0 | 0.055856 | 0.048787
[35 empty] | 7.3.5.15 Identification and remediation of “at-risk species” | WLDFR | HFTD - Distribution - Tier 2 - 5QU CoRE ¦ 4QU LoRE | 2024 | 0.8163 | 0.0050803 | 0.061179 | 0 | 0.061179 | 0.0053643 | 0.064599 | 0 | 0.064599 | 0.0046383 | 0.055856 | 0 | 0.055856 | 0.0044174 | 0.053196 | 0 | 0.053196 | 0.04994 | 0.052732 | 0.045595 | 0.043424 | 0.0046383 | 0.0037862 | 0.055856 | 0.045595 | 0 | 0 | 0.055856 | 0.045595
[35 empty] | 7.3.5.15 Identification and remediation of “at-risk species” | WLDFR | HFTD - Distribution - Tier 2 - 5QU CoRE ¦ 4QU LoRE | 2025 | 0.7629 | 0.0050803 | 0.061179 | 0 | 0.061179 | 0.0053643 | 0.064599 | 0 | 0.064599 | 0.0046383 | 0.055856 | 0 | 0.055856 | 0.0044174 | 0.053196 | 0 | 0.053196 | 0.046673 | 0.049282 | 0.042612 | 0.040583 | 0.0046383 | 0.0035385 | 0.055856 | 0.042612 | 0 | 0 | 0.055856 | 0.042612
[35 empty] | 7.3.5.15 Identification and remediation of “at-risk species” | WLDFR | HFTD - Distribution - Tier 2 - 5QU CoRE ¦ 4QU LoRE | 2026 | 0.71299 | 0.0050803 | 0.061179 | 0 | 0.061179 | 0.0053643 | 0.064599 | 0 | 0.064599 | 0.0046383 | 0.055856 | 0 | 0.055856 | 0.0044174 | 0.053196 | 0 | 0.053196 | 0.04362 | 0.046058 | 0.039824 | 0.037928 | 0.0046383 | 0.003307 | 0.055856 | 0.039824 | 0 | 0 | 0.055856 | 0.039824
[35 empty] | 7.3.5.15 Identification and remediation of “at-risk species” | WLDFR | HFTD - Distribution - Tier 2 - 5QU CoRE ¦ 4QU LoRE | 2027 | 0.66634 | 0.0050803 | 0.061179 | 0 | 0.061179 | 0.0053643 | 0.064599 | 0 | 0.064599 | 0.0046383 | 0.055856 | 0 | 0.055856 | 0.0044174 | 0.053196 | 0 | 0.053196 | 0.040766 | 0.043045 | 0.037219 | 0.035447 | 0.0046383 | 0.0030907 | 0.055856 | 0.037219 | 0 | 0 | 0.055856 | 0.037219
[35 empty] | 7.3.5.15 Identification and remediation of “at-risk species” | WLDFR | HFTD - Distribution - Tier 2 - 5QU CoRE ¦ 4QU LoRE | 2028 | 0.62275 | 0.0050803 | 0.063904 | 0 | 0.063904 | 0.0053643 | 0.067477 | 0 | 0.067477 | 0.0046383 | 0.058344 | 0 | 0.058344 | 0.0044174 | 0.055566 | 0 | 0.055566 | 0.039796 | 0.042021 | 0.036334 | 0.034603 | 0.0046383 | 0.0028885 | 0.058344 | 0.036334 | 0 | 0 | 0.058344 | 0.036334
[35 empty] | 7.3.5.15 Identification and remediation of “at-risk species” | WLDFR | HFTD - Distribution - Tier 2 - 5QU CoRE ¦ 4QU LoRE | 2029 | 0.58201 | 0.0050803 | 0.063904 | 0 | 0.063904 | 0.0053643 | 0.067477 | 0 | 0.067477 | 0.0046383 | 0.058344 | 0 | 0.058344 | 0.0044174 | 0.055566 | 0 | 0.055566 | 0.037193 | 0.039272 | 0.033957 | 0.03234 | 0.0046383 | 0.0026995 | 0.058344 | 0.033957 | 0 | 0 | 0.058344 | 0.033957
[35 empty] | 7.3.5.15 Identification and remediation of “at-risk species” | WLDFR | HFTD - Distribution - Tier 2 - 5QU CoRE ¦ 4QU LoRE | 2030 | 0.54393 | 0.0050803 | 0.063904 | 0 | 0.063904 | 0.0053643 | 0.067477 | 0 | 0.067477 | 0.0046383 | 0.058344 | 0 | 0.058344 | 0.0044174 | 0.055566 | 0 | 0.055566 | 0.03476 | 0.036703 | 0.031735 | 0.030224 | 0.0046383 | 0.0025229 | 0.058344 | 0.031735 | 0 | 0 | 0.058344 | 0.031735
[35 empty] | 7.3.5.15 Identification and remediation of “at-risk species” | WLDFR | HFTD - Distribution - Tier 2 - 5QU CoRE ¦ 4QU LoRE | 2031 | 0.50835 | 0.0050803 | 0.063904 | 0 | 0.063904 | 0.0053643 | 0.067477 | 0 | 0.067477 | 0.0046383 | 0.058344 | 0 | 0.058344 | 0.0044174 | 0.055566 | 0 | 0.055566 | 0.032486 | 0.034302 | 0.029659 | 0.028247 | 0.0046383 | 0.0023579 | 0.058344 | 0.029659 | 0 | 0 | 0.058344 | 0.029659
[35 empty] | 7.3.5.15 Identification and remediation of “at-risk species” | WLDFR | HFTD - Distribution - Tier 2 - 5QU CoRE ¦ 4QU LoRE | 2032 | 0.47509 | 0.0050803 | 0.063904 | 0 | 0.063904 | 0.0053643 | 0.067477 | 0 | 0.067477 | 0.0046383 | 0.058344 | 0 | 0.058344 | 0.0044174 | 0.055566 | 0 | 0.055566 | 0.03036 | 0.032058 | 0.027719 | 0.026399 | 0.0046383 | 0.0022036 | 0.058344 | 0.027719 | 0 | 0 | 0.058344 | 0.027719
[35 empty] | 7.3.5.15 Identification and remediation of “at-risk species” | WLDFR | HFTD - Distribution - Tier 2 - 5QU CoRE ¦ 4QU LoRE | 2033 | 0.44401 | 0.0050803 | 0.066933 | 0 | 0.066933 | 0.0053643 | 0.070676 | 0 | 0.070676 | 0.0046383 | 0.06111 | 0 | 0.06111 | 0.0044174 | 0.0582 | 0 | 0.0582 | 0.029719 | 0.031381 | 0.027133 | 0.025841 | 0.0046383 | 0.0020594 | 0.06111 | 0.027133 | 0 | 0 | 0.06111 | 0.027133
[35 empty] | 7.3.5.15 Identification and remediation of “at-risk species” | WLDFR | HFTD - Distribution - Tier 2 - 5QU CoRE ¦ 4QU LoRE | 2034 | 0.41496 | 0.0050803 | 0.066933 | 0 | 0.066933 | 0.0053643 | 0.070676 | 0 | 0.070676 | 0.0046383 | 0.06111 | 0 | 0.06111 | 0.0044174 | 0.0582 | 0 | 0.0582 | 0.027775 | 0.029328 | 0.025358 | 0.024151 | 0.0046383 | 0.0019247 | 0.06111 | 0.025358 | 0 | 0 | 0.06111 | 0.025358
[35 empty] | 7.3.5.15 Identification and remediation of “at-risk species” | WLDFR | HFTD - Distribution - Tier 2 - 5QU CoRE ¦ 4QU LoRE | 2035 | 0.38782 | 0.0050803 | 0.066933 | 0 | 0.066933 | 0.0053643 | 0.070676 | 0 | 0.070676 | 0.0046383 | 0.06111 | 0 | 0.06111 | 0.0044174 | 0.0582 | 0 | 0.0582 | 0.025958 | 0.027409 | 0.023699 | 0.022571 | 0.0046383 | 0.0017988 | 0.06111 | 0.023699 | 0 | 0 | 0.06111 | 0.023699
[35 empty] | 7.3.5.15 Identification and remediation of “at-risk species” | WLDFR | HFTD - Distribution - Tier 2 - 5QU CoRE ¦ 4QU LoRE | 2036 | 0.36245 | 0.0050803 | 0.066933 | 0 | 0.066933 | 0.0053643 | 0.070676 | 0 | 0.070676 | 0.0046383 | 0.06111 | 0 | 0.06111 | 0.0044174 | 0.0582 | 0 | 0.0582 | 0.02426 | 0.025616 | 0.022149 | 0.021094 | 0.0046383 | 0.0016811 | 0.06111 | 0.022149 | 0 | 0 | 0.06111 | 0.022149
[35 empty] | 7.3.5.15 Identification and remediation of “at-risk species” | WLDFR | HFTD - Distribution - Tier 2 - 5QU CoRE ¦ 4QU LoRE | 2037 | 0.33873 | 0.0050803 | 0.066933 | 0 | 0.066933 | 0.0053643 | 0.070676 | 0 | 0.070676 | 0.0046383 | 0.06111 | 0 | 0.06111 | 0.0044174 | 0.0582 | 0 | 0.0582 | 0.022673 | 0.02394 | 0.0207 | 0.019714 | 0.0046383 | 0.0015711 | 0.06111 | 0.0207 | 0 | 0 | 0.06111 | 0.0207
[35 empty] | 7.3.5.15 Identification and remediation of “at-risk species” | WLDFR | HFTD - Distribution - Tier 2 - 5QU CoRE ¦ 4QU LoRE | 2038 | 0.31657 | 0.0050803 | 0.070222 | 0 | 0.070222 | 0.0053643 | 0.074148 | 0 | 0.074148 | 0.0046383 | 0.064112 | 0 | 0.064112 | 0.0044174 | 0.061059 | 0 | 0.061059 | 0.022231 | 0.023473 | 0.020296 | 0.01933 | 0.0046383 | 0.0014684 | 0.064112 | 0.020296 | 0 | 0 | 0.064112 | 0.020296
[35 empty] | 7.3.5.15 Identification and remediation of “at-risk species” | WLDFR | HFTD - Distribution - Tier 2 - 5QU CoRE ¦ 4QU LoRE | 2039 | 0.29586 | 0.0050803 | 0.070222 | 0 | 0.070222 | 0.0053643 | 0.074148 | 0 | 0.074148 | 0.0046383 | 0.064112 | 0 | 0.064112 | 0.0044174 | 0.061059 | 0 | 0.061059 | 0.020776 | 0.021938 | 0.018969 | 0.018065 | 0.0046383 | 0.0013723 | 0.064112 | 0.018969 | 0 | 0 | 0.064112 | 0.018969
[35 empty] | 7.3.5.15 Identification and remediation of “at-risk species” | WLDFR | HFTD - Distribution - Tier 2 - 5QU CoRE ¦ 4QU LoRE | 2040 | 0.27651 | 0.0050803 | 0.070222 | 0 | 0.070222 | 0.0053643 | 0.074148 | 0 | 0.074148 | 0.0046383 | 0.064112 | 0 | 0.064112 | 0.0044174 | 0.061059 | 0 | 0.061059 | 0.019417 | 0.020503 | 0.017728 | 0.016883 | 0.0046383 | 0.0012825 | 0.064112 | 0.017728 | 0 | 0 | 0.064112 | 0.017728
[35 empty] | 7.3.5.15 Identification and remediation of “at-risk species” | WLDFR | HFTD - Distribution - Tier 2 - 5QU CoRE ¦ 4QU LoRE | 2041 | 0.25842 | 0.0050803 | 0.070222 | 0 | 0.070222 | 0.0053643 | 0.074148 | 0 | 0.074148 | 0.0046383 | 0.064112 | 0 | 0.064112 | 0.0044174 | 0.061059 | 0 | 0.061059 | 0.018147 | 0.019161 | 0.016568 | 0.015779 | 0.0046383 | 0.0011986 | 0.064112 | 0.016568 | 0 | 0 | 0.064112 | 0.016568
[35 empty] | 7.3.5.15 Identification and remediation of “at-risk species” | WLDFR | HFTD - Distribution - Tier 2 - 5QU CoRE ¦ 4QU LoRE | 2042 | 0.24151 | 0.0050803 | 0.070222 | 0 | 0.070222 | 0.0053643 | 0.074148 | 0 | 0.074148 | 0.0046383 | 0.064112 | 0 | 0.064112 | 0.0044174 | 0.061059 | 0 | 0.061059 | 0.01696 | 0.017908 | 0.015484 | 0.014747 | 0.0046383 | 0.0011202 | 0.064112 | 0.015484 | 0 | 0 | 0.064112 | 0.015484
[35 empty] | 7.3.5.15 Identification and remediation of “at-risk species” | WLDFR | HFTD - Distribution - Tier 2 - 5QU CoRE ¦ 4QU LoRE | 2043 | 0.22571 | 0.0050803 | 0.073726 | 0 | 0.073726 | 0.0053643 | 0.077848 | 0 | 0.077848 | 0.0046383 | 0.067311 | 0 | 0.067311 | 0.0044174 | 0.064106 | 0 | 0.064106 | 0.016641 | 0.017571 | 0.015193 | 0.01447 | 0.0046383 | 0.0010469 | 0.067311 | 0.015193 | 0 | 0 | 0.067311 | 0.015193
[35 empty] | 7.3.5.15 Identification and remediation of “at-risk species” | WLDFR | HFTD - Distribution - Tier 2 - 5QU CoRE ¦ 4QU LoRE | 2044 | 0.21095 | 0.0050803 | 0.073726 | 0 | 0.073726 | 0.0053643 | 0.077848 | 0 | 0.077848 | 0.0046383 | 0.067311 | 0 | 0.067311 | 0.0044174 | 0.064106 | 0 | 0.064106 | 0.015552 | 0.016422 | 0.014199 | 0.013523 | 0.0046383 | 0.00097843 | 0.067311 | 0.014199 | 0 | 0 | 0.067311 | 0.014199
[35 empty] | 7.3.5.15 Identification and remediation of “at-risk species” | WLDFR | HFTD - Distribution - Tier 2 - 5QU CoRE ¦ 4QU LoRE | 2045 | 0.19715 | 0.0050803 | 0.073726 | 0 | 0.073726 | 0.0053643 | 0.077848 | 0 | 0.077848 | 0.0046383 | 0.067311 | 0 | 0.067311 | 0.0044174 | 0.064106 | 0 | 0.064106 | 0.014535 | 0.015348 | 0.01327 | 0.012638 | 0.0046383 | 0.00091442 | 0.067311 | 0.01327 | 0 | 0 | 0.067311 | 0.01327
[35 empty] | 7.3.5.15 Identification and remediation of “at-risk species” | WLDFR | HFTD - Distribution - Tier 2 - 5QU CoRE ¦ 4QU LoRE | 2046 | 0.18425 | 0.0050803 | 0.073726 | 0 | 0.073726 | 0.0053643 | 0.077848 | 0 | 0.077848 | 0.0046383 | 0.067311 | 0 | 0.067311 | 0.0044174 | 0.064106 | 0 | 0.064106 | 0.013584 | 0.014343 | 0.012402 | 0.011812 | 0.0046383 | 0.0008546 | 0.067311 | 0.012402 | 0 | 0 | 0.067311 | 0.012402
[35 empty] | 7.3.5.15 Identification and remediation of “at-risk species” | WLDFR | HFTD - Distribution - Tier 2 - 5QU CoRE ¦ 4QU LoRE | 2047 | 0.1722 | 0.0050803 | 0.073726 | 0 | 0.073726 | 0.0053643 | 0.077848 | 0 | 0.077848 | 0.0046383 | 0.067311 | 0 | 0.067311 | 0.0044174 | 0.064106 | 0 | 0.064106 | 0.012695 | 0.013405 | 0.011591 | 0.011039 | 0.0046383 | 0.00079869 | 0.067311 | 0.011591 | 0 | 0 | 0.067311 | 0.011591
[35 empty] | 7.3.5.15 Identification and remediation of “at-risk species” | WLDFR | HFTD - Distribution - Tier 2 - 5QU CoRE ¦ 4QU LoRE | 2048 | 0.16093 | 0.0050803 | 0.0774 | 0 | 0.0774 | 0.0053643 | 0.081728 | 0 | 0.081728 | 0.0046383 | 0.070666 | 0 | 0.070666 | 0.0044174 | 0.067301 | 0 | 0.067301 | 0.012456 | 0.013152 | 0.011372 | 0.010831 | 0.0046383 | 0.00074644 | 0.070666 | 0.011372 | 0 | 0 | 0.070666 | 0.011372
[35 empty] | 7.3.5.15 Identification and remediation of “at-risk species” | WLDFR | HFTD - Distribution - Tier 2 - 5QU CoRE ¦ 4QU LoRE | 2049 | 0.1504 | 0.0050803 | 0.0774 | 0 | 0.0774 | 0.0053643 | 0.081728 | 0 | 0.081728 | 0.0046383 | 0.070666 | 0 | 0.070666 | 0.0044174 | 0.067301 | 0 | 0.067301 | 0.011641 | 0.012292 | 0.010628 | 0.010122 | 0.0046383 | 0.00069761 | 0.070666 | 0.010628 | 0 | 0 | 0.070666 | 0.010628
[35 empty] | 7.3.5.15 Identification and remediation of “at-risk species” | WLDFR | HFTD - Distribution - Tier 2 - 5QU CoRE ¦ 4QU LoRE | 2050 | 0.14056 | 0 | 0 | 0 | 0 | 0.0053643 | 0.081728 | 0 | 0.081728 | 0.0046383 | 0.070666 | 0 | 0.070666 | 0.0044174 | 0.067301 | 0 | 0.067301 | 0 | 0.011488 | 0.009933 | 0.00946 | 0.0046383 | 0.00065197 | 0.070666 | 0.009933 | 0 | 0 | 0.070666 | 0.009933
[35 empty] | 7.3.5.15 Identification and remediation of “at-risk species” | WLDFR | HFTD - Distribution - Tier 2 - 5QU CoRE ¦ 4QU LoRE | 2051 | 0.13137 | 0 | 0 | 0 | 0 | 0 | 0 | 0 | 0 | 0.0046383 | 0.070666 | 0 | 0.070666 | 0.0044174 | 0.067301 | 0 | 0.067301 | 0 | 0 | 0.0092831 | 0.0088411 | 0.0046383 | 0.00060932 | 0.070666 | 0.0092831 | 0 | 0 | 0.070666 | 0.0092831
[35 empty] | 7.3.5.15 Identification and remediation of “at-risk species” | WLDFR | HFTD - Distribution - Tier 2 - 5QU CoRE ¦ 4QU LoRE | 2052 | 0.12277 | 0 | 0 | 0 | 0 | 0 | 0 | 0 | 0 | 0 | 0 | 0 | 0 | 0.0044174 | 0.067301 | 0 | 0.067301 | 0 | 0 | 0 | 0.0082627 | 0 | 0 | 0 | 0 | 0 | 0 | 0 | 0
[35 empty] | 7.3.5.15 Identification and remediation of “at-risk species” | WLDFR | HFTD - Distribution - Tier 2 - 5QU CoRE ¦ 5QU LoRE | 2020 | 1 | 0.0048559 | 0.038617 | 0 | 0.038617 | 0 | 0 | 0 | 0 | 0 | 0 | 0 | 0 | 0 | 0 | 0 | 0 | 0.038617 | 0 | 0 | 0 | 0 | 0 | 0 | 0 | 0 | 0 | 0 | 0
[35 empty] | 7.3.5.15 Identification and remediation of “at-risk species” | WLDFR | HFTD - Distribution - Tier 2 - 5QU CoRE ¦ 5QU LoRE | 2021 | 1 | 0.0027299 | 0.022102 | 0 | 0.022102 | 0.0051274 | 0.040777 | 0 | 0.040777 | 0 | 0 | 0 | 0 | 0 | 0 | 0 | 0 | 0.022102 | 0.040777 | 0 | 0 | 0 | 0 | 0 | 0 | 0 | 0 | 0 | 0
[35 empty] | 7.3.5.15 Identification and remediation of “at-risk species” | WLDFR | HFTD - Distribution - Tier 2 - 5QU CoRE ¦ 5QU LoRE | 2022 | 0.93458 | 0.0026958 | 0.021543 | 0 | 0.021543 | 0.0028465 | 0.022747 | 0 | 0.022747 | 0.0048408 | 0.037478 | 0 | 0.037478 | 0 | 0 | 0 | 0 | 0.020133 | 0.021259 | 0.035026 | 0 | 0.0048408 | 0.0045241 | 0.037478 | 0.035026 | 0 | 0 | 0.037478 | 0.035026
[35 empty] | 7.3.5.15 Identification and remediation of “at-risk species” | WLDFR | HFTD - Distribution - Tier 2 - 5QU CoRE ¦ 5QU LoRE | 2023 | 0.87344 | 0.0026958 | 0.022332 | 0 | 0.022332 | 0.0028465 | 0.023581 | 0 | 0.023581 | 0.0026801 | 0.022202 | 0 | 0.022202 | 0.0046103 | 0.036997 | 0 | 0.036997 | 0.019506 | 0.020596 | 0.019392 | 0.032315 | 0.0026801 | 0.0023409 | 0.022202 | 0.019392 | 0 | 0 | 0.022202 | 0.019392
[35 empty] | 7.3.5.15 Identification and remediation of “at-risk species” | WLDFR | HFTD - Distribution - Tier 2 - 5QU CoRE ¦ 5QU LoRE | 2024 | 0.8163 | 0.0026958 | 0.022332 | 0 | 0.022332 | 0.0028465 | 0.023581 | 0 | 0.023581 | 0.0026801 | 0.022202 | 0 | 0.022202 | 0.0025525 | 0.021145 | 0 | 0.021145 | 0.01823 | 0.019249 | 0.018124 | 0.01726 | 0.0026801 | 0.0021878 | 0.022202 | 0.018124 | 0 | 0 | 0.022202 | 0.018124
[35 empty] | 7.3.5.15 Identification and remediation of “at-risk species” | WLDFR | HFTD - Distribution - Tier 2 - 5QU CoRE ¦ 5QU LoRE | 2025 | 0.7629 | 0.0026958 | 0.022332 | 0 | 0.022332 | 0.0028465 | 0.023581 | 0 | 0.023581 | 0.0026801 | 0.022202 | 0 | 0.022202 | 0.0025525 | 0.021145 | 0 | 0.021145 | 0.017037 | 0.01799 | 0.016938 | 0.016131 | 0.0026801 | 0.0020446 | 0.022202 | 0.016938 | 0 | 0 | 0.022202 | 0.016938
[35 empty] | 7.3.5.15 Identification and remediation of “at-risk species” | WLDFR | HFTD - Distribution - Tier 2 - 5QU CoRE ¦ 5QU LoRE | 2026 | 0.71299 | 0.0026958 | 0.022332 | 0 | 0.022332 | 0.0028465 | 0.023581 | 0 | 0.023581 | 0.0026801 | 0.022202 | 0 | 0.022202 | 0.0025525 | 0.021145 | 0 | 0.021145 | 0.015923 | 0.016813 | 0.01583 | 0.015076 | 0.0026801 | 0.0019109 | 0.022202 | 0.01583 | 0 | 0 | 0.022202 | 0.01583
[35 empty] | 7.3.5.15 Identification and remediation of “at-risk species” | WLDFR | HFTD - Distribution - Tier 2 - 5QU CoRE ¦ 5QU LoRE | 2027 | 0.66634 | 0.0026958 | 0.022332 | 0 | 0.022332 | 0.0028465 | 0.023581 | 0 | 0.023581 | 0.0026801 | 0.022202 | 0 | 0.022202 | 0.0025525 | 0.021145 | 0 | 0.021145 | 0.014881 | 0.015713 | 0.014794 | 0.01409 | 0.0026801 | 0.0017859 | 0.022202 | 0.014794 | 0 | 0 | 0.022202 | 0.014794
[35 empty] | 7.3.5.15 Identification and remediation of “at-risk species” | WLDFR | HFTD - Distribution - Tier 2 - 5QU CoRE ¦ 5QU LoRE | 2028 | 0.62275 | 0.0026958 | 0.023327 | 0 | 0.023327 | 0.0028465 | 0.024631 | 0 | 0.024631 | 0.0026801 | 0.023191 | 0 | 0.023191 | 0.0025525 | 0.022087 | 0 | 0.022087 | 0.014527 | 0.015339 | 0.014442 | 0.013755 | 0.0026801 | 0.001669 | 0.023191 | 0.014442 | 0 | 0 | 0.023191 | 0.014442
[35 empty] | 7.3.5.15 Identification and remediation of “at-risk species” | WLDFR | HFTD - Distribution - Tier 2 - 5QU CoRE ¦ 5QU LoRE | 2029 | 0.58201 | 0.0026958 | 0.023327 | 0 | 0.023327 | 0.0028465 | 0.024631 | 0 | 0.024631 | 0.0026801 | 0.023191 | 0 | 0.023191 | 0.0025525 | 0.022087 | 0 | 0.022087 | 0.013577 | 0.014336 | 0.013497 | 0.012855 | 0.0026801 | 0.0015599 | 0.023191 | 0.013497 | 0 | 0 | 0.023191 | 0.013497
[35 empty] | 7.3.5.15 Identification and remediation of “at-risk species” | WLDFR | HFTD - Distribution - Tier 2 - 5QU CoRE ¦ 5QU LoRE | 2030 | 0.54393 | 0.0026958 | 0.023327 | 0 | 0.023327 | 0.0028465 | 0.024631 | 0 | 0.024631 | 0.0026801 | 0.023191 | 0 | 0.023191 | 0.0025525 | 0.022087 | 0 | 0.022087 | 0.012688 | 0.013398 | 0.012614 | 0.012014 | 0.0026801 | 0.0014578 | 0.023191 | 0.012614 | 0 | 0 | 0.023191 | 0.012614
[35 empty] | 7.3.5.15 Identification and remediation of “at-risk species” | WLDFR | HFTD - Distribution - Tier 2 - 5QU CoRE ¦ 5QU LoRE | 2031 | 0.50835 | 0.0026958 | 0.023327 | 0 | 0.023327 | 0.0028465 | 0.024631 | 0 | 0.024631 | 0.0026801 | 0.023191 | 0 | 0.023191 | 0.0025525 | 0.022087 | 0 | 0.022087 | 0.011858 | 0.012521 | 0.011789 | 0.011228 | 0.0026801 | 0.0013624 | 0.023191 | 0.011789 | 0 | 0 | 0.023191 | 0.011789
[35 empty] | 7.3.5.15 Identification and remediation of “at-risk species” | WLDFR | HFTD - Distribution - Tier 2 - 5QU CoRE ¦ 5QU LoRE | 2032 | 0.47509 | 0.0026958 | 0.023327 | 0 | 0.023327 | 0.0028465 | 0.024631 | 0 | 0.024631 | 0.0026801 | 0.023191 | 0 | 0.023191 | 0.0025525 | 0.022087 | 0 | 0.022087 | 0.011082 | 0.011702 | 0.011018 | 0.010493 | 0.0026801 | 0.0012733 | 0.023191 | 0.011018 | 0 | 0 | 0.023191 | 0.011018
[35 empty] | 7.3.5.15 Identification and remediation of “at-risk species” | WLDFR | HFTD - Distribution - Tier 2 - 5QU CoRE ¦ 5QU LoRE | 2033 | 0.44401 | 0.0026958 | 0.024433 | 0 | 0.024433 | 0.0028465 | 0.025799 | 0 | 0.025799 | 0.0026801 | 0.024291 | 0 | 0.024291 | 0.0025525 | 0.023134 | 0 | 0.023134 | 0.010848 | 0.011455 | 0.010785 | 0.010272 | 0.0026801 | 0.00119 | 0.024291 | 0.010785 | 0 | 0 | 0.024291 | 0.010785
[35 empty] | 7.3.5.15 Identification and remediation of “at-risk species” | WLDFR | HFTD - Distribution - Tier 2 - 5QU CoRE ¦ 5QU LoRE | 2034 | 0.41496 | 0.0026958 | 0.024433 | 0 | 0.024433 | 0.0028465 | 0.025799 | 0 | 0.025799 | 0.0026801 | 0.024291 | 0 | 0.024291 | 0.0025525 | 0.023134 | 0 | 0.023134 | 0.010139 | 0.010706 | 0.01008 | 0.0095997 | 0.0026801 | 0.0011122 | 0.024291 | 0.01008 | 0 | 0 | 0.024291 | 0.01008
[35 empty] | 7.3.5.15 Identification and remediation of “at-risk species” | WLDFR | HFTD - Distribution - Tier 2 - 5QU CoRE ¦ 5QU LoRE | 2035 | 0.38782 | 0.0026958 | 0.024433 | 0 | 0.024433 | 0.0028465 | 0.025799 | 0 | 0.025799 | 0.0026801 | 0.024291 | 0 | 0.024291 | 0.0025525 | 0.023134 | 0 | 0.023134 | 0.0094755 | 0.010005 | 0.0094203 | 0.0089717 | 0.0026801 | 0.0010394 | 0.024291 | 0.0094203 | 0 | 0 | 0.024291 | 0.0094203
[35 empty] | 7.3.5.15 Identification and remediation of “at-risk species” | WLDFR | HFTD - Distribution - Tier 2 - 5QU CoRE ¦ 5QU LoRE | 2036 | 0.36245 | 0.0026958 | 0.024433 | 0 | 0.024433 | 0.0028465 | 0.025799 | 0 | 0.025799 | 0.0026801 | 0.024291 | 0 | 0.024291 | 0.0025525 | 0.023134 | 0 | 0.023134 | 0.0088556 | 0.0093507 | 0.008804 | 0.0083848 | 0.0026801 | 0.0009714 | 0.024291 | 0.008804 | 0 | 0 | 0.024291 | 0.008804
[35 empty] | 7.3.5.15 Identification and remediation of “at-risk species” | WLDFR | HFTD - Distribution - Tier 2 - 5QU CoRE ¦ 5QU LoRE | 2037 | 0.33873 | 0.0026958 | 0.024433 | 0 | 0.024433 | 0.0028465 | 0.025799 | 0 | 0.025799 | 0.0026801 | 0.024291 | 0 | 0.024291 | 0.0025525 | 0.023134 | 0 | 0.023134 | 0.0082763 | 0.008739 | 0.0082281 | 0.0078363 | 0.0026801 | 0.00090785 | 0.024291 | 0.0082281 | 0 | 0 | 0.024291 | 0.0082281
[35 empty] | 7.3.5.15 Identification and remediation of “at-risk species” | WLDFR | HFTD - Distribution - Tier 2 - 5QU CoRE ¦ 5QU LoRE | 2038 | 0.31657 | 0.0026958 | 0.025634 | 0 | 0.025634 | 0.0028465 | 0.027067 | 0 | 0.027067 | 0.0026801 | 0.025484 | 0 | 0.025484 | 0.0025525 | 0.024271 | 0 | 0.024271 | 0.008115 | 0.0085687 | 0.0080677 | 0.0076835 | 0.0026801 | 0.00084846 | 0.025484 | 0.0080677 | 0 | 0 | 0.025484 | 0.0080677
[35 empty] | 7.3.5.15 Identification and remediation of “at-risk species” | WLDFR | HFTD - Distribution - Tier 2 - 5QU CoRE ¦ 5QU LoRE | 2039 | 0.29586 | 0.0026958 | 0.025634 | 0 | 0.025634 | 0.0028465 | 0.027067 | 0 | 0.027067 | 0.0026801 | 0.025484 | 0 | 0.025484 | 0.0025525 | 0.024271 | 0 | 0.024271 | 0.0075841 | 0.0080081 | 0.0075399 | 0.0071809 | 0.0026801 | 0.00079295 | 0.025484 | 0.0075399 | 0 | 0 | 0.025484 | 0.0075399
[35 empty] | 7.3.5.15 Identification and remediation of “at-risk species” | WLDFR | HFTD - Distribution - Tier 2 - 5QU CoRE ¦ 5QU LoRE | 2040 | 0.27651 | 0.0026958 | 0.025634 | 0 | 0.025634 | 0.0028465 | 0.027067 | 0 | 0.027067 | 0.0026801 | 0.025484 | 0 | 0.025484 | 0.0025525 | 0.024271 | 0 | 0.024271 | 0.0070879 | 0.0074842 | 0.0070466 | 0.0067111 | 0.0026801 | 0.00074107 | 0.025484 | 0.0070466 | 0 | 0 | 0.025484 | 0.0070466
[35 empty] | 7.3.5.15 Identification and remediation of “at-risk species” | WLDFR | HFTD - Distribution - Tier 2 - 5QU CoRE ¦ 5QU LoRE | 2041 | 0.25842 | 0.0026958 | 0.025634 | 0 | 0.025634 | 0.0028465 | 0.027067 | 0 | 0.027067 | 0.0026801 | 0.025484 | 0 | 0.025484 | 0.0025525 | 0.024271 | 0 | 0.024271 | 0.0066242 | 0.0069946 | 0.0065856 | 0.006272 | 0.0026801 | 0.00069259 | 0.025484 | 0.0065856 | 0 | 0 | 0.025484 | 0.0065856
[35 empty] | 7.3.5.15 Identification and remediation of “at-risk species” | WLDFR | HFTD - Distribution - Tier 2 - 5QU CoRE ¦ 5QU LoRE | 2042 | 0.24151 | 0.0026958 | 0.025634 | 0 | 0.025634 | 0.0028465 | 0.027067 | 0 | 0.027067 | 0.0026801 | 0.025484 | 0 | 0.025484 | 0.0025525 | 0.024271 | 0 | 0.024271 | 0.0061909 | 0.006537 | 0.0061548 | 0.0058617 | 0.0026801 | 0.00064728 | 0.025484 | 0.0061548 | 0 | 0 | 0.025484 | 0.0061548
[35 empty] | 7.3.5.15 Identification and remediation of “at-risk species” | WLDFR | HFTD - Distribution - Tier 2 - 5QU CoRE ¦ 5QU LoRE | 2043 | 0.22571 | 0.0026958 | 0.026913 | 0 | 0.026913 | 0.0028465 | 0.028418 | 0 | 0.028418 | 0.0026801 | 0.026756 | 0 | 0.026756 | 0.0025525 | 0.025482 | 0 | 0.025482 | 0.0060746 | 0.0064143 | 0.0060393 | 0.0057517 | 0.0026801 | 0.00060494 | 0.026756 | 0.0060393 | 0 | 0 | 0.026756 | 0.0060393
[35 empty] | 7.3.5.15 Identification and remediation of “at-risk species” | WLDFR | HFTD - Distribution - Tier 2 - 5QU CoRE ¦ 5QU LoRE | 2044 | 0.21095 | 0.0026958 | 0.026913 | 0 | 0.026913 | 0.0028465 | 0.028418 | 0 | 0.028418 | 0.0026801 | 0.026756 | 0 | 0.026756 | 0.0025525 | 0.025482 | 0 | 0.025482 | 0.0056772 | 0.0059947 | 0.0056442 | 0.0053754 | 0.0026801 | 0.00056536 | 0.026756 | 0.0056442 | 0 | 0 | 0.026756 | 0.0056442
[35 empty] | 7.3.5.15 Identification and remediation of “at-risk species” | WLDFR | HFTD - Distribution - Tier 2 - 5QU CoRE ¦ 5QU LoRE | 2045 | 0.19715 | 0.0026958 | 0.026913 | 0 | 0.026913 | 0.0028465 | 0.028418 | 0 | 0.028418 | 0.0026801 | 0.026756 | 0 | 0.026756 | 0.0025525 | 0.025482 | 0 | 0.025482 | 0.0053058 | 0.0056025 | 0.0052749 | 0.0050237 | 0.0026801 | 0.00052838 | 0.026756 | 0.0052749 | 0 | 0 | 0.026756 | 0.0052749
[35 empty] | 7.3.5.15 Identification and remediation of “at-risk species” | WLDFR | HFTD - Distribution - Tier 2 - 5QU CoRE ¦ 5QU LoRE | 2046 | 0.18425 | 0.0026958 | 0.026913 | 0 | 0.026913 | 0.0028465 | 0.028418 | 0 | 0.028418 | 0.0026801 | 0.026756 | 0 | 0.026756 | 0.0025525 | 0.025482 | 0 | 0.025482 | 0.0049587 | 0.005236 | 0.0049298 | 0.0046951 | 0.0026801 | 0.00049381 | 0.026756 | 0.0049298 | 0 | 0 | 0.026756 | 0.0049298
[35 empty] | 7.3.5.15 Identification and remediation of “at-risk species” | WLDFR | HFTD - Distribution - Tier 2 - 5QU CoRE ¦ 5QU LoRE | 2047 | 0.1722 | 0.0026958 | 0.026913 | 0 | 0.026913 | 0.0028465 | 0.028418 | 0 | 0.028418 | 0.0026801 | 0.026756 | 0 | 0.026756 | 0.0025525 | 0.025482 | 0 | 0.025482 | 0.0046343 | 0.0048934 | 0.0046073 | 0.0043879 | 0.0026801 | 0.0004615 | 0.026756 | 0.0046073 | 0 | 0 | 0.026756 | 0.0046073
[35 empty] | 7.3.5.15 Identification and remediation of “at-risk species” | WLDFR | HFTD - Distribution - Tier 2 - 5QU CoRE ¦ 5QU LoRE | 2048 | 0.16093 | 0.0026958 | 0.028255 | 0 | 0.028255 | 0.0028465 | 0.029834 | 0 | 0.029834 | 0.0026801 | 0.02809 | 0 | 0.02809 | 0.0025525 | 0.026752 | 0 | 0.026752 | 0.004547 | 0.0048013 | 0.0045206 | 0.0043053 | 0.0026801 | 0.00043131 | 0.02809 | 0.0045206 | 0 | 0 | 0.02809 | 0.0045206
[35 empty] | 7.3.5.15 Identification and remediation of “at-risk species” | WLDFR | HFTD - Distribution - Tier 2 - 5QU CoRE ¦ 5QU LoRE | 2049 | 0.1504 | 0.0026958 | 0.028255 | 0 | 0.028255 | 0.0028465 | 0.029834 | 0 | 0.029834 | 0.0026801 | 0.02809 | 0 | 0.02809 | 0.0025525 | 0.026752 | 0 | 0.026752 | 0.0042496 | 0.0044872 | 0.0042248 | 0.0040236 | 0.0026801 | 0.0004031 | 0.02809 | 0.0042248 | 0 | 0 | 0.02809 | 0.0042248
[35 empty] | 7.3.5.15 Identification and remediation of “at-risk species” | WLDFR | HFTD - Distribution - Tier 2 - 5QU CoRE ¦ 5QU LoRE | 2050 | 0.14056 | 0 | 0 | 0 | 0 | 0.0028465 | 0.029834 | 0 | 0.029834 | 0.0026801 | 0.02809 | 0 | 0.02809 | 0.0025525 | 0.026752 | 0 | 0.026752 | 0 | 0.0041936 | 0.0039484 | 0.0037604 | 0.0026801 | 0.00037672 | 0.02809 | 0.0039484 | 0 | 0 | 0.02809 | 0.0039484
[35 empty] | 7.3.5.15 Identification and remediation of “at-risk species” | WLDFR | HFTD - Distribution - Tier 2 - 5QU CoRE ¦ 5QU LoRE | 2051 | 0.13137 | 0 | 0 | 0 | 0 | 0 | 0 | 0 | 0 | 0.0026801 | 0.02809 | 0 | 0.02809 | 0.0025525 | 0.026752 | 0 | 0.026752 | 0 | 0 | 0.0036901 | 0.0035144 | 0.0026801 | 0.00035208 | 0.02809 | 0.0036901 | 0 | 0 | 0.02809 | 0.0036901
[35 empty] | 7.3.5.15 Identification and remediation of “at-risk species” | WLDFR | HFTD - Distribution - Tier 2 - 5QU CoRE ¦ 5QU LoRE | 2052 | 0.12277 | 0 | 0 | 0 | 0 | 0 | 0 | 0 | 0 | 0 | 0 | 0 | 0 | 0.0025525 | 0.026752 | 0 | 0.026752 | 0 | 0 | 0 | 0.0032845 | 0 | 0 | 0 | 0 | 0 | 0 | 0 | 0
[35 empty] | 7.3.5.15 Identification and remediation of “at-risk species” | WLDFR | HFTD - Distribution - Tier 3 - 1QU CoRE ¦ 1QU LoRE | 2020 | 1 | 0.0049778 | 3.8916 | 0 | 3.8916 | 0 | 0 | 0 | 0 | 0 | 0 | 0 | 0 | 0 | 0 | 0 | 0 | 3.8916 | 0 | 0 | 0 | 0 | 0 | 0 | 0 | 0 | 0 | 0 | 0
[35 empty] | 7.3.5.15 Identification and remediation of “at-risk species” | WLDFR | HFTD - Distribution - Tier 3 - 1QU CoRE ¦ 1QU LoRE | 2021 | 1 | 0.0026931 | 2.4487 | 0 | 2.4487 | 0.0052561 | 4.1091 | 0 | 4.1091 | 0 | 0 | 0 | 0 | 0 | 0 | 0 | 0 | 2.4487 | 4.1091 | 0 | 0 | 0 | 0 | 0 | 0 | 0 | 0 | 0 | 0
[35 empty] | 7.3.5.15 Identification and remediation of “at-risk species” | WLDFR | HFTD - Distribution - Tier 3 - 1QU CoRE ¦ 1QU LoRE | 2022 | 0.93458 | 0.0023933 | 2.3491 | 0 | 2.3491 | 0.0025271 | 2.4804 | 0 | 2.4804 | 0.0039895 | 3.2868 | 0 | 3.2868 | 0 | 0 | 0 | 0 | 2.1954 | 2.3182 | 3.0717 | 0 | 0.0039895 | 0.0037285 | 3.2868 | 3.0717 | 0 | 0 | 3.2868 | 3.0717
[35 empty] | 7.3.5.15 Identification and remediation of “at-risk species” | WLDFR | HFTD - Distribution - Tier 3 - 1QU CoRE ¦ 1QU LoRE | 2023 | 0.87344 | 0.0023933 | 2.4352 | 0 | 2.4352 | 0.0025271 | 2.5713 | 0 | 2.5713 | 0.0020696 | 2.1059 | 0 | 2.1059 | 0.0037995 | 3.245 | 0 | 3.245 | 2.127 | 2.2459 | 1.8393 | 2.8343 | 0.0020696 | 0.0018077 | 2.1059 | 1.8393 | 0 | 0 | 2.1059 | 1.8393
[35 empty] | 7.3.5.15 Identification and remediation of “at-risk species” | WLDFR | HFTD - Distribution - Tier 3 - 1QU CoRE ¦ 1QU LoRE | 2024 | 0.8163 | 0.0023933 | 2.4352 | 0 | 2.4352 | 0.0025271 | 2.5713 | 0 | 2.5713 | 0.0020696 | 2.1059 | 0 | 2.1059 | 0.0019711 | 2.0056 | 0 | 2.0056 | 1.9878 | 2.099 | 1.719 | 1.6371 | 0.0020696 | 0.0016894 | 2.1059 | 1.719 | 0 | 0 | 2.1059 | 1.719
[35 empty] | 7.3.5.15 Identification and remediation of “at-risk species” | WLDFR | HFTD - Distribution - Tier 3 - 1QU CoRE ¦ 1QU LoRE | 2025 | 0.7629 | 0.0023933 | 2.4352 | 0 | 2.4352 | 0.0025271 | 2.5713 | 0 | 2.5713 | 0.0020696 | 2.1059 | 0 | 2.1059 | 0.0019711 | 2.0056 | 0 | 2.0056 | 1.8578 | 1.9617 | 1.6065 | 1.53 | 0.0020696 | 0.0015789 | 2.1059 | 1.6065 | 0 | 0 | 2.1059 | 1.6065
[35 empty] | 7.3.5.15 Identification and remediation of “at-risk species” | WLDFR | HFTD - Distribution - Tier 3 - 1QU CoRE ¦ 1QU LoRE | 2026 | 0.71299 | 0.0023933 | 2.4352 | 0 | 2.4352 | 0.0025271 | 2.5713 | 0 | 2.5713 | 0.0020696 | 2.1059 | 0 | 2.1059 | 0.0019711 | 2.0056 | 0 | 2.0056 | 1.7363 | 1.8333 | 1.5014 | 1.4299 | 0.0020696 | 0.0014756 | 2.1059 | 1.5014 | 0 | 0 | 2.1059 | 1.5014
[35 empty] | 7.3.5.15 Identification and remediation of “at-risk species” | WLDFR | HFTD - Distribution - Tier 3 - 1QU CoRE ¦ 1QU LoRE | 2027 | 0.66634 | 0.0023933 | 2.4352 | 0 | 2.4352 | 0.0025271 | 2.5713 | 0 | 2.5713 | 0.0020696 | 2.1059 | 0 | 2.1059 | 0.0019711 | 2.0056 | 0 | 2.0056 | 1.6227 | 1.7134 | 1.4032 | 1.3364 | 0.0020696 | 0.0013791 | 2.1059 | 1.4032 | 0 | 0 | 2.1059 | 1.4032
[35 empty] | 7.3.5.15 Identification and remediation of “at-risk species” | WLDFR | HFTD - Distribution - Tier 3 - 1QU CoRE ¦ 1QU LoRE | 2028 | 0.62275 | 0.0023933 | 2.5436 | 0 | 2.5436 | 0.0025271 | 2.6859 | 0 | 2.6859 | 0.0020696 | 2.1997 | 0 | 2.1997 | 0.0019711 | 2.0949 | 0 | 2.0949 | 1.5841 | 1.6726 | 1.3698 | 1.3046 | 0.0020696 | 0.0012889 | 2.1997 | 1.3698 | 0 | 0 | 2.1997 | 1.3698
[35 empty] | 7.3.5.15 Identification and remediation of “at-risk species” | WLDFR | HFTD - Distribution - Tier 3 - 1QU CoRE ¦ 1QU LoRE | 2029 | 0.58201 | 0.0023933 | 2.5436 | 0 | 2.5436 | 0.0025271 | 2.6859 | 0 | 2.6859 | 0.0020696 | 2.1997 | 0 | 2.1997 | 0.0019711 | 2.0949 | 0 | 2.0949 | 1.4804 | 1.5632 | 1.2802 | 1.2193 | 0.0020696 | 0.0012045 | 2.1997 | 1.2802 | 0 | 0 | 2.1997 | 1.2802
[35 empty] | 7.3.5.15 Identification and remediation of “at-risk species” | WLDFR | HFTD - Distribution - Tier 3 - 1QU CoRE ¦ 1QU LoRE | 2030 | 0.54393 | 0.0023933 | 2.5436 | 0 | 2.5436 | 0.0025271 | 2.6859 | 0 | 2.6859 | 0.0020696 | 2.1997 | 0 | 2.1997 | 0.0019711 | 2.0949 | 0 | 2.0949 | 1.3836 | 1.4609 | 1.1965 | 1.1395 | 0.0020696 | 0.0011257 | 2.1997 | 1.1965 | 0 | 0 | 2.1997 | 1.1965
[35 empty] | 7.3.5.15 Identification and remediation of “at-risk species” | WLDFR | HFTD - Distribution - Tier 3 - 1QU CoRE ¦ 1QU LoRE | 2031 | 0.50835 | 0.0023933 | 2.5436 | 0 | 2.5436 | 0.0025271 | 2.6859 | 0 | 2.6859 | 0.0020696 | 2.1997 | 0 | 2.1997 | 0.0019711 | 2.0949 | 0 | 2.0949 | 1.2931 | 1.3654 | 1.1182 | 1.0649 | 0.0020696 | 0.0010521 | 2.1997 | 1.1182 | 0 | 0 | 2.1997 | 1.1182
[35 empty] | 7.3.5.15 Identification and remediation of “at-risk species” | WLDFR | HFTD - Distribution - Tier 3 - 1QU CoRE ¦ 1QU LoRE | 2032 | 0.47509 | 0.0023933 | 2.5436 | 0 | 2.5436 | 0.0025271 | 2.6859 | 0 | 2.6859 | 0.0020696 | 2.1997 | 0 | 2.1997 | 0.0019711 | 2.0949 | 0 | 2.0949 | 1.2085 | 1.276 | 1.045 | 0.99527 | 0.0020696 | 0.00098327 | 2.1997 | 1.045 | 0 | 0 | 2.1997 | 1.045
[35 empty] | 7.3.5.15 Identification and remediation of “at-risk species” | WLDFR | HFTD - Distribution - Tier 3 - 1QU CoRE ¦ 1QU LoRE | 2033 | 0.44401 | 0.0023933 | 2.6642 | 0 | 2.6642 | 0.0025271 | 2.8131 | 0 | 2.8131 | 0.0020696 | 2.3039 | 0 | 2.3039 | 0.0019711 | 2.1942 | 0 | 2.1942 | 1.1829 | 1.2491 | 1.023 | 0.97424 | 0.0020696 | 0.00091894 | 2.3039 | 1.023 | 0 | 0 | 2.3039 | 1.023
[35 empty] | 7.3.5.15 Identification and remediation of “at-risk species” | WLDFR | HFTD - Distribution - Tier 3 - 1QU CoRE ¦ 1QU LoRE | 2034 | 0.41496 | 0.0023933 | 2.6642 | 0 | 2.6642 | 0.0025271 | 2.8131 | 0 | 2.8131 | 0.0020696 | 2.3039 | 0 | 2.3039 | 0.0019711 | 2.1942 | 0 | 2.1942 | 1.1055 | 1.1674 | 0.95603 | 0.91051 | 0.0020696 | 0.00085882 | 2.3039 | 0.95603 | 0 | 0 | 2.3039 | 0.95603
[35 empty] | 7.3.5.15 Identification and remediation of “at-risk species” | WLDFR | HFTD - Distribution - Tier 3 - 1QU CoRE ¦ 1QU LoRE | 2035 | 0.38782 | 0.0023933 | 2.6642 | 0 | 2.6642 | 0.0025271 | 2.8131 | 0 | 2.8131 | 0.0020696 | 2.3039 | 0 | 2.3039 | 0.0019711 | 2.1942 | 0 | 2.1942 | 1.0332 | 1.091 | 0.89349 | 0.85094 | 0.0020696 | 0.00080264 | 2.3039 | 0.89349 | 0 | 0 | 2.3039 | 0.89349
[35 empty] | 7.3.5.15 Identification and remediation of “at-risk species” | WLDFR | HFTD - Distribution - Tier 3 - 1QU CoRE ¦ 1QU LoRE | 2036 | 0.36245 | 0.0023933 | 2.6642 | 0 | 2.6642 | 0.0025271 | 2.8131 | 0 | 2.8131 | 0.0020696 | 2.3039 | 0 | 2.3039 | 0.0019711 | 2.1942 | 0 | 2.1942 | 0.96562 | 1.0196 | 0.83504 | 0.79527 | 0.0020696 | 0.00075013 | 2.3039 | 0.83504 | 0 | 0 | 2.3039 | 0.83504
[35 empty] | 7.3.5.15 Identification and remediation of “at-risk species” | WLDFR | HFTD - Distribution - Tier 3 - 1QU CoRE ¦ 1QU LoRE | 2037 | 0.33873 | 0.0023933 | 2.6642 | 0 | 2.6642 | 0.0025271 | 2.8131 | 0 | 2.8131 | 0.0020696 | 2.3039 | 0 | 2.3039 | 0.0019711 | 2.1942 | 0 | 2.1942 | 0.90245 | 0.95291 | 0.78041 | 0.74325 | 0.0020696 | 0.00070106 | 2.3039 | 0.78041 | 0 | 0 | 2.3039 | 0.78041
[35 empty] | 7.3.5.15 Identification and remediation of “at-risk species” | WLDFR | HFTD - Distribution - Tier 3 - 1QU CoRE ¦ 1QU LoRE | 2038 | 0.31657 | 0.0023933 | 2.795 | 0 | 2.795 | 0.0025271 | 2.9513 | 0 | 2.9513 | 0.0020696 | 2.417 | 0 | 2.417 | 0.0019711 | 2.3019 | 0 | 2.3019 | 0.88484 | 0.93431 | 0.76517 | 0.72874 | 0.0020696 | 0.00065519 | 2.417 | 0.76517 | 0 | 0 | 2.417 | 0.76517
[35 empty] | 7.3.5.15 Identification and remediation of “at-risk species” | WLDFR | HFTD - Distribution - Tier 3 - 1QU CoRE ¦ 1QU LoRE | 2039 | 0.29586 | 0.0023933 | 2.795 | 0 | 2.795 | 0.0025271 | 2.9513 | 0 | 2.9513 | 0.0020696 | 2.417 | 0 | 2.417 | 0.0019711 | 2.3019 | 0 | 2.3019 | 0.82695 | 0.87318 | 0.71512 | 0.68106 | 0.0020696 | 0.00061233 | 2.417 | 0.71512 | 0 | 0 | 2.417 | 0.71512
[35 empty] | 7.3.5.15 Identification and remediation of “at-risk species” | WLDFR | HFTD - Distribution - Tier 3 - 1QU CoRE ¦ 1QU LoRE | 2040 | 0.27651 | 0.0023933 | 2.795 | 0 | 2.795 | 0.0025271 | 2.9513 | 0 | 2.9513 | 0.0020696 | 2.417 | 0 | 2.417 | 0.0019711 | 2.3019 | 0 | 2.3019 | 0.77285 | 0.81606 | 0.66833 | 0.63651 | 0.0020696 | 0.00057227 | 2.417 | 0.66833 | 0 | 0 | 2.417 | 0.66833
[35 empty] | 7.3.5.15 Identification and remediation of “at-risk species” | WLDFR | HFTD - Distribution - Tier 3 - 1QU CoRE ¦ 1QU LoRE | 2041 | 0.25842 | 0.0023933 | 2.795 | 0 | 2.795 | 0.0025271 | 2.9513 | 0 | 2.9513 | 0.0020696 | 2.417 | 0 | 2.417 | 0.0019711 | 2.3019 | 0 | 2.3019 | 0.72229 | 0.76267 | 0.62461 | 0.59487 | 0.0020696 | 0.00053483 | 2.417 | 0.62461 | 0 | 0 | 2.417 | 0.62461
[35 empty] | 7.3.5.15 Identification and remediation of “at-risk species” | WLDFR | HFTD - Distribution - Tier 3 - 1QU CoRE ¦ 1QU LoRE | 2042 | 0.24151 | 0.0023933 | 2.795 | 0 | 2.795 | 0.0025271 | 2.9513 | 0 | 2.9513 | 0.0020696 | 2.417 | 0 | 2.417 | 0.0019711 | 2.3019 | 0 | 2.3019 | 0.67504 | 0.71278 | 0.58375 | 0.55595 | 0.0020696 | 0.00049984 | 2.417 | 0.58375 | 0 | 0 | 2.417 | 0.58375
[35 empty] | 7.3.5.15 Identification and remediation of “at-risk species” | WLDFR | HFTD - Distribution - Tier 3 - 1QU CoRE ¦ 1QU LoRE | 2043 | 0.22571 | 0.0023933 | 2.9344 | 0 | 2.9344 | 0.0025271 | 3.0985 | 0 | 3.0985 | 0.0020696 | 2.5376 | 0 | 2.5376 | 0.0019711 | 2.4167 | 0 | 2.4167 | 0.66233 | 0.69937 | 0.57276 | 0.54549 | 0.0020696 | 0.00046714 | 2.5376 | 0.57276 | 0 | 0 | 2.5376 | 0.57276
[35 empty] | 7.3.5.15 Identification and remediation of “at-risk species” | WLDFR | HFTD - Distribution - Tier 3 - 1QU CoRE ¦ 1QU LoRE | 2044 | 0.21095 | 0.0023933 | 2.9344 | 0 | 2.9344 | 0.0025271 | 3.0985 | 0 | 3.0985 | 0.0020696 | 2.5376 | 0 | 2.5376 | 0.0019711 | 2.4167 | 0 | 2.4167 | 0.619 | 0.65361 | 0.53529 | 0.5098 | 0.0020696 | 0.00043658 | 2.5376 | 0.53529 | 0 | 0 | 2.5376 | 0.53529
[35 empty] | 7.3.5.15 Identification and remediation of “at-risk species” | WLDFR | HFTD - Distribution - Tier 3 - 1QU CoRE ¦ 1QU LoRE | 2045 | 0.19715 | 0.0023933 | 2.9344 | 0 | 2.9344 | 0.0025271 | 3.0985 | 0 | 3.0985 | 0.0020696 | 2.5376 | 0 | 2.5376 | 0.0019711 | 2.4167 | 0 | 2.4167 | 0.57851 | 0.61085 | 0.50027 | 0.47645 | 0.0020696 | 0.00040802 | 2.5376 | 0.50027 | 0 | 0 | 2.5376 | 0.50027
[35 empty] | 7.3.5.15 Identification and remediation of “at-risk species” | WLDFR | HFTD - Distribution - Tier 3 - 1QU CoRE ¦ 1QU LoRE | 2046 | 0.18425 | 0.0023933 | 2.9344 | 0 | 2.9344 | 0.0025271 | 3.0985 | 0 | 3.0985 | 0.0020696 | 2.5376 | 0 | 2.5376 | 0.0019711 | 2.4167 | 0 | 2.4167 | 0.54066 | 0.57089 | 0.46754 | 0.44528 | 0.0020696 | 0.00038133 | 2.5376 | 0.46754 | 0 | 0 | 2.5376 | 0.46754
[35 empty] | 7.3.5.15 Identification and remediation of “at-risk species” | WLDFR | HFTD - Distribution - Tier 3 - 1QU CoRE ¦ 1QU LoRE | 2047 | 0.1722 | 0.0023933 | 2.9344 | 0 | 2.9344 | 0.0025271 | 3.0985 | 0 | 3.0985 | 0.0020696 | 2.5376 | 0 | 2.5376 | 0.0019711 | 2.4167 | 0 | 2.4167 | 0.50529 | 0.53354 | 0.43696 | 0.41615 | 0.0020696 | 0.00035638 | 2.5376 | 0.43696 | 0 | 0 | 2.5376 | 0.43696
[35 empty] | 7.3.5.15 Identification and remediation of “at-risk species” | WLDFR | HFTD - Distribution - Tier 3 - 1QU CoRE ¦ 1QU LoRE | 2048 | 0.16093 | 0.0023933 | 3.0805 | 0 | 3.0805 | 0.0025271 | 3.2527 | 0 | 3.2527 | 0.0020696 | 2.6639 | 0 | 2.6639 | 0.0019711 | 2.5371 | 0 | 2.5371 | 0.49575 | 0.52346 | 0.4287 | 0.40829 | 0.0020696 | 0.00033307 | 2.6639 | 0.4287 | 0 | 0 | 2.6639 | 0.4287
[35 empty] | 7.3.5.15 Identification and remediation of “at-risk species” | WLDFR | HFTD - Distribution - Tier 3 - 1QU CoRE ¦ 1QU LoRE | 2049 | 0.1504 | 0.0023933 | 3.0805 | 0 | 3.0805 | 0.0025271 | 3.2527 | 0 | 3.2527 | 0.0020696 | 2.6639 | 0 | 2.6639 | 0.0019711 | 2.5371 | 0 | 2.5371 | 0.46331 | 0.48922 | 0.40066 | 0.38158 | 0.0020696 | 0.00031128 | 2.6639 | 0.40066 | 0 | 0 | 2.6639 | 0.40066
[35 empty] | 7.3.5.15 Identification and remediation of “at-risk species” | WLDFR | HFTD - Distribution - Tier 3 - 1QU CoRE ¦ 1QU LoRE | 2050 | 0.14056 | 0 | 0 | 0 | 0 | 0.0025271 | 3.2527 | 0 | 3.2527 | 0.0020696 | 2.6639 | 0 | 2.6639 | 0.0019711 | 2.5371 | 0 | 2.5371 | 0 | 0.45721 | 0.37445 | 0.35662 | 0.0020696 | 0.00029091 | 2.6639 | 0.37445 | 0 | 0 | 2.6639 | 0.37445
[35 empty] | 7.3.5.15 Identification and remediation of “at-risk species” | WLDFR | HFTD - Distribution - Tier 3 - 1QU CoRE ¦ 1QU LoRE | 2051 | 0.13137 | 0 | 0 | 0 | 0 | 0 | 0 | 0 | 0 | 0.0020696 | 2.6639 | 0 | 2.6639 | 0.0019711 | 2.5371 | 0 | 2.5371 | 0 | 0 | 0.34995 | 0.33329 | 0.0020696 | 0.00027188 | 2.6639 | 0.34995 | 0 | 0 | 2.6639 | 0.34995
[35 empty] | 7.3.5.15 Identification and remediation of “at-risk species” | WLDFR | HFTD - Distribution - Tier 3 - 1QU CoRE ¦ 1QU LoRE | 2052 | 0.12277 | 0 | 0 | 0 | 0 | 0 | 0 | 0 | 0 | 0 | 0 | 0 | 0 | 0.0019711 | 2.5371 | 0 | 2.5371 | 0 | 0 | 0 | 0.31148 | 0 | 0 | 0 | 0 | 0 | 0 | 0 | 0
[35 empty] | 7.3.5.15 Identification and remediation of “at-risk species” | WLDFR | HFTD - Distribution - Tier 3 - 1QU CoRE ¦ 2QU LoRE | 2020 | 1 | 0.0096839 | 5.9899 | 0 | 5.9899 | 0 | 0 | 0 | 0 | 0 | 0 | 0 | 0 | 0 | 0 | 0 | 0 | 5.9899 | 0 | 0 | 0 | 0 | 0 | 0 | 0 | 0 | 0 | 0 | 0
[35 empty] | 7.3.5.15 Identification and remediation of “at-risk species” | WLDFR | HFTD - Distribution - Tier 3 - 1QU CoRE ¦ 2QU LoRE | 2021 | 1 | 0.0051307 | 3.6635 | 0 | 3.6635 | 0.010225 | 6.3248 | 0 | 6.3248 | 0 | 0 | 0 | 0 | 0 | 0 | 0 | 0 | 3.6635 | 6.3248 | 0 | 0 | 0 | 0 | 0 | 0 | 0 | 0 | 0 | 0
[35 empty] | 7.3.5.15 Identification and remediation of “at-risk species” | WLDFR | HFTD - Distribution - Tier 3 - 1QU CoRE ¦ 2QU LoRE | 2022 | 0.93458 | 0.0047825 | 3.4619 | 0 | 3.4619 | 0.0050499 | 3.6555 | 0 | 3.6555 | 0.0090317 | 5.6038 | 0 | 5.6038 | 0 | 0 | 0 | 0 | 3.2355 | 3.4163 | 5.2372 | 0 | 0.0090317 | 0.0084408 | 5.6038 | 5.2372 | 0 | 0 | 5.6038 | 5.2372
[35 empty] | 7.3.5.15 Identification and remediation of “at-risk species” | WLDFR | HFTD - Distribution - Tier 3 - 1QU CoRE ¦ 2QU LoRE | 2023 | 0.87344 | 0.0047825 | 3.5888 | 0 | 3.5888 | 0.0050499 | 3.7894 | 0 | 3.7894 | 0.0045999 | 3.4518 | 0 | 3.4518 | 0.0086016 | 5.5326 | 0 | 5.5326 | 3.1346 | 3.3099 | 3.0149 | 4.8324 | 0.0045999 | 0.0040177 | 3.4518 | 3.0149 | 0 | 0 | 3.4518 | 3.0149
[35 empty] | 7.3.5.15 Identification and remediation of “at-risk species” | WLDFR | HFTD - Distribution - Tier 3 - 1QU CoRE ¦ 2QU LoRE | 2024 | 0.8163 | 0.0047825 | 3.5888 | 0 | 3.5888 | 0.0050499 | 3.7894 | 0 | 3.7894 | 0.0045999 | 3.4518 | 0 | 3.4518 | 0.0043809 | 3.2874 | 0 | 3.2874 | 2.9295 | 3.0933 | 2.8177 | 2.6835 | 0.0045999 | 0.0037549 | 3.4518 | 2.8177 | 0 | 0 | 3.4518 | 2.8177
[35 empty] | 7.3.5.15 Identification and remediation of “at-risk species” | WLDFR | HFTD - Distribution - Tier 3 - 1QU CoRE ¦ 2QU LoRE | 2025 | 0.7629 | 0.0047825 | 3.5888 | 0 | 3.5888 | 0.0050499 | 3.7894 | 0 | 3.7894 | 0.0045999 | 3.4518 | 0 | 3.4518 | 0.0043809 | 3.2874 | 0 | 3.2874 | 2.7379 | 2.891 | 2.6334 | 2.508 | 0.0045999 | 0.0035092 | 3.4518 | 2.6334 | 0 | 0 | 3.4518 | 2.6334
[35 empty] | 7.3.5.15 Identification and remediation of “at-risk species” | WLDFR | HFTD - Distribution - Tier 3 - 1QU CoRE ¦ 2QU LoRE | 2026 | 0.71299 | 0.0047825 | 3.5888 | 0 | 3.5888 | 0.0050499 | 3.7894 | 0 | 3.7894 | 0.0045999 | 3.4518 | 0 | 3.4518 | 0.0043809 | 3.2874 | 0 | 3.2874 | 2.5588 | 2.7018 | 2.4611 | 2.3439 | 0.0045999 | 0.0032797 | 3.4518 | 2.4611 | 0 | 0 | 3.4518 | 2.4611
[35 empty] | 7.3.5.15 Identification and remediation of “at-risk species” | WLDFR | HFTD - Distribution - Tier 3 - 1QU CoRE ¦ 2QU LoRE | 2027 | 0.66634 | 0.0047825 | 3.5888 | 0 | 3.5888 | 0.0050499 | 3.7894 | 0 | 3.7894 | 0.0045999 | 3.4518 | 0 | 3.4518 | 0.0043809 | 3.2874 | 0 | 3.2874 | 2.3914 | 2.5251 | 2.3001 | 2.1906 | 0.0045999 | 0.0030651 | 3.4518 | 2.3001 | 0 | 0 | 3.4518 | 2.3001
[35 empty] | 7.3.5.15 Identification and remediation of “at-risk species” | WLDFR | HFTD - Distribution - Tier 3 - 1QU CoRE ¦ 2QU LoRE | 2028 | 0.62275 | 0.0047825 | 3.7486 | 0 | 3.7486 | 0.0050499 | 3.9582 | 0 | 3.9582 | 0.0045999 | 3.6055 | 0 | 3.6055 | 0.0043809 | 3.4339 | 0 | 3.4339 | 2.3345 | 2.465 | 2.2454 | 2.1384 | 0.0045999 | 0.0028646 | 3.6055 | 2.2454 | 0 | 0 | 3.6055 | 2.2454
[35 empty] | 7.3.5.15 Identification and remediation of “at-risk species” | WLDFR | HFTD - Distribution - Tier 3 - 1QU CoRE ¦ 2QU LoRE | 2029 | 0.58201 | 0.0047825 | 3.7486 | 0 | 3.7486 | 0.0050499 | 3.9582 | 0 | 3.9582 | 0.0045999 | 3.6055 | 0 | 3.6055 | 0.0043809 | 3.4339 | 0 | 3.4339 | 2.1817 | 2.3037 | 2.0985 | 1.9985 | 0.0045999 | 0.0026772 | 3.6055 | 2.0985 | 0 | 0 | 3.6055 | 2.0985
[35 empty] | 7.3.5.15 Identification and remediation of “at-risk species” | WLDFR | HFTD - Distribution - Tier 3 - 1QU CoRE ¦ 2QU LoRE | 2030 | 0.54393 | 0.0047825 | 3.7486 | 0 | 3.7486 | 0.0050499 | 3.9582 | 0 | 3.9582 | 0.0045999 | 3.6055 | 0 | 3.6055 | 0.0043809 | 3.4339 | 0 | 3.4339 | 2.039 | 2.153 | 1.9612 | 1.8678 | 0.0045999 | 0.002502 | 3.6055 | 1.9612 | 0 | 0 | 3.6055 | 1.9612
[35 empty] | 7.3.5.15 Identification and remediation of “at-risk species” | WLDFR | HFTD - Distribution - Tier 3 - 1QU CoRE ¦ 2QU LoRE | 2031 | 0.50835 | 0.0047825 | 3.7486 | 0 | 3.7486 | 0.0050499 | 3.9582 | 0 | 3.9582 | 0.0045999 | 3.6055 | 0 | 3.6055 | 0.0043809 | 3.4339 | 0 | 3.4339 | 1.9056 | 2.0122 | 1.8329 | 1.7456 | 0.0045999 | 0.0023384 | 3.6055 | 1.8329 | 0 | 0 | 3.6055 | 1.8329
[35 empty] | 7.3.5.15 Identification and remediation of “at-risk species” | WLDFR | HFTD - Distribution - Tier 3 - 1QU CoRE ¦ 2QU LoRE | 2032 | 0.47509 | 0.0047825 | 3.7486 | 0 | 3.7486 | 0.0050499 | 3.9582 | 0 | 3.9582 | 0.0045999 | 3.6055 | 0 | 3.6055 | 0.0043809 | 3.4339 | 0 | 3.4339 | 1.781 | 1.8805 | 1.713 | 1.6314 | 0.0045999 | 0.0021854 | 3.6055 | 1.713 | 0 | 0 | 3.6055 | 1.713
[35 empty] | 7.3.5.15 Identification and remediation of “at-risk species” | WLDFR | HFTD - Distribution - Tier 3 - 1QU CoRE ¦ 2QU LoRE | 2033 | 0.44401 | 0.0047825 | 3.9263 | 0 | 3.9263 | 0.0050499 | 4.1458 | 0 | 4.1458 | 0.0045999 | 3.7764 | 0 | 3.7764 | 0.0043809 | 3.5966 | 0 | 3.5966 | 1.7433 | 1.8408 | 1.6768 | 1.5969 | 0.0045999 | 0.0020424 | 3.7764 | 1.6768 | 0 | 0 | 3.7764 | 1.6768
[35 empty] | 7.3.5.15 Identification and remediation of “at-risk species” | WLDFR | HFTD - Distribution - Tier 3 - 1QU CoRE ¦ 2QU LoRE | 2034 | 0.41496 | 0.0047825 | 3.9263 | 0 | 3.9263 | 0.0050499 | 4.1458 | 0 | 4.1458 | 0.0045999 | 3.7764 | 0 | 3.7764 | 0.0043809 | 3.5966 | 0 | 3.5966 | 1.6293 | 1.7204 | 1.5671 | 1.4925 | 0.0045999 | 0.0019088 | 3.7764 | 1.5671 | 0 | 0 | 3.7764 | 1.5671
[35 empty] | 7.3.5.15 Identification and remediation of “at-risk species” | WLDFR | HFTD - Distribution - Tier 3 - 1QU CoRE ¦ 2QU LoRE | 2035 | 0.38782 | 0.0047825 | 3.9263 | 0 | 3.9263 | 0.0050499 | 4.1458 | 0 | 4.1458 | 0.0045999 | 3.7764 | 0 | 3.7764 | 0.0043809 | 3.5966 | 0 | 3.5966 | 1.5227 | 1.6078 | 1.4646 | 1.3948 | 0.0045999 | 0.0017839 | 3.7764 | 1.4646 | 0 | 0 | 3.7764 | 1.4646
[35 empty] | 7.3.5.15 Identification and remediation of “at-risk species” | WLDFR | HFTD - Distribution - Tier 3 - 1QU CoRE ¦ 2QU LoRE | 2036 | 0.36245 | 0.0047825 | 3.9263 | 0 | 3.9263 | 0.0050499 | 4.1458 | 0 | 4.1458 | 0.0045999 | 3.7764 | 0 | 3.7764 | 0.0043809 | 3.5966 | 0 | 3.5966 | 1.4231 | 1.5026 | 1.3687 | 1.3036 | 0.0045999 | 0.0016672 | 3.7764 | 1.3687 | 0 | 0 | 3.7764 | 1.3687
[35 empty] | 7.3.5.15 Identification and remediation of “at-risk species” | WLDFR | HFTD - Distribution - Tier 3 - 1QU CoRE ¦ 2QU LoRE | 2037 | 0.33873 | 0.0047825 | 3.9263 | 0 | 3.9263 | 0.0050499 | 4.1458 | 0 | 4.1458 | 0.0045999 | 3.7764 | 0 | 3.7764 | 0.0043809 | 3.5966 | 0 | 3.5966 | 1.33 | 1.4043 | 1.2792 | 1.2183 | 0.0045999 | 0.0015581 | 3.7764 | 1.2792 | 0 | 0 | 3.7764 | 1.2792
[35 empty] | 7.3.5.15 Identification and remediation of “at-risk species” | WLDFR | HFTD - Distribution - Tier 3 - 1QU CoRE ¦ 2QU LoRE | 2038 | 0.31657 | 0.0047825 | 4.1191 | 0 | 4.1191 | 0.0050499 | 4.3494 | 0 | 4.3494 | 0.0045999 | 3.9619 | 0 | 3.9619 | 0.0043809 | 3.7732 | 0 | 3.7732 | 1.304 | 1.3769 | 1.2542 | 1.1945 | 0.0045999 | 0.0014562 | 3.9619 | 1.2542 | 0 | 0 | 3.9619 | 1.2542
[35 empty] | 7.3.5.15 Identification and remediation of “at-risk species” | WLDFR | HFTD - Distribution - Tier 3 - 1QU CoRE ¦ 2QU LoRE | 2039 | 0.29586 | 0.0047825 | 4.1191 | 0 | 4.1191 | 0.0050499 | 4.3494 | 0 | 4.3494 | 0.0045999 | 3.9619 | 0 | 3.9619 | 0.0043809 | 3.7732 | 0 | 3.7732 | 1.2187 | 1.2868 | 1.1722 | 1.1164 | 0.0045999 | 0.0013609 | 3.9619 | 1.1722 | 0 | 0 | 3.9619 | 1.1722
[35 empty] | 7.3.5.15 Identification and remediation of “at-risk species” | WLDFR | HFTD - Distribution - Tier 3 - 1QU CoRE ¦ 2QU LoRE | 2040 | 0.27651 | 0.0047825 | 4.1191 | 0 | 4.1191 | 0.0050499 | 4.3494 | 0 | 4.3494 | 0.0045999 | 3.9619 | 0 | 3.9619 | 0.0043809 | 3.7732 | 0 | 3.7732 | 1.139 | 1.2027 | 1.0955 | 1.0433 | 0.0045999 | 0.0012719 | 3.9619 | 1.0955 | 0 | 0 | 3.9619 | 1.0955
[35 empty] | 7.3.5.15 Identification and remediation of “at-risk species” | WLDFR | HFTD - Distribution - Tier 3 - 1QU CoRE ¦ 2QU LoRE | 2041 | 0.25842 | 0.0047825 | 4.1191 | 0 | 4.1191 | 0.0050499 | 4.3494 | 0 | 4.3494 | 0.0045999 | 3.9619 | 0 | 3.9619 | 0.0043809 | 3.7732 | 0 | 3.7732 | 1.0645 | 1.124 | 1.0238 | 0.97507 | 0.0045999 | 0.0011887 | 3.9619 | 1.0238 | 0 | 0 | 3.9619 | 1.0238
[35 empty] | 7.3.5.15 Identification and remediation of “at-risk species” | WLDFR | HFTD - Distribution - Tier 3 - 1QU CoRE ¦ 2QU LoRE | 2042 | 0.24151 | 0.0047825 | 4.1191 | 0 | 4.1191 | 0.0050499 | 4.3494 | 0 | 4.3494 | 0.0045999 | 3.9619 | 0 | 3.9619 | 0.0043809 | 3.7732 | 0 | 3.7732 | 0.99482 | 1.0504 | 0.95685 | 0.91128 | 0.0045999 | 0.0011109 | 3.9619 | 0.95685 | 0 | 0 | 3.9619 | 0.95685
[35 empty] | 7.3.5.15 Identification and remediation of “at-risk species” | WLDFR | HFTD - Distribution - Tier 3 - 1QU CoRE ¦ 2QU LoRE | 2043 | 0.22571 | 0.0047825 | 4.3245 | 0 | 4.3245 | 0.0050499 | 4.5663 | 0 | 4.5663 | 0.0045999 | 4.1594 | 0 | 4.1594 | 0.0043809 | 3.9614 | 0 | 3.9614 | 0.9761 | 1.0307 | 0.93884 | 0.89414 | 0.0045999 | 0.0010383 | 4.1594 | 0.93884 | 0 | 0 | 4.1594 | 0.93884
[35 empty] | 7.3.5.15 Identification and remediation of “at-risk species” | WLDFR | HFTD - Distribution - Tier 3 - 1QU CoRE ¦ 2QU LoRE | 2044 | 0.21095 | 0.0047825 | 4.3245 | 0 | 4.3245 | 0.0050499 | 4.5663 | 0 | 4.5663 | 0.0045999 | 4.1594 | 0 | 4.1594 | 0.0043809 | 3.9614 | 0 | 3.9614 | 0.91225 | 0.96325 | 0.87742 | 0.83564 | 0.0045999 | 0.00097034 | 4.1594 | 0.87742 | 0 | 0 | 4.1594 | 0.87742
[35 empty] | 7.3.5.15 Identification and remediation of “at-risk species” | WLDFR | HFTD - Distribution - Tier 3 - 1QU CoRE ¦ 2QU LoRE | 2045 | 0.19715 | 0.0047825 | 4.3245 | 0 | 4.3245 | 0.0050499 | 4.5663 | 0 | 4.5663 | 0.0045999 | 4.1594 | 0 | 4.1594 | 0.0043809 | 3.9614 | 0 | 3.9614 | 0.85257 | 0.90023 | 0.82002 | 0.78097 | 0.0045999 | 0.00090686 | 4.1594 | 0.82002 | 0 | 0 | 4.1594 | 0.82002
[35 empty] | 7.3.5.15 Identification and remediation of “at-risk species” | WLDFR | HFTD - Distribution - Tier 3 - 1QU CoRE ¦ 2QU LoRE | 2046 | 0.18425 | 0.0047825 | 4.3245 | 0 | 4.3245 | 0.0050499 | 4.5663 | 0 | 4.5663 | 0.0045999 | 4.1594 | 0 | 4.1594 | 0.0043809 | 3.9614 | 0 | 3.9614 | 0.79679 | 0.84134 | 0.76637 | 0.72988 | 0.0045999 | 0.00084753 | 4.1594 | 0.76637 | 0 | 0 | 4.1594 | 0.76637
[35 empty] | 7.3.5.15 Identification and remediation of “at-risk species” | WLDFR | HFTD - Distribution - Tier 3 - 1QU CoRE ¦ 2QU LoRE | 2047 | 0.1722 | 0.0047825 | 4.3245 | 0 | 4.3245 | 0.0050499 | 4.5663 | 0 | 4.5663 | 0.0045999 | 4.1594 | 0 | 4.1594 | 0.0043809 | 3.9614 | 0 | 3.9614 | 0.74466 | 0.7863 | 0.71624 | 0.68213 | 0.0045999 | 0.00079208 | 4.1594 | 0.71624 | 0 | 0 | 4.1594 | 0.71624
[35 empty] | 7.3.5.15 Identification and remediation of “at-risk species” | WLDFR | HFTD - Distribution - Tier 3 - 1QU CoRE ¦ 2QU LoRE | 2048 | 0.16093 | 0.0047825 | 4.5398 | 0 | 4.5398 | 0.0050499 | 4.7937 | 0 | 4.7937 | 0.0045999 | 4.3665 | 0 | 4.3665 | 0.0043809 | 4.1586 | 0 | 4.1586 | 0.7306 | 0.77145 | 0.70271 | 0.66925 | 0.0045999 | 0.00074026 | 4.3665 | 0.70271 | 0 | 0 | 4.3665 | 0.70271
[35 empty] | 7.3.5.15 Identification and remediation of “at-risk species” | WLDFR | HFTD - Distribution - Tier 3 - 1QU CoRE ¦ 2QU LoRE | 2049 | 0.1504 | 0.0047825 | 4.5398 | 0 | 4.5398 | 0.0050499 | 4.7937 | 0 | 4.7937 | 0.0045999 | 4.3665 | 0 | 4.3665 | 0.0043809 | 4.1586 | 0 | 4.1586 | 0.6828 | 0.72098 | 0.65674 | 0.62546 | 0.0045999 | 0.00069184 | 4.3665 | 0.65674 | 0 | 0 | 4.3665 | 0.65674
[35 empty] | 7.3.5.15 Identification and remediation of “at-risk species” | WLDFR | HFTD - Distribution - Tier 3 - 1QU CoRE ¦ 2QU LoRE | 2050 | 0.14056 | 0 | 0 | 0 | 0 | 0.0050499 | 4.7937 | 0 | 4.7937 | 0.0045999 | 4.3665 | 0 | 4.3665 | 0.0043809 | 4.1586 | 0 | 4.1586 | 0 | 0.67381 | 0.61377 | 0.58455 | 0.0045999 | 0.00064658 | 4.3665 | 0.61377 | 0 | 0 | 4.3665 | 0.61377
[35 empty] | 7.3.5.15 Identification and remediation of “at-risk species” | WLDFR | HFTD - Distribution - Tier 3 - 1QU CoRE ¦ 2QU LoRE | 2051 | 0.13137 | 0 | 0 | 0 | 0 | 0 | 0 | 0 | 0 | 0.0045999 | 4.3665 | 0 | 4.3665 | 0.0043809 | 4.1586 | 0 | 4.1586 | 0 | 0 | 0.57362 | 0.5463 | 0.0045999 | 0.00060428 | 4.3665 | 0.57362 | 0 | 0 | 4.3665 | 0.57362
[35 empty] | 7.3.5.15 Identification and remediation of “at-risk species” | WLDFR | HFTD - Distribution - Tier 3 - 1QU CoRE ¦ 2QU LoRE | 2052 | 0.12277 | 0 | 0 | 0 | 0 | 0 | 0 | 0 | 0 | 0 | 0 | 0 | 0 | 0.0043809 | 4.1586 | 0 | 4.1586 | 0 | 0 | 0 | 0.51056 | 0 | 0 | 0 | 0 | 0 | 0 | 0 | 0
[35 empty] | 7.3.5.15 Identification and remediation of “at-risk species” | WLDFR | HFTD - Distribution - Tier 3 - 1QU CoRE ¦ 3QU LoRE | 2020 | 1 | 0.0018559 | 1.016 | 0 | 1.016 | 0 | 0 | 0 | 0 | 0 | 0 | 0 | 0 | 0 | 0 | 0 | 0 | 1.016 | 0 | 0 | 0 | 0 | 0 | 0 | 0 | 0 | 0 | 0 | 0
[35 empty] | 7.3.5.15 Identification and remediation of “at-risk species” | WLDFR | HFTD - Distribution - Tier 3 - 1QU CoRE ¦ 3QU LoRE | 2021 | 1 | 0.00088423 | 0.59551 | 0 | 0.59551 | 0.0019597 | 1.0729 | 0 | 1.0729 | 0 | 0 | 0 | 0 | 0 | 0 | 0 | 0 | 0.59551 | 1.0729 | 0 | 0 | 0 | 0 | 0 | 0 | 0 | 0 | 0 | 0
[35 empty] | 7.3.5.15 Identification and remediation of “at-risk species” | WLDFR | HFTD - Distribution - Tier 3 - 1QU CoRE ¦ 3QU LoRE | 2022 | 0.93458 | 0.00070701 | 0.46748 | 0 | 0.46748 | 0.00074654 | 0.49362 | 0 | 0.49362 | 0.0024441 | 1.2794 | 0 | 1.2794 | 0 | 0 | 0 | 0 | 0.4369 | 0.46132 | 1.1957 | 0 | 0.0024441 | 0.0022842 | 1.2794 | 1.1957 | 0 | 0 | 1.2794 | 1.1957
[35 empty] | 7.3.5.15 Identification and remediation of “at-risk species” | WLDFR | HFTD - Distribution - Tier 3 - 1QU CoRE ¦ 3QU LoRE | 2023 | 0.87344 | 0.00070701 | 0.48461 | 0 | 0.48461 | 0.00074654 | 0.5117 | 0 | 0.5117 | 0.0010252 | 0.7027 | 0 | 0.7027 | 0.0023277 | 1.2631 | 0 | 1.2631 | 0.42328 | 0.44694 | 0.61376 | 1.1032 | 0.0010252 | 0.00089544 | 0.7027 | 0.61376 | 0 | 0 | 0.7027 | 0.61376
[35 empty] | 7.3.5.15 Identification and remediation of “at-risk species” | WLDFR | HFTD - Distribution - Tier 3 - 1QU CoRE ¦ 3QU LoRE | 2024 | 0.8163 | 0.00070701 | 0.48461 | 0 | 0.48461 | 0.00074654 | 0.5117 | 0 | 0.5117 | 0.0010252 | 0.7027 | 0 | 0.7027 | 0.00097637 | 0.66924 | 0 | 0.66924 | 0.39559 | 0.4177 | 0.57361 | 0.5463 | 0.0010252 | 0.00083686 | 0.7027 | 0.57361 | 0 | 0 | 0.7027 | 0.57361
[35 empty] | 7.3.5.15 Identification and remediation of “at-risk species” | WLDFR | HFTD - Distribution - Tier 3 - 1QU CoRE ¦ 3QU LoRE | 2025 | 0.7629 | 0.00070701 | 0.48461 | 0 | 0.48461 | 0.00074654 | 0.5117 | 0 | 0.5117 | 0.0010252 | 0.7027 | 0 | 0.7027 | 0.00097637 | 0.66924 | 0 | 0.66924 | 0.36971 | 0.39038 | 0.53608 | 0.51056 | 0.0010252 | 0.00078211 | 0.7027 | 0.53608 | 0 | 0 | 0.7027 | 0.53608
[35 empty] | 7.3.5.15 Identification and remediation of “at-risk species” | WLDFR | HFTD - Distribution - Tier 3 - 1QU CoRE ¦ 3QU LoRE | 2026 | 0.71299 | 0.00070701 | 0.48461 | 0 | 0.48461 | 0.00074654 | 0.5117 | 0 | 0.5117 | 0.0010252 | 0.7027 | 0 | 0.7027 | 0.00097637 | 0.66924 | 0 | 0.66924 | 0.34552 | 0.36484 | 0.50101 | 0.47716 | 0.0010252 | 0.00073094 | 0.7027 | 0.50101 | 0 | 0 | 0.7027 | 0.50101
[35 empty] | 7.3.5.15 Identification and remediation of “at-risk species” | WLDFR | HFTD - Distribution - Tier 3 - 1QU CoRE ¦ 3QU LoRE | 2027 | 0.66634 | 0.00070701 | 0.48461 | 0 | 0.48461 | 0.00074654 | 0.5117 | 0 | 0.5117 | 0.0010252 | 0.7027 | 0 | 0.7027 | 0.00097637 | 0.66924 | 0 | 0.66924 | 0.32292 | 0.34097 | 0.46824 | 0.44594 | 0.0010252 | 0.00068312 | 0.7027 | 0.46824 | 0 | 0 | 0.7027 | 0.46824
[35 empty] | 7.3.5.15 Identification and remediation of “at-risk species” | WLDFR | HFTD - Distribution - Tier 3 - 1QU CoRE ¦ 3QU LoRE | 2028 | 0.62275 | 0.00070701 | 0.5062 | 0 | 0.5062 | 0.00074654 | 0.5345 | 0 | 0.5345 | 0.0010252 | 0.734 | 0 | 0.734 | 0.00097637 | 0.69905 | 0 | 0.69905 | 0.31523 | 0.33286 | 0.4571 | 0.43533 | 0.0010252 | 0.00063843 | 0.734 | 0.4571 | 0 | 0 | 0.734 | 0.4571
[35 empty] | 7.3.5.15 Identification and remediation of “at-risk species” | WLDFR | HFTD - Distribution - Tier 3 - 1QU CoRE ¦ 3QU LoRE | 2029 | 0.58201 | 0.00070701 | 0.5062 | 0 | 0.5062 | 0.00074654 | 0.5345 | 0 | 0.5345 | 0.0010252 | 0.734 | 0 | 0.734 | 0.00097637 | 0.69905 | 0 | 0.69905 | 0.29461 | 0.31108 | 0.42719 | 0.40685 | 0.0010252 | 0.00059667 | 0.734 | 0.42719 | 0 | 0 | 0.734 | 0.42719
[35 empty] | 7.3.5.15 Identification and remediation of “at-risk species” | WLDFR | HFTD - Distribution - Tier 3 - 1QU CoRE ¦ 3QU LoRE | 2030 | 0.54393 | 0.00070701 | 0.5062 | 0 | 0.5062 | 0.00074654 | 0.5345 | 0 | 0.5345 | 0.0010252 | 0.734 | 0 | 0.734 | 0.00097637 | 0.69905 | 0 | 0.69905 | 0.27534 | 0.29073 | 0.39925 | 0.38023 | 0.0010252 | 0.00055763 | 0.734 | 0.39925 | 0 | 0 | 0.734 | 0.39925
[35 empty] | 7.3.5.15 Identification and remediation of “at-risk species” | WLDFR | HFTD - Distribution - Tier 3 - 1QU CoRE ¦ 3QU LoRE | 2031 | 0.50835 | 0.00070701 | 0.5062 | 0 | 0.5062 | 0.00074654 | 0.5345 | 0 | 0.5345 | 0.0010252 | 0.734 | 0 | 0.734 | 0.00097637 | 0.69905 | 0 | 0.69905 | 0.25732 | 0.27171 | 0.37313 | 0.35536 | 0.0010252 | 0.00052115 | 0.734 | 0.37313 | 0 | 0 | 0.734 | 0.37313
[35 empty] | 7.3.5.15 Identification and remediation of “at-risk species” | WLDFR | HFTD - Distribution - Tier 3 - 1QU CoRE ¦ 3QU LoRE | 2032 | 0.47509 | 0.00070701 | 0.5062 | 0 | 0.5062 | 0.00074654 | 0.5345 | 0 | 0.5345 | 0.0010252 | 0.734 | 0 | 0.734 | 0.00097637 | 0.69905 | 0 | 0.69905 | 0.24049 | 0.25394 | 0.34872 | 0.33211 | 0.0010252 | 0.00048706 | 0.734 | 0.34872 | 0 | 0 | 0.734 | 0.34872
[35 empty] | 7.3.5.15 Identification and remediation of “at-risk species” | WLDFR | HFTD - Distribution - Tier 3 - 1QU CoRE ¦ 3QU LoRE | 2033 | 0.44401 | 0.00070701 | 0.53018 | 0 | 0.53018 | 0.00074654 | 0.55983 | 0 | 0.55983 | 0.0010252 | 0.76878 | 0 | 0.76878 | 0.00097637 | 0.73217 | 0 | 0.73217 | 0.23541 | 0.24857 | 0.34135 | 0.32509 | 0.0010252 | 0.00045519 | 0.76878 | 0.34135 | 0 | 0 | 0.76878 | 0.34135
[35 empty] | 7.3.5.15 Identification and remediation of “at-risk species” | WLDFR | HFTD - Distribution - Tier 3 - 1QU CoRE ¦ 3QU LoRE | 2034 | 0.41496 | 0.00070701 | 0.53018 | 0 | 0.53018 | 0.00074654 | 0.55983 | 0 | 0.55983 | 0.0010252 | 0.76878 | 0 | 0.76878 | 0.00097637 | 0.73217 | 0 | 0.73217 | 0.22001 | 0.23231 | 0.31902 | 0.30383 | 0.0010252 | 0.00042541 | 0.76878 | 0.31902 | 0 | 0 | 0.76878 | 0.31902
[35 empty] | 7.3.5.15 Identification and remediation of “at-risk species” | WLDFR | HFTD - Distribution - Tier 3 - 1QU CoRE ¦ 3QU LoRE | 2035 | 0.38782 | 0.00070701 | 0.53018 | 0 | 0.53018 | 0.00074654 | 0.55983 | 0 | 0.55983 | 0.0010252 | 0.76878 | 0 | 0.76878 | 0.00097637 | 0.73217 | 0 | 0.73217 | 0.20561 | 0.21711 | 0.29815 | 0.28395 | 0.0010252 | 0.00039758 | 0.76878 | 0.29815 | 0 | 0 | 0.76878 | 0.29815
[35 empty] | 7.3.5.15 Identification and remediation of “at-risk species” | WLDFR | HFTD - Distribution - Tier 3 - 1QU CoRE ¦ 3QU LoRE | 2036 | 0.36245 | 0.00070701 | 0.53018 | 0 | 0.53018 | 0.00074654 | 0.55983 | 0 | 0.55983 | 0.0010252 | 0.76878 | 0 | 0.76878 | 0.00097637 | 0.73217 | 0 | 0.73217 | 0.19216 | 0.20291 | 0.27864 | 0.26537 | 0.0010252 | 0.00037157 | 0.76878 | 0.27864 | 0 | 0 | 0.76878 | 0.27864
[35 empty] | 7.3.5.15 Identification and remediation of “at-risk species” | WLDFR | HFTD - Distribution - Tier 3 - 1QU CoRE ¦ 3QU LoRE | 2037 | 0.33873 | 0.00070701 | 0.53018 | 0 | 0.53018 | 0.00074654 | 0.55983 | 0 | 0.55983 | 0.0010252 | 0.76878 | 0 | 0.76878 | 0.00097637 | 0.73217 | 0 | 0.73217 | 0.17959 | 0.18963 | 0.26041 | 0.24801 | 0.0010252 | 0.00034727 | 0.76878 | 0.26041 | 0 | 0 | 0.76878 | 0.26041
[35 empty] | 7.3.5.15 Identification and remediation of “at-risk species” | WLDFR | HFTD - Distribution - Tier 3 - 1QU CoRE ¦ 3QU LoRE | 2038 | 0.31657 | 0.00070701 | 0.55622 | 0 | 0.55622 | 0.00074654 | 0.58732 | 0 | 0.58732 | 0.0010252 | 0.80654 | 0 | 0.80654 | 0.00097637 | 0.76813 | 0 | 0.76813 | 0.17609 | 0.18593 | 0.25533 | 0.24317 | 0.0010252 | 0.00032455 | 0.80654 | 0.25533 | 0 | 0 | 0.80654 | 0.25533
[35 empty] | 7.3.5.15 Identification and remediation of “at-risk species” | WLDFR | HFTD - Distribution - Tier 3 - 1QU CoRE ¦ 3QU LoRE | 2039 | 0.29586 | 0.00070701 | 0.55622 | 0 | 0.55622 | 0.00074654 | 0.58732 | 0 | 0.58732 | 0.0010252 | 0.80654 | 0 | 0.80654 | 0.00097637 | 0.76813 | 0 | 0.76813 | 0.16457 | 0.17377 | 0.23863 | 0.22726 | 0.0010252 | 0.00030331 | 0.80654 | 0.23863 | 0 | 0 | 0.80654 | 0.23863
[35 empty] | 7.3.5.15 Identification and remediation of “at-risk species” | WLDFR | HFTD - Distribution - Tier 3 - 1QU CoRE ¦ 3QU LoRE | 2040 | 0.27651 | 0.00070701 | 0.55622 | 0 | 0.55622 | 0.00074654 | 0.58732 | 0 | 0.58732 | 0.0010252 | 0.80654 | 0 | 0.80654 | 0.00097637 | 0.76813 | 0 | 0.76813 | 0.1538 | 0.1624 | 0.22302 | 0.2124 | 0.0010252 | 0.00028347 | 0.80654 | 0.22302 | 0 | 0 | 0.80654 | 0.22302
[35 empty] | 7.3.5.15 Identification and remediation of “at-risk species” | WLDFR | HFTD - Distribution - Tier 3 - 1QU CoRE ¦ 3QU LoRE | 2041 | 0.25842 | 0.00070701 | 0.55622 | 0 | 0.55622 | 0.00074654 | 0.58732 | 0 | 0.58732 | 0.0010252 | 0.80654 | 0 | 0.80654 | 0.00097637 | 0.76813 | 0 | 0.76813 | 0.14374 | 0.15178 | 0.20843 | 0.1985 | 0.0010252 | 0.00026493 | 0.80654 | 0.20843 | 0 | 0 | 0.80654 | 0.20843
[35 empty] | 7.3.5.15 Identification and remediation of “at-risk species” | WLDFR | HFTD - Distribution - Tier 3 - 1QU CoRE ¦ 3QU LoRE | 2042 | 0.24151 | 0.00070701 | 0.55622 | 0 | 0.55622 | 0.00074654 | 0.58732 | 0 | 0.58732 | 0.0010252 | 0.80654 | 0 | 0.80654 | 0.00097637 | 0.76813 | 0 | 0.76813 | 0.13434 | 0.14185 | 0.19479 | 0.18551 | 0.0010252 | 0.0002476 | 0.80654 | 0.19479 | 0 | 0 | 0.80654 | 0.19479
[35 empty] | 7.3.5.15 Identification and remediation of “at-risk species” | WLDFR | HFTD - Distribution - Tier 3 - 1QU CoRE ¦ 3QU LoRE | 2043 | 0.22571 | 0.00070701 | 0.58396 | 0 | 0.58396 | 0.00074654 | 0.61661 | 0 | 0.61661 | 0.0010252 | 0.84676 | 0 | 0.84676 | 0.00097637 | 0.80644 | 0 | 0.80644 | 0.13181 | 0.13918 | 0.19113 | 0.18202 | 0.0010252 | 0.0002314 | 0.84676 | 0.19113 | 0 | 0 | 0.84676 | 0.19113
[35 empty] | 7.3.5.15 Identification and remediation of “at-risk species” | WLDFR | HFTD - Distribution - Tier 3 - 1QU CoRE ¦ 3QU LoRE | 2044 | 0.21095 | 0.00070701 | 0.58396 | 0 | 0.58396 | 0.00074654 | 0.61661 | 0 | 0.61661 | 0.0010252 | 0.84676 | 0 | 0.84676 | 0.00097637 | 0.80644 | 0 | 0.80644 | 0.12318 | 0.13007 | 0.17862 | 0.17012 | 0.0010252 | 0.00021626 | 0.84676 | 0.17862 | 0 | 0 | 0.84676 | 0.17862
[35 empty] | 7.3.5.15 Identification and remediation of “at-risk species” | WLDFR | HFTD - Distribution - Tier 3 - 1QU CoRE ¦ 3QU LoRE | 2045 | 0.19715 | 0.00070701 | 0.58396 | 0 | 0.58396 | 0.00074654 | 0.61661 | 0 | 0.61661 | 0.0010252 | 0.84676 | 0 | 0.84676 | 0.00097637 | 0.80644 | 0 | 0.80644 | 0.11513 | 0.12156 | 0.16694 | 0.15899 | 0.0010252 | 0.00020211 | 0.84676 | 0.16694 | 0 | 0 | 0.84676 | 0.16694
[35 empty] | 7.3.5.15 Identification and remediation of “at-risk species” | WLDFR | HFTD - Distribution - Tier 3 - 1QU CoRE ¦ 3QU LoRE | 2046 | 0.18425 | 0.00070701 | 0.58396 | 0 | 0.58396 | 0.00074654 | 0.61661 | 0 | 0.61661 | 0.0010252 | 0.84676 | 0 | 0.84676 | 0.00097637 | 0.80644 | 0 | 0.80644 | 0.10759 | 0.11361 | 0.15602 | 0.14859 | 0.0010252 | 0.00018889 | 0.84676 | 0.15602 | 0 | 0 | 0.84676 | 0.15602
[35 empty] | 7.3.5.15 Identification and remediation of “at-risk species” | WLDFR | HFTD - Distribution - Tier 3 - 1QU CoRE ¦ 3QU LoRE | 2047 | 0.1722 | 0.00070701 | 0.58396 | 0 | 0.58396 | 0.00074654 | 0.61661 | 0 | 0.61661 | 0.0010252 | 0.84676 | 0 | 0.84676 | 0.00097637 | 0.80644 | 0 | 0.80644 | 0.10056 | 0.10618 | 0.14581 | 0.13887 | 0.0010252 | 0.00017653 | 0.84676 | 0.14581 | 0 | 0 | 0.84676 | 0.14581
[35 empty] | 7.3.5.15 Identification and remediation of “at-risk species” | WLDFR | HFTD - Distribution - Tier 3 - 1QU CoRE ¦ 3QU LoRE | 2048 | 0.16093 | 0.00070701 | 0.61304 | 0 | 0.61304 | 0.00074654 | 0.64731 | 0 | 0.64731 | 0.0010252 | 0.88892 | 0 | 0.88892 | 0.00097637 | 0.84659 | 0 | 0.84659 | 0.098656 | 0.10417 | 0.14305 | 0.13624 | 0.0010252 | 0.00016498 | 0.88892 | 0.14305 | 0 | 0 | 0.88892 | 0.14305
[35 empty] | 7.3.5.15 Identification and remediation of “at-risk species” | WLDFR | HFTD - Distribution - Tier 3 - 1QU CoRE ¦ 3QU LoRE | 2049 | 0.1504 | 0.00070701 | 0.61304 | 0 | 0.61304 | 0.00074654 | 0.64731 | 0 | 0.64731 | 0.0010252 | 0.88892 | 0 | 0.88892 | 0.00097637 | 0.84659 | 0 | 0.84659 | 0.092202 | 0.097357 | 0.1337 | 0.12733 | 0.0010252 | 0.00015419 | 0.88892 | 0.1337 | 0 | 0 | 0.88892 | 0.1337
[35 empty] | 7.3.5.15 Identification and remediation of “at-risk species” | WLDFR | HFTD - Distribution - Tier 3 - 1QU CoRE ¦ 3QU LoRE | 2050 | 0.14056 | 0 | 0 | 0 | 0 | 0.00074654 | 0.64731 | 0 | 0.64731 | 0.0010252 | 0.88892 | 0 | 0.88892 | 0.00097637 | 0.84659 | 0 | 0.84659 | 0 | 0.090988 | 0.12495 | 0.119 | 0.0010252 | 0.0001441 | 0.88892 | 0.12495 | 0 | 0 | 0.88892 | 0.12495
[35 empty] | 7.3.5.15 Identification and remediation of “at-risk species” | WLDFR | HFTD - Distribution - Tier 3 - 1QU CoRE ¦ 3QU LoRE | 2051 | 0.13137 | 0 | 0 | 0 | 0 | 0 | 0 | 0 | 0 | 0.0010252 | 0.88892 | 0 | 0.88892 | 0.00097637 | 0.84659 | 0 | 0.84659 | 0 | 0 | 0.11678 | 0.11121 | 0.0010252 | 0.00013468 | 0.88892 | 0.11678 | 0 | 0 | 0.88892 | 0.11678
[35 empty] | 7.3.5.15 Identification and remediation of “at-risk species” | WLDFR | HFTD - Distribution - Tier 3 - 1QU CoRE ¦ 3QU LoRE | 2052 | 0.12277 | 0 | 0 | 0 | 0 | 0 | 0 | 0 | 0 | 0 | 0 | 0 | 0 | 0.00097637 | 0.84659 | 0 | 0.84659 | 0 | 0 | 0 | 0.10394 | 0 | 0 | 0 | 0 | 0 | 0 | 0 | 0
[35 empty] | 7.3.5.15 Identification and remediation of “at-risk species” | WLDFR | HFTD - Distribution - Tier 3 - 1QU CoRE ¦ 4QU LoRE | 2020 | 1 | 0.0040004 | 2.4055 | 0 | 2.4055 | 0 | 0 | 0 | 0 | 0 | 0 | 0 | 0 | 0 | 0 | 0 | 0 | 2.4055 | 0 | 0 | 0 | 0 | 0 | 0 | 0 | 0 | 0 | 0 | 0
[35 empty] | 7.3.5.15 Identification and remediation of “at-risk species” | WLDFR | HFTD - Distribution - Tier 3 - 1QU CoRE ¦ 4QU LoRE | 2021 | 1 | 0.0021163 | 1.4696 | 0 | 1.4696 | 0.004224 | 2.54 | 0 | 2.54 | 0 | 0 | 0 | 0 | 0 | 0 | 0 | 0 | 1.4696 | 2.54 | 0 | 0 | 0 | 0 | 0 | 0 | 0 | 0 | 0 | 0
[35 empty] | 7.3.5.15 Identification and remediation of “at-risk species” | WLDFR | HFTD - Distribution - Tier 3 - 1QU CoRE ¦ 4QU LoRE | 2022 | 0.93458 | 0.001513 | 1.0968 | 0 | 1.0968 | 0.0015976 | 1.1581 | 0 | 1.1581 | 0.0031117 | 1.8877 | 0 | 1.8877 | 0 | 0 | 0 | 0 | 1.025 | 1.0824 | 1.7642 | 0 | 0.0031117 | 0.0029081 | 1.8877 | 1.7642 | 0 | 0 | 1.8877 | 1.7642
[35 empty] | 7.3.5.15 Identification and remediation of “at-risk species” | WLDFR | HFTD - Distribution - Tier 3 - 1QU CoRE ¦ 4QU LoRE | 2023 | 0.87344 | 0.001513 | 1.137 | 0 | 1.137 | 0.0015976 | 1.2006 | 0 | 1.2006 | 0.0014131 | 1.062 | 0 | 1.062 | 0.0029635 | 1.8636 | 0 | 1.8636 | 0.99309 | 1.0486 | 0.92756 | 1.6278 | 0.0014131 | 0.0012343 | 1.062 | 0.92756 | 0 | 0 | 1.062 | 0.92756
[35 empty] | 7.3.5.15 Identification and remediation of “at-risk species” | WLDFR | HFTD - Distribution - Tier 3 - 1QU CoRE ¦ 4QU LoRE | 2024 | 0.8163 | 0.001513 | 1.137 | 0 | 1.137 | 0.0015976 | 1.2006 | 0 | 1.2006 | 0.0014131 | 1.062 | 0 | 1.062 | 0.0013458 | 1.0114 | 0 | 1.0114 | 0.92812 | 0.98001 | 0.86688 | 0.8256 | 0.0014131 | 0.0011535 | 1.062 | 0.86688 | 0 | 0 | 1.062 | 0.86688
[35 empty] | 7.3.5.15 Identification and remediation of “at-risk species” | WLDFR | HFTD - Distribution - Tier 3 - 1QU CoRE ¦ 4QU LoRE | 2025 | 0.7629 | 0.001513 | 1.137 | 0 | 1.137 | 0.0015976 | 1.2006 | 0 | 1.2006 | 0.0014131 | 1.062 | 0 | 1.062 | 0.0013458 | 1.0114 | 0 | 1.0114 | 0.8674 | 0.9159 | 0.81017 | 0.77159 | 0.0014131 | 0.0010781 | 1.062 | 0.81017 | 0 | 0 | 1.062 | 0.81017
[35 empty] | 7.3.5.15 Identification and remediation of “at-risk species” | WLDFR | HFTD - Distribution - Tier 3 - 1QU CoRE ¦ 4QU LoRE | 2026 | 0.71299 | 0.001513 | 1.137 | 0 | 1.137 | 0.0015976 | 1.2006 | 0 | 1.2006 | 0.0014131 | 1.062 | 0 | 1.062 | 0.0013458 | 1.0114 | 0 | 1.0114 | 0.81066 | 0.85598 | 0.75717 | 0.72111 | 0.0014131 | 0.0010075 | 1.062 | 0.75717 | 0 | 0 | 1.062 | 0.75717
[35 empty] | 7.3.5.15 Identification and remediation of “at-risk species” | WLDFR | HFTD - Distribution - Tier 3 - 1QU CoRE ¦ 4QU LoRE | 2027 | 0.66634 | 0.001513 | 1.137 | 0 | 1.137 | 0.0015976 | 1.2006 | 0 | 1.2006 | 0.0014131 | 1.062 | 0 | 1.062 | 0.0013458 | 1.0114 | 0 | 1.0114 | 0.75762 | 0.79998 | 0.70763 | 0.67394 | 0.0014131 | 0.00094163 | 1.062 | 0.70763 | 0 | 0 | 1.062 | 0.70763
[35 empty] | 7.3.5.15 Identification and remediation of “at-risk species” | WLDFR | HFTD - Distribution - Tier 3 - 1QU CoRE ¦ 4QU LoRE | 2028 | 0.62275 | 0.001513 | 1.1876 | 0 | 1.1876 | 0.0015976 | 1.254 | 0 | 1.254 | 0.0014131 | 1.1093 | 0 | 1.1093 | 0.0013458 | 1.0564 | 0 | 1.0564 | 0.7396 | 0.78095 | 0.6908 | 0.6579 | 0.0014131 | 0.00088003 | 1.1093 | 0.6908 | 0 | 0 | 1.1093 | 0.6908
[35 empty] | 7.3.5.15 Identification and remediation of “at-risk species” | WLDFR | HFTD - Distribution - Tier 3 - 1QU CoRE ¦ 4QU LoRE | 2029 | 0.58201 | 0.001513 | 1.1876 | 0 | 1.1876 | 0.0015976 | 1.254 | 0 | 1.254 | 0.0014131 | 1.1093 | 0 | 1.1093 | 0.0013458 | 1.0564 | 0 | 1.0564 | 0.69121 | 0.72986 | 0.6456 | 0.61486 | 0.0014131 | 0.00082246 | 1.1093 | 0.6456 | 0 | 0 | 1.1093 | 0.6456
[35 empty] | 7.3.5.15 Identification and remediation of “at-risk species” | WLDFR | HFTD - Distribution - Tier 3 - 1QU CoRE ¦ 4QU LoRE | 2030 | 0.54393 | 0.001513 | 1.1876 | 0 | 1.1876 | 0.0015976 | 1.254 | 0 | 1.254 | 0.0014131 | 1.1093 | 0 | 1.1093 | 0.0013458 | 1.0564 | 0 | 1.0564 | 0.64599 | 0.68211 | 0.60337 | 0.57464 | 0.0014131 | 0.00076865 | 1.1093 | 0.60337 | 0 | 0 | 1.1093 | 0.60337
[35 empty] | 7.3.5.15 Identification and remediation of “at-risk species” | WLDFR | HFTD - Distribution - Tier 3 - 1QU CoRE ¦ 4QU LoRE | 2031 | 0.50835 | 0.001513 | 1.1876 | 0 | 1.1876 | 0.0015976 | 1.254 | 0 | 1.254 | 0.0014131 | 1.1093 | 0 | 1.1093 | 0.0013458 | 1.0564 | 0 | 1.0564 | 0.60373 | 0.63749 | 0.5639 | 0.53704 | 0.0014131 | 0.00071837 | 1.1093 | 0.5639 | 0 | 0 | 1.1093 | 0.5639
[35 empty] | 7.3.5.15 Identification and remediation of “at-risk species” | WLDFR | HFTD - Distribution - Tier 3 - 1QU CoRE ¦ 4QU LoRE | 2032 | 0.47509 | 0.001513 | 1.1876 | 0 | 1.1876 | 0.0015976 | 1.254 | 0 | 1.254 | 0.0014131 | 1.1093 | 0 | 1.1093 | 0.0013458 | 1.0564 | 0 | 1.0564 | 0.56423 | 0.59578 | 0.52701 | 0.50191 | 0.0014131 | 0.00067137 | 1.1093 | 0.52701 | 0 | 0 | 1.1093 | 0.52701
[35 empty] | 7.3.5.15 Identification and remediation of “at-risk species” | WLDFR | HFTD - Distribution - Tier 3 - 1QU CoRE ¦ 4QU LoRE | 2033 | 0.44401 | 0.001513 | 1.2439 | 0 | 1.2439 | 0.0015976 | 1.3135 | 0 | 1.3135 | 0.0014131 | 1.1618 | 0 | 1.1618 | 0.0013458 | 1.1065 | 0 | 1.1065 | 0.55231 | 0.58319 | 0.51587 | 0.4913 | 0.0014131 | 0.00062745 | 1.1618 | 0.51587 | 0 | 0 | 1.1618 | 0.51587
[35 empty] | 7.3.5.15 Identification and remediation of “at-risk species” | WLDFR | HFTD - Distribution - Tier 3 - 1QU CoRE ¦ 4QU LoRE | 2034 | 0.41496 | 0.001513 | 1.2439 | 0 | 1.2439 | 0.0015976 | 1.3135 | 0 | 1.3135 | 0.0014131 | 1.1618 | 0 | 1.1618 | 0.0013458 | 1.1065 | 0 | 1.1065 | 0.51618 | 0.54504 | 0.48212 | 0.45916 | 0.0014131 | 0.0005864 | 1.1618 | 0.48212 | 0 | 0 | 1.1618 | 0.48212
[35 empty] | 7.3.5.15 Identification and remediation of “at-risk species” | WLDFR | HFTD - Distribution - Tier 3 - 1QU CoRE ¦ 4QU LoRE | 2035 | 0.38782 | 0.001513 | 1.2439 | 0 | 1.2439 | 0.0015976 | 1.3135 | 0 | 1.3135 | 0.0014131 | 1.1618 | 0 | 1.1618 | 0.0013458 | 1.1065 | 0 | 1.1065 | 0.48241 | 0.50938 | 0.45058 | 0.42912 | 0.0014131 | 0.00054804 | 1.1618 | 0.45058 | 0 | 0 | 1.1618 | 0.45058
[35 empty] | 7.3.5.15 Identification and remediation of “at-risk species” | WLDFR | HFTD - Distribution - Tier 3 - 1QU CoRE ¦ 4QU LoRE | 2036 | 0.36245 | 0.001513 | 1.2439 | 0 | 1.2439 | 0.0015976 | 1.3135 | 0 | 1.3135 | 0.0014131 | 1.1618 | 0 | 1.1618 | 0.0013458 | 1.1065 | 0 | 1.1065 | 0.45085 | 0.47606 | 0.4211 | 0.40105 | 0.0014131 | 0.00051218 | 1.1618 | 0.4211 | 0 | 0 | 1.1618 | 0.4211
[35 empty] | 7.3.5.15 Identification and remediation of “at-risk species” | WLDFR | HFTD - Distribution - Tier 3 - 1QU CoRE ¦ 4QU LoRE | 2037 | 0.33873 | 0.001513 | 1.2439 | 0 | 1.2439 | 0.0015976 | 1.3135 | 0 | 1.3135 | 0.0014131 | 1.1618 | 0 | 1.1618 | 0.0013458 | 1.1065 | 0 | 1.1065 | 0.42136 | 0.44491 | 0.39355 | 0.37481 | 0.0014131 | 0.00047868 | 1.1618 | 0.39355 | 0 | 0 | 1.1618 | 0.39355
[35 empty] | 7.3.5.15 Identification and remediation of “at-risk species” | WLDFR | HFTD - Distribution - Tier 3 - 1QU CoRE ¦ 4QU LoRE | 2038 | 0.31657 | 0.001513 | 1.305 | 0 | 1.305 | 0.0015976 | 1.378 | 0 | 1.378 | 0.0014131 | 1.2189 | 0 | 1.2189 | 0.0013458 | 1.1609 | 0 | 1.1609 | 0.41313 | 0.43623 | 0.38587 | 0.3675 | 0.0014131 | 0.00044736 | 1.2189 | 0.38587 | 0 | 0 | 1.2189 | 0.38587
[35 empty] | 7.3.5.15 Identification and remediation of “at-risk species” | WLDFR | HFTD - Distribution - Tier 3 - 1QU CoRE ¦ 4QU LoRE | 2039 | 0.29586 | 0.001513 | 1.305 | 0 | 1.305 | 0.0015976 | 1.378 | 0 | 1.378 | 0.0014131 | 1.2189 | 0 | 1.2189 | 0.0013458 | 1.1609 | 0 | 1.1609 | 0.3861 | 0.40769 | 0.36063 | 0.34345 | 0.0014131 | 0.0004181 | 1.2189 | 0.36063 | 0 | 0 | 1.2189 | 0.36063
[35 empty] | 7.3.5.15 Identification and remediation of “at-risk species” | WLDFR | HFTD - Distribution - Tier 3 - 1QU CoRE ¦ 4QU LoRE | 2040 | 0.27651 | 0.001513 | 1.305 | 0 | 1.305 | 0.0015976 | 1.378 | 0 | 1.378 | 0.0014131 | 1.2189 | 0 | 1.2189 | 0.0013458 | 1.1609 | 0 | 1.1609 | 0.36084 | 0.38102 | 0.33703 | 0.32099 | 0.0014131 | 0.00039074 | 1.2189 | 0.33703 | 0 | 0 | 1.2189 | 0.33703
[35 empty] | 7.3.5.15 Identification and remediation of “at-risk species” | WLDFR | HFTD - Distribution - Tier 3 - 1QU CoRE ¦ 4QU LoRE | 2041 | 0.25842 | 0.001513 | 1.305 | 0 | 1.305 | 0.0015976 | 1.378 | 0 | 1.378 | 0.0014131 | 1.2189 | 0 | 1.2189 | 0.0013458 | 1.1609 | 0 | 1.1609 | 0.33724 | 0.35609 | 0.31499 | 0.29999 | 0.0014131 | 0.00036518 | 1.2189 | 0.31499 | 0 | 0 | 1.2189 | 0.31499
[35 empty] | 7.3.5.15 Identification and remediation of “at-risk species” | WLDFR | HFTD - Distribution - Tier 3 - 1QU CoRE ¦ 4QU LoRE | 2042 | 0.24151 | 0.001513 | 1.305 | 0 | 1.305 | 0.0015976 | 1.378 | 0 | 1.378 | 0.0014131 | 1.2189 | 0 | 1.2189 | 0.0013458 | 1.1609 | 0 | 1.1609 | 0.31518 | 0.3328 | 0.29438 | 0.28036 | 0.0014131 | 0.00034129 | 1.2189 | 0.29438 | 0 | 0 | 1.2189 | 0.29438
[35 empty] | 7.3.5.15 Identification and remediation of “at-risk species” | WLDFR | HFTD - Distribution - Tier 3 - 1QU CoRE ¦ 4QU LoRE | 2043 | 0.22571 | 0.001513 | 1.3701 | 0 | 1.3701 | 0.0015976 | 1.4467 | 0 | 1.4467 | 0.0014131 | 1.2797 | 0 | 1.2797 | 0.0013458 | 1.2187 | 0 | 1.2187 | 0.30924 | 0.32653 | 0.28884 | 0.27509 | 0.0014131 | 0.00031896 | 1.2797 | 0.28884 | 0 | 0 | 1.2797 | 0.28884
[35 empty] | 7.3.5.15 Identification and remediation of “at-risk species” | WLDFR | HFTD - Distribution - Tier 3 - 1QU CoRE ¦ 4QU LoRE | 2044 | 0.21095 | 0.001513 | 1.3701 | 0 | 1.3701 | 0.0015976 | 1.4467 | 0 | 1.4467 | 0.0014131 | 1.2797 | 0 | 1.2797 | 0.0013458 | 1.2187 | 0 | 1.2187 | 0.28901 | 0.30517 | 0.26994 | 0.25709 | 0.0014131 | 0.0002981 | 1.2797 | 0.26994 | 0 | 0 | 1.2797 | 0.26994
[35 empty] | 7.3.5.15 Identification and remediation of “at-risk species” | WLDFR | HFTD - Distribution - Tier 3 - 1QU CoRE ¦ 4QU LoRE | 2045 | 0.19715 | 0.001513 | 1.3701 | 0 | 1.3701 | 0.0015976 | 1.4467 | 0 | 1.4467 | 0.0014131 | 1.2797 | 0 | 1.2797 | 0.0013458 | 1.2187 | 0 | 1.2187 | 0.27011 | 0.28521 | 0.25228 | 0.24027 | 0.0014131 | 0.00027859 | 1.2797 | 0.25228 | 0 | 0 | 1.2797 | 0.25228
[35 empty] | 7.3.5.15 Identification and remediation of “at-risk species” | WLDFR | HFTD - Distribution - Tier 3 - 1QU CoRE ¦ 4QU LoRE | 2046 | 0.18425 | 0.001513 | 1.3701 | 0 | 1.3701 | 0.0015976 | 1.4467 | 0 | 1.4467 | 0.0014131 | 1.2797 | 0 | 1.2797 | 0.0013458 | 1.2187 | 0 | 1.2187 | 0.25244 | 0.26655 | 0.23578 | 0.22455 | 0.0014131 | 0.00026037 | 1.2797 | 0.23578 | 0 | 0 | 1.2797 | 0.23578
[35 empty] | 7.3.5.15 Identification and remediation of “at-risk species” | WLDFR | HFTD - Distribution - Tier 3 - 1QU CoRE ¦ 4QU LoRE | 2047 | 0.1722 | 0.001513 | 1.3701 | 0 | 1.3701 | 0.0015976 | 1.4467 | 0 | 1.4467 | 0.0014131 | 1.2797 | 0 | 1.2797 | 0.0013458 | 1.2187 | 0 | 1.2187 | 0.23592 | 0.24911 | 0.22035 | 0.20986 | 0.0014131 | 0.00024334 | 1.2797 | 0.22035 | 0 | 0 | 1.2797 | 0.22035
[35 empty] | 7.3.5.15 Identification and remediation of “at-risk species” | WLDFR | HFTD - Distribution - Tier 3 - 1QU CoRE ¦ 4QU LoRE | 2048 | 0.16093 | 0.001513 | 1.4383 | 0 | 1.4383 | 0.0015976 | 1.5187 | 0 | 1.5187 | 0.0014131 | 1.3434 | 0 | 1.3434 | 0.0013458 | 1.2794 | 0 | 1.2794 | 0.23146 | 0.24441 | 0.21619 | 0.2059 | 0.0014131 | 0.00022742 | 1.3434 | 0.21619 | 0 | 0 | 1.3434 | 0.21619
[35 empty] | 7.3.5.15 Identification and remediation of “at-risk species” | WLDFR | HFTD - Distribution - Tier 3 - 1QU CoRE ¦ 4QU LoRE | 2049 | 0.1504 | 0.001513 | 1.4383 | 0 | 1.4383 | 0.0015976 | 1.5187 | 0 | 1.5187 | 0.0014131 | 1.3434 | 0 | 1.3434 | 0.0013458 | 1.2794 | 0 | 1.2794 | 0.21632 | 0.22842 | 0.20205 | 0.19243 | 0.0014131 | 0.00021254 | 1.3434 | 0.20205 | 0 | 0 | 1.3434 | 0.20205
[35 empty] | 7.3.5.15 Identification and remediation of “at-risk species” | WLDFR | HFTD - Distribution - Tier 3 - 1QU CoRE ¦ 4QU LoRE | 2050 | 0.14056 | 0 | 0 | 0 | 0 | 0.0015976 | 1.5187 | 0 | 1.5187 | 0.0014131 | 1.3434 | 0 | 1.3434 | 0.0013458 | 1.2794 | 0 | 1.2794 | 0 | 0.21347 | 0.18883 | 0.17984 | 0.0014131 | 0.00019863 | 1.3434 | 0.18883 | 0 | 0 | 1.3434 | 0.18883
[35 empty] | 7.3.5.15 Identification and remediation of “at-risk species” | WLDFR | HFTD - Distribution - Tier 3 - 1QU CoRE ¦ 4QU LoRE | 2051 | 0.13137 | 0 | 0 | 0 | 0 | 0 | 0 | 0 | 0 | 0.0014131 | 1.3434 | 0 | 1.3434 | 0.0013458 | 1.2794 | 0 | 1.2794 | 0 | 0 | 0.17648 | 0.16807 | 0.0014131 | 0.00018564 | 1.3434 | 0.17648 | 0 | 0 | 1.3434 | 0.17648
[35 empty] | 7.3.5.15 Identification and remediation of “at-risk species” | WLDFR | HFTD - Distribution - Tier 3 - 1QU CoRE ¦ 4QU LoRE | 2052 | 0.12277 | 0 | 0 | 0 | 0 | 0 | 0 | 0 | 0 | 0 | 0 | 0 | 0 | 0.0013458 | 1.2794 | 0 | 1.2794 | 0 | 0 | 0 | 0.15708 | 0 | 0 | 0 | 0 | 0 | 0 | 0 | 0
[35 empty] | 7.3.5.15 Identification and remediation of “at-risk species” | WLDFR | HFTD - Distribution - Tier 3 - 1QU CoRE ¦ 5QU LoRE | 2020 | 1 | 0.0018909 | 1.3206 | 0 | 1.3206 | 0 | 0 | 0 | 0 | 0 | 0 | 0 | 0 | 0 | 0 | 0 | 0 | 1.3206 | 0 | 0 | 0 | 0 | 0 | 0 | 0 | 0 | 0 | 0 | 0
[35 empty] | 7.3.5.15 Identification and remediation of “at-risk species” | WLDFR | HFTD - Distribution - Tier 3 - 1QU CoRE ¦ 5QU LoRE | 2021 | 1 | 0.0010538 | 0.81438 | 0 | 0.81438 | 0.0019966 | 1.3944 | 0 | 1.3944 | 0 | 0 | 0 | 0 | 0 | 0 | 0 | 0 | 0.81438 | 1.3944 | 0 | 0 | 0 | 0 | 0 | 0 | 0 | 0 | 0 | 0
[35 empty] | 7.3.5.15 Identification and remediation of “at-risk species” | WLDFR | HFTD - Distribution - Tier 3 - 1QU CoRE ¦ 5QU LoRE | 2022 | 0.93458 | 0.00071102 | 0.53441 | 0 | 0.53441 | 0.00075077 | 0.56429 | 0 | 0.56429 | 0.0018565 | 1.1968 | 0 | 1.1968 | 0 | 0 | 0 | 0 | 0.49945 | 0.52737 | 1.1185 | 0 | 0.0018565 | 0.0017351 | 1.1968 | 1.1185 | 0 | 0 | 1.1968 | 1.1185
[35 empty] | 7.3.5.15 Identification and remediation of “at-risk species” | WLDFR | HFTD - Distribution - Tier 3 - 1QU CoRE ¦ 5QU LoRE | 2023 | 0.87344 | 0.00071102 | 0.55399 | 0 | 0.55399 | 0.00075077 | 0.58496 | 0 | 0.58496 | 0.00082624 | 0.64376 | 0 | 0.64376 | 0.0017681 | 1.1816 | 0 | 1.1816 | 0.48388 | 0.51093 | 0.56229 | 1.032 | 0.00082624 | 0.00072167 | 0.64376 | 0.56229 | 0 | 0 | 0.64376 | 0.56229
[35 empty] | 7.3.5.15 Identification and remediation of “at-risk species” | WLDFR | HFTD - Distribution - Tier 3 - 1QU CoRE ¦ 5QU LoRE | 2024 | 0.8163 | 0.00071102 | 0.55399 | 0 | 0.55399 | 0.00075077 | 0.58496 | 0 | 0.58496 | 0.00082624 | 0.64376 | 0 | 0.64376 | 0.00078689 | 0.61311 | 0 | 0.61311 | 0.45222 | 0.4775 | 0.5255 | 0.50048 | 0.00082624 | 0.00067446 | 0.64376 | 0.5255 | 0 | 0 | 0.64376 | 0.5255
[35 empty] | 7.3.5.15 Identification and remediation of “at-risk species” | WLDFR | HFTD - Distribution - Tier 3 - 1QU CoRE ¦ 5QU LoRE | 2025 | 0.7629 | 0.00071102 | 0.55399 | 0 | 0.55399 | 0.00075077 | 0.58496 | 0 | 0.58496 | 0.00082624 | 0.64376 | 0 | 0.64376 | 0.00078689 | 0.61311 | 0 | 0.61311 | 0.42264 | 0.44627 | 0.49112 | 0.46774 | 0.00082624 | 0.00063033 | 0.64376 | 0.49112 | 0 | 0 | 0.64376 | 0.49112
[35 empty] | 7.3.5.15 Identification and remediation of “at-risk species” | WLDFR | HFTD - Distribution - Tier 3 - 1QU CoRE ¦ 5QU LoRE | 2026 | 0.71299 | 0.00071102 | 0.55399 | 0 | 0.55399 | 0.00075077 | 0.58496 | 0 | 0.58496 | 0.00082624 | 0.64376 | 0 | 0.64376 | 0.00078689 | 0.61311 | 0 | 0.61311 | 0.39499 | 0.41707 | 0.45899 | 0.43714 | 0.00082624 | 0.0005891 | 0.64376 | 0.45899 | 0 | 0 | 0.64376 | 0.45899
[35 empty] | 7.3.5.15 Identification and remediation of “at-risk species” | WLDFR | HFTD - Distribution - Tier 3 - 1QU CoRE ¦ 5QU LoRE | 2027 | 0.66634 | 0.00071102 | 0.55399 | 0 | 0.55399 | 0.00075077 | 0.58496 | 0 | 0.58496 | 0.00082624 | 0.64376 | 0 | 0.64376 | 0.00078689 | 0.61311 | 0 | 0.61311 | 0.36915 | 0.38979 | 0.42897 | 0.40854 | 0.00082624 | 0.00055056 | 0.64376 | 0.42897 | 0 | 0 | 0.64376 | 0.42897
[35 empty] | 7.3.5.15 Identification and remediation of “at-risk species” | WLDFR | HFTD - Distribution - Tier 3 - 1QU CoRE ¦ 5QU LoRE | 2028 | 0.62275 | 0.00071102 | 0.57867 | 0 | 0.57867 | 0.00075077 | 0.61102 | 0 | 0.61102 | 0.00082624 | 0.67244 | 0 | 0.67244 | 0.00078689 | 0.64042 | 0 | 0.64042 | 0.36036 | 0.38051 | 0.41876 | 0.39882 | 0.00082624 | 0.00051454 | 0.67244 | 0.41876 | 0 | 0 | 0.67244 | 0.41876
[35 empty] | 7.3.5.15 Identification and remediation of “at-risk species” | WLDFR | HFTD - Distribution - Tier 3 - 1QU CoRE ¦ 5QU LoRE | 2029 | 0.58201 | 0.00071102 | 0.57867 | 0 | 0.57867 | 0.00075077 | 0.61102 | 0 | 0.61102 | 0.00082624 | 0.67244 | 0 | 0.67244 | 0.00078689 | 0.64042 | 0 | 0.64042 | 0.33679 | 0.35562 | 0.39136 | 0.37273 | 0.00082624 | 0.00048088 | 0.67244 | 0.39136 | 0 | 0 | 0.67244 | 0.39136
[35 empty] | 7.3.5.15 Identification and remediation of “at-risk species” | WLDFR | HFTD - Distribution - Tier 3 - 1QU CoRE ¦ 5QU LoRE | 2030 | 0.54393 | 0.00071102 | 0.57867 | 0 | 0.57867 | 0.00075077 | 0.61102 | 0 | 0.61102 | 0.00082624 | 0.67244 | 0 | 0.67244 | 0.00078689 | 0.64042 | 0 | 0.64042 | 0.31476 | 0.33235 | 0.36576 | 0.34834 | 0.00082624 | 0.00044942 | 0.67244 | 0.36576 | 0 | 0 | 0.67244 | 0.36576
[35 empty] | 7.3.5.15 Identification and remediation of “at-risk species” | WLDFR | HFTD - Distribution - Tier 3 - 1QU CoRE ¦ 5QU LoRE | 2031 | 0.50835 | 0.00071102 | 0.57867 | 0 | 0.57867 | 0.00075077 | 0.61102 | 0 | 0.61102 | 0.00082624 | 0.67244 | 0 | 0.67244 | 0.00078689 | 0.64042 | 0 | 0.64042 | 0.29416 | 0.31061 | 0.34183 | 0.32556 | 0.00082624 | 0.00042002 | 0.67244 | 0.34183 | 0 | 0 | 0.67244 | 0.34183
[35 empty] | 7.3.5.15 Identification and remediation of “at-risk species” | WLDFR | HFTD - Distribution - Tier 3 - 1QU CoRE ¦ 5QU LoRE | 2032 | 0.47509 | 0.00071102 | 0.57867 | 0 | 0.57867 | 0.00075077 | 0.61102 | 0 | 0.61102 | 0.00082624 | 0.67244 | 0 | 0.67244 | 0.00078689 | 0.64042 | 0 | 0.64042 | 0.27492 | 0.29029 | 0.31947 | 0.30426 | 0.00082624 | 0.00039254 | 0.67244 | 0.31947 | 0 | 0 | 0.67244 | 0.31947
[35 empty] | 7.3.5.15 Identification and remediation of “at-risk species” | WLDFR | HFTD - Distribution - Tier 3 - 1QU CoRE ¦ 5QU LoRE | 2033 | 0.44401 | 0.00071102 | 0.60609 | 0 | 0.60609 | 0.00075077 | 0.63997 | 0 | 0.63997 | 0.00082624 | 0.7043 | 0 | 0.7043 | 0.00078689 | 0.67077 | 0 | 0.67077 | 0.26911 | 0.28416 | 0.31272 | 0.29783 | 0.00082624 | 0.00036686 | 0.7043 | 0.31272 | 0 | 0 | 0.7043 | 0.31272
[35 empty] | 7.3.5.15 Identification and remediation of “at-risk species” | WLDFR | HFTD - Distribution - Tier 3 - 1QU CoRE ¦ 5QU LoRE | 2034 | 0.41496 | 0.00071102 | 0.60609 | 0 | 0.60609 | 0.00075077 | 0.63997 | 0 | 0.63997 | 0.00082624 | 0.7043 | 0 | 0.7043 | 0.00078689 | 0.67077 | 0 | 0.67077 | 0.2515 | 0.26557 | 0.29226 | 0.27834 | 0.00082624 | 0.00034286 | 0.7043 | 0.29226 | 0 | 0 | 0.7043 | 0.29226
[35 empty] | 7.3.5.15 Identification and remediation of “at-risk species” | WLDFR | HFTD - Distribution - Tier 3 - 1QU CoRE ¦ 5QU LoRE | 2035 | 0.38782 | 0.00071102 | 0.60609 | 0 | 0.60609 | 0.00075077 | 0.63997 | 0 | 0.63997 | 0.00082624 | 0.7043 | 0 | 0.7043 | 0.00078689 | 0.67077 | 0 | 0.67077 | 0.23505 | 0.24819 | 0.27314 | 0.26013 | 0.00082624 | 0.00032043 | 0.7043 | 0.27314 | 0 | 0 | 0.7043 | 0.27314
[35 empty] | 7.3.5.15 Identification and remediation of “at-risk species” | WLDFR | HFTD - Distribution - Tier 3 - 1QU CoRE ¦ 5QU LoRE | 2036 | 0.36245 | 0.00071102 | 0.60609 | 0 | 0.60609 | 0.00075077 | 0.63997 | 0 | 0.63997 | 0.00082624 | 0.7043 | 0 | 0.7043 | 0.00078689 | 0.67077 | 0 | 0.67077 | 0.21967 | 0.23196 | 0.25527 | 0.24312 | 0.00082624 | 0.00029947 | 0.7043 | 0.25527 | 0 | 0 | 0.7043 | 0.25527
[35 empty] | 7.3.5.15 Identification and remediation of “at-risk species” | WLDFR | HFTD - Distribution - Tier 3 - 1QU CoRE ¦ 5QU LoRE | 2037 | 0.33873 | 0.00071102 | 0.60609 | 0 | 0.60609 | 0.00075077 | 0.63997 | 0 | 0.63997 | 0.00082624 | 0.7043 | 0 | 0.7043 | 0.00078689 | 0.67077 | 0 | 0.67077 | 0.2053 | 0.21678 | 0.23857 | 0.22721 | 0.00082624 | 0.00027988 | 0.7043 | 0.23857 | 0 | 0 | 0.7043 | 0.23857
[35 empty] | 7.3.5.15 Identification and remediation of “at-risk species” | WLDFR | HFTD - Distribution - Tier 3 - 1QU CoRE ¦ 5QU LoRE | 2038 | 0.31657 | 0.00071102 | 0.63585 | 0 | 0.63585 | 0.00075077 | 0.67141 | 0 | 0.67141 | 0.00082624 | 0.73889 | 0 | 0.73889 | 0.00078689 | 0.70371 | 0 | 0.70371 | 0.2013 | 0.21255 | 0.23391 | 0.22278 | 0.00082624 | 0.00026157 | 0.73889 | 0.23391 | 0 | 0 | 0.73889 | 0.23391
[35 empty] | 7.3.5.15 Identification and remediation of “at-risk species” | WLDFR | HFTD - Distribution - Tier 3 - 1QU CoRE ¦ 5QU LoRE | 2039 | 0.29586 | 0.00071102 | 0.63585 | 0 | 0.63585 | 0.00075077 | 0.67141 | 0 | 0.67141 | 0.00082624 | 0.73889 | 0 | 0.73889 | 0.00078689 | 0.70371 | 0 | 0.70371 | 0.18813 | 0.19864 | 0.21861 | 0.2082 | 0.00082624 | 0.00024445 | 0.73889 | 0.21861 | 0 | 0 | 0.73889 | 0.21861
[35 empty] | 7.3.5.15 Identification and remediation of “at-risk species” | WLDFR | HFTD - Distribution - Tier 3 - 1QU CoRE ¦ 5QU LoRE | 2040 | 0.27651 | 0.00071102 | 0.63585 | 0 | 0.63585 | 0.00075077 | 0.67141 | 0 | 0.67141 | 0.00082624 | 0.73889 | 0 | 0.73889 | 0.00078689 | 0.70371 | 0 | 0.70371 | 0.17582 | 0.18565 | 0.20431 | 0.19458 | 0.00082624 | 0.00022846 | 0.73889 | 0.20431 | 0 | 0 | 0.73889 | 0.20431
[35 empty] | 7.3.5.15 Identification and remediation of “at-risk species” | WLDFR | HFTD - Distribution - Tier 3 - 1QU CoRE ¦ 5QU LoRE | 2041 | 0.25842 | 0.00071102 | 0.63585 | 0 | 0.63585 | 0.00075077 | 0.67141 | 0 | 0.67141 | 0.00082624 | 0.73889 | 0 | 0.73889 | 0.00078689 | 0.70371 | 0 | 0.70371 | 0.16432 | 0.1735 | 0.19094 | 0.18185 | 0.00082624 | 0.00021352 | 0.73889 | 0.19094 | 0 | 0 | 0.73889 | 0.19094
[35 empty] | 7.3.5.15 Identification and remediation of “at-risk species” | WLDFR | HFTD - Distribution - Tier 3 - 1QU CoRE ¦ 5QU LoRE | 2042 | 0.24151 | 0.00071102 | 0.63585 | 0 | 0.63585 | 0.00075077 | 0.67141 | 0 | 0.67141 | 0.00082624 | 0.73889 | 0 | 0.73889 | 0.00078689 | 0.70371 | 0 | 0.70371 | 0.15357 | 0.16215 | 0.17845 | 0.16995 | 0.00082624 | 0.00019955 | 0.73889 | 0.17845 | 0 | 0 | 0.73889 | 0.17845
[35 empty] | 7.3.5.15 Identification and remediation of “at-risk species” | WLDFR | HFTD - Distribution - Tier 3 - 1QU CoRE ¦ 5QU LoRE | 2043 | 0.22571 | 0.00071102 | 0.66756 | 0 | 0.66756 | 0.00075077 | 0.70488 | 0 | 0.70488 | 0.00082624 | 0.77574 | 0 | 0.77574 | 0.00078689 | 0.7388 | 0 | 0.7388 | 0.15068 | 0.1591 | 0.17509 | 0.16676 | 0.00082624 | 0.00018649 | 0.77574 | 0.17509 | 0 | 0 | 0.77574 | 0.17509
[35 empty] | 7.3.5.15 Identification and remediation of “at-risk species” | WLDFR | HFTD - Distribution - Tier 3 - 1QU CoRE ¦ 5QU LoRE | 2044 | 0.21095 | 0.00071102 | 0.66756 | 0 | 0.66756 | 0.00075077 | 0.70488 | 0 | 0.70488 | 0.00082624 | 0.77574 | 0 | 0.77574 | 0.00078689 | 0.7388 | 0 | 0.7388 | 0.14082 | 0.14869 | 0.16364 | 0.15585 | 0.00082624 | 0.00017429 | 0.77574 | 0.16364 | 0 | 0 | 0.77574 | 0.16364
[35 empty] | 7.3.5.15 Identification and remediation of “at-risk species” | WLDFR | HFTD - Distribution - Tier 3 - 1QU CoRE ¦ 5QU LoRE | 2045 | 0.19715 | 0.00071102 | 0.66756 | 0 | 0.66756 | 0.00075077 | 0.70488 | 0 | 0.70488 | 0.00082624 | 0.77574 | 0 | 0.77574 | 0.00078689 | 0.7388 | 0 | 0.7388 | 0.13161 | 0.13897 | 0.15293 | 0.14565 | 0.00082624 | 0.00016289 | 0.77574 | 0.15293 | 0 | 0 | 0.77574 | 0.15293
[35 empty] | 7.3.5.15 Identification and remediation of “at-risk species” | WLDFR | HFTD - Distribution - Tier 3 - 1QU CoRE ¦ 5QU LoRE | 2046 | 0.18425 | 0.00071102 | 0.66756 | 0 | 0.66756 | 0.00075077 | 0.70488 | 0 | 0.70488 | 0.00082624 | 0.77574 | 0 | 0.77574 | 0.00078689 | 0.7388 | 0 | 0.7388 | 0.123 | 0.12987 | 0.14293 | 0.13612 | 0.00082624 | 0.00015223 | 0.77574 | 0.14293 | 0 | 0 | 0.77574 | 0.14293
[35 empty] | 7.3.5.15 Identification and remediation of “at-risk species” | WLDFR | HFTD - Distribution - Tier 3 - 1QU CoRE ¦ 5QU LoRE | 2047 | 0.1722 | 0.00071102 | 0.66756 | 0 | 0.66756 | 0.00075077 | 0.70488 | 0 | 0.70488 | 0.00082624 | 0.77574 | 0 | 0.77574 | 0.00078689 | 0.7388 | 0 | 0.7388 | 0.11495 | 0.12138 | 0.13358 | 0.12722 | 0.00082624 | 0.00014227 | 0.77574 | 0.13358 | 0 | 0 | 0.77574 | 0.13358
[35 empty] | 7.3.5.15 Identification and remediation of “at-risk species” | WLDFR | HFTD - Distribution - Tier 3 - 1QU CoRE ¦ 5QU LoRE | 2048 | 0.16093 | 0.00071102 | 0.7008 | 0 | 0.7008 | 0.00075077 | 0.73998 | 0 | 0.73998 | 0.00082624 | 0.81436 | 0 | 0.81436 | 0.00078689 | 0.77558 | 0 | 0.77558 | 0.11278 | 0.11909 | 0.13106 | 0.12481 | 0.00082624 | 0.00013297 | 0.81436 | 0.13106 | 0 | 0 | 0.81436 | 0.13106
[35 empty] | 7.3.5.15 Identification and remediation of “at-risk species” | WLDFR | HFTD - Distribution - Tier 3 - 1QU CoRE ¦ 5QU LoRE | 2049 | 0.1504 | 0.00071102 | 0.7008 | 0 | 0.7008 | 0.00075077 | 0.73998 | 0 | 0.73998 | 0.00082624 | 0.81436 | 0 | 0.81436 | 0.00078689 | 0.77558 | 0 | 0.77558 | 0.1054 | 0.11129 | 0.12248 | 0.11665 | 0.00082624 | 0.00012427 | 0.81436 | 0.12248 | 0 | 0 | 0.81436 | 0.12248
[35 empty] | 7.3.5.15 Identification and remediation of “at-risk species” | WLDFR | HFTD - Distribution - Tier 3 - 1QU CoRE ¦ 5QU LoRE | 2050 | 0.14056 | 0 | 0 | 0 | 0 | 0.00075077 | 0.73998 | 0 | 0.73998 | 0.00082624 | 0.81436 | 0 | 0.81436 | 0.00078689 | 0.77558 | 0 | 0.77558 | 0 | 0.10401 | 0.11447 | 0.10902 | 0.00082624 | 0.00011614 | 0.81436 | 0.11447 | 0 | 0 | 0.81436 | 0.11447
[35 empty] | 7.3.5.15 Identification and remediation of “at-risk species” | WLDFR | HFTD - Distribution - Tier 3 - 1QU CoRE ¦ 5QU LoRE | 2051 | 0.13137 | 0 | 0 | 0 | 0 | 0 | 0 | 0 | 0 | 0.00082624 | 0.81436 | 0 | 0.81436 | 0.00078689 | 0.77558 | 0 | 0.77558 | 0 | 0 | 0.10698 | 0.10189 | 0.00082624 | 0.00010854 | 0.81436 | 0.10698 | 0 | 0 | 0.81436 | 0.10698
[35 empty] | 7.3.5.15 Identification and remediation of “at-risk species” | WLDFR | HFTD - Distribution - Tier 3 - 1QU CoRE ¦ 5QU LoRE | 2052 | 0.12277 | 0 | 0 | 0 | 0 | 0 | 0 | 0 | 0 | 0 | 0 | 0 | 0 | 0.00078689 | 0.77558 | 0 | 0.77558 | 0 | 0 | 0 | 0.09522 | 0 | 0 | 0 | 0 | 0 | 0 | 0 | 0
[35 empty] | 7.3.5.15 Identification and remediation of “at-risk species” | WLDFR | HFTD - Distribution - Tier 3 - 2QU CoRE ¦ 1QU LoRE | 2020 | 1 | 0.020305 | 5.8135 | 0 | 5.8135 | 0 | 0 | 0 | 0 | 0 | 0 | 0 | 0 | 0 | 0 | 0 | 0 | 5.8135 | 0 | 0 | 0 | 0 | 0 | 0 | 0 | 0 | 0 | 0 | 0
[35 empty] | 7.3.5.15 Identification and remediation of “at-risk species” | WLDFR | HFTD - Distribution - Tier 3 - 2QU CoRE ¦ 1QU LoRE | 2021 | 1 | 0.011248 | 3.7188 | 0 | 3.7188 | 0.02144 | 6.1385 | 0 | 6.1385 | 0 | 0 | 0 | 0 | 0 | 0 | 0 | 0 | 3.7188 | 6.1385 | 0 | 0 | 0 | 0 | 0 | 0 | 0 | 0 | 0 | 0
[35 empty] | 7.3.5.15 Identification and remediation of “at-risk species” | WLDFR | HFTD - Distribution - Tier 3 - 2QU CoRE ¦ 1QU LoRE | 2022 | 0.93458 | 0.0096687 | 3.258 | 0 | 3.258 | 0.010209 | 3.4401 | 0 | 3.4401 | 0.015375 | 4.4137 | 0 | 4.4137 | 0 | 0 | 0 | 0 | 3.0448 | 3.2151 | 4.125 | 0 | 0.015375 | 0.014369 | 4.4137 | 4.125 | 0 | 0 | 4.4137 | 4.125
[35 empty] | 7.3.5.15 Identification and remediation of “at-risk species” | WLDFR | HFTD - Distribution - Tier 3 - 2QU CoRE ¦ 1QU LoRE | 2023 | 0.87344 | 0.0096687 | 3.3774 | 0 | 3.3774 | 0.010209 | 3.5662 | 0 | 3.5662 | 0.007911 | 2.7634 | 0 | 2.7634 | 0.014643 | 4.3576 | 0 | 4.3576 | 2.9499 | 3.1148 | 2.4136 | 3.8061 | 0.007911 | 0.0069098 | 2.7634 | 2.4136 | 0 | 0 | 2.7634 | 2.4136
[35 empty] | 7.3.5.15 Identification and remediation of “at-risk species” | WLDFR | HFTD - Distribution - Tier 3 - 2QU CoRE ¦ 1QU LoRE | 2024 | 0.8163 | 0.0096687 | 3.3774 | 0 | 3.3774 | 0.010209 | 3.5662 | 0 | 3.5662 | 0.007911 | 2.7634 | 0 | 2.7634 | 0.0075343 | 2.6318 | 0 | 2.6318 | 2.7569 | 2.9111 | 2.2557 | 2.1483 | 0.007911 | 0.0064577 | 2.7634 | 2.2557 | 0 | 0 | 2.7634 | 2.2557
[35 empty] | 7.3.5.15 Identification and remediation of “at-risk species” | WLDFR | HFTD - Distribution - Tier 3 - 2QU CoRE ¦ 1QU LoRE | 2025 | 0.7629 | 0.0096687 | 3.3774 | 0 | 3.3774 | 0.010209 | 3.5662 | 0 | 3.5662 | 0.007911 | 2.7634 | 0 | 2.7634 | 0.0075343 | 2.6318 | 0 | 2.6318 | 2.5766 | 2.7206 | 2.1082 | 2.0078 | 0.007911 | 0.0060353 | 2.7634 | 2.1082 | 0 | 0 | 2.7634 | 2.1082
[35 empty] | 7.3.5.15 Identification and remediation of “at-risk species” | WLDFR | HFTD - Distribution - Tier 3 - 2QU CoRE ¦ 1QU LoRE | 2026 | 0.71299 | 0.0096687 | 3.3774 | 0 | 3.3774 | 0.010209 | 3.5662 | 0 | 3.5662 | 0.007911 | 2.7634 | 0 | 2.7634 | 0.0075343 | 2.6318 | 0 | 2.6318 | 2.408 | 2.5426 | 1.9702 | 1.8764 | 0.007911 | 0.0056404 | 2.7634 | 1.9702 | 0 | 0 | 2.7634 | 1.9702
[35 empty] | 7.3.5.15 Identification and remediation of “at-risk species” | WLDFR | HFTD - Distribution - Tier 3 - 2QU CoRE ¦ 1QU LoRE | 2027 | 0.66634 | 0.0096687 | 3.3774 | 0 | 3.3774 | 0.010209 | 3.5662 | 0 | 3.5662 | 0.007911 | 2.7634 | 0 | 2.7634 | 0.0075343 | 2.6318 | 0 | 2.6318 | 2.2505 | 2.3763 | 1.8414 | 1.7537 | 0.007911 | 0.0052714 | 2.7634 | 1.8414 | 0 | 0 | 2.7634 | 1.8414
[35 empty] | 7.3.5.15 Identification and remediation of “at-risk species” | WLDFR | HFTD - Distribution - Tier 3 - 2QU CoRE ¦ 1QU LoRE | 2028 | 0.62275 | 0.0096687 | 3.5278 | 0 | 3.5278 | 0.010209 | 3.725 | 0 | 3.725 | 0.007911 | 2.8865 | 0 | 2.8865 | 0.0075343 | 2.749 | 0 | 2.749 | 2.1969 | 2.3198 | 1.7975 | 1.7119 | 0.007911 | 0.0049266 | 2.8865 | 1.7975 | 0 | 0 | 2.8865 | 1.7975
[35 empty] | 7.3.5.15 Identification and remediation of “at-risk species” | WLDFR | HFTD - Distribution - Tier 3 - 2QU CoRE ¦ 1QU LoRE | 2029 | 0.58201 | 0.0096687 | 3.5278 | 0 | 3.5278 | 0.010209 | 3.725 | 0 | 3.725 | 0.007911 | 2.8865 | 0 | 2.8865 | 0.0075343 | 2.749 | 0 | 2.749 | 2.0532 | 2.168 | 1.6799 | 1.5999 | 0.007911 | 0.0046043 | 2.8865 | 1.6799 | 0 | 0 | 2.8865 | 1.6799
[35 empty] | 7.3.5.15 Identification and remediation of “at-risk species” | WLDFR | HFTD - Distribution - Tier 3 - 2QU CoRE ¦ 1QU LoRE | 2030 | 0.54393 | 0.0096687 | 3.5278 | 0 | 3.5278 | 0.010209 | 3.725 | 0 | 3.725 | 0.007911 | 2.8865 | 0 | 2.8865 | 0.0075343 | 2.749 | 0 | 2.749 | 1.9189 | 2.0262 | 1.57 | 1.4953 | 0.007911 | 0.0043031 | 2.8865 | 1.57 | 0 | 0 | 2.8865 | 1.57
[35 empty] | 7.3.5.15 Identification and remediation of “at-risk species” | WLDFR | HFTD - Distribution - Tier 3 - 2QU CoRE ¦ 1QU LoRE | 2031 | 0.50835 | 0.0096687 | 3.5278 | 0 | 3.5278 | 0.010209 | 3.725 | 0 | 3.725 | 0.007911 | 2.8865 | 0 | 2.8865 | 0.0075343 | 2.749 | 0 | 2.749 | 1.7933 | 1.8936 | 1.4673 | 1.3975 | 0.007911 | 0.0040215 | 2.8865 | 1.4673 | 0 | 0 | 2.8865 | 1.4673
[35 empty] | 7.3.5.15 Identification and remediation of “at-risk species” | WLDFR | HFTD - Distribution - Tier 3 - 2QU CoRE ¦ 1QU LoRE | 2032 | 0.47509 | 0.0096687 | 3.5278 | 0 | 3.5278 | 0.010209 | 3.725 | 0 | 3.725 | 0.007911 | 2.8865 | 0 | 2.8865 | 0.0075343 | 2.749 | 0 | 2.749 | 1.676 | 1.7697 | 1.3713 | 1.306 | 0.007911 | 0.0037585 | 2.8865 | 1.3713 | 0 | 0 | 2.8865 | 1.3713
[35 empty] | 7.3.5.15 Identification and remediation of “at-risk species” | WLDFR | HFTD - Distribution - Tier 3 - 2QU CoRE ¦ 1QU LoRE | 2033 | 0.44401 | 0.0096687 | 3.695 | 0 | 3.695 | 0.010209 | 3.9016 | 0 | 3.9016 | 0.007911 | 3.0232 | 0 | 3.0232 | 0.0075343 | 2.8793 | 0 | 2.8793 | 1.6406 | 1.7323 | 1.3424 | 1.2784 | 0.007911 | 0.0035126 | 3.0232 | 1.3424 | 0 | 0 | 3.0232 | 1.3424
[35 empty] | 7.3.5.15 Identification and remediation of “at-risk species” | WLDFR | HFTD - Distribution - Tier 3 - 2QU CoRE ¦ 1QU LoRE | 2034 | 0.41496 | 0.0096687 | 3.695 | 0 | 3.695 | 0.010209 | 3.9016 | 0 | 3.9016 | 0.007911 | 3.0232 | 0 | 3.0232 | 0.0075343 | 2.8793 | 0 | 2.8793 | 1.5333 | 1.619 | 1.2545 | 1.1948 | 0.007911 | 0.0032828 | 3.0232 | 1.2545 | 0 | 0 | 3.0232 | 1.2545
[35 empty] | 7.3.5.15 Identification and remediation of “at-risk species” | WLDFR | HFTD - Distribution - Tier 3 - 2QU CoRE ¦ 1QU LoRE | 2035 | 0.38782 | 0.0096687 | 3.695 | 0 | 3.695 | 0.010209 | 3.9016 | 0 | 3.9016 | 0.007911 | 3.0232 | 0 | 3.0232 | 0.0075343 | 2.8793 | 0 | 2.8793 | 1.433 | 1.5131 | 1.1725 | 1.1166 | 0.007911 | 0.003068 | 3.0232 | 1.1725 | 0 | 0 | 3.0232 | 1.1725
[35 empty] | 7.3.5.15 Identification and remediation of “at-risk species” | WLDFR | HFTD - Distribution - Tier 3 - 2QU CoRE ¦ 1QU LoRE | 2036 | 0.36245 | 0.0096687 | 3.695 | 0 | 3.695 | 0.010209 | 3.9016 | 0 | 3.9016 | 0.007911 | 3.0232 | 0 | 3.0232 | 0.0075343 | 2.8793 | 0 | 2.8793 | 1.3392 | 1.4141 | 1.0958 | 1.0436 | 0.007911 | 0.0028673 | 3.0232 | 1.0958 | 0 | 0 | 3.0232 | 1.0958
[35 empty] | 7.3.5.15 Identification and remediation of “at-risk species” | WLDFR | HFTD - Distribution - Tier 3 - 2QU CoRE ¦ 1QU LoRE | 2037 | 0.33873 | 0.0096687 | 3.695 | 0 | 3.695 | 0.010209 | 3.9016 | 0 | 3.9016 | 0.007911 | 3.0232 | 0 | 3.0232 | 0.0075343 | 2.8793 | 0 | 2.8793 | 1.2516 | 1.3216 | 1.0241 | 0.97531 | 0.007911 | 0.0026797 | 3.0232 | 1.0241 | 0 | 0 | 3.0232 | 1.0241
[35 empty] | 7.3.5.15 Identification and remediation of “at-risk species” | WLDFR | HFTD - Distribution - Tier 3 - 2QU CoRE ¦ 1QU LoRE | 2038 | 0.31657 | 0.0096687 | 3.8764 | 0 | 3.8764 | 0.010209 | 4.0932 | 0 | 4.0932 | 0.007911 | 3.1717 | 0 | 3.1717 | 0.0075343 | 3.0207 | 0 | 3.0207 | 1.2272 | 1.2958 | 1.0041 | 0.95627 | 0.007911 | 0.0025044 | 3.1717 | 1.0041 | 0 | 0 | 3.1717 | 1.0041
[35 empty] | 7.3.5.15 Identification and remediation of “at-risk species” | WLDFR | HFTD - Distribution - Tier 3 - 2QU CoRE ¦ 1QU LoRE | 2039 | 0.29586 | 0.0096687 | 3.8764 | 0 | 3.8764 | 0.010209 | 4.0932 | 0 | 4.0932 | 0.007911 | 3.1717 | 0 | 3.1717 | 0.0075343 | 3.0207 | 0 | 3.0207 | 1.1469 | 1.211 | 0.9384 | 0.89371 | 0.007911 | 0.0023406 | 3.1717 | 0.9384 | 0 | 0 | 3.1717 | 0.9384
[35 empty] | 7.3.5.15 Identification and remediation of “at-risk species” | WLDFR | HFTD - Distribution - Tier 3 - 2QU CoRE ¦ 1QU LoRE | 2040 | 0.27651 | 0.0096687 | 3.8764 | 0 | 3.8764 | 0.010209 | 4.0932 | 0 | 4.0932 | 0.007911 | 3.1717 | 0 | 3.1717 | 0.0075343 | 3.0207 | 0 | 3.0207 | 1.0719 | 1.1318 | 0.87701 | 0.83525 | 0.007911 | 0.0021875 | 3.1717 | 0.87701 | 0 | 0 | 3.1717 | 0.87701
[35 empty] | 7.3.5.15 Identification and remediation of “at-risk species” | WLDFR | HFTD - Distribution - Tier 3 - 2QU CoRE ¦ 1QU LoRE | 2041 | 0.25842 | 0.0096687 | 3.8764 | 0 | 3.8764 | 0.010209 | 4.0932 | 0 | 4.0932 | 0.007911 | 3.1717 | 0 | 3.1717 | 0.0075343 | 3.0207 | 0 | 3.0207 | 1.0017 | 1.0578 | 0.81963 | 0.7806 | 0.007911 | 0.0020443 | 3.1717 | 0.81963 | 0 | 0 | 3.1717 | 0.81963
[35 empty] | 7.3.5.15 Identification and remediation of “at-risk species” | WLDFR | HFTD - Distribution - Tier 3 - 2QU CoRE ¦ 1QU LoRE | 2042 | 0.24151 | 0.0096687 | 3.8764 | 0 | 3.8764 | 0.010209 | 4.0932 | 0 | 4.0932 | 0.007911 | 3.1717 | 0 | 3.1717 | 0.0075343 | 3.0207 | 0 | 3.0207 | 0.93621 | 0.98855 | 0.76601 | 0.72954 | 0.007911 | 0.0019106 | 3.1717 | 0.76601 | 0 | 0 | 3.1717 | 0.76601
[35 empty] | 7.3.5.15 Identification and remediation of “at-risk species” | WLDFR | HFTD - Distribution - Tier 3 - 2QU CoRE ¦ 1QU LoRE | 2043 | 0.22571 | 0.0096687 | 4.0697 | 0 | 4.0697 | 0.010209 | 4.2973 | 0 | 4.2973 | 0.007911 | 3.3299 | 0 | 3.3299 | 0.0075343 | 3.1713 | 0 | 3.1713 | 0.91859 | 0.96995 | 0.7516 | 0.71581 | 0.007911 | 0.0017856 | 3.3299 | 0.7516 | 0 | 0 | 3.3299 | 0.7516
[35 empty] | 7.3.5.15 Identification and remediation of “at-risk species” | WLDFR | HFTD - Distribution - Tier 3 - 2QU CoRE ¦ 1QU LoRE | 2044 | 0.21095 | 0.0096687 | 4.0697 | 0 | 4.0697 | 0.010209 | 4.2973 | 0 | 4.2973 | 0.007911 | 3.3299 | 0 | 3.3299 | 0.0075343 | 3.1713 | 0 | 3.1713 | 0.8585 | 0.9065 | 0.70243 | 0.66898 | 0.007911 | 0.0016688 | 3.3299 | 0.70243 | 0 | 0 | 3.3299 | 0.70243
[35 empty] | 7.3.5.15 Identification and remediation of “at-risk species” | WLDFR | HFTD - Distribution - Tier 3 - 2QU CoRE ¦ 1QU LoRE | 2045 | 0.19715 | 0.0096687 | 4.0697 | 0 | 4.0697 | 0.010209 | 4.2973 | 0 | 4.2973 | 0.007911 | 3.3299 | 0 | 3.3299 | 0.0075343 | 3.1713 | 0 | 3.1713 | 0.80233 | 0.84719 | 0.65647 | 0.62521 | 0.007911 | 0.0015596 | 3.3299 | 0.65647 | 0 | 0 | 3.3299 | 0.65647
[35 empty] | 7.3.5.15 Identification and remediation of “at-risk species” | WLDFR | HFTD - Distribution - Tier 3 - 2QU CoRE ¦ 1QU LoRE | 2046 | 0.18425 | 0.0096687 | 4.0697 | 0 | 4.0697 | 0.010209 | 4.2973 | 0 | 4.2973 | 0.007911 | 3.3299 | 0 | 3.3299 | 0.0075343 | 3.1713 | 0 | 3.1713 | 0.74985 | 0.79177 | 0.61353 | 0.58431 | 0.007911 | 0.0014576 | 3.3299 | 0.61353 | 0 | 0 | 3.3299 | 0.61353
[35 empty] | 7.3.5.15 Identification and remediation of “at-risk species” | WLDFR | HFTD - Distribution - Tier 3 - 2QU CoRE ¦ 1QU LoRE | 2047 | 0.1722 | 0.0096687 | 4.0697 | 0 | 4.0697 | 0.010209 | 4.2973 | 0 | 4.2973 | 0.007911 | 3.3299 | 0 | 3.3299 | 0.0075343 | 3.1713 | 0 | 3.1713 | 0.70079 | 0.73997 | 0.57339 | 0.54609 | 0.007911 | 0.0013622 | 3.3299 | 0.57339 | 0 | 0 | 3.3299 | 0.57339
[35 empty] | 7.3.5.15 Identification and remediation of “at-risk species” | WLDFR | HFTD - Distribution - Tier 3 - 2QU CoRE ¦ 1QU LoRE | 2048 | 0.16093 | 0.0096687 | 4.2724 | 0 | 4.2724 | 0.010209 | 4.5112 | 0 | 4.5112 | 0.007911 | 3.4957 | 0 | 3.4957 | 0.0075343 | 3.3292 | 0 | 3.3292 | 0.68755 | 0.72599 | 0.56256 | 0.53577 | 0.007911 | 0.0012731 | 3.4957 | 0.56256 | 0 | 0 | 3.4957 | 0.56256
[35 empty] | 7.3.5.15 Identification and remediation of “at-risk species” | WLDFR | HFTD - Distribution - Tier 3 - 2QU CoRE ¦ 1QU LoRE | 2049 | 0.1504 | 0.0096687 | 4.2724 | 0 | 4.2724 | 0.010209 | 4.5112 | 0 | 4.5112 | 0.007911 | 3.4957 | 0 | 3.4957 | 0.0075343 | 3.3292 | 0 | 3.3292 | 0.64257 | 0.6785 | 0.52576 | 0.50072 | 0.007911 | 0.0011898 | 3.4957 | 0.52576 | 0 | 0 | 3.4957 | 0.52576
[35 empty] | 7.3.5.15 Identification and remediation of “at-risk species” | WLDFR | HFTD - Distribution - Tier 3 - 2QU CoRE ¦ 1QU LoRE | 2050 | 0.14056 | 0 | 0 | 0 | 0 | 0.010209 | 4.5112 | 0 | 4.5112 | 0.007911 | 3.4957 | 0 | 3.4957 | 0.0075343 | 3.3292 | 0 | 3.3292 | 0 | 0.63411 | 0.49136 | 0.46796 | 0.007911 | 0.001112 | 3.4957 | 0.49136 | 0 | 0 | 3.4957 | 0.49136
[35 empty] | 7.3.5.15 Identification and remediation of “at-risk species” | WLDFR | HFTD - Distribution - Tier 3 - 2QU CoRE ¦ 1QU LoRE | 2051 | 0.13137 | 0 | 0 | 0 | 0 | 0 | 0 | 0 | 0 | 0.007911 | 3.4957 | 0 | 3.4957 | 0.0075343 | 3.3292 | 0 | 3.3292 | 0 | 0 | 0.45922 | 0.43735 | 0.007911 | 0.0010392 | 3.4957 | 0.45922 | 0 | 0 | 3.4957 | 0.45922
[35 empty] | 7.3.5.15 Identification and remediation of “at-risk species” | WLDFR | HFTD - Distribution - Tier 3 - 2QU CoRE ¦ 1QU LoRE | 2052 | 0.12277 | 0 | 0 | 0 | 0 | 0 | 0 | 0 | 0 | 0 | 0 | 0 | 0 | 0.0075343 | 3.3292 | 0 | 3.3292 | 0 | 0 | 0 | 0.40874 | 0 | 0 | 0 | 0 | 0 | 0 | 0 | 0
[35 empty] | 7.3.5.15 Identification and remediation of “at-risk species” | WLDFR | HFTD - Distribution - Tier 3 - 2QU CoRE ¦ 2QU LoRE | 2020 | 1 | 0.020898 | 5.9381 | 0 | 5.9381 | 0 | 0 | 0 | 0 | 0 | 0 | 0 | 0 | 0 | 0 | 0 | 0 | 5.9381 | 0 | 0 | 0 | 0 | 0 | 0 | 0 | 0 | 0 | 0 | 0
[35 empty] | 7.3.5.15 Identification and remediation of “at-risk species” | WLDFR | HFTD - Distribution - Tier 3 - 2QU CoRE ¦ 2QU LoRE | 2021 | 1 | 0.011382 | 3.7888 | 0 | 3.7888 | 0.022066 | 6.2702 | 0 | 6.2702 | 0 | 0 | 0 | 0 | 0 | 0 | 0 | 0 | 3.7888 | 6.2702 | 0 | 0 | 0 | 0 | 0 | 0 | 0 | 0 | 0 | 0
[35 empty] | 7.3.5.15 Identification and remediation of “at-risk species” | WLDFR | HFTD - Distribution - Tier 3 - 2QU CoRE ¦ 2QU LoRE | 2022 | 0.93458 | 0.008087 | 2.676 | 0 | 2.676 | 0.0085391 | 2.8256 | 0 | 2.8256 | 0.015201 | 4.226 | 0 | 4.226 | 0 | 0 | 0 | 0 | 2.5009 | 2.6407 | 3.9495 | 0 | 0.015201 | 0.014207 | 4.226 | 3.9495 | 0 | 0 | 4.226 | 3.9495
[35 empty] | 7.3.5.15 Identification and remediation of “at-risk species” | WLDFR | HFTD - Distribution - Tier 3 - 2QU CoRE ¦ 2QU LoRE | 2023 | 0.87344 | 0.008087 | 2.774 | 0 | 2.774 | 0.0085391 | 2.9291 | 0 | 2.9291 | 0.0068994 | 2.3667 | 0 | 2.3667 | 0.014477 | 4.1722 | 0 | 4.1722 | 2.423 | 2.5584 | 2.0671 | 3.6442 | 0.0068994 | 0.0060262 | 2.3667 | 2.0671 | 0 | 0 | 2.3667 | 2.0671
[35 empty] | 7.3.5.15 Identification and remediation of “at-risk species” | WLDFR | HFTD - Distribution - Tier 3 - 2QU CoRE ¦ 2QU LoRE | 2024 | 0.8163 | 0.008087 | 2.774 | 0 | 2.774 | 0.0085391 | 2.9291 | 0 | 2.9291 | 0.0068994 | 2.3667 | 0 | 2.3667 | 0.0065708 | 2.254 | 0 | 2.254 | 2.2645 | 2.3911 | 1.9319 | 1.8399 | 0.0068994 | 0.005632 | 2.3667 | 1.9319 | 0 | 0 | 2.3667 | 1.9319
[35 empty] | 7.3.5.15 Identification and remediation of “at-risk species” | WLDFR | HFTD - Distribution - Tier 3 - 2QU CoRE ¦ 2QU LoRE | 2025 | 0.7629 | 0.008087 | 2.774 | 0 | 2.774 | 0.0085391 | 2.9291 | 0 | 2.9291 | 0.0068994 | 2.3667 | 0 | 2.3667 | 0.0065708 | 2.254 | 0 | 2.254 | 2.1163 | 2.2346 | 1.8055 | 1.7195 | 0.0068994 | 0.0052635 | 2.3667 | 1.8055 | 0 | 0 | 2.3667 | 1.8055
[35 empty] | 7.3.5.15 Identification and remediation of “at-risk species” | WLDFR | HFTD - Distribution - Tier 3 - 2QU CoRE ¦ 2QU LoRE | 2026 | 0.71299 | 0.008087 | 2.774 | 0 | 2.774 | 0.0085391 | 2.9291 | 0 | 2.9291 | 0.0068994 | 2.3667 | 0 | 2.3667 | 0.0065708 | 2.254 | 0 | 2.254 | 1.9779 | 2.0884 | 1.6874 | 1.6071 | 0.0068994 | 0.0049192 | 2.3667 | 1.6874 | 0 | 0 | 2.3667 | 1.6874
[35 empty] | 7.3.5.15 Identification and remediation of “at-risk species” | WLDFR | HFTD - Distribution - Tier 3 - 2QU CoRE ¦ 2QU LoRE | 2027 | 0.66634 | 0.008087 | 2.774 | 0 | 2.774 | 0.0085391 | 2.9291 | 0 | 2.9291 | 0.0068994 | 2.3667 | 0 | 2.3667 | 0.0065708 | 2.254 | 0 | 2.254 | 1.8485 | 1.9518 | 1.577 | 1.5019 | 0.0068994 | 0.0045974 | 2.3667 | 1.577 | 0 | 0 | 2.3667 | 1.577
[35 empty] | 7.3.5.15 Identification and remediation of “at-risk species” | WLDFR | HFTD - Distribution - Tier 3 - 2QU CoRE ¦ 2QU LoRE | 2028 | 0.62275 | 0.008087 | 2.8976 | 0 | 2.8976 | 0.0085391 | 3.0596 | 0 | 3.0596 | 0.0068994 | 2.4721 | 0 | 2.4721 | 0.0065708 | 2.3544 | 0 | 2.3544 | 1.8045 | 1.9054 | 1.5395 | 1.4662 | 0.0068994 | 0.0042966 | 2.4721 | 1.5395 | 0 | 0 | 2.4721 | 1.5395
[35 empty] | 7.3.5.15 Identification and remediation of “at-risk species” | WLDFR | HFTD - Distribution - Tier 3 - 2QU CoRE ¦ 2QU LoRE | 2029 | 0.58201 | 0.008087 | 2.8976 | 0 | 2.8976 | 0.0085391 | 3.0596 | 0 | 3.0596 | 0.0068994 | 2.4721 | 0 | 2.4721 | 0.0065708 | 2.3544 | 0 | 2.3544 | 1.6864 | 1.7807 | 1.4388 | 1.3703 | 0.0068994 | 0.0040155 | 2.4721 | 1.4388 | 0 | 0 | 2.4721 | 1.4388
[35 empty] | 7.3.5.15 Identification and remediation of “at-risk species” | WLDFR | HFTD - Distribution - Tier 3 - 2QU CoRE ¦ 2QU LoRE | 2030 | 0.54393 | 0.008087 | 2.8976 | 0 | 2.8976 | 0.0085391 | 3.0596 | 0 | 3.0596 | 0.0068994 | 2.4721 | 0 | 2.4721 | 0.0065708 | 2.3544 | 0 | 2.3544 | 1.5761 | 1.6642 | 1.3447 | 1.2806 | 0.0068994 | 0.0037528 | 2.4721 | 1.3447 | 0 | 0 | 2.4721 | 1.3447
[35 empty] | 7.3.5.15 Identification and remediation of “at-risk species” | WLDFR | HFTD - Distribution - Tier 3 - 2QU CoRE ¦ 2QU LoRE | 2031 | 0.50835 | 0.008087 | 2.8976 | 0 | 2.8976 | 0.0085391 | 3.0596 | 0 | 3.0596 | 0.0068994 | 2.4721 | 0 | 2.4721 | 0.0065708 | 2.3544 | 0 | 2.3544 | 1.473 | 1.5554 | 1.2567 | 1.1968 | 0.0068994 | 0.0035073 | 2.4721 | 1.2567 | 0 | 0 | 2.4721 | 1.2567
[35 empty] | 7.3.5.15 Identification and remediation of “at-risk species” | WLDFR | HFTD - Distribution - Tier 3 - 2QU CoRE ¦ 2QU LoRE | 2032 | 0.47509 | 0.008087 | 2.8976 | 0 | 2.8976 | 0.0085391 | 3.0596 | 0 | 3.0596 | 0.0068994 | 2.4721 | 0 | 2.4721 | 0.0065708 | 2.3544 | 0 | 2.3544 | 1.3766 | 1.4536 | 1.1745 | 1.1185 | 0.0068994 | 0.0032778 | 2.4721 | 1.1745 | 0 | 0 | 2.4721 | 1.1745
[35 empty] | 7.3.5.15 Identification and remediation of “at-risk species” | WLDFR | HFTD - Distribution - Tier 3 - 2QU CoRE ¦ 2QU LoRE | 2033 | 0.44401 | 0.008087 | 3.0349 | 0 | 3.0349 | 0.0085391 | 3.2046 | 0 | 3.2046 | 0.0068994 | 2.5892 | 0 | 2.5892 | 0.0065708 | 2.4659 | 0 | 2.4659 | 1.3475 | 1.4229 | 1.1497 | 1.0949 | 0.0068994 | 0.0030634 | 2.5892 | 1.1497 | 0 | 0 | 2.5892 | 1.1497
[35 empty] | 7.3.5.15 Identification and remediation of “at-risk species” | WLDFR | HFTD - Distribution - Tier 3 - 2QU CoRE ¦ 2QU LoRE | 2034 | 0.41496 | 0.008087 | 3.0349 | 0 | 3.0349 | 0.0085391 | 3.2046 | 0 | 3.2046 | 0.0068994 | 2.5892 | 0 | 2.5892 | 0.0065708 | 2.4659 | 0 | 2.4659 | 1.2594 | 1.3298 | 1.0744 | 1.0233 | 0.0068994 | 0.002863 | 2.5892 | 1.0744 | 0 | 0 | 2.5892 | 1.0744
[35 empty] | 7.3.5.15 Identification and remediation of “at-risk species” | WLDFR | HFTD - Distribution - Tier 3 - 2QU CoRE ¦ 2QU LoRE | 2035 | 0.38782 | 0.008087 | 3.0349 | 0 | 3.0349 | 0.0085391 | 3.2046 | 0 | 3.2046 | 0.0068994 | 2.5892 | 0 | 2.5892 | 0.0065708 | 2.4659 | 0 | 2.4659 | 1.177 | 1.2428 | 1.0042 | 0.95634 | 0.0068994 | 0.0026757 | 2.5892 | 1.0042 | 0 | 0 | 2.5892 | 1.0042
[35 empty] | 7.3.5.15 Identification and remediation of “at-risk species” | WLDFR | HFTD - Distribution - Tier 3 - 2QU CoRE ¦ 2QU LoRE | 2036 | 0.36245 | 0.008087 | 3.0349 | 0 | 3.0349 | 0.0085391 | 3.2046 | 0 | 3.2046 | 0.0068994 | 2.5892 | 0 | 2.5892 | 0.0065708 | 2.4659 | 0 | 2.4659 | 1.1 | 1.1615 | 0.93846 | 0.89377 | 0.0068994 | 0.0025007 | 2.5892 | 0.93846 | 0 | 0 | 2.5892 | 0.93846
[35 empty] | 7.3.5.15 Identification and remediation of “at-risk species” | WLDFR | HFTD - Distribution - Tier 3 - 2QU CoRE ¦ 2QU LoRE | 2037 | 0.33873 | 0.008087 | 3.0349 | 0 | 3.0349 | 0.0085391 | 3.2046 | 0 | 3.2046 | 0.0068994 | 2.5892 | 0 | 2.5892 | 0.0065708 | 2.4659 | 0 | 2.4659 | 1.028 | 1.0855 | 0.87707 | 0.8353 | 0.0068994 | 0.0023371 | 2.5892 | 0.87707 | 0 | 0 | 2.5892 | 0.87707
[35 empty] | 7.3.5.15 Identification and remediation of “at-risk species” | WLDFR | HFTD - Distribution - Tier 3 - 2QU CoRE ¦ 2QU LoRE | 2038 | 0.31657 | 0.008087 | 3.184 | 0 | 3.184 | 0.0085391 | 3.362 | 0 | 3.362 | 0.0068994 | 2.7164 | 0 | 2.7164 | 0.0065708 | 2.5871 | 0 | 2.5871 | 1.008 | 1.0643 | 0.85995 | 0.819 | 0.0068994 | 0.0021842 | 2.7164 | 0.85995 | 0 | 0 | 2.7164 | 0.85995
[35 empty] | 7.3.5.15 Identification and remediation of “at-risk species” | WLDFR | HFTD - Distribution - Tier 3 - 2QU CoRE ¦ 2QU LoRE | 2039 | 0.29586 | 0.008087 | 3.184 | 0 | 3.184 | 0.0085391 | 3.362 | 0 | 3.362 | 0.0068994 | 2.7164 | 0 | 2.7164 | 0.0065708 | 2.5871 | 0 | 2.5871 | 0.94202 | 0.99469 | 0.80369 | 0.76542 | 0.0068994 | 0.0020413 | 2.7164 | 0.80369 | 0 | 0 | 2.7164 | 0.80369
[35 empty] | 7.3.5.15 Identification and remediation of “at-risk species” | WLDFR | HFTD - Distribution - Tier 3 - 2QU CoRE ¦ 2QU LoRE | 2040 | 0.27651 | 0.008087 | 3.184 | 0 | 3.184 | 0.0085391 | 3.362 | 0 | 3.362 | 0.0068994 | 2.7164 | 0 | 2.7164 | 0.0065708 | 2.5871 | 0 | 2.5871 | 0.8804 | 0.92962 | 0.75111 | 0.71534 | 0.0068994 | 0.0019077 | 2.7164 | 0.75111 | 0 | 0 | 2.7164 | 0.75111
[35 empty] | 7.3.5.15 Identification and remediation of “at-risk species” | WLDFR | HFTD - Distribution - Tier 3 - 2QU CoRE ¦ 2QU LoRE | 2041 | 0.25842 | 0.008087 | 3.184 | 0 | 3.184 | 0.0085391 | 3.362 | 0 | 3.362 | 0.0068994 | 2.7164 | 0 | 2.7164 | 0.0065708 | 2.5871 | 0 | 2.5871 | 0.8228 | 0.8688 | 0.70197 | 0.66854 | 0.0068994 | 0.0017829 | 2.7164 | 0.70197 | 0 | 0 | 2.7164 | 0.70197
[35 empty] | 7.3.5.15 Identification and remediation of “at-risk species” | WLDFR | HFTD - Distribution - Tier 3 - 2QU CoRE ¦ 2QU LoRE | 2042 | 0.24151 | 0.008087 | 3.184 | 0 | 3.184 | 0.0085391 | 3.362 | 0 | 3.362 | 0.0068994 | 2.7164 | 0 | 2.7164 | 0.0065708 | 2.5871 | 0 | 2.5871 | 0.76897 | 0.81197 | 0.65605 | 0.62481 | 0.0068994 | 0.0016663 | 2.7164 | 0.65605 | 0 | 0 | 2.7164 | 0.65605
[35 empty] | 7.3.5.15 Identification and remediation of “at-risk species” | WLDFR | HFTD - Distribution - Tier 3 - 2QU CoRE ¦ 2QU LoRE | 2043 | 0.22571 | 0.008087 | 3.3427 | 0 | 3.3427 | 0.0085391 | 3.5296 | 0 | 3.5296 | 0.0068994 | 2.8519 | 0 | 2.8519 | 0.0065708 | 2.7161 | 0 | 2.7161 | 0.7545 | 0.79669 | 0.6437 | 0.61305 | 0.0068994 | 0.0015573 | 2.8519 | 0.6437 | 0 | 0 | 2.8519 | 0.6437
[35 empty] | 7.3.5.15 Identification and remediation of “at-risk species” | WLDFR | HFTD - Distribution - Tier 3 - 2QU CoRE ¦ 2QU LoRE | 2044 | 0.21095 | 0.008087 | 3.3427 | 0 | 3.3427 | 0.0085391 | 3.5296 | 0 | 3.5296 | 0.0068994 | 2.8519 | 0 | 2.8519 | 0.0065708 | 2.7161 | 0 | 2.7161 | 0.70514 | 0.74457 | 0.60159 | 0.57294 | 0.0068994 | 0.0014554 | 2.8519 | 0.60159 | 0 | 0 | 2.8519 | 0.60159
[35 empty] | 7.3.5.15 Identification and remediation of “at-risk species” | WLDFR | HFTD - Distribution - Tier 3 - 2QU CoRE ¦ 2QU LoRE | 2045 | 0.19715 | 0.008087 | 3.3427 | 0 | 3.3427 | 0.0085391 | 3.5296 | 0 | 3.5296 | 0.0068994 | 2.8519 | 0 | 2.8519 | 0.0065708 | 2.7161 | 0 | 2.7161 | 0.65901 | 0.69586 | 0.56224 | 0.53546 | 0.0068994 | 0.0013602 | 2.8519 | 0.56224 | 0 | 0 | 2.8519 | 0.56224
[35 empty] | 7.3.5.15 Identification and remediation of “at-risk species” | WLDFR | HFTD - Distribution - Tier 3 - 2QU CoRE ¦ 2QU LoRE | 2046 | 0.18425 | 0.008087 | 3.3427 | 0 | 3.3427 | 0.0085391 | 3.5296 | 0 | 3.5296 | 0.0068994 | 2.8519 | 0 | 2.8519 | 0.0065708 | 2.7161 | 0 | 2.7161 | 0.6159 | 0.65033 | 0.52545 | 0.50043 | 0.0068994 | 0.0012712 | 2.8519 | 0.52545 | 0 | 0 | 2.8519 | 0.52545
[35 empty] | 7.3.5.15 Identification and remediation of “at-risk species” | WLDFR | HFTD - Distribution - Tier 3 - 2QU CoRE ¦ 2QU LoRE | 2047 | 0.1722 | 0.008087 | 3.3427 | 0 | 3.3427 | 0.0085391 | 3.5296 | 0 | 3.5296 | 0.0068994 | 2.8519 | 0 | 2.8519 | 0.0065708 | 2.7161 | 0 | 2.7161 | 0.57561 | 0.60779 | 0.49108 | 0.46769 | 0.0068994 | 0.001188 | 2.8519 | 0.49108 | 0 | 0 | 2.8519 | 0.49108
[35 empty] | 7.3.5.15 Identification and remediation of “at-risk species” | WLDFR | HFTD - Distribution - Tier 3 - 2QU CoRE ¦ 2QU LoRE | 2048 | 0.16093 | 0.008087 | 3.5092 | 0 | 3.5092 | 0.0085391 | 3.7054 | 0 | 3.7054 | 0.0068994 | 2.9939 | 0 | 2.9939 | 0.0065708 | 2.8513 | 0 | 2.8513 | 0.56473 | 0.59631 | 0.4818 | 0.45886 | 0.0068994 | 0.0011103 | 2.9939 | 0.4818 | 0 | 0 | 2.9939 | 0.4818
[35 empty] | 7.3.5.15 Identification and remediation of “at-risk species” | WLDFR | HFTD - Distribution - Tier 3 - 2QU CoRE ¦ 2QU LoRE | 2049 | 0.1504 | 0.008087 | 3.5092 | 0 | 3.5092 | 0.0085391 | 3.7054 | 0 | 3.7054 | 0.0068994 | 2.9939 | 0 | 2.9939 | 0.0065708 | 2.8513 | 0 | 2.8513 | 0.52779 | 0.5573 | 0.45028 | 0.42884 | 0.0068994 | 0.0010377 | 2.9939 | 0.45028 | 0 | 0 | 2.9939 | 0.45028
[35 empty] | 7.3.5.15 Identification and remediation of “at-risk species” | WLDFR | HFTD - Distribution - Tier 3 - 2QU CoRE ¦ 2QU LoRE | 2050 | 0.14056 | 0 | 0 | 0 | 0 | 0.0085391 | 3.7054 | 0 | 3.7054 | 0.0068994 | 2.9939 | 0 | 2.9939 | 0.0065708 | 2.8513 | 0 | 2.8513 | 0 | 0.52084 | 0.42082 | 0.40078 | 0.0068994 | 0.0009698 | 2.9939 | 0.42082 | 0 | 0 | 2.9939 | 0.42082
[35 empty] | 7.3.5.15 Identification and remediation of “at-risk species” | WLDFR | HFTD - Distribution - Tier 3 - 2QU CoRE ¦ 2QU LoRE | 2051 | 0.13137 | 0 | 0 | 0 | 0 | 0 | 0 | 0 | 0 | 0.0068994 | 2.9939 | 0 | 2.9939 | 0.0065708 | 2.8513 | 0 | 2.8513 | 0 | 0 | 0.39329 | 0.37457 | 0.0068994 | 0.00090635 | 2.9939 | 0.39329 | 0 | 0 | 2.9939 | 0.39329
[35 empty] | 7.3.5.15 Identification and remediation of “at-risk species” | WLDFR | HFTD - Distribution - Tier 3 - 2QU CoRE ¦ 2QU LoRE | 2052 | 0.12277 | 0 | 0 | 0 | 0 | 0 | 0 | 0 | 0 | 0 | 0 | 0 | 0 | 0.0065708 | 2.8513 | 0 | 2.8513 | 0 | 0 | 0 | 0.35006 | 0 | 0 | 0 | 0 | 0 | 0 | 0 | 0
[35 empty] | 7.3.5.15 Identification and remediation of “at-risk species” | WLDFR | HFTD - Distribution - Tier 3 - 2QU CoRE ¦ 3QU LoRE | 2020 | 1 | 0.0091242 | 2.7662 | 0 | 2.7662 | 0 | 0 | 0 | 0 | 0 | 0 | 0 | 0 | 0 | 0 | 0 | 0 | 2.7662 | 0 | 0 | 0 | 0 | 0 | 0 | 0 | 0 | 0 | 0 | 0
[35 empty] | 7.3.5.15 Identification and remediation of “at-risk species” | WLDFR | HFTD - Distribution - Tier 3 - 2QU CoRE ¦ 3QU LoRE | 2021 | 1 | 0.004059 | 1.4533 | 0 | 1.4533 | 0.0096344 | 2.9209 | 0 | 2.9209 | 0 | 0 | 0 | 0 | 0 | 0 | 0 | 0 | 1.4533 | 2.9209 | 0 | 0 | 0 | 0 | 0 | 0 | 0 | 0 | 0 | 0
[35 empty] | 7.3.5.15 Identification and remediation of “at-risk species” | WLDFR | HFTD - Distribution - Tier 3 - 2QU CoRE ¦ 3QU LoRE | 2022 | 0.93458 | 0.0038028 | 1.2793 | 0 | 1.2793 | 0.0040154 | 1.3508 | 0 | 1.3508 | 0.011637 | 3.2485 | 0 | 3.2485 | 0 | 0 | 0 | 0 | 1.1956 | 1.2624 | 3.036 | 0 | 0.011637 | 0.010875 | 3.2485 | 3.036 | 0 | 0 | 3.2485 | 3.036
[35 empty] | 7.3.5.15 Identification and remediation of “at-risk species” | WLDFR | HFTD - Distribution - Tier 3 - 2QU CoRE ¦ 3QU LoRE | 2023 | 0.87344 | 0.0038028 | 1.3261 | 0 | 1.3261 | 0.0040154 | 1.4003 | 0 | 1.4003 | 0.0047665 | 1.6622 | 0 | 1.6622 | 0.011083 | 3.2072 | 0 | 3.2072 | 1.1583 | 1.2231 | 1.4518 | 2.8013 | 0.0047665 | 0.0041632 | 1.6622 | 1.4518 | 0 | 0 | 1.6622 | 1.4518
[35 empty] | 7.3.5.15 Identification and remediation of “at-risk species” | WLDFR | HFTD - Distribution - Tier 3 - 2QU CoRE ¦ 3QU LoRE | 2024 | 0.8163 | 0.0038028 | 1.3261 | 0 | 1.3261 | 0.0040154 | 1.4003 | 0 | 1.4003 | 0.0047665 | 1.6622 | 0 | 1.6622 | 0.0045395 | 1.5831 | 0 | 1.5831 | 1.0825 | 1.1431 | 1.3569 | 1.2922 | 0.0047665 | 0.0038909 | 1.6622 | 1.3569 | 0 | 0 | 1.6622 | 1.3569
[35 empty] | 7.3.5.15 Identification and remediation of “at-risk species” | WLDFR | HFTD - Distribution - Tier 3 - 2QU CoRE ¦ 3QU LoRE | 2025 | 0.7629 | 0.0038028 | 1.3261 | 0 | 1.3261 | 0.0040154 | 1.4003 | 0 | 1.4003 | 0.0047665 | 1.6622 | 0 | 1.6622 | 0.0045395 | 1.5831 | 0 | 1.5831 | 1.0117 | 1.0683 | 1.2681 | 1.2077 | 0.0047665 | 0.0036363 | 1.6622 | 1.2681 | 0 | 0 | 1.6622 | 1.2681
[35 empty] | 7.3.5.15 Identification and remediation of “at-risk species” | WLDFR | HFTD - Distribution - Tier 3 - 2QU CoRE ¦ 3QU LoRE | 2026 | 0.71299 | 0.0038028 | 1.3261 | 0 | 1.3261 | 0.0040154 | 1.4003 | 0 | 1.4003 | 0.0047665 | 1.6622 | 0 | 1.6622 | 0.0045395 | 1.5831 | 0 | 1.5831 | 0.94553 | 0.99839 | 1.1851 | 1.1287 | 0.0047665 | 0.0033984 | 1.6622 | 1.1851 | 0 | 0 | 1.6622 | 1.1851
[35 empty] | 7.3.5.15 Identification and remediation of “at-risk species” | WLDFR | HFTD - Distribution - Tier 3 - 2QU CoRE ¦ 3QU LoRE | 2027 | 0.66634 | 0.0038028 | 1.3261 | 0 | 1.3261 | 0.0040154 | 1.4003 | 0 | 1.4003 | 0.0047665 | 1.6622 | 0 | 1.6622 | 0.0045395 | 1.5831 | 0 | 1.5831 | 0.88367 | 0.93308 | 1.1076 | 1.0549 | 0.0047665 | 0.0031761 | 1.6622 | 1.1076 | 0 | 0 | 1.6622 | 1.1076
[35 empty] | 7.3.5.15 Identification and remediation of “at-risk species” | WLDFR | HFTD - Distribution - Tier 3 - 2QU CoRE ¦ 3QU LoRE | 2028 | 0.62275 | 0.0038028 | 1.3852 | 0 | 1.3852 | 0.0040154 | 1.4627 | 0 | 1.4627 | 0.0047665 | 1.7362 | 0 | 1.7362 | 0.0045395 | 1.6536 | 0 | 1.6536 | 0.86264 | 0.91087 | 1.0812 | 1.0298 | 0.0047665 | 0.0029683 | 1.7362 | 1.0812 | 0 | 0 | 1.7362 | 1.0812
[35 empty] | 7.3.5.15 Identification and remediation of “at-risk species” | WLDFR | HFTD - Distribution - Tier 3 - 2QU CoRE ¦ 3QU LoRE | 2029 | 0.58201 | 0.0038028 | 1.3852 | 0 | 1.3852 | 0.0040154 | 1.4627 | 0 | 1.4627 | 0.0047665 | 1.7362 | 0 | 1.7362 | 0.0045395 | 1.6536 | 0 | 1.6536 | 0.80621 | 0.85128 | 1.0105 | 0.96239 | 0.0047665 | 0.0027741 | 1.7362 | 1.0105 | 0 | 0 | 1.7362 | 1.0105
[35 empty] | 7.3.5.15 Identification and remediation of “at-risk species” | WLDFR | HFTD - Distribution - Tier 3 - 2QU CoRE ¦ 3QU LoRE | 2030 | 0.54393 | 0.0038028 | 1.3852 | 0 | 1.3852 | 0.0040154 | 1.4627 | 0 | 1.4627 | 0.0047665 | 1.7362 | 0 | 1.7362 | 0.0045395 | 1.6536 | 0 | 1.6536 | 0.75347 | 0.79559 | 0.9444 | 0.89943 | 0.0047665 | 0.0025927 | 1.7362 | 0.9444 | 0 | 0 | 1.7362 | 0.9444
[35 empty] | 7.3.5.15 Identification and remediation of “at-risk species” | WLDFR | HFTD - Distribution - Tier 3 - 2QU CoRE ¦ 3QU LoRE | 2031 | 0.50835 | 0.0038028 | 1.3852 | 0 | 1.3852 | 0.0040154 | 1.4627 | 0 | 1.4627 | 0.0047665 | 1.7362 | 0 | 1.7362 | 0.0045395 | 1.6536 | 0 | 1.6536 | 0.70417 | 0.74354 | 0.88262 | 0.84059 | 0.0047665 | 0.002423 | 1.7362 | 0.88262 | 0 | 0 | 1.7362 | 0.88262
[35 empty] | 7.3.5.15 Identification and remediation of “at-risk species” | WLDFR | HFTD - Distribution - Tier 3 - 2QU CoRE ¦ 3QU LoRE | 2032 | 0.47509 | 0.0038028 | 1.3852 | 0 | 1.3852 | 0.0040154 | 1.4627 | 0 | 1.4627 | 0.0047665 | 1.7362 | 0 | 1.7362 | 0.0045395 | 1.6536 | 0 | 1.6536 | 0.65811 | 0.6949 | 0.82488 | 0.7856 | 0.0047665 | 0.0022645 | 1.7362 | 0.82488 | 0 | 0 | 1.7362 | 0.82488
[35 empty] | 7.3.5.15 Identification and remediation of “at-risk species” | WLDFR | HFTD - Distribution - Tier 3 - 2QU CoRE ¦ 3QU LoRE | 2033 | 0.44401 | 0.0038028 | 1.4509 | 0 | 1.4509 | 0.0040154 | 1.532 | 0 | 1.532 | 0.0047665 | 1.8185 | 0 | 1.8185 | 0.0045395 | 1.7319 | 0 | 1.7319 | 0.6442 | 0.68022 | 0.80745 | 0.769 | 0.0047665 | 0.0021164 | 1.8185 | 0.80745 | 0 | 0 | 1.8185 | 0.80745
[35 empty] | 7.3.5.15 Identification and remediation of “at-risk species” | WLDFR | HFTD - Distribution - Tier 3 - 2QU CoRE ¦ 3QU LoRE | 2034 | 0.41496 | 0.0038028 | 1.4509 | 0 | 1.4509 | 0.0040154 | 1.532 | 0 | 1.532 | 0.0047665 | 1.8185 | 0 | 1.8185 | 0.0045395 | 1.7319 | 0 | 1.7319 | 0.60206 | 0.63572 | 0.75462 | 0.71869 | 0.0047665 | 0.0019779 | 1.8185 | 0.75462 | 0 | 0 | 1.8185 | 0.75462
[35 empty] | 7.3.5.15 Identification and remediation of “at-risk species” | WLDFR | HFTD - Distribution - Tier 3 - 2QU CoRE ¦ 3QU LoRE | 2035 | 0.38782 | 0.0038028 | 1.4509 | 0 | 1.4509 | 0.0040154 | 1.532 | 0 | 1.532 | 0.0047665 | 1.8185 | 0 | 1.8185 | 0.0045395 | 1.7319 | 0 | 1.7319 | 0.56267 | 0.59413 | 0.70525 | 0.67167 | 0.0047665 | 0.0018485 | 1.8185 | 0.70525 | 0 | 0 | 1.8185 | 0.70525
[35 empty] | 7.3.5.15 Identification and remediation of “at-risk species” | WLDFR | HFTD - Distribution - Tier 3 - 2QU CoRE ¦ 3QU LoRE | 2036 | 0.36245 | 0.0038028 | 1.4509 | 0 | 1.4509 | 0.0040154 | 1.532 | 0 | 1.532 | 0.0047665 | 1.8185 | 0 | 1.8185 | 0.0045395 | 1.7319 | 0 | 1.7319 | 0.52586 | 0.55526 | 0.65912 | 0.62773 | 0.0047665 | 0.0017276 | 1.8185 | 0.65912 | 0 | 0 | 1.8185 | 0.65912
[35 empty] | 7.3.5.15 Identification and remediation of “at-risk species” | WLDFR | HFTD - Distribution - Tier 3 - 2QU CoRE ¦ 3QU LoRE | 2037 | 0.33873 | 0.0038028 | 1.4509 | 0 | 1.4509 | 0.0040154 | 1.532 | 0 | 1.532 | 0.0047665 | 1.8185 | 0 | 1.8185 | 0.0045395 | 1.7319 | 0 | 1.7319 | 0.49146 | 0.51893 | 0.616 | 0.58666 | 0.0047665 | 0.0016146 | 1.8185 | 0.616 | 0 | 0 | 1.8185 | 0.616
[35 empty] | 7.3.5.15 Identification and remediation of “at-risk species” | WLDFR | HFTD - Distribution - Tier 3 - 2QU CoRE ¦ 3QU LoRE | 2038 | 0.31657 | 0.0038028 | 1.5221 | 0 | 1.5221 | 0.0040154 | 1.6072 | 0 | 1.6072 | 0.0047665 | 1.9078 | 0 | 1.9078 | 0.0045395 | 1.817 | 0 | 1.817 | 0.48186 | 0.50881 | 0.60397 | 0.57521 | 0.0047665 | 0.0015089 | 1.9078 | 0.60397 | 0 | 0 | 1.9078 | 0.60397
[35 empty] | 7.3.5.15 Identification and remediation of “at-risk species” | WLDFR | HFTD - Distribution - Tier 3 - 2QU CoRE ¦ 3QU LoRE | 2039 | 0.29586 | 0.0038028 | 1.5221 | 0 | 1.5221 | 0.0040154 | 1.6072 | 0 | 1.6072 | 0.0047665 | 1.9078 | 0 | 1.9078 | 0.0045395 | 1.817 | 0 | 1.817 | 0.45034 | 0.47552 | 0.56446 | 0.53758 | 0.0047665 | 0.0014102 | 1.9078 | 0.56446 | 0 | 0 | 1.9078 | 0.56446
[35 empty] | 7.3.5.15 Identification and remediation of “at-risk species” | WLDFR | HFTD - Distribution - Tier 3 - 2QU CoRE ¦ 3QU LoRE | 2040 | 0.27651 | 0.0038028 | 1.5221 | 0 | 1.5221 | 0.0040154 | 1.6072 | 0 | 1.6072 | 0.0047665 | 1.9078 | 0 | 1.9078 | 0.0045395 | 1.817 | 0 | 1.817 | 0.42088 | 0.44441 | 0.52753 | 0.50241 | 0.0047665 | 0.001318 | 1.9078 | 0.52753 | 0 | 0 | 1.9078 | 0.52753
[35 empty] | 7.3.5.15 Identification and remediation of “at-risk species” | WLDFR | HFTD - Distribution - Tier 3 - 2QU CoRE ¦ 3QU LoRE | 2041 | 0.25842 | 0.0038028 | 1.5221 | 0 | 1.5221 | 0.0040154 | 1.6072 | 0 | 1.6072 | 0.0047665 | 1.9078 | 0 | 1.9078 | 0.0045395 | 1.817 | 0 | 1.817 | 0.39334 | 0.41534 | 0.49302 | 0.46954 | 0.0047665 | 0.0012318 | 1.9078 | 0.49302 | 0 | 0 | 1.9078 | 0.49302
[35 empty] | 7.3.5.15 Identification and remediation of “at-risk species” | WLDFR | HFTD - Distribution - Tier 3 - 2QU CoRE ¦ 3QU LoRE | 2042 | 0.24151 | 0.0038028 | 1.5221 | 0 | 1.5221 | 0.0040154 | 1.6072 | 0 | 1.6072 | 0.0047665 | 1.9078 | 0 | 1.9078 | 0.0045395 | 1.817 | 0 | 1.817 | 0.36761 | 0.38816 | 0.46077 | 0.43883 | 0.0047665 | 0.0011512 | 1.9078 | 0.46077 | 0 | 0 | 1.9078 | 0.46077
[35 empty] | 7.3.5.15 Identification and remediation of “at-risk species” | WLDFR | HFTD - Distribution - Tier 3 - 2QU CoRE ¦ 3QU LoRE | 2043 | 0.22571 | 0.0038028 | 1.598 | 0 | 1.598 | 0.0040154 | 1.6874 | 0 | 1.6874 | 0.0047665 | 2.003 | 0 | 2.003 | 0.0045395 | 1.9076 | 0 | 1.9076 | 0.36069 | 0.38086 | 0.4521 | 0.43057 | 0.0047665 | 0.0010759 | 2.003 | 0.4521 | 0 | 0 | 2.003 | 0.4521
[35 empty] | 7.3.5.15 Identification and remediation of “at-risk species” | WLDFR | HFTD - Distribution - Tier 3 - 2QU CoRE ¦ 3QU LoRE | 2044 | 0.21095 | 0.0038028 | 1.598 | 0 | 1.598 | 0.0040154 | 1.6874 | 0 | 1.6874 | 0.0047665 | 2.003 | 0 | 2.003 | 0.0045395 | 1.9076 | 0 | 1.9076 | 0.3371 | 0.35594 | 0.42252 | 0.4024 | 0.0047665 | 0.0010055 | 2.003 | 0.42252 | 0 | 0 | 2.003 | 0.42252
[35 empty] | 7.3.5.15 Identification and remediation of “at-risk species” | WLDFR | HFTD - Distribution - Tier 3 - 2QU CoRE ¦ 3QU LoRE | 2045 | 0.19715 | 0.0038028 | 1.598 | 0 | 1.598 | 0.0040154 | 1.6874 | 0 | 1.6874 | 0.0047665 | 2.003 | 0 | 2.003 | 0.0045395 | 1.9076 | 0 | 1.9076 | 0.31504 | 0.33266 | 0.39488 | 0.37608 | 0.0047665 | 0.0009397 | 2.003 | 0.39488 | 0 | 0 | 2.003 | 0.39488
[35 empty] | 7.3.5.15 Identification and remediation of “at-risk species” | WLDFR | HFTD - Distribution - Tier 3 - 2QU CoRE ¦ 3QU LoRE | 2046 | 0.18425 | 0.0038028 | 1.598 | 0 | 1.598 | 0.0040154 | 1.6874 | 0 | 1.6874 | 0.0047665 | 2.003 | 0 | 2.003 | 0.0045395 | 1.9076 | 0 | 1.9076 | 0.29443 | 0.3109 | 0.36905 | 0.35147 | 0.0047665 | 0.00087822 | 2.003 | 0.36905 | 0 | 0 | 2.003 | 0.36905
[35 empty] | 7.3.5.15 Identification and remediation of “at-risk species” | WLDFR | HFTD - Distribution - Tier 3 - 2QU CoRE ¦ 3QU LoRE | 2047 | 0.1722 | 0.0038028 | 1.598 | 0 | 1.598 | 0.0040154 | 1.6874 | 0 | 1.6874 | 0.0047665 | 2.003 | 0 | 2.003 | 0.0045395 | 1.9076 | 0 | 1.9076 | 0.27517 | 0.29056 | 0.3449 | 0.32848 | 0.0047665 | 0.00082077 | 2.003 | 0.3449 | 0 | 0 | 2.003 | 0.3449
[35 empty] | 7.3.5.15 Identification and remediation of “at-risk species” | WLDFR | HFTD - Distribution - Tier 3 - 2QU CoRE ¦ 3QU LoRE | 2048 | 0.16093 | 0.0038028 | 1.6776 | 0 | 1.6776 | 0.0040154 | 1.7714 | 0 | 1.7714 | 0.0047665 | 2.1027 | 0 | 2.1027 | 0.0045395 | 2.0026 | 0 | 2.0026 | 0.26997 | 0.28507 | 0.33839 | 0.32227 | 0.0047665 | 0.00076707 | 2.1027 | 0.33839 | 0 | 0 | 2.1027 | 0.33839
[35 empty] | 7.3.5.15 Identification and remediation of “at-risk species” | WLDFR | HFTD - Distribution - Tier 3 - 2QU CoRE ¦ 3QU LoRE | 2049 | 0.1504 | 0.0038028 | 1.6776 | 0 | 1.6776 | 0.0040154 | 1.7714 | 0 | 1.7714 | 0.0047665 | 2.1027 | 0 | 2.1027 | 0.0045395 | 2.0026 | 0 | 2.0026 | 0.25231 | 0.26642 | 0.31625 | 0.30119 | 0.0047665 | 0.00071689 | 2.1027 | 0.31625 | 0 | 0 | 2.1027 | 0.31625
[35 empty] | 7.3.5.15 Identification and remediation of “at-risk species” | WLDFR | HFTD - Distribution - Tier 3 - 2QU CoRE ¦ 3QU LoRE | 2050 | 0.14056 | 0 | 0 | 0 | 0 | 0.0040154 | 1.7714 | 0 | 1.7714 | 0.0047665 | 2.1027 | 0 | 2.1027 | 0.0045395 | 2.0026 | 0 | 2.0026 | 0 | 0.24899 | 0.29556 | 0.28149 | 0.0047665 | 0.00066999 | 2.1027 | 0.29556 | 0 | 0 | 2.1027 | 0.29556
[35 empty] | 7.3.5.15 Identification and remediation of “at-risk species” | WLDFR | HFTD - Distribution - Tier 3 - 2QU CoRE ¦ 3QU LoRE | 2051 | 0.13137 | 0 | 0 | 0 | 0 | 0 | 0 | 0 | 0 | 0.0047665 | 2.1027 | 0 | 2.1027 | 0.0045395 | 2.0026 | 0 | 2.0026 | 0 | 0 | 0.27623 | 0.26307 | 0.0047665 | 0.00062616 | 2.1027 | 0.27623 | 0 | 0 | 2.1027 | 0.27623
[35 empty] | 7.3.5.15 Identification and remediation of “at-risk species” | WLDFR | HFTD - Distribution - Tier 3 - 2QU CoRE ¦ 3QU LoRE | 2052 | 0.12277 | 0 | 0 | 0 | 0 | 0 | 0 | 0 | 0 | 0 | 0 | 0 | 0 | 0.0045395 | 2.0026 | 0 | 2.0026 | 0 | 0 | 0 | 0.24586 | 0 | 0 | 0 | 0 | 0 | 0 | 0 | 0
[35 empty] | 7.3.5.15 Identification and remediation of “at-risk species” | WLDFR | HFTD - Distribution - Tier 3 - 2QU CoRE ¦ 4QU LoRE | 2020 | 1 | 0.0025308 | 0.79216 | 0 | 0.79216 | 0 | 0 | 0 | 0 | 0 | 0 | 0 | 0 | 0 | 0 | 0 | 0 | 0.79216 | 0 | 0 | 0 | 0 | 0 | 0 | 0 | 0 | 0 | 0 | 0
[35 empty] | 7.3.5.15 Identification and remediation of “at-risk species” | WLDFR | HFTD - Distribution - Tier 3 - 2QU CoRE ¦ 4QU LoRE | 2021 | 1 | 0.0014003 | 0.50765 | 0 | 0.50765 | 0.0026723 | 0.83645 | 0 | 0.83645 | 0 | 0 | 0 | 0 | 0 | 0 | 0 | 0 | 0.50765 | 0.83645 | 0 | 0 | 0 | 0 | 0 | 0 | 0 | 0 | 0 | 0
[35 empty] | 7.3.5.15 Identification and remediation of “at-risk species” | WLDFR | HFTD - Distribution - Tier 3 - 2QU CoRE ¦ 4QU LoRE | 2022 | 0.93458 | 0.0012191 | 0.40856 | 0 | 0.40856 | 0.0012873 | 0.4314 | 0 | 0.4314 | 0.0037076 | 1.0821 | 0 | 1.0821 | 0 | 0 | 0 | 0 | 0.38183 | 0.40318 | 1.0113 | 0 | 0.0037076 | 0.0034651 | 1.0821 | 1.0113 | 0 | 0 | 1.0821 | 1.0113
[35 empty] | 7.3.5.15 Identification and remediation of “at-risk species” | WLDFR | HFTD - Distribution - Tier 3 - 2QU CoRE ¦ 4QU LoRE | 2023 | 0.87344 | 0.0012191 | 0.42353 | 0 | 0.42353 | 0.0012873 | 0.44721 | 0 | 0.44721 | 0.0019318 | 0.6711 | 0 | 0.6711 | 0.0035311 | 1.0683 | 0 | 1.0683 | 0.36993 | 0.39061 | 0.58617 | 0.93309 | 0.0019318 | 0.0016873 | 0.6711 | 0.58617 | 0 | 0 | 0.6711 | 0.58617
[35 empty] | 7.3.5.15 Identification and remediation of “at-risk species” | WLDFR | HFTD - Distribution - Tier 3 - 2QU CoRE ¦ 4QU LoRE | 2024 | 0.8163 | 0.0012191 | 0.42353 | 0 | 0.42353 | 0.0012873 | 0.44721 | 0 | 0.44721 | 0.0019318 | 0.6711 | 0 | 0.6711 | 0.0018398 | 0.63915 | 0 | 0.63915 | 0.34573 | 0.36506 | 0.54782 | 0.52173 | 0.0019318 | 0.0015769 | 0.6711 | 0.54782 | 0 | 0 | 0.6711 | 0.54782
[35 empty] | 7.3.5.15 Identification and remediation of “at-risk species” | WLDFR | HFTD - Distribution - Tier 3 - 2QU CoRE ¦ 4QU LoRE | 2025 | 0.7629 | 0.0012191 | 0.42353 | 0 | 0.42353 | 0.0012873 | 0.44721 | 0 | 0.44721 | 0.0019318 | 0.6711 | 0 | 0.6711 | 0.0018398 | 0.63915 | 0 | 0.63915 | 0.32311 | 0.34117 | 0.51198 | 0.4876 | 0.0019318 | 0.0014737 | 0.6711 | 0.51198 | 0 | 0 | 0.6711 | 0.51198
[35 empty] | 7.3.5.15 Identification and remediation of “at-risk species” | WLDFR | HFTD - Distribution - Tier 3 - 2QU CoRE ¦ 4QU LoRE | 2026 | 0.71299 | 0.0012191 | 0.42353 | 0 | 0.42353 | 0.0012873 | 0.44721 | 0 | 0.44721 | 0.0019318 | 0.6711 | 0 | 0.6711 | 0.0018398 | 0.63915 | 0 | 0.63915 | 0.30197 | 0.31885 | 0.47849 | 0.4557 | 0.0019318 | 0.0013773 | 0.6711 | 0.47849 | 0 | 0 | 0.6711 | 0.47849
[35 empty] | 7.3.5.15 Identification and remediation of “at-risk species” | WLDFR | HFTD - Distribution - Tier 3 - 2QU CoRE ¦ 4QU LoRE | 2027 | 0.66634 | 0.0012191 | 0.42353 | 0 | 0.42353 | 0.0012873 | 0.44721 | 0 | 0.44721 | 0.0019318 | 0.6711 | 0 | 0.6711 | 0.0018398 | 0.63915 | 0 | 0.63915 | 0.28222 | 0.29799 | 0.44718 | 0.42589 | 0.0019318 | 0.0012872 | 0.6711 | 0.44718 | 0 | 0 | 0.6711 | 0.44718
[35 empty] | 7.3.5.15 Identification and remediation of “at-risk species” | WLDFR | HFTD - Distribution - Tier 3 - 2QU CoRE ¦ 4QU LoRE | 2028 | 0.62275 | 0.0012191 | 0.44239 | 0 | 0.44239 | 0.0012873 | 0.46713 | 0 | 0.46713 | 0.0019318 | 0.70099 | 0 | 0.70099 | 0.0018398 | 0.66761 | 0 | 0.66761 | 0.2755 | 0.2909 | 0.43654 | 0.41576 | 0.0019318 | 0.001203 | 0.70099 | 0.43654 | 0 | 0 | 0.70099 | 0.43654
[35 empty] | 7.3.5.15 Identification and remediation of “at-risk species” | WLDFR | HFTD - Distribution - Tier 3 - 2QU CoRE ¦ 4QU LoRE | 2029 | 0.58201 | 0.0012191 | 0.44239 | 0 | 0.44239 | 0.0012873 | 0.46713 | 0 | 0.46713 | 0.0019318 | 0.70099 | 0 | 0.70099 | 0.0018398 | 0.66761 | 0 | 0.66761 | 0.25748 | 0.27187 | 0.40799 | 0.38856 | 0.0019318 | 0.0011243 | 0.70099 | 0.40799 | 0 | 0 | 0.70099 | 0.40799
[35 empty] | 7.3.5.15 Identification and remediation of “at-risk species” | WLDFR | HFTD - Distribution - Tier 3 - 2QU CoRE ¦ 4QU LoRE | 2030 | 0.54393 | 0.0012191 | 0.44239 | 0 | 0.44239 | 0.0012873 | 0.46713 | 0 | 0.46713 | 0.0019318 | 0.70099 | 0 | 0.70099 | 0.0018398 | 0.66761 | 0 | 0.66761 | 0.24063 | 0.25409 | 0.38129 | 0.36314 | 0.0019318 | 0.0010508 | 0.70099 | 0.38129 | 0 | 0 | 0.70099 | 0.38129
[35 empty] | 7.3.5.15 Identification and remediation of “at-risk species” | WLDFR | HFTD - Distribution - Tier 3 - 2QU CoRE ¦ 4QU LoRE | 2031 | 0.50835 | 0.0012191 | 0.44239 | 0 | 0.44239 | 0.0012873 | 0.46713 | 0 | 0.46713 | 0.0019318 | 0.70099 | 0 | 0.70099 | 0.0018398 | 0.66761 | 0 | 0.66761 | 0.22489 | 0.23746 | 0.35635 | 0.33938 | 0.0019318 | 0.00098202 | 0.70099 | 0.35635 | 0 | 0 | 0.70099 | 0.35635
[35 empty] | 7.3.5.15 Identification and remediation of “at-risk species” | WLDFR | HFTD - Distribution - Tier 3 - 2QU CoRE ¦ 4QU LoRE | 2032 | 0.47509 | 0.0012191 | 0.44239 | 0 | 0.44239 | 0.0012873 | 0.46713 | 0 | 0.46713 | 0.0019318 | 0.70099 | 0 | 0.70099 | 0.0018398 | 0.66761 | 0 | 0.66761 | 0.21018 | 0.22193 | 0.33304 | 0.31718 | 0.0019318 | 0.00091777 | 0.70099 | 0.33304 | 0 | 0 | 0.70099 | 0.33304
[35 empty] | 7.3.5.15 Identification and remediation of “at-risk species” | WLDFR | HFTD - Distribution - Tier 3 - 2QU CoRE ¦ 4QU LoRE | 2033 | 0.44401 | 0.0012191 | 0.46336 | 0 | 0.46336 | 0.0012873 | 0.48926 | 0 | 0.48926 | 0.0019318 | 0.73421 | 0 | 0.73421 | 0.0018398 | 0.69925 | 0 | 0.69925 | 0.20574 | 0.21724 | 0.326 | 0.31048 | 0.0019318 | 0.00085773 | 0.73421 | 0.326 | 0 | 0 | 0.73421 | 0.326
[35 empty] | 7.3.5.15 Identification and remediation of “at-risk species” | WLDFR | HFTD - Distribution - Tier 3 - 2QU CoRE ¦ 4QU LoRE | 2034 | 0.41496 | 0.0012191 | 0.46336 | 0 | 0.46336 | 0.0012873 | 0.48926 | 0 | 0.48926 | 0.0019318 | 0.73421 | 0 | 0.73421 | 0.0018398 | 0.69925 | 0 | 0.69925 | 0.19228 | 0.20303 | 0.30467 | 0.29016 | 0.0019318 | 0.00080162 | 0.73421 | 0.30467 | 0 | 0 | 0.73421 | 0.30467
[35 empty] | 7.3.5.15 Identification and remediation of “at-risk species” | WLDFR | HFTD - Distribution - Tier 3 - 2QU CoRE ¦ 4QU LoRE | 2035 | 0.38782 | 0.0012191 | 0.46336 | 0 | 0.46336 | 0.0012873 | 0.48926 | 0 | 0.48926 | 0.0019318 | 0.73421 | 0 | 0.73421 | 0.0018398 | 0.69925 | 0 | 0.69925 | 0.1797 | 0.18975 | 0.28474 | 0.27118 | 0.0019318 | 0.00074918 | 0.73421 | 0.28474 | 0 | 0 | 0.73421 | 0.28474
[35 empty] | 7.3.5.15 Identification and remediation of “at-risk species” | WLDFR | HFTD - Distribution - Tier 3 - 2QU CoRE ¦ 4QU LoRE | 2036 | 0.36245 | 0.0012191 | 0.46336 | 0 | 0.46336 | 0.0012873 | 0.48926 | 0 | 0.48926 | 0.0019318 | 0.73421 | 0 | 0.73421 | 0.0018398 | 0.69925 | 0 | 0.69925 | 0.16794 | 0.17733 | 0.26611 | 0.25344 | 0.0019318 | 0.00070016 | 0.73421 | 0.26611 | 0 | 0 | 0.73421 | 0.26611
[35 empty] | 7.3.5.15 Identification and remediation of “at-risk species” | WLDFR | HFTD - Distribution - Tier 3 - 2QU CoRE ¦ 4QU LoRE | 2037 | 0.33873 | 0.0012191 | 0.46336 | 0 | 0.46336 | 0.0012873 | 0.48926 | 0 | 0.48926 | 0.0019318 | 0.73421 | 0 | 0.73421 | 0.0018398 | 0.69925 | 0 | 0.69925 | 0.15696 | 0.16573 | 0.2487 | 0.23686 | 0.0019318 | 0.00065436 | 0.73421 | 0.2487 | 0 | 0 | 0.73421 | 0.2487
[35 empty] | 7.3.5.15 Identification and remediation of “at-risk species” | WLDFR | HFTD - Distribution - Tier 3 - 2QU CoRE ¦ 4QU LoRE | 2038 | 0.31657 | 0.0012191 | 0.48611 | 0 | 0.48611 | 0.0012873 | 0.51329 | 0 | 0.51329 | 0.0019318 | 0.77027 | 0 | 0.77027 | 0.0018398 | 0.73359 | 0 | 0.73359 | 0.15389 | 0.1625 | 0.24385 | 0.23224 | 0.0019318 | 0.00061155 | 0.77027 | 0.24385 | 0 | 0 | 0.77027 | 0.24385
[35 empty] | 7.3.5.15 Identification and remediation of “at-risk species” | WLDFR | HFTD - Distribution - Tier 3 - 2QU CoRE ¦ 4QU LoRE | 2039 | 0.29586 | 0.0012191 | 0.48611 | 0 | 0.48611 | 0.0012873 | 0.51329 | 0 | 0.51329 | 0.0019318 | 0.77027 | 0 | 0.77027 | 0.0018398 | 0.73359 | 0 | 0.73359 | 0.14382 | 0.15187 | 0.2279 | 0.21704 | 0.0019318 | 0.00057154 | 0.77027 | 0.2279 | 0 | 0 | 0.77027 | 0.2279
[35 empty] | 7.3.5.15 Identification and remediation of “at-risk species” | WLDFR | HFTD - Distribution - Tier 3 - 2QU CoRE ¦ 4QU LoRE | 2040 | 0.27651 | 0.0012191 | 0.48611 | 0 | 0.48611 | 0.0012873 | 0.51329 | 0 | 0.51329 | 0.0019318 | 0.77027 | 0 | 0.77027 | 0.0018398 | 0.73359 | 0 | 0.73359 | 0.13441 | 0.14193 | 0.21299 | 0.20284 | 0.0019318 | 0.00053415 | 0.77027 | 0.21299 | 0 | 0 | 0.77027 | 0.21299
[35 empty] | 7.3.5.15 Identification and remediation of “at-risk species” | WLDFR | HFTD - Distribution - Tier 3 - 2QU CoRE ¦ 4QU LoRE | 2041 | 0.25842 | 0.0012191 | 0.48611 | 0 | 0.48611 | 0.0012873 | 0.51329 | 0 | 0.51329 | 0.0019318 | 0.77027 | 0 | 0.77027 | 0.0018398 | 0.73359 | 0 | 0.73359 | 0.12562 | 0.13264 | 0.19905 | 0.18957 | 0.0019318 | 0.00049921 | 0.77027 | 0.19905 | 0 | 0 | 0.77027 | 0.19905
[35 empty] | 7.3.5.15 Identification and remediation of “at-risk species” | WLDFR | HFTD - Distribution - Tier 3 - 2QU CoRE ¦ 4QU LoRE | 2042 | 0.24151 | 0.0012191 | 0.48611 | 0 | 0.48611 | 0.0012873 | 0.51329 | 0 | 0.51329 | 0.0019318 | 0.77027 | 0 | 0.77027 | 0.0018398 | 0.73359 | 0 | 0.73359 | 0.1174 | 0.12397 | 0.18603 | 0.17717 | 0.0019318 | 0.00046655 | 0.77027 | 0.18603 | 0 | 0 | 0.77027 | 0.18603
[35 empty] | 7.3.5.15 Identification and remediation of “at-risk species” | WLDFR | HFTD - Distribution - Tier 3 - 2QU CoRE ¦ 4QU LoRE | 2043 | 0.22571 | 0.0012191 | 0.51036 | 0 | 0.51036 | 0.0012873 | 0.53889 | 0 | 0.53889 | 0.0019318 | 0.80868 | 0 | 0.80868 | 0.0018398 | 0.77017 | 0 | 0.77017 | 0.11519 | 0.12163 | 0.18253 | 0.17384 | 0.0019318 | 0.00043603 | 0.80868 | 0.18253 | 0 | 0 | 0.80868 | 0.18253
[35 empty] | 7.3.5.15 Identification and remediation of “at-risk species” | WLDFR | HFTD - Distribution - Tier 3 - 2QU CoRE ¦ 4QU LoRE | 2044 | 0.21095 | 0.0012191 | 0.51036 | 0 | 0.51036 | 0.0012873 | 0.53889 | 0 | 0.53889 | 0.0019318 | 0.80868 | 0 | 0.80868 | 0.0018398 | 0.77017 | 0 | 0.77017 | 0.10766 | 0.11368 | 0.17059 | 0.16247 | 0.0019318 | 0.0004075 | 0.80868 | 0.17059 | 0 | 0 | 0.80868 | 0.17059
[35 empty] | 7.3.5.15 Identification and remediation of “at-risk species” | WLDFR | HFTD - Distribution - Tier 3 - 2QU CoRE ¦ 4QU LoRE | 2045 | 0.19715 | 0.0012191 | 0.51036 | 0 | 0.51036 | 0.0012873 | 0.53889 | 0 | 0.53889 | 0.0019318 | 0.80868 | 0 | 0.80868 | 0.0018398 | 0.77017 | 0 | 0.77017 | 0.10061 | 0.10624 | 0.15943 | 0.15184 | 0.0019318 | 0.00038084 | 0.80868 | 0.15943 | 0 | 0 | 0.80868 | 0.15943
[35 empty] | 7.3.5.15 Identification and remediation of “at-risk species” | WLDFR | HFTD - Distribution - Tier 3 - 2QU CoRE ¦ 4QU LoRE | 2046 | 0.18425 | 0.0012191 | 0.51036 | 0 | 0.51036 | 0.0012873 | 0.53889 | 0 | 0.53889 | 0.0019318 | 0.80868 | 0 | 0.80868 | 0.0018398 | 0.77017 | 0 | 0.77017 | 0.094032 | 0.09929 | 0.149 | 0.1419 | 0.0019318 | 0.00035593 | 0.80868 | 0.149 | 0 | 0 | 0.80868 | 0.149
[35 empty] | 7.3.5.15 Identification and remediation of “at-risk species” | WLDFR | HFTD - Distribution - Tier 3 - 2QU CoRE ¦ 4QU LoRE | 2047 | 0.1722 | 0.0012191 | 0.51036 | 0 | 0.51036 | 0.0012873 | 0.53889 | 0 | 0.53889 | 0.0019318 | 0.80868 | 0 | 0.80868 | 0.0018398 | 0.77017 | 0 | 0.77017 | 0.087881 | 0.092794 | 0.13925 | 0.13262 | 0.0019318 | 0.00033264 | 0.80868 | 0.13925 | 0 | 0 | 0.80868 | 0.13925
[35 empty] | 7.3.5.15 Identification and remediation of “at-risk species” | WLDFR | HFTD - Distribution - Tier 3 - 2QU CoRE ¦ 4QU LoRE | 2048 | 0.16093 | 0.0012191 | 0.53576 | 0 | 0.53576 | 0.0012873 | 0.56572 | 0 | 0.56572 | 0.0019318 | 0.84895 | 0 | 0.84895 | 0.0018398 | 0.80852 | 0 | 0.80852 | 0.086221 | 0.091041 | 0.13662 | 0.13012 | 0.0019318 | 0.00031088 | 0.84895 | 0.13662 | 0 | 0 | 0.84895 | 0.13662
[35 empty] | 7.3.5.15 Identification and remediation of “at-risk species” | WLDFR | HFTD - Distribution - Tier 3 - 2QU CoRE ¦ 4QU LoRE | 2049 | 0.1504 | 0.0012191 | 0.53576 | 0 | 0.53576 | 0.0012873 | 0.56572 | 0 | 0.56572 | 0.0019318 | 0.84895 | 0 | 0.84895 | 0.0018398 | 0.80852 | 0 | 0.80852 | 0.08058 | 0.085085 | 0.12768 | 0.1216 | 0.0019318 | 0.00029054 | 0.84895 | 0.12768 | 0 | 0 | 0.84895 | 0.12768
[35 empty] | 7.3.5.15 Identification and remediation of “at-risk species” | WLDFR | HFTD - Distribution - Tier 3 - 2QU CoRE ¦ 4QU LoRE | 2050 | 0.14056 | 0 | 0 | 0 | 0 | 0.0012873 | 0.56572 | 0 | 0.56572 | 0.0019318 | 0.84895 | 0 | 0.84895 | 0.0018398 | 0.80852 | 0 | 0.80852 | 0 | 0.079519 | 0.11933 | 0.11365 | 0.0019318 | 0.00027154 | 0.84895 | 0.11933 | 0 | 0 | 0.84895 | 0.11933
[35 empty] | 7.3.5.15 Identification and remediation of “at-risk species” | WLDFR | HFTD - Distribution - Tier 3 - 2QU CoRE ¦ 4QU LoRE | 2051 | 0.13137 | 0 | 0 | 0 | 0 | 0 | 0 | 0 | 0 | 0.0019318 | 0.84895 | 0 | 0.84895 | 0.0018398 | 0.80852 | 0 | 0.80852 | 0 | 0 | 0.11152 | 0.10621 | 0.0019318 | 0.00025377 | 0.84895 | 0.11152 | 0 | 0 | 0.84895 | 0.11152
[35 empty] | 7.3.5.15 Identification and remediation of “at-risk species” | WLDFR | HFTD - Distribution - Tier 3 - 2QU CoRE ¦ 4QU LoRE | 2052 | 0.12277 | 0 | 0 | 0 | 0 | 0 | 0 | 0 | 0 | 0 | 0 | 0 | 0 | 0.0018398 | 0.80852 | 0 | 0.80852 | 0 | 0 | 0 | 0.099264 | 0 | 0 | 0 | 0 | 0 | 0 | 0 | 0
[35 empty] | 7.3.5.15 Identification and remediation of “at-risk species” | WLDFR | HFTD - Distribution - Tier 3 - 2QU CoRE ¦ 5QU LoRE | 2020 | 1 | 0.00070513 | 0.30322 | 0 | 0.30322 | 0 | 0 | 0 | 0 | 0 | 0 | 0 | 0 | 0 | 0 | 0 | 0 | 0.30322 | 0 | 0 | 0 | 0 | 0 | 0 | 0 | 0 | 0 | 0 | 0
[35 empty] | 7.3.5.15 Identification and remediation of “at-risk species” | WLDFR | HFTD - Distribution - Tier 3 - 2QU CoRE ¦ 5QU LoRE | 2021 | 1 | 0.00040644 | 0.20006 | 0 | 0.20006 | 0.00074455 | 0.32017 | 0 | 0.32017 | 0 | 0 | 0 | 0 | 0 | 0 | 0 | 0 | 0.20006 | 0.32017 | 0 | 0 | 0 | 0 | 0 | 0 | 0 | 0 | 0 | 0
[35 empty] | 7.3.5.15 Identification and remediation of “at-risk species” | WLDFR | HFTD - Distribution - Tier 3 - 2QU CoRE ¦ 5QU LoRE | 2022 | 0.93458 | 0.00041947 | 0.17781 | 0 | 0.17781 | 0.00044292 | 0.18775 | 0 | 0.18775 | 0.00050712 | 0.18952 | 0 | 0.18952 | 0 | 0 | 0 | 0 | 0.16617 | 0.17547 | 0.17712 | 0 | 0.00050712 | 0.00047394 | 0.18952 | 0.17712 | 0 | 0 | 0.18952 | 0.17712
[35 empty] | 7.3.5.15 Identification and remediation of “at-risk species” | WLDFR | HFTD - Distribution - Tier 3 - 2QU CoRE ¦ 5QU LoRE | 2023 | 0.87344 | 0.00041947 | 0.18432 | 0 | 0.18432 | 0.00044292 | 0.19463 | 0 | 0.19463 | 0.00028615 | 0.12574 | 0 | 0.12574 | 0.00048297 | 0.18711 | 0 | 0.18711 | 0.16099 | 0.17 | 0.10983 | 0.16342 | 0.00028615 | 0.00024994 | 0.12574 | 0.10983 | 0 | 0 | 0.12574 | 0.10983
[35 empty] | 7.3.5.15 Identification and remediation of “at-risk species” | WLDFR | HFTD - Distribution - Tier 3 - 2QU CoRE ¦ 5QU LoRE | 2024 | 0.8163 | 0.00041947 | 0.18432 | 0 | 0.18432 | 0.00044292 | 0.19463 | 0 | 0.19463 | 0.00028615 | 0.12574 | 0 | 0.12574 | 0.00027253 | 0.11975 | 0 | 0.11975 | 0.15046 | 0.15887 | 0.10264 | 0.097754 | 0.00028615 | 0.00023358 | 0.12574 | 0.10264 | 0 | 0 | 0.12574 | 0.10264
[35 empty] | 7.3.5.15 Identification and remediation of “at-risk species” | WLDFR | HFTD - Distribution - Tier 3 - 2QU CoRE ¦ 5QU LoRE | 2025 | 0.7629 | 0.00041947 | 0.18432 | 0 | 0.18432 | 0.00044292 | 0.19463 | 0 | 0.19463 | 0.00028615 | 0.12574 | 0 | 0.12574 | 0.00027253 | 0.11975 | 0 | 0.11975 | 0.14062 | 0.14848 | 0.095927 | 0.091359 | 0.00028615 | 0.0002183 | 0.12574 | 0.095927 | 0 | 0 | 0.12574 | 0.095927
[35 empty] | 7.3.5.15 Identification and remediation of “at-risk species” | WLDFR | HFTD - Distribution - Tier 3 - 2QU CoRE ¦ 5QU LoRE | 2026 | 0.71299 | 0.00041947 | 0.18432 | 0 | 0.18432 | 0.00044292 | 0.19463 | 0 | 0.19463 | 0.00028615 | 0.12574 | 0 | 0.12574 | 0.00027253 | 0.11975 | 0 | 0.11975 | 0.13142 | 0.13877 | 0.089651 | 0.085382 | 0.00028615 | 0.00020402 | 0.12574 | 0.089651 | 0 | 0 | 0.12574 | 0.089651
[35 empty] | 7.3.5.15 Identification and remediation of “at-risk species” | WLDFR | HFTD - Distribution - Tier 3 - 2QU CoRE ¦ 5QU LoRE | 2027 | 0.66634 | 0.00041947 | 0.18432 | 0 | 0.18432 | 0.00044292 | 0.19463 | 0 | 0.19463 | 0.00028615 | 0.12574 | 0 | 0.12574 | 0.00027253 | 0.11975 | 0 | 0.11975 | 0.12282 | 0.12969 | 0.083786 | 0.079797 | 0.00028615 | 0.00019067 | 0.12574 | 0.083786 | 0 | 0 | 0.12574 | 0.083786
[35 empty] | 7.3.5.15 Identification and remediation of “at-risk species” | WLDFR | HFTD - Distribution - Tier 3 - 2QU CoRE ¦ 5QU LoRE | 2028 | 0.62275 | 0.00041947 | 0.19253 | 0 | 0.19253 | 0.00044292 | 0.2033 | 0 | 0.2033 | 0.00028615 | 0.13134 | 0 | 0.13134 | 0.00027253 | 0.12509 | 0 | 0.12509 | 0.1199 | 0.1266 | 0.081793 | 0.077898 | 0.00028615 | 0.0001782 | 0.13134 | 0.081793 | 0 | 0 | 0.13134 | 0.081793
[35 empty] | 7.3.5.15 Identification and remediation of “at-risk species” | WLDFR | HFTD - Distribution - Tier 3 - 2QU CoRE ¦ 5QU LoRE | 2029 | 0.58201 | 0.00041947 | 0.19253 | 0 | 0.19253 | 0.00044292 | 0.2033 | 0 | 0.2033 | 0.00028615 | 0.13134 | 0 | 0.13134 | 0.00027253 | 0.12509 | 0 | 0.12509 | 0.11206 | 0.11832 | 0.076442 | 0.072802 | 0.00028615 | 0.00016654 | 0.13134 | 0.076442 | 0 | 0 | 0.13134 | 0.076442
[35 empty] | 7.3.5.15 Identification and remediation of “at-risk species” | WLDFR | HFTD - Distribution - Tier 3 - 2QU CoRE ¦ 5QU LoRE | 2030 | 0.54393 | 0.00041947 | 0.19253 | 0 | 0.19253 | 0.00044292 | 0.2033 | 0 | 0.2033 | 0.00028615 | 0.13134 | 0 | 0.13134 | 0.00027253 | 0.12509 | 0 | 0.12509 | 0.10472 | 0.11058 | 0.071441 | 0.068039 | 0.00028615 | 0.00015565 | 0.13134 | 0.071441 | 0 | 0 | 0.13134 | 0.071441
[35 empty] | 7.3.5.15 Identification and remediation of “at-risk species” | WLDFR | HFTD - Distribution - Tier 3 - 2QU CoRE ¦ 5QU LoRE | 2031 | 0.50835 | 0.00041947 | 0.19253 | 0 | 0.19253 | 0.00044292 | 0.2033 | 0 | 0.2033 | 0.00028615 | 0.13134 | 0 | 0.13134 | 0.00027253 | 0.12509 | 0 | 0.12509 | 0.097874 | 0.10335 | 0.066767 | 0.063588 | 0.00028615 | 0.00014546 | 0.13134 | 0.066767 | 0 | 0 | 0.13134 | 0.066767
[35 empty] | 7.3.5.15 Identification and remediation of “at-risk species” | WLDFR | HFTD - Distribution - Tier 3 - 2QU CoRE ¦ 5QU LoRE | 2032 | 0.47509 | 0.00041947 | 0.19253 | 0 | 0.19253 | 0.00044292 | 0.2033 | 0 | 0.2033 | 0.00028615 | 0.13134 | 0 | 0.13134 | 0.00027253 | 0.12509 | 0 | 0.12509 | 0.091471 | 0.096585 | 0.062399 | 0.059428 | 0.00028615 | 0.00013595 | 0.13134 | 0.062399 | 0 | 0 | 0.13134 | 0.062399
[35 empty] | 7.3.5.15 Identification and remediation of “at-risk species” | WLDFR | HFTD - Distribution - Tier 3 - 2QU CoRE ¦ 5QU LoRE | 2033 | 0.44401 | 0.00041947 | 0.20166 | 0 | 0.20166 | 0.00044292 | 0.21293 | 0 | 0.21293 | 0.00028615 | 0.13757 | 0 | 0.13757 | 0.00027253 | 0.13101 | 0 | 0.13101 | 0.089538 | 0.094544 | 0.061081 | 0.058172 | 0.00028615 | 0.00012705 | 0.13757 | 0.061081 | 0 | 0 | 0.13757 | 0.061081
[35 empty] | 7.3.5.15 Identification and remediation of “at-risk species” | WLDFR | HFTD - Distribution - Tier 3 - 2QU CoRE ¦ 5QU LoRE | 2034 | 0.41496 | 0.00041947 | 0.20166 | 0 | 0.20166 | 0.00044292 | 0.21293 | 0 | 0.21293 | 0.00028615 | 0.13757 | 0 | 0.13757 | 0.00027253 | 0.13101 | 0 | 0.13101 | 0.08368 | 0.088359 | 0.057085 | 0.054367 | 0.00028615 | 0.00011874 | 0.13757 | 0.057085 | 0 | 0 | 0.13757 | 0.057085
[35 empty] | 7.3.5.15 Identification and remediation of “at-risk species” | WLDFR | HFTD - Distribution - Tier 3 - 2QU CoRE ¦ 5QU LoRE | 2035 | 0.38782 | 0.00041947 | 0.20166 | 0 | 0.20166 | 0.00044292 | 0.21293 | 0 | 0.21293 | 0.00028615 | 0.13757 | 0 | 0.13757 | 0.00027253 | 0.13101 | 0 | 0.13101 | 0.078206 | 0.082578 | 0.05335 | 0.05081 | 0.00028615 | 0.00011097 | 0.13757 | 0.05335 | 0 | 0 | 0.13757 | 0.05335
[35 empty] | 7.3.5.15 Identification and remediation of “at-risk species” | WLDFR | HFTD - Distribution - Tier 3 - 2QU CoRE ¦ 5QU LoRE | 2036 | 0.36245 | 0.00041947 | 0.20166 | 0 | 0.20166 | 0.00044292 | 0.21293 | 0 | 0.21293 | 0.00028615 | 0.13757 | 0 | 0.13757 | 0.00027253 | 0.13101 | 0 | 0.13101 | 0.07309 | 0.077176 | 0.04986 | 0.047486 | 0.00028615 | 0.00010371 | 0.13757 | 0.04986 | 0 | 0 | 0.13757 | 0.04986
[35 empty] | 7.3.5.15 Identification and remediation of “at-risk species” | WLDFR | HFTD - Distribution - Tier 3 - 2QU CoRE ¦ 5QU LoRE | 2037 | 0.33873 | 0.00041947 | 0.20166 | 0 | 0.20166 | 0.00044292 | 0.21293 | 0 | 0.21293 | 0.00028615 | 0.13757 | 0 | 0.13757 | 0.00027253 | 0.13101 | 0 | 0.13101 | 0.068308 | 0.072127 | 0.046598 | 0.044379 | 0.00028615 | 9.6929e-05 | 0.13757 | 0.046598 | 0 | 0 | 0.13757 | 0.046598
[35 empty] | 7.3.5.15 Identification and remediation of “at-risk species” | WLDFR | HFTD - Distribution - Tier 3 - 2QU CoRE ¦ 5QU LoRE | 2038 | 0.31657 | 0.00041947 | 0.21156 | 0 | 0.21156 | 0.00044292 | 0.22339 | 0 | 0.22339 | 0.00028615 | 0.14432 | 0 | 0.14432 | 0.00027253 | 0.13745 | 0 | 0.13745 | 0.066975 | 0.070719 | 0.045689 | 0.043513 | 0.00028615 | 9.0588e-05 | 0.14432 | 0.045689 | 0 | 0 | 0.14432 | 0.045689
[35 empty] | 7.3.5.15 Identification and remediation of “at-risk species” | WLDFR | HFTD - Distribution - Tier 3 - 2QU CoRE ¦ 5QU LoRE | 2039 | 0.29586 | 0.00041947 | 0.21156 | 0 | 0.21156 | 0.00044292 | 0.22339 | 0 | 0.22339 | 0.00028615 | 0.14432 | 0 | 0.14432 | 0.00027253 | 0.13745 | 0 | 0.13745 | 0.062593 | 0.066093 | 0.0427 | 0.040666 | 0.00028615 | 8.4662e-05 | 0.14432 | 0.0427 | 0 | 0 | 0.14432 | 0.0427
[35 empty] | 7.3.5.15 Identification and remediation of “at-risk species” | WLDFR | HFTD - Distribution - Tier 3 - 2QU CoRE ¦ 5QU LoRE | 2040 | 0.27651 | 0.00041947 | 0.21156 | 0 | 0.21156 | 0.00044292 | 0.22339 | 0 | 0.22339 | 0.00028615 | 0.14432 | 0 | 0.14432 | 0.00027253 | 0.13745 | 0 | 0.13745 | 0.058498 | 0.061769 | 0.039906 | 0.038006 | 0.00028615 | 7.9123e-05 | 0.14432 | 0.039906 | 0 | 0 | 0.14432 | 0.039906
[35 empty] | 7.3.5.15 Identification and remediation of “at-risk species” | WLDFR | HFTD - Distribution - Tier 3 - 2QU CoRE ¦ 5QU LoRE | 2041 | 0.25842 | 0.00041947 | 0.21156 | 0 | 0.21156 | 0.00044292 | 0.22339 | 0 | 0.22339 | 0.00028615 | 0.14432 | 0 | 0.14432 | 0.00027253 | 0.13745 | 0 | 0.13745 | 0.054671 | 0.057728 | 0.037296 | 0.03552 | 0.00028615 | 7.3947e-05 | 0.14432 | 0.037296 | 0 | 0 | 0.14432 | 0.037296
[35 empty] | 7.3.5.15 Identification and remediation of “at-risk species” | WLDFR | HFTD - Distribution - Tier 3 - 2QU CoRE ¦ 5QU LoRE | 2042 | 0.24151 | 0.00041947 | 0.21156 | 0 | 0.21156 | 0.00044292 | 0.22339 | 0 | 0.22339 | 0.00028615 | 0.14432 | 0 | 0.14432 | 0.00027253 | 0.13745 | 0 | 0.13745 | 0.051095 | 0.053951 | 0.034856 | 0.033196 | 0.00028615 | 6.9109e-05 | 0.14432 | 0.034856 | 0 | 0 | 0.14432 | 0.034856
[35 empty] | 7.3.5.15 Identification and remediation of “at-risk species” | WLDFR | HFTD - Distribution - Tier 3 - 2QU CoRE ¦ 5QU LoRE | 2043 | 0.22571 | 0.00041947 | 0.22211 | 0 | 0.22211 | 0.00044292 | 0.23453 | 0 | 0.23453 | 0.00028615 | 0.15152 | 0 | 0.15152 | 0.00027253 | 0.1443 | 0 | 0.1443 | 0.050133 | 0.052936 | 0.0342 | 0.032571 | 0.00028615 | 6.4588e-05 | 0.15152 | 0.0342 | 0 | 0 | 0.15152 | 0.0342
[35 empty] | 7.3.5.15 Identification and remediation of “at-risk species” | WLDFR | HFTD - Distribution - Tier 3 - 2QU CoRE ¦ 5QU LoRE | 2044 | 0.21095 | 0.00041947 | 0.22211 | 0 | 0.22211 | 0.00044292 | 0.23453 | 0 | 0.23453 | 0.00028615 | 0.15152 | 0 | 0.15152 | 0.00027253 | 0.1443 | 0 | 0.1443 | 0.046853 | 0.049473 | 0.031962 | 0.03044 | 0.00028615 | 6.0363e-05 | 0.15152 | 0.031962 | 0 | 0 | 0.15152 | 0.031962
[35 empty] | 7.3.5.15 Identification and remediation of “at-risk species” | WLDFR | HFTD - Distribution - Tier 3 - 2QU CoRE ¦ 5QU LoRE | 2045 | 0.19715 | 0.00041947 | 0.22211 | 0 | 0.22211 | 0.00044292 | 0.23453 | 0 | 0.23453 | 0.00028615 | 0.15152 | 0 | 0.15152 | 0.00027253 | 0.1443 | 0 | 0.1443 | 0.043788 | 0.046237 | 0.029871 | 0.028449 | 0.00028615 | 5.6414e-05 | 0.15152 | 0.029871 | 0 | 0 | 0.15152 | 0.029871
[35 empty] | 7.3.5.15 Identification and remediation of “at-risk species” | WLDFR | HFTD - Distribution - Tier 3 - 2QU CoRE ¦ 5QU LoRE | 2046 | 0.18425 | 0.00041947 | 0.22211 | 0 | 0.22211 | 0.00044292 | 0.23453 | 0 | 0.23453 | 0.00028615 | 0.15152 | 0 | 0.15152 | 0.00027253 | 0.1443 | 0 | 0.1443 | 0.040924 | 0.043212 | 0.027917 | 0.026588 | 0.00028615 | 5.2723e-05 | 0.15152 | 0.027917 | 0 | 0 | 0.15152 | 0.027917
[35 empty] | 7.3.5.15 Identification and remediation of “at-risk species” | WLDFR | HFTD - Distribution - Tier 3 - 2QU CoRE ¦ 5QU LoRE | 2047 | 0.1722 | 0.00041947 | 0.22211 | 0 | 0.22211 | 0.00044292 | 0.23453 | 0 | 0.23453 | 0.00028615 | 0.15152 | 0 | 0.15152 | 0.00027253 | 0.1443 | 0 | 0.1443 | 0.038246 | 0.040385 | 0.026091 | 0.024848 | 0.00028615 | 4.9274e-05 | 0.15152 | 0.026091 | 0 | 0 | 0.15152 | 0.026091
[35 empty] | 7.3.5.15 Identification and remediation of “at-risk species” | WLDFR | HFTD - Distribution - Tier 3 - 2QU CoRE ¦ 5QU LoRE | 2048 | 0.16093 | 0.00041947 | 0.23317 | 0 | 0.23317 | 0.00044292 | 0.24621 | 0 | 0.24621 | 0.00028615 | 0.15906 | 0 | 0.15906 | 0.00027253 | 0.15149 | 0 | 0.15149 | 0.037524 | 0.039622 | 0.025598 | 0.024379 | 0.00028615 | 4.605e-05 | 0.15906 | 0.025598 | 0 | 0 | 0.15906 | 0.025598
[35 empty] | 7.3.5.15 Identification and remediation of “at-risk species” | WLDFR | HFTD - Distribution - Tier 3 - 2QU CoRE ¦ 5QU LoRE | 2049 | 0.1504 | 0.00041947 | 0.23317 | 0 | 0.23317 | 0.00044292 | 0.24621 | 0 | 0.24621 | 0.00028615 | 0.15906 | 0 | 0.15906 | 0.00027253 | 0.15149 | 0 | 0.15149 | 0.035069 | 0.03703 | 0.023923 | 0.022784 | 0.00028615 | 4.3038e-05 | 0.15906 | 0.023923 | 0 | 0 | 0.15906 | 0.023923
[35 empty] | 7.3.5.15 Identification and remediation of “at-risk species” | WLDFR | HFTD - Distribution - Tier 3 - 2QU CoRE ¦ 5QU LoRE | 2050 | 0.14056 | 0 | 0 | 0 | 0 | 0.00044292 | 0.24621 | 0 | 0.24621 | 0.00028615 | 0.15906 | 0 | 0.15906 | 0.00027253 | 0.15149 | 0 | 0.15149 | 0 | 0.034607 | 0.022358 | 0.021294 | 0.00028615 | 4.0222e-05 | 0.15906 | 0.022358 | 0 | 0 | 0.15906 | 0.022358
[35 empty] | 7.3.5.15 Identification and remediation of “at-risk species” | WLDFR | HFTD - Distribution - Tier 3 - 2QU CoRE ¦ 5QU LoRE | 2051 | 0.13137 | 0 | 0 | 0 | 0 | 0 | 0 | 0 | 0 | 0.00028615 | 0.15906 | 0 | 0.15906 | 0.00027253 | 0.15149 | 0 | 0.15149 | 0 | 0 | 0.020896 | 0.019901 | 0.00028615 | 3.7591e-05 | 0.15906 | 0.020896 | 0 | 0 | 0.15906 | 0.020896
[35 empty] | 7.3.5.15 Identification and remediation of “at-risk species” | WLDFR | HFTD - Distribution - Tier 3 - 2QU CoRE ¦ 5QU LoRE | 2052 | 0.12277 | 0 | 0 | 0 | 0 | 0 | 0 | 0 | 0 | 0 | 0 | 0 | 0 | 0.00027253 | 0.15149 | 0 | 0.15149 | 0 | 0 | 0 | 0.018599 | 0 | 0 | 0 | 0 | 0 | 0 | 0 | 0
[35 empty] | 7.3.5.15 Identification and remediation of “at-risk species” | WLDFR | HFTD - Distribution - Tier 3 - 3QU CoRE ¦ 1QU LoRE | 2020 | 1 | 0.044356 | 5.9262 | 0 | 5.9262 | 0 | 0 | 0 | 0 | 0 | 0 | 0 | 0 | 0 | 0 | 0 | 0 | 5.9262 | 0 | 0 | 0 | 0 | 0 | 0 | 0 | 0 | 0 | 0 | 0
[35 empty] | 7.3.5.15 Identification and remediation of “at-risk species” | WLDFR | HFTD - Distribution - Tier 3 - 3QU CoRE ¦ 1QU LoRE | 2021 | 1 | 0.025776 | 3.998 | 0 | 3.998 | 0.046836 | 6.2575 | 0 | 6.2575 | 0 | 0 | 0 | 0 | 0 | 0 | 0 | 0 | 3.998 | 6.2575 | 0 | 0 | 0 | 0 | 0 | 0 | 0 | 0 | 0 | 0
[35 empty] | 7.3.5.15 Identification and remediation of “at-risk species” | WLDFR | HFTD - Distribution - Tier 3 - 3QU CoRE ¦ 1QU LoRE | 2022 | 0.93458 | 0.024654 | 3.6973 | 0 | 3.6973 | 0.026033 | 3.904 | 0 | 3.904 | 0.041261 | 5.2902 | 0 | 5.2902 | 0 | 0 | 0 | 0 | 3.4554 | 3.6486 | 4.9441 | 0 | 0.041261 | 0.038562 | 5.2902 | 4.9441 | 0 | 0 | 5.2902 | 4.9441
[35 empty] | 7.3.5.15 Identification and remediation of “at-risk species” | WLDFR | HFTD - Distribution - Tier 3 - 3QU CoRE ¦ 1QU LoRE | 2023 | 0.87344 | 0.024654 | 3.8328 | 0 | 3.8328 | 0.026033 | 4.0471 | 0 | 4.0471 | 0.023362 | 3.6318 | 0 | 3.6318 | 0.039296 | 5.2229 | 0 | 5.2229 | 3.3477 | 3.5349 | 3.1722 | 4.5619 | 0.023362 | 0.020405 | 3.6318 | 3.1722 | 0 | 0 | 3.6318 | 3.1722
[35 empty] | 7.3.5.15 Identification and remediation of “at-risk species” | WLDFR | HFTD - Distribution - Tier 3 - 3QU CoRE ¦ 1QU LoRE | 2024 | 0.8163 | 0.024654 | 3.8328 | 0 | 3.8328 | 0.026033 | 4.0471 | 0 | 4.0471 | 0.023362 | 3.6318 | 0 | 3.6318 | 0.022249 | 3.4589 | 0 | 3.4589 | 3.1287 | 3.3036 | 2.9647 | 2.8235 | 0.023362 | 0.01907 | 3.6318 | 2.9647 | 0 | 0 | 3.6318 | 2.9647
[35 empty] | 7.3.5.15 Identification and remediation of “at-risk species” | WLDFR | HFTD - Distribution - Tier 3 - 3QU CoRE ¦ 1QU LoRE | 2025 | 0.7629 | 0.024654 | 3.8328 | 0 | 3.8328 | 0.026033 | 4.0471 | 0 | 4.0471 | 0.023362 | 3.6318 | 0 | 3.6318 | 0.022249 | 3.4589 | 0 | 3.4589 | 2.924 | 3.0875 | 2.7707 | 2.6388 | 0.023362 | 0.017823 | 3.6318 | 2.7707 | 0 | 0 | 3.6318 | 2.7707
[35 empty] | 7.3.5.15 Identification and remediation of “at-risk species” | WLDFR | HFTD - Distribution - Tier 3 - 3QU CoRE ¦ 1QU LoRE | 2026 | 0.71299 | 0.024654 | 3.8328 | 0 | 3.8328 | 0.026033 | 4.0471 | 0 | 4.0471 | 0.023362 | 3.6318 | 0 | 3.6318 | 0.022249 | 3.4589 | 0 | 3.4589 | 2.7327 | 2.8855 | 2.5894 | 2.4661 | 0.023362 | 0.016657 | 3.6318 | 2.5894 | 0 | 0 | 3.6318 | 2.5894
[35 empty] | 7.3.5.15 Identification and remediation of “at-risk species” | WLDFR | HFTD - Distribution - Tier 3 - 3QU CoRE ¦ 1QU LoRE | 2027 | 0.66634 | 0.024654 | 3.8328 | 0 | 3.8328 | 0.026033 | 4.0471 | 0 | 4.0471 | 0.023362 | 3.6318 | 0 | 3.6318 | 0.022249 | 3.4589 | 0 | 3.4589 | 2.5539 | 2.6967 | 2.42 | 2.3048 | 0.023362 | 0.015567 | 3.6318 | 2.42 | 0 | 0 | 3.6318 | 2.42
[35 empty] | 7.3.5.15 Identification and remediation of “at-risk species” | WLDFR | HFTD - Distribution - Tier 3 - 3QU CoRE ¦ 1QU LoRE | 2028 | 0.62275 | 0.024654 | 4.0035 | 0 | 4.0035 | 0.026033 | 4.2273 | 0 | 4.2273 | 0.023362 | 3.7936 | 0 | 3.7936 | 0.022249 | 3.6129 | 0 | 3.6129 | 2.4932 | 2.6326 | 2.3625 | 2.25 | 0.023362 | 0.014549 | 3.7936 | 2.3625 | 0 | 0 | 3.7936 | 2.3625
[35 empty] | 7.3.5.15 Identification and remediation of “at-risk species” | WLDFR | HFTD - Distribution - Tier 3 - 3QU CoRE ¦ 1QU LoRE | 2029 | 0.58201 | 0.024654 | 4.0035 | 0 | 4.0035 | 0.026033 | 4.2273 | 0 | 4.2273 | 0.023362 | 3.7936 | 0 | 3.7936 | 0.022249 | 3.6129 | 0 | 3.6129 | 2.3301 | 2.4603 | 2.2079 | 2.1028 | 0.023362 | 0.013597 | 3.7936 | 2.2079 | 0 | 0 | 3.7936 | 2.2079
[35 empty] | 7.3.5.15 Identification and remediation of “at-risk species” | WLDFR | HFTD - Distribution - Tier 3 - 3QU CoRE ¦ 1QU LoRE | 2030 | 0.54393 | 0.024654 | 4.0035 | 0 | 4.0035 | 0.026033 | 4.2273 | 0 | 4.2273 | 0.023362 | 3.7936 | 0 | 3.7936 | 0.022249 | 3.6129 | 0 | 3.6129 | 2.1776 | 2.2994 | 2.0635 | 1.9652 | 0.023362 | 0.012707 | 3.7936 | 2.0635 | 0 | 0 | 3.7936 | 2.0635
[35 empty] | 7.3.5.15 Identification and remediation of “at-risk species” | WLDFR | HFTD - Distribution - Tier 3 - 3QU CoRE ¦ 1QU LoRE | 2031 | 0.50835 | 0.024654 | 4.0035 | 0 | 4.0035 | 0.026033 | 4.2273 | 0 | 4.2273 | 0.023362 | 3.7936 | 0 | 3.7936 | 0.022249 | 3.6129 | 0 | 3.6129 | 2.0352 | 2.1489 | 1.9285 | 1.8366 | 0.023362 | 0.011876 | 3.7936 | 1.9285 | 0 | 0 | 3.7936 | 1.9285
[35 empty] | 7.3.5.15 Identification and remediation of “at-risk species” | WLDFR | HFTD - Distribution - Tier 3 - 3QU CoRE ¦ 1QU LoRE | 2032 | 0.47509 | 0.024654 | 4.0035 | 0 | 4.0035 | 0.026033 | 4.2273 | 0 | 4.2273 | 0.023362 | 3.7936 | 0 | 3.7936 | 0.022249 | 3.6129 | 0 | 3.6129 | 1.902 | 2.0084 | 1.8023 | 1.7165 | 0.023362 | 0.011099 | 3.7936 | 1.8023 | 0 | 0 | 3.7936 | 1.8023
[35 empty] | 7.3.5.15 Identification and remediation of “at-risk species” | WLDFR | HFTD - Distribution - Tier 3 - 3QU CoRE ¦ 1QU LoRE | 2033 | 0.44401 | 0.024654 | 4.1932 | 0 | 4.1932 | 0.026033 | 4.4276 | 0 | 4.4276 | 0.023362 | 3.9734 | 0 | 3.9734 | 0.022249 | 3.7842 | 0 | 3.7842 | 1.8618 | 1.9659 | 1.7642 | 1.6802 | 0.023362 | 0.010373 | 3.9734 | 1.7642 | 0 | 0 | 3.9734 | 1.7642
[35 empty] | 7.3.5.15 Identification and remediation of “at-risk species” | WLDFR | HFTD - Distribution - Tier 3 - 3QU CoRE ¦ 1QU LoRE | 2034 | 0.41496 | 0.024654 | 4.1932 | 0 | 4.1932 | 0.026033 | 4.4276 | 0 | 4.4276 | 0.023362 | 3.9734 | 0 | 3.9734 | 0.022249 | 3.7842 | 0 | 3.7842 | 1.74 | 1.8373 | 1.6488 | 1.5703 | 0.023362 | 0.0096943 | 3.9734 | 1.6488 | 0 | 0 | 3.9734 | 1.6488
[35 empty] | 7.3.5.15 Identification and remediation of “at-risk species” | WLDFR | HFTD - Distribution - Tier 3 - 3QU CoRE ¦ 1QU LoRE | 2035 | 0.38782 | 0.024654 | 4.1932 | 0 | 4.1932 | 0.026033 | 4.4276 | 0 | 4.4276 | 0.023362 | 3.9734 | 0 | 3.9734 | 0.022249 | 3.7842 | 0 | 3.7842 | 1.6262 | 1.7171 | 1.5409 | 1.4676 | 0.023362 | 0.0090601 | 3.9734 | 1.5409 | 0 | 0 | 3.9734 | 1.5409
[35 empty] | 7.3.5.15 Identification and remediation of “at-risk species” | WLDFR | HFTD - Distribution - Tier 3 - 3QU CoRE ¦ 1QU LoRE | 2036 | 0.36245 | 0.024654 | 4.1932 | 0 | 4.1932 | 0.026033 | 4.4276 | 0 | 4.4276 | 0.023362 | 3.9734 | 0 | 3.9734 | 0.022249 | 3.7842 | 0 | 3.7842 | 1.5198 | 1.6048 | 1.4401 | 1.3716 | 0.023362 | 0.0084674 | 3.9734 | 1.4401 | 0 | 0 | 3.9734 | 1.4401
[35 empty] | 7.3.5.15 Identification and remediation of “at-risk species” | WLDFR | HFTD - Distribution - Tier 3 - 3QU CoRE ¦ 1QU LoRE | 2037 | 0.33873 | 0.024654 | 4.1932 | 0 | 4.1932 | 0.026033 | 4.4276 | 0 | 4.4276 | 0.023362 | 3.9734 | 0 | 3.9734 | 0.022249 | 3.7842 | 0 | 3.7842 | 1.4204 | 1.4998 | 1.3459 | 1.2818 | 0.023362 | 0.0079134 | 3.9734 | 1.3459 | 0 | 0 | 3.9734 | 1.3459
[35 empty] | 7.3.5.15 Identification and remediation of “at-risk species” | WLDFR | HFTD - Distribution - Tier 3 - 3QU CoRE ¦ 1QU LoRE | 2038 | 0.31657 | 0.024654 | 4.3991 | 0 | 4.3991 | 0.026033 | 4.6451 | 0 | 4.6451 | 0.023362 | 4.1685 | 0 | 4.1685 | 0.022249 | 3.97 | 0 | 3.97 | 1.3927 | 1.4705 | 1.3196 | 1.2568 | 0.023362 | 0.0073957 | 4.1685 | 1.3196 | 0 | 0 | 4.1685 | 1.3196
[35 empty] | 7.3.5.15 Identification and remediation of “at-risk species” | WLDFR | HFTD - Distribution - Tier 3 - 3QU CoRE ¦ 1QU LoRE | 2039 | 0.29586 | 0.024654 | 4.3991 | 0 | 4.3991 | 0.026033 | 4.6451 | 0 | 4.6451 | 0.023362 | 4.1685 | 0 | 4.1685 | 0.022249 | 3.97 | 0 | 3.97 | 1.3015 | 1.3743 | 1.2333 | 1.1746 | 0.023362 | 0.0069119 | 4.1685 | 1.2333 | 0 | 0 | 4.1685 | 1.2333
[35 empty] | 7.3.5.15 Identification and remediation of “at-risk species” | WLDFR | HFTD - Distribution - Tier 3 - 3QU CoRE ¦ 1QU LoRE | 2040 | 0.27651 | 0.024654 | 4.3991 | 0 | 4.3991 | 0.026033 | 4.6451 | 0 | 4.6451 | 0.023362 | 4.1685 | 0 | 4.1685 | 0.022249 | 3.97 | 0 | 3.97 | 1.2164 | 1.2844 | 1.1526 | 1.0977 | 0.023362 | 0.0064597 | 4.1685 | 1.1526 | 0 | 0 | 4.1685 | 1.1526
[35 empty] | 7.3.5.15 Identification and remediation of “at-risk species” | WLDFR | HFTD - Distribution - Tier 3 - 3QU CoRE ¦ 1QU LoRE | 2041 | 0.25842 | 0.024654 | 4.3991 | 0 | 4.3991 | 0.026033 | 4.6451 | 0 | 4.6451 | 0.023362 | 4.1685 | 0 | 4.1685 | 0.022249 | 3.97 | 0 | 3.97 | 1.1368 | 1.2004 | 1.0772 | 1.0259 | 0.023362 | 0.0060371 | 4.1685 | 1.0772 | 0 | 0 | 4.1685 | 1.0772
[35 empty] | 7.3.5.15 Identification and remediation of “at-risk species” | WLDFR | HFTD - Distribution - Tier 3 - 3QU CoRE ¦ 1QU LoRE | 2042 | 0.24151 | 0.024654 | 4.3991 | 0 | 4.3991 | 0.026033 | 4.6451 | 0 | 4.6451 | 0.023362 | 4.1685 | 0 | 4.1685 | 0.022249 | 3.97 | 0 | 3.97 | 1.0624 | 1.1218 | 1.0067 | 0.95881 | 0.023362 | 0.0056422 | 4.1685 | 1.0067 | 0 | 0 | 4.1685 | 1.0067
[35 empty] | 7.3.5.15 Identification and remediation of “at-risk species” | WLDFR | HFTD - Distribution - Tier 3 - 3QU CoRE ¦ 1QU LoRE | 2043 | 0.22571 | 0.024654 | 4.6185 | 0 | 4.6185 | 0.026033 | 4.8767 | 0 | 4.8767 | 0.023362 | 4.3764 | 0 | 4.3764 | 0.022249 | 4.168 | 0 | 4.168 | 1.0425 | 1.1007 | 0.9878 | 0.94077 | 0.023362 | 0.0052731 | 4.3764 | 0.9878 | 0 | 0 | 4.3764 | 0.9878
[35 empty] | 7.3.5.15 Identification and remediation of “at-risk species” | WLDFR | HFTD - Distribution - Tier 3 - 3QU CoRE ¦ 1QU LoRE | 2044 | 0.21095 | 0.024654 | 4.6185 | 0 | 4.6185 | 0.026033 | 4.8767 | 0 | 4.8767 | 0.023362 | 4.3764 | 0 | 4.3764 | 0.022249 | 4.168 | 0 | 4.168 | 0.97426 | 1.0287 | 0.92318 | 0.87922 | 0.023362 | 0.0049281 | 4.3764 | 0.92318 | 0 | 0 | 4.3764 | 0.92318
[35 empty] | 7.3.5.15 Identification and remediation of “at-risk species” | WLDFR | HFTD - Distribution - Tier 3 - 3QU CoRE ¦ 1QU LoRE | 2045 | 0.19715 | 0.024654 | 4.6185 | 0 | 4.6185 | 0.026033 | 4.8767 | 0 | 4.8767 | 0.023362 | 4.3764 | 0 | 4.3764 | 0.022249 | 4.168 | 0 | 4.168 | 0.91052 | 0.96143 | 0.86279 | 0.8217 | 0.023362 | 0.0046057 | 4.3764 | 0.86279 | 0 | 0 | 4.3764 | 0.86279
[35 empty] | 7.3.5.15 Identification and remediation of “at-risk species” | WLDFR | HFTD - Distribution - Tier 3 - 3QU CoRE ¦ 1QU LoRE | 2046 | 0.18425 | 0.024654 | 4.6185 | 0 | 4.6185 | 0.026033 | 4.8767 | 0 | 4.8767 | 0.023362 | 4.3764 | 0 | 4.3764 | 0.022249 | 4.168 | 0 | 4.168 | 0.85095 | 0.89853 | 0.80634 | 0.76795 | 0.023362 | 0.0043044 | 4.3764 | 0.80634 | 0 | 0 | 4.3764 | 0.80634
[35 empty] | 7.3.5.15 Identification and remediation of “at-risk species” | WLDFR | HFTD - Distribution - Tier 3 - 3QU CoRE ¦ 1QU LoRE | 2047 | 0.1722 | 0.024654 | 4.6185 | 0 | 4.6185 | 0.026033 | 4.8767 | 0 | 4.8767 | 0.023362 | 4.3764 | 0 | 4.3764 | 0.022249 | 4.168 | 0 | 4.168 | 0.79528 | 0.83975 | 0.75359 | 0.71771 | 0.023362 | 0.0040228 | 4.3764 | 0.75359 | 0 | 0 | 4.3764 | 0.75359
[35 empty] | 7.3.5.15 Identification and remediation of “at-risk species” | WLDFR | HFTD - Distribution - Tier 3 - 3QU CoRE ¦ 1QU LoRE | 2048 | 0.16093 | 0.024654 | 4.8484 | 0 | 4.8484 | 0.026033 | 5.1195 | 0 | 5.1195 | 0.023362 | 4.5943 | 0 | 4.5943 | 0.022249 | 4.3755 | 0 | 4.3755 | 0.78026 | 0.82388 | 0.73936 | 0.70415 | 0.023362 | 0.0037596 | 4.5943 | 0.73936 | 0 | 0 | 4.5943 | 0.73936
[35 empty] | 7.3.5.15 Identification and remediation of “at-risk species” | WLDFR | HFTD - Distribution - Tier 3 - 3QU CoRE ¦ 1QU LoRE | 2049 | 0.1504 | 0.024654 | 4.8484 | 0 | 4.8484 | 0.026033 | 5.1195 | 0 | 5.1195 | 0.023362 | 4.5943 | 0 | 4.5943 | 0.022249 | 4.3755 | 0 | 4.3755 | 0.72921 | 0.76999 | 0.69099 | 0.65808 | 0.023362 | 0.0035137 | 4.5943 | 0.69099 | 0 | 0 | 4.5943 | 0.69099
[35 empty] | 7.3.5.15 Identification and remediation of “at-risk species” | WLDFR | HFTD - Distribution - Tier 3 - 3QU CoRE ¦ 1QU LoRE | 2050 | 0.14056 | 0 | 0 | 0 | 0 | 0.026033 | 5.1195 | 0 | 5.1195 | 0.023362 | 4.5943 | 0 | 4.5943 | 0.022249 | 4.3755 | 0 | 4.3755 | 0 | 0.71961 | 0.64578 | 0.61503 | 0.023362 | 0.0032838 | 4.5943 | 0.64578 | 0 | 0 | 4.5943 | 0.64578
[35 empty] | 7.3.5.15 Identification and remediation of “at-risk species” | WLDFR | HFTD - Distribution - Tier 3 - 3QU CoRE ¦ 1QU LoRE | 2051 | 0.13137 | 0 | 0 | 0 | 0 | 0 | 0 | 0 | 0 | 0.023362 | 4.5943 | 0 | 4.5943 | 0.022249 | 4.3755 | 0 | 4.3755 | 0 | 0 | 0.60353 | 0.57479 | 0.023362 | 0.003069 | 4.5943 | 0.60353 | 0 | 0 | 4.5943 | 0.60353
[35 empty] | 7.3.5.15 Identification and remediation of “at-risk species” | WLDFR | HFTD - Distribution - Tier 3 - 3QU CoRE ¦ 1QU LoRE | 2052 | 0.12277 | 0 | 0 | 0 | 0 | 0 | 0 | 0 | 0 | 0 | 0 | 0 | 0 | 0.022249 | 4.3755 | 0 | 4.3755 | 0 | 0 | 0 | 0.53719 | 0 | 0 | 0 | 0 | 0 | 0 | 0 | 0
[35 empty] | 7.3.5.15 Identification and remediation of “at-risk species” | WLDFR | HFTD - Distribution - Tier 3 - 3QU CoRE ¦ 2QU LoRE | 2020 | 1 | 0.042043 | 5.3016 | 0 | 5.3016 | 0 | 0 | 0 | 0 | 0 | 0 | 0 | 0 | 0 | 0 | 0 | 0 | 5.3016 | 0 | 0 | 0 | 0 | 0 | 0 | 0 | 0 | 0 | 0 | 0
[35 empty] | 7.3.5.15 Identification and remediation of “at-risk species” | WLDFR | HFTD - Distribution - Tier 3 - 3QU CoRE ¦ 2QU LoRE | 2021 | 1 | 0.024291 | 3.5545 | 0 | 3.5545 | 0.044394 | 5.598 | 0 | 5.598 | 0 | 0 | 0 | 0 | 0 | 0 | 0 | 0 | 3.5545 | 5.598 | 0 | 0 | 0 | 0 | 0 | 0 | 0 | 0 | 0 | 0
[35 empty] | 7.3.5.15 Identification and remediation of “at-risk species” | WLDFR | HFTD - Distribution - Tier 3 - 3QU CoRE ¦ 2QU LoRE | 2022 | 0.93458 | 0.020914 | 3.1078 | 0 | 3.1078 | 0.022083 | 3.2816 | 0 | 3.2816 | 0.040205 | 5.1182 | 0 | 5.1182 | 0 | 0 | 0 | 0 | 2.9045 | 3.0669 | 4.7834 | 0 | 0.040205 | 0.037575 | 5.1182 | 4.7834 | 0 | 0 | 5.1182 | 4.7834
[35 empty] | 7.3.5.15 Identification and remediation of “at-risk species” | WLDFR | HFTD - Distribution - Tier 3 - 3QU CoRE ¦ 2QU LoRE | 2023 | 0.87344 | 0.020914 | 3.2217 | 0 | 3.2217 | 0.022083 | 3.4018 | 0 | 3.4018 | 0.021814 | 3.3603 | 0 | 3.3603 | 0.03829 | 5.0531 | 0 | 5.0531 | 2.8139 | 2.9713 | 2.9351 | 4.4136 | 0.021814 | 0.019053 | 3.3603 | 2.9351 | 0 | 0 | 3.3603 | 2.9351
[35 empty] | 7.3.5.15 Identification and remediation of “at-risk species” | WLDFR | HFTD - Distribution - Tier 3 - 3QU CoRE ¦ 2QU LoRE | 2024 | 0.8163 | 0.020914 | 3.2217 | 0 | 3.2217 | 0.022083 | 3.4018 | 0 | 3.4018 | 0.021814 | 3.3603 | 0 | 3.3603 | 0.020775 | 3.2003 | 0 | 3.2003 | 2.6299 | 2.7769 | 2.743 | 2.6124 | 0.021814 | 0.017806 | 3.3603 | 2.743 | 0 | 0 | 3.3603 | 2.743
[35 empty] | 7.3.5.15 Identification and remediation of “at-risk species” | WLDFR | HFTD - Distribution - Tier 3 - 3QU CoRE ¦ 2QU LoRE | 2025 | 0.7629 | 0.020914 | 3.2217 | 0 | 3.2217 | 0.022083 | 3.4018 | 0 | 3.4018 | 0.021814 | 3.3603 | 0 | 3.3603 | 0.020775 | 3.2003 | 0 | 3.2003 | 2.4578 | 2.5952 | 2.5636 | 2.4415 | 0.021814 | 0.016642 | 3.3603 | 2.5636 | 0 | 0 | 3.3603 | 2.5636
[35 empty] | 7.3.5.15 Identification and remediation of “at-risk species” | WLDFR | HFTD - Distribution - Tier 3 - 3QU CoRE ¦ 2QU LoRE | 2026 | 0.71299 | 0.020914 | 3.2217 | 0 | 3.2217 | 0.022083 | 3.4018 | 0 | 3.4018 | 0.021814 | 3.3603 | 0 | 3.3603 | 0.020775 | 3.2003 | 0 | 3.2003 | 2.297 | 2.4254 | 2.3959 | 2.2818 | 0.021814 | 0.015553 | 3.3603 | 2.3959 | 0 | 0 | 3.3603 | 2.3959
[35 empty] | 7.3.5.15 Identification and remediation of “at-risk species” | WLDFR | HFTD - Distribution - Tier 3 - 3QU CoRE ¦ 2QU LoRE | 2027 | 0.66634 | 0.020914 | 3.2217 | 0 | 3.2217 | 0.022083 | 3.4018 | 0 | 3.4018 | 0.021814 | 3.3603 | 0 | 3.3603 | 0.020775 | 3.2003 | 0 | 3.2003 | 2.1467 | 2.2668 | 2.2391 | 2.1325 | 0.021814 | 0.014535 | 3.3603 | 2.2391 | 0 | 0 | 3.3603 | 2.2391
[35 empty] | 7.3.5.15 Identification and remediation of “at-risk species” | WLDFR | HFTD - Distribution - Tier 3 - 3QU CoRE ¦ 2QU LoRE | 2028 | 0.62275 | 0.020914 | 3.3652 | 0 | 3.3652 | 0.022083 | 3.5533 | 0 | 3.5533 | 0.021814 | 3.51 | 0 | 3.51 | 0.020775 | 3.3429 | 0 | 3.3429 | 2.0957 | 2.2128 | 2.1859 | 2.0818 | 0.021814 | 0.013584 | 3.51 | 2.1859 | 0 | 0 | 3.51 | 2.1859
[35 empty] | 7.3.5.15 Identification and remediation of “at-risk species” | WLDFR | HFTD - Distribution - Tier 3 - 3QU CoRE ¦ 2QU LoRE | 2029 | 0.58201 | 0.020914 | 3.3652 | 0 | 3.3652 | 0.022083 | 3.5533 | 0 | 3.5533 | 0.021814 | 3.51 | 0 | 3.51 | 0.020775 | 3.3429 | 0 | 3.3429 | 1.9586 | 2.0681 | 2.0429 | 1.9456 | 0.021814 | 0.012696 | 3.51 | 2.0429 | 0 | 0 | 3.51 | 2.0429
[35 empty] | 7.3.5.15 Identification and remediation of “at-risk species” | WLDFR | HFTD - Distribution - Tier 3 - 3QU CoRE ¦ 2QU LoRE | 2030 | 0.54393 | 0.020914 | 3.3652 | 0 | 3.3652 | 0.022083 | 3.5533 | 0 | 3.5533 | 0.021814 | 3.51 | 0 | 3.51 | 0.020775 | 3.3429 | 0 | 3.3429 | 1.8304 | 1.9328 | 1.9092 | 1.8183 | 0.021814 | 0.011865 | 3.51 | 1.9092 | 0 | 0 | 3.51 | 1.9092
[35 empty] | 7.3.5.15 Identification and remediation of “at-risk species” | WLDFR | HFTD - Distribution - Tier 3 - 3QU CoRE ¦ 2QU LoRE | 2031 | 0.50835 | 0.020914 | 3.3652 | 0 | 3.3652 | 0.022083 | 3.5533 | 0 | 3.5533 | 0.021814 | 3.51 | 0 | 3.51 | 0.020775 | 3.3429 | 0 | 3.3429 | 1.7107 | 1.8063 | 1.7843 | 1.6993 | 0.021814 | 0.011089 | 3.51 | 1.7843 | 0 | 0 | 3.51 | 1.7843
[35 empty] | 7.3.5.15 Identification and remediation of “at-risk species” | WLDFR | HFTD - Distribution - Tier 3 - 3QU CoRE ¦ 2QU LoRE | 2032 | 0.47509 | 0.020914 | 3.3652 | 0 | 3.3652 | 0.022083 | 3.5533 | 0 | 3.5533 | 0.021814 | 3.51 | 0 | 3.51 | 0.020775 | 3.3429 | 0 | 3.3429 | 1.5988 | 1.6882 | 1.6676 | 1.5882 | 0.021814 | 0.010364 | 3.51 | 1.6676 | 0 | 0 | 3.51 | 1.6676
[35 empty] | 7.3.5.15 Identification and remediation of “at-risk species” | WLDFR | HFTD - Distribution - Tier 3 - 3QU CoRE ¦ 2QU LoRE | 2033 | 0.44401 | 0.020914 | 3.5247 | 0 | 3.5247 | 0.022083 | 3.7217 | 0 | 3.7217 | 0.021814 | 3.6763 | 0 | 3.6763 | 0.020775 | 3.5013 | 0 | 3.5013 | 1.565 | 1.6525 | 1.6323 | 1.5546 | 0.021814 | 0.0096855 | 3.6763 | 1.6323 | 0 | 0 | 3.6763 | 1.6323
[35 empty] | 7.3.5.15 Identification and remediation of “at-risk species” | WLDFR | HFTD - Distribution - Tier 3 - 3QU CoRE ¦ 2QU LoRE | 2034 | 0.41496 | 0.020914 | 3.5247 | 0 | 3.5247 | 0.022083 | 3.7217 | 0 | 3.7217 | 0.021814 | 3.6763 | 0 | 3.6763 | 0.020775 | 3.5013 | 0 | 3.5013 | 1.4626 | 1.5444 | 1.5256 | 1.4529 | 0.021814 | 0.0090519 | 3.6763 | 1.5256 | 0 | 0 | 3.6763 | 1.5256
[35 empty] | 7.3.5.15 Identification and remediation of “at-risk species” | WLDFR | HFTD - Distribution - Tier 3 - 3QU CoRE ¦ 2QU LoRE | 2035 | 0.38782 | 0.020914 | 3.5247 | 0 | 3.5247 | 0.022083 | 3.7217 | 0 | 3.7217 | 0.021814 | 3.6763 | 0 | 3.6763 | 0.020775 | 3.5013 | 0 | 3.5013 | 1.3669 | 1.4433 | 1.4258 | 1.3579 | 0.021814 | 0.0084597 | 3.6763 | 1.4258 | 0 | 0 | 3.6763 | 1.4258
[35 empty] | 7.3.5.15 Identification and remediation of “at-risk species” | WLDFR | HFTD - Distribution - Tier 3 - 3QU CoRE ¦ 2QU LoRE | 2036 | 0.36245 | 0.020914 | 3.5247 | 0 | 3.5247 | 0.022083 | 3.7217 | 0 | 3.7217 | 0.021814 | 3.6763 | 0 | 3.6763 | 0.020775 | 3.5013 | 0 | 3.5013 | 1.2775 | 1.3489 | 1.3325 | 1.269 | 0.021814 | 0.0079063 | 3.6763 | 1.3325 | 0 | 0 | 3.6763 | 1.3325
[35 empty] | 7.3.5.15 Identification and remediation of “at-risk species” | WLDFR | HFTD - Distribution - Tier 3 - 3QU CoRE ¦ 2QU LoRE | 2037 | 0.33873 | 0.020914 | 3.5247 | 0 | 3.5247 | 0.022083 | 3.7217 | 0 | 3.7217 | 0.021814 | 3.6763 | 0 | 3.6763 | 0.020775 | 3.5013 | 0 | 3.5013 | 1.1939 | 1.2607 | 1.2453 | 1.186 | 0.021814 | 0.007389 | 3.6763 | 1.2453 | 0 | 0 | 3.6763 | 1.2453
[35 empty] | 7.3.5.15 Identification and remediation of “at-risk species” | WLDFR | HFTD - Distribution - Tier 3 - 3QU CoRE ¦ 2QU LoRE | 2038 | 0.31657 | 0.020914 | 3.6978 | 0 | 3.6978 | 0.022083 | 3.9045 | 0 | 3.9045 | 0.021814 | 3.8569 | 0 | 3.8569 | 0.020775 | 3.6732 | 0 | 3.6732 | 1.1706 | 1.2361 | 1.221 | 1.1629 | 0.021814 | 0.0069057 | 3.8569 | 1.221 | 0 | 0 | 3.8569 | 1.221
[35 empty] | 7.3.5.15 Identification and remediation of “at-risk species” | WLDFR | HFTD - Distribution - Tier 3 - 3QU CoRE ¦ 2QU LoRE | 2039 | 0.29586 | 0.020914 | 3.6978 | 0 | 3.6978 | 0.022083 | 3.9045 | 0 | 3.9045 | 0.021814 | 3.8569 | 0 | 3.8569 | 0.020775 | 3.6732 | 0 | 3.6732 | 1.094 | 1.1552 | 1.1411 | 1.0868 | 0.021814 | 0.0064539 | 3.8569 | 1.1411 | 0 | 0 | 3.8569 | 1.1411
[35 empty] | 7.3.5.15 Identification and remediation of “at-risk species” | WLDFR | HFTD - Distribution - Tier 3 - 3QU CoRE ¦ 2QU LoRE | 2040 | 0.27651 | 0.020914 | 3.6978 | 0 | 3.6978 | 0.022083 | 3.9045 | 0 | 3.9045 | 0.021814 | 3.8569 | 0 | 3.8569 | 0.020775 | 3.6732 | 0 | 3.6732 | 1.0225 | 1.0796 | 1.0665 | 1.0157 | 0.021814 | 0.0060317 | 3.8569 | 1.0665 | 0 | 0 | 3.8569 | 1.0665
[35 empty] | 7.3.5.15 Identification and remediation of “at-risk species” | WLDFR | HFTD - Distribution - Tier 3 - 3QU CoRE ¦ 2QU LoRE | 2041 | 0.25842 | 0.020914 | 3.6978 | 0 | 3.6978 | 0.022083 | 3.9045 | 0 | 3.9045 | 0.021814 | 3.8569 | 0 | 3.8569 | 0.020775 | 3.6732 | 0 | 3.6732 | 0.95557 | 1.009 | 0.9967 | 0.94924 | 0.021814 | 0.0056371 | 3.8569 | 0.9967 | 0 | 0 | 3.8569 | 0.9967
[35 empty] | 7.3.5.15 Identification and remediation of “at-risk species” | WLDFR | HFTD - Distribution - Tier 3 - 3QU CoRE ¦ 2QU LoRE | 2042 | 0.24151 | 0.020914 | 3.6978 | 0 | 3.6978 | 0.022083 | 3.9045 | 0 | 3.9045 | 0.021814 | 3.8569 | 0 | 3.8569 | 0.020775 | 3.6732 | 0 | 3.6732 | 0.89306 | 0.94299 | 0.93149 | 0.88714 | 0.021814 | 0.0052683 | 3.8569 | 0.93149 | 0 | 0 | 3.8569 | 0.93149
[35 empty] | 7.3.5.15 Identification and remediation of “at-risk species” | WLDFR | HFTD - Distribution - Tier 3 - 3QU CoRE ¦ 2QU LoRE | 2043 | 0.22571 | 0.020914 | 3.8822 | 0 | 3.8822 | 0.022083 | 4.0992 | 0 | 4.0992 | 0.021814 | 4.0492 | 0 | 4.0492 | 0.020775 | 3.8564 | 0 | 3.8564 | 0.87625 | 0.92525 | 0.91396 | 0.87044 | 0.021814 | 0.0049236 | 4.0492 | 0.91396 | 0 | 0 | 4.0492 | 0.91396
[35 empty] | 7.3.5.15 Identification and remediation of “at-risk species” | WLDFR | HFTD - Distribution - Tier 3 - 3QU CoRE ¦ 2QU LoRE | 2044 | 0.21095 | 0.020914 | 3.8822 | 0 | 3.8822 | 0.022083 | 4.0992 | 0 | 4.0992 | 0.021814 | 4.0492 | 0 | 4.0492 | 0.020775 | 3.8564 | 0 | 3.8564 | 0.81893 | 0.86472 | 0.85417 | 0.8135 | 0.021814 | 0.0046015 | 4.0492 | 0.85417 | 0 | 0 | 4.0492 | 0.85417
[35 empty] | 7.3.5.15 Identification and remediation of “at-risk species” | WLDFR | HFTD - Distribution - Tier 3 - 3QU CoRE ¦ 2QU LoRE | 2045 | 0.19715 | 0.020914 | 3.8822 | 0 | 3.8822 | 0.022083 | 4.0992 | 0 | 4.0992 | 0.021814 | 4.0492 | 0 | 4.0492 | 0.020775 | 3.8564 | 0 | 3.8564 | 0.76535 | 0.80815 | 0.79829 | 0.76028 | 0.021814 | 0.0043005 | 4.0492 | 0.79829 | 0 | 0 | 4.0492 | 0.79829
[35 empty] | 7.3.5.15 Identification and remediation of “at-risk species” | WLDFR | HFTD - Distribution - Tier 3 - 3QU CoRE ¦ 2QU LoRE | 2046 | 0.18425 | 0.020914 | 3.8822 | 0 | 3.8822 | 0.022083 | 4.0992 | 0 | 4.0992 | 0.021814 | 4.0492 | 0 | 4.0492 | 0.020775 | 3.8564 | 0 | 3.8564 | 0.71528 | 0.75528 | 0.74607 | 0.71054 | 0.021814 | 0.0040192 | 4.0492 | 0.74607 | 0 | 0 | 4.0492 | 0.74607
[35 empty] | 7.3.5.15 Identification and remediation of “at-risk species” | WLDFR | HFTD - Distribution - Tier 3 - 3QU CoRE ¦ 2QU LoRE | 2047 | 0.1722 | 0.020914 | 3.8822 | 0 | 3.8822 | 0.022083 | 4.0992 | 0 | 4.0992 | 0.021814 | 4.0492 | 0 | 4.0492 | 0.020775 | 3.8564 | 0 | 3.8564 | 0.66849 | 0.70587 | 0.69726 | 0.66406 | 0.021814 | 0.0037562 | 4.0492 | 0.69726 | 0 | 0 | 4.0492 | 0.69726
[35 empty] | 7.3.5.15 Identification and remediation of “at-risk species” | WLDFR | HFTD - Distribution - Tier 3 - 3QU CoRE ¦ 2QU LoRE | 2048 | 0.16093 | 0.020914 | 4.0754 | 0 | 4.0754 | 0.022083 | 4.3033 | 0 | 4.3033 | 0.021814 | 4.2508 | 0 | 4.2508 | 0.020775 | 4.0484 | 0 | 4.0484 | 0.65586 | 0.69253 | 0.68409 | 0.65151 | 0.021814 | 0.0035105 | 4.2508 | 0.68409 | 0 | 0 | 4.2508 | 0.68409
[35 empty] | 7.3.5.15 Identification and remediation of “at-risk species” | WLDFR | HFTD - Distribution - Tier 3 - 3QU CoRE ¦ 2QU LoRE | 2049 | 0.1504 | 0.020914 | 4.0754 | 0 | 4.0754 | 0.022083 | 4.3033 | 0 | 4.3033 | 0.021814 | 4.2508 | 0 | 4.2508 | 0.020775 | 4.0484 | 0 | 4.0484 | 0.61296 | 0.64723 | 0.63933 | 0.60889 | 0.021814 | 0.0032808 | 4.2508 | 0.63933 | 0 | 0 | 4.2508 | 0.63933
[35 empty] | 7.3.5.15 Identification and remediation of “at-risk species” | WLDFR | HFTD - Distribution - Tier 3 - 3QU CoRE ¦ 2QU LoRE | 2050 | 0.14056 | 0 | 0 | 0 | 0 | 0.022083 | 4.3033 | 0 | 4.3033 | 0.021814 | 4.2508 | 0 | 4.2508 | 0.020775 | 4.0484 | 0 | 4.0484 | 0 | 0.60488 | 0.59751 | 0.56906 | 0.021814 | 0.0030662 | 4.2508 | 0.59751 | 0 | 0 | 4.2508 | 0.59751
[35 empty] | 7.3.5.15 Identification and remediation of “at-risk species” | WLDFR | HFTD - Distribution - Tier 3 - 3QU CoRE ¦ 2QU LoRE | 2051 | 0.13137 | 0 | 0 | 0 | 0 | 0 | 0 | 0 | 0 | 0.021814 | 4.2508 | 0 | 4.2508 | 0.020775 | 4.0484 | 0 | 4.0484 | 0 | 0 | 0.55842 | 0.53183 | 0.021814 | 0.0028656 | 4.2508 | 0.55842 | 0 | 0 | 4.2508 | 0.55842
[35 empty] | 7.3.5.15 Identification and remediation of “at-risk species” | WLDFR | HFTD - Distribution - Tier 3 - 3QU CoRE ¦ 2QU LoRE | 2052 | 0.12277 | 0 | 0 | 0 | 0 | 0 | 0 | 0 | 0 | 0 | 0 | 0 | 0 | 0.020775 | 4.0484 | 0 | 4.0484 | 0 | 0 | 0 | 0.49704 | 0 | 0 | 0 | 0 | 0 | 0 | 0 | 0
[35 empty] | 7.3.5.15 Identification and remediation of “at-risk species” | WLDFR | HFTD - Distribution - Tier 3 - 3QU CoRE ¦ 3QU LoRE | 2020 | 1 | 0.013994 | 1.7385 | 0 | 1.7385 | 0 | 0 | 0 | 0 | 0 | 0 | 0 | 0 | 0 | 0 | 0 | 0 | 1.7385 | 0 | 0 | 0 | 0 | 0 | 0 | 0 | 0 | 0 | 0 | 0
[35 empty] | 7.3.5.15 Identification and remediation of “at-risk species” | WLDFR | HFTD - Distribution - Tier 3 - 3QU CoRE ¦ 3QU LoRE | 2021 | 1 | 0.0083407 | 1.1952 | 0 | 1.1952 | 0.014776 | 1.8357 | 0 | 1.8357 | 0 | 0 | 0 | 0 | 0 | 0 | 0 | 0 | 1.1952 | 1.8357 | 0 | 0 | 0 | 0 | 0 | 0 | 0 | 0 | 0 | 0
[35 empty] | 7.3.5.15 Identification and remediation of “at-risk species” | WLDFR | HFTD - Distribution - Tier 3 - 3QU CoRE ¦ 3QU LoRE | 2022 | 0.93458 | 0.0077462 | 1.1061 | 0 | 1.1061 | 0.0081792 | 1.1679 | 0 | 1.1679 | 0.011543 | 1.4212 | 0 | 1.4212 | 0 | 0 | 0 | 0 | 1.0337 | 1.0915 | 1.3282 | 0 | 0.011543 | 0.010788 | 1.4212 | 1.3282 | 0 | 0 | 1.4212 | 1.3282
[35 empty] | 7.3.5.15 Identification and remediation of “at-risk species” | WLDFR | HFTD - Distribution - Tier 3 - 3QU CoRE ¦ 3QU LoRE | 2023 | 0.87344 | 0.0077462 | 1.1466 | 0 | 1.1466 | 0.0081792 | 1.2107 | 0 | 1.2107 | 0.0067817 | 1.0039 | 0 | 1.0039 | 0.010994 | 1.4031 | 0 | 1.4031 | 1.0015 | 1.0575 | 0.87682 | 1.2255 | 0.0067817 | 0.0059234 | 1.0039 | 0.87682 | 0 | 0 | 1.0039 | 0.87682
[35 empty] | 7.3.5.15 Identification and remediation of “at-risk species” | WLDFR | HFTD - Distribution - Tier 3 - 3QU CoRE ¦ 3QU LoRE | 2024 | 0.8163 | 0.0077462 | 1.1466 | 0 | 1.1466 | 0.0081792 | 1.2107 | 0 | 1.2107 | 0.0067817 | 1.0039 | 0 | 1.0039 | 0.0064588 | 0.95606 | 0 | 0.95606 | 0.93599 | 0.98833 | 0.81946 | 0.78043 | 0.0067817 | 0.0055359 | 1.0039 | 0.81946 | 0 | 0 | 1.0039 | 0.81946
[35 empty] | 7.3.5.15 Identification and remediation of “at-risk species” | WLDFR | HFTD - Distribution - Tier 3 - 3QU CoRE ¦ 3QU LoRE | 2025 | 0.7629 | 0.0077462 | 1.1466 | 0 | 1.1466 | 0.0081792 | 1.2107 | 0 | 1.2107 | 0.0067817 | 1.0039 | 0 | 1.0039 | 0.0064588 | 0.95606 | 0 | 0.95606 | 0.87476 | 0.92367 | 0.76585 | 0.72938 | 0.0067817 | 0.0051737 | 1.0039 | 0.76585 | 0 | 0 | 1.0039 | 0.76585
[35 empty] | 7.3.5.15 Identification and remediation of “at-risk species” | WLDFR | HFTD - Distribution - Tier 3 - 3QU CoRE ¦ 3QU LoRE | 2026 | 0.71299 | 0.0077462 | 1.1466 | 0 | 1.1466 | 0.0081792 | 1.2107 | 0 | 1.2107 | 0.0067817 | 1.0039 | 0 | 1.0039 | 0.0064588 | 0.95606 | 0 | 0.95606 | 0.81753 | 0.86324 | 0.71574 | 0.68166 | 0.0067817 | 0.0048353 | 1.0039 | 0.71574 | 0 | 0 | 1.0039 | 0.71574
[35 empty] | 7.3.5.15 Identification and remediation of “at-risk species” | WLDFR | HFTD - Distribution - Tier 3 - 3QU CoRE ¦ 3QU LoRE | 2027 | 0.66634 | 0.0077462 | 1.1466 | 0 | 1.1466 | 0.0081792 | 1.2107 | 0 | 1.2107 | 0.0067817 | 1.0039 | 0 | 1.0039 | 0.0064588 | 0.95606 | 0 | 0.95606 | 0.76405 | 0.80677 | 0.66892 | 0.63707 | 0.0067817 | 0.0045189 | 1.0039 | 0.66892 | 0 | 0 | 1.0039 | 0.66892
[35 empty] | 7.3.5.15 Identification and remediation of “at-risk species” | WLDFR | HFTD - Distribution - Tier 3 - 3QU CoRE ¦ 3QU LoRE | 2028 | 0.62275 | 0.0077462 | 1.1977 | 0 | 1.1977 | 0.0081792 | 1.2647 | 0 | 1.2647 | 0.0067817 | 1.0486 | 0 | 1.0486 | 0.0064588 | 0.99865 | 0 | 0.99865 | 0.74587 | 0.78757 | 0.653 | 0.62191 | 0.0067817 | 0.0042233 | 1.0486 | 0.653 | 0 | 0 | 1.0486 | 0.653
[35 empty] | 7.3.5.15 Identification and remediation of “at-risk species” | WLDFR | HFTD - Distribution - Tier 3 - 3QU CoRE ¦ 3QU LoRE | 2029 | 0.58201 | 0.0077462 | 1.1977 | 0 | 1.1977 | 0.0081792 | 1.2647 | 0 | 1.2647 | 0.0067817 | 1.0486 | 0 | 1.0486 | 0.0064588 | 0.99865 | 0 | 0.99865 | 0.69708 | 0.73605 | 0.61028 | 0.58122 | 0.0067817 | 0.003947 | 1.0486 | 0.61028 | 0 | 0 | 1.0486 | 0.61028
[35 empty] | 7.3.5.15 Identification and remediation of “at-risk species” | WLDFR | HFTD - Distribution - Tier 3 - 3QU CoRE ¦ 3QU LoRE | 2030 | 0.54393 | 0.0077462 | 1.1977 | 0 | 1.1977 | 0.0081792 | 1.2647 | 0 | 1.2647 | 0.0067817 | 1.0486 | 0 | 1.0486 | 0.0064588 | 0.99865 | 0 | 0.99865 | 0.65147 | 0.6879 | 0.57036 | 0.5432 | 0.0067817 | 0.0036888 | 1.0486 | 0.57036 | 0 | 0 | 1.0486 | 0.57036
[35 empty] | 7.3.5.15 Identification and remediation of “at-risk species” | WLDFR | HFTD - Distribution - Tier 3 - 3QU CoRE ¦ 3QU LoRE | 2031 | 0.50835 | 0.0077462 | 1.1977 | 0 | 1.1977 | 0.0081792 | 1.2647 | 0 | 1.2647 | 0.0067817 | 1.0486 | 0 | 1.0486 | 0.0064588 | 0.99865 | 0 | 0.99865 | 0.60885 | 0.64289 | 0.53305 | 0.50766 | 0.0067817 | 0.0034475 | 1.0486 | 0.53305 | 0 | 0 | 1.0486 | 0.53305
[35 empty] | 7.3.5.15 Identification and remediation of “at-risk species” | WLDFR | HFTD - Distribution - Tier 3 - 3QU CoRE ¦ 3QU LoRE | 2032 | 0.47509 | 0.0077462 | 1.1977 | 0 | 1.1977 | 0.0081792 | 1.2647 | 0 | 1.2647 | 0.0067817 | 1.0486 | 0 | 1.0486 | 0.0064588 | 0.99865 | 0 | 0.99865 | 0.56902 | 0.60084 | 0.49817 | 0.47445 | 0.0067817 | 0.0032219 | 1.0486 | 0.49817 | 0 | 0 | 1.0486 | 0.49817
[35 empty] | 7.3.5.15 Identification and remediation of “at-risk species” | WLDFR | HFTD - Distribution - Tier 3 - 3QU CoRE ¦ 3QU LoRE | 2033 | 0.44401 | 0.0077462 | 1.2545 | 0 | 1.2545 | 0.0081792 | 1.3246 | 0 | 1.3246 | 0.0067817 | 1.0983 | 0 | 1.0983 | 0.0064588 | 1.046 | 0 | 1.046 | 0.557 | 0.58814 | 0.48765 | 0.46443 | 0.0067817 | 0.0030112 | 1.0983 | 0.48765 | 0 | 0 | 1.0983 | 0.48765
[35 empty] | 7.3.5.15 Identification and remediation of “at-risk species” | WLDFR | HFTD - Distribution - Tier 3 - 3QU CoRE ¦ 3QU LoRE | 2034 | 0.41496 | 0.0077462 | 1.2545 | 0 | 1.2545 | 0.0081792 | 1.3246 | 0 | 1.3246 | 0.0067817 | 1.0983 | 0 | 1.0983 | 0.0064588 | 1.046 | 0 | 1.046 | 0.52056 | 0.54966 | 0.45574 | 0.43404 | 0.0067817 | 0.0028142 | 1.0983 | 0.45574 | 0 | 0 | 1.0983 | 0.45574
[35 empty] | 7.3.5.15 Identification and remediation of “at-risk species” | WLDFR | HFTD - Distribution - Tier 3 - 3QU CoRE ¦ 3QU LoRE | 2035 | 0.38782 | 0.0077462 | 1.2545 | 0 | 1.2545 | 0.0081792 | 1.3246 | 0 | 1.3246 | 0.0067817 | 1.0983 | 0 | 1.0983 | 0.0064588 | 1.046 | 0 | 1.046 | 0.4865 | 0.5137 | 0.42593 | 0.40565 | 0.0067817 | 0.0026301 | 1.0983 | 0.42593 | 0 | 0 | 1.0983 | 0.42593
[35 empty] | 7.3.5.15 Identification and remediation of “at-risk species” | WLDFR | HFTD - Distribution - Tier 3 - 3QU CoRE ¦ 3QU LoRE | 2036 | 0.36245 | 0.0077462 | 1.2545 | 0 | 1.2545 | 0.0081792 | 1.3246 | 0 | 1.3246 | 0.0067817 | 1.0983 | 0 | 1.0983 | 0.0064588 | 1.046 | 0 | 1.046 | 0.45468 | 0.4801 | 0.39807 | 0.37911 | 0.0067817 | 0.002458 | 1.0983 | 0.39807 | 0 | 0 | 1.0983 | 0.39807
[35 empty] | 7.3.5.15 Identification and remediation of “at-risk species” | WLDFR | HFTD - Distribution - Tier 3 - 3QU CoRE ¦ 3QU LoRE | 2037 | 0.33873 | 0.0077462 | 1.2545 | 0 | 1.2545 | 0.0081792 | 1.3246 | 0 | 1.3246 | 0.0067817 | 1.0983 | 0 | 1.0983 | 0.0064588 | 1.046 | 0 | 1.046 | 0.42493 | 0.44869 | 0.37202 | 0.35431 | 0.0067817 | 0.0022972 | 1.0983 | 0.37202 | 0 | 0 | 1.0983 | 0.37202
[35 empty] | 7.3.5.15 Identification and remediation of “at-risk species” | WLDFR | HFTD - Distribution - Tier 3 - 3QU CoRE ¦ 3QU LoRE | 2038 | 0.31657 | 0.0077462 | 1.3161 | 0 | 1.3161 | 0.0081792 | 1.3897 | 0 | 1.3897 | 0.0067817 | 1.1522 | 0 | 1.1522 | 0.0064588 | 1.0973 | 0 | 1.0973 | 0.41664 | 0.43993 | 0.36476 | 0.34739 | 0.0067817 | 0.0021469 | 1.1522 | 0.36476 | 0 | 0 | 1.1522 | 0.36476
[35 empty] | 7.3.5.15 Identification and remediation of “at-risk species” | WLDFR | HFTD - Distribution - Tier 3 - 3QU CoRE ¦ 3QU LoRE | 2039 | 0.29586 | 0.0077462 | 1.3161 | 0 | 1.3161 | 0.0081792 | 1.3897 | 0 | 1.3897 | 0.0067817 | 1.1522 | 0 | 1.1522 | 0.0064588 | 1.0973 | 0 | 1.0973 | 0.38938 | 0.41115 | 0.3409 | 0.32467 | 0.0067817 | 0.0020065 | 1.1522 | 0.3409 | 0 | 0 | 1.1522 | 0.3409
[35 empty] | 7.3.5.15 Identification and remediation of “at-risk species” | WLDFR | HFTD - Distribution - Tier 3 - 3QU CoRE ¦ 3QU LoRE | 2040 | 0.27651 | 0.0077462 | 1.3161 | 0 | 1.3161 | 0.0081792 | 1.3897 | 0 | 1.3897 | 0.0067817 | 1.1522 | 0 | 1.1522 | 0.0064588 | 1.0973 | 0 | 1.0973 | 0.36391 | 0.38425 | 0.3186 | 0.30343 | 0.0067817 | 0.0018752 | 1.1522 | 0.3186 | 0 | 0 | 1.1522 | 0.3186
[35 empty] | 7.3.5.15 Identification and remediation of “at-risk species” | WLDFR | HFTD - Distribution - Tier 3 - 3QU CoRE ¦ 3QU LoRE | 2041 | 0.25842 | 0.0077462 | 1.3161 | 0 | 1.3161 | 0.0081792 | 1.3897 | 0 | 1.3897 | 0.0067817 | 1.1522 | 0 | 1.1522 | 0.0064588 | 1.0973 | 0 | 1.0973 | 0.3401 | 0.35912 | 0.29775 | 0.28358 | 0.0067817 | 0.0017525 | 1.1522 | 0.29775 | 0 | 0 | 1.1522 | 0.29775
[35 empty] | 7.3.5.15 Identification and remediation of “at-risk species” | WLDFR | HFTD - Distribution - Tier 3 - 3QU CoRE ¦ 3QU LoRE | 2042 | 0.24151 | 0.0077462 | 1.3161 | 0 | 1.3161 | 0.0081792 | 1.3897 | 0 | 1.3897 | 0.0067817 | 1.1522 | 0 | 1.1522 | 0.0064588 | 1.0973 | 0 | 1.0973 | 0.31785 | 0.33562 | 0.27828 | 0.26502 | 0.0067817 | 0.0016379 | 1.1522 | 0.27828 | 0 | 0 | 1.1522 | 0.27828
[35 empty] | 7.3.5.15 Identification and remediation of “at-risk species” | WLDFR | HFTD - Distribution - Tier 3 - 3QU CoRE ¦ 3QU LoRE | 2043 | 0.22571 | 0.0077462 | 1.3817 | 0 | 1.3817 | 0.0081792 | 1.459 | 0 | 1.459 | 0.0067817 | 1.2097 | 0 | 1.2097 | 0.0064588 | 1.1521 | 0 | 1.1521 | 0.31187 | 0.32931 | 0.27304 | 0.26004 | 0.0067817 | 0.0015307 | 1.2097 | 0.27304 | 0 | 0 | 1.2097 | 0.27304
[35 empty] | 7.3.5.15 Identification and remediation of “at-risk species” | WLDFR | HFTD - Distribution - Tier 3 - 3QU CoRE ¦ 3QU LoRE | 2044 | 0.21095 | 0.0077462 | 1.3817 | 0 | 1.3817 | 0.0081792 | 1.459 | 0 | 1.459 | 0.0067817 | 1.2097 | 0 | 1.2097 | 0.0064588 | 1.1521 | 0 | 1.1521 | 0.29147 | 0.30776 | 0.25518 | 0.24303 | 0.0067817 | 0.0014306 | 1.2097 | 0.25518 | 0 | 0 | 1.2097 | 0.25518
[35 empty] | 7.3.5.15 Identification and remediation of “at-risk species” | WLDFR | HFTD - Distribution - Tier 3 - 3QU CoRE ¦ 3QU LoRE | 2045 | 0.19715 | 0.0077462 | 1.3817 | 0 | 1.3817 | 0.0081792 | 1.459 | 0 | 1.459 | 0.0067817 | 1.2097 | 0 | 1.2097 | 0.0064588 | 1.1521 | 0 | 1.1521 | 0.2724 | 0.28763 | 0.23848 | 0.22713 | 0.0067817 | 0.001337 | 1.2097 | 0.23848 | 0 | 0 | 1.2097 | 0.23848
[35 empty] | 7.3.5.15 Identification and remediation of “at-risk species” | WLDFR | HFTD - Distribution - Tier 3 - 3QU CoRE ¦ 3QU LoRE | 2046 | 0.18425 | 0.0077462 | 1.3817 | 0 | 1.3817 | 0.0081792 | 1.459 | 0 | 1.459 | 0.0067817 | 1.2097 | 0 | 1.2097 | 0.0064588 | 1.1521 | 0 | 1.1521 | 0.25458 | 0.26881 | 0.22288 | 0.21227 | 0.0067817 | 0.0012495 | 1.2097 | 0.22288 | 0 | 0 | 1.2097 | 0.22288
[35 empty] | 7.3.5.15 Identification and remediation of “at-risk species” | WLDFR | HFTD - Distribution - Tier 3 - 3QU CoRE ¦ 3QU LoRE | 2047 | 0.1722 | 0.0077462 | 1.3817 | 0 | 1.3817 | 0.0081792 | 1.459 | 0 | 1.459 | 0.0067817 | 1.2097 | 0 | 1.2097 | 0.0064588 | 1.1521 | 0 | 1.1521 | 0.23792 | 0.25123 | 0.2083 | 0.19838 | 0.0067817 | 0.0011678 | 1.2097 | 0.2083 | 0 | 0 | 1.2097 | 0.2083
[35 empty] | 7.3.5.15 Identification and remediation of “at-risk species” | WLDFR | HFTD - Distribution - Tier 3 - 3QU CoRE ¦ 3QU LoRE | 2048 | 0.16093 | 0.0077462 | 1.4505 | 0 | 1.4505 | 0.0081792 | 1.5316 | 0 | 1.5316 | 0.0067817 | 1.2699 | 0 | 1.2699 | 0.0064588 | 1.2094 | 0 | 1.2094 | 0.23343 | 0.24648 | 0.20437 | 0.19463 | 0.0067817 | 0.0010914 | 1.2699 | 0.20437 | 0 | 0 | 1.2699 | 0.20437
[35 empty] | 7.3.5.15 Identification and remediation of “at-risk species” | WLDFR | HFTD - Distribution - Tier 3 - 3QU CoRE ¦ 3QU LoRE | 2049 | 0.1504 | 0.0077462 | 1.4505 | 0 | 1.4505 | 0.0081792 | 1.5316 | 0 | 1.5316 | 0.0067817 | 1.2699 | 0 | 1.2699 | 0.0064588 | 1.2094 | 0 | 1.2094 | 0.21816 | 0.23036 | 0.191 | 0.1819 | 0.0067817 | 0.00102 | 1.2699 | 0.191 | 0 | 0 | 1.2699 | 0.191
[35 empty] | 7.3.5.15 Identification and remediation of “at-risk species” | WLDFR | HFTD - Distribution - Tier 3 - 3QU CoRE ¦ 3QU LoRE | 2050 | 0.14056 | 0 | 0 | 0 | 0 | 0.0081792 | 1.5316 | 0 | 1.5316 | 0.0067817 | 1.2699 | 0 | 1.2699 | 0.0064588 | 1.2094 | 0 | 1.2094 | 0 | 0.21529 | 0.1785 | 0.17 | 0.0067817 | 0.00095325 | 1.2699 | 0.1785 | 0 | 0 | 1.2699 | 0.1785
[35 empty] | 7.3.5.15 Identification and remediation of “at-risk species” | WLDFR | HFTD - Distribution - Tier 3 - 3QU CoRE ¦ 3QU LoRE | 2051 | 0.13137 | 0 | 0 | 0 | 0 | 0 | 0 | 0 | 0 | 0.0067817 | 1.2699 | 0 | 1.2699 | 0.0064588 | 1.2094 | 0 | 1.2094 | 0 | 0 | 0.16682 | 0.15888 | 0.0067817 | 0.00089089 | 1.2699 | 0.16682 | 0 | 0 | 1.2699 | 0.16682
[35 empty] | 7.3.5.15 Identification and remediation of “at-risk species” | WLDFR | HFTD - Distribution - Tier 3 - 3QU CoRE ¦ 3QU LoRE | 2052 | 0.12277 | 0 | 0 | 0 | 0 | 0 | 0 | 0 | 0 | 0 | 0 | 0 | 0 | 0.0064588 | 1.2094 | 0 | 1.2094 | 0 | 0 | 0 | 0.14849 | 0 | 0 | 0 | 0 | 0 | 0 | 0 | 0
[35 empty] | 7.3.5.15 Identification and remediation of “at-risk species” | WLDFR | HFTD - Distribution - Tier 3 - 3QU CoRE ¦ 4QU LoRE | 2020 | 1 | 0.0077851 | 0.998 | 0 | 0.998 | 0 | 0 | 0 | 0 | 0 | 0 | 0 | 0 | 0 | 0 | 0 | 0 | 0.998 | 0 | 0 | 0 | 0 | 0 | 0 | 0 | 0 | 0 | 0 | 0
[35 empty] | 7.3.5.15 Identification and remediation of “at-risk species” | WLDFR | HFTD - Distribution - Tier 3 - 3QU CoRE ¦ 4QU LoRE | 2021 | 1 | 0.004413 | 0.65604 | 0 | 0.65604 | 0.0082204 | 1.0538 | 0 | 1.0538 | 0 | 0 | 0 | 0 | 0 | 0 | 0 | 0 | 0.65604 | 1.0538 | 0 | 0 | 0 | 0 | 0 | 0 | 0 | 0 | 0 | 0
[35 empty] | 7.3.5.15 Identification and remediation of “at-risk species” | WLDFR | HFTD - Distribution - Tier 3 - 3QU CoRE ¦ 4QU LoRE | 2022 | 0.93458 | 0.0040658 | 0.61152 | 0 | 0.61152 | 0.0042932 | 0.64571 | 0 | 0.64571 | 0.0077059 | 0.98959 | 0 | 0.98959 | 0 | 0 | 0 | 0 | 0.57152 | 0.60347 | 0.92485 | 0 | 0.0077059 | 0.0072018 | 0.98959 | 0.92485 | 0 | 0 | 0.98959 | 0.92485
[35 empty] | 7.3.5.15 Identification and remediation of “at-risk species” | WLDFR | HFTD - Distribution - Tier 3 - 3QU CoRE ¦ 4QU LoRE | 2023 | 0.87344 | 0.0040658 | 0.63393 | 0 | 0.63393 | 0.0042932 | 0.66938 | 0 | 0.66938 | 0.0042746 | 0.66648 | 0 | 0.66648 | 0.007339 | 0.977 | 0 | 0.977 | 0.5537 | 0.58466 | 0.58213 | 0.85335 | 0.0042746 | 0.0037336 | 0.66648 | 0.58213 | 0 | 0 | 0.66648 | 0.58213
[35 empty] | 7.3.5.15 Identification and remediation of “at-risk species” | WLDFR | HFTD - Distribution - Tier 3 - 3QU CoRE ¦ 4QU LoRE | 2024 | 0.8163 | 0.0040658 | 0.63393 | 0 | 0.63393 | 0.0042932 | 0.66938 | 0 | 0.66938 | 0.0042746 | 0.66648 | 0 | 0.66648 | 0.0040711 | 0.63475 | 0 | 0.63475 | 0.51748 | 0.54641 | 0.54405 | 0.51814 | 0.0042746 | 0.0034894 | 0.66648 | 0.54405 | 0 | 0 | 0.66648 | 0.54405
[35 empty] | 7.3.5.15 Identification and remediation of “at-risk species” | WLDFR | HFTD - Distribution - Tier 3 - 3QU CoRE ¦ 4QU LoRE | 2025 | 0.7629 | 0.0040658 | 0.63393 | 0 | 0.63393 | 0.0042932 | 0.66938 | 0 | 0.66938 | 0.0042746 | 0.66648 | 0 | 0.66648 | 0.0040711 | 0.63475 | 0 | 0.63475 | 0.48362 | 0.51066 | 0.50846 | 0.48425 | 0.0042746 | 0.0032611 | 0.66648 | 0.50846 | 0 | 0 | 0.66648 | 0.50846
[35 empty] | 7.3.5.15 Identification and remediation of “at-risk species” | WLDFR | HFTD - Distribution - Tier 3 - 3QU CoRE ¦ 4QU LoRE | 2026 | 0.71299 | 0.0040658 | 0.63393 | 0 | 0.63393 | 0.0042932 | 0.66938 | 0 | 0.66938 | 0.0042746 | 0.66648 | 0 | 0.66648 | 0.0040711 | 0.63475 | 0 | 0.63475 | 0.45198 | 0.47726 | 0.47519 | 0.45257 | 0.0042746 | 0.0030477 | 0.66648 | 0.47519 | 0 | 0 | 0.66648 | 0.47519
[35 empty] | 7.3.5.15 Identification and remediation of “at-risk species” | WLDFR | HFTD - Distribution - Tier 3 - 3QU CoRE ¦ 4QU LoRE | 2027 | 0.66634 | 0.0040658 | 0.63393 | 0 | 0.63393 | 0.0042932 | 0.66938 | 0 | 0.66938 | 0.0042746 | 0.66648 | 0 | 0.66648 | 0.0040711 | 0.63475 | 0 | 0.63475 | 0.42242 | 0.44603 | 0.44411 | 0.42296 | 0.0042746 | 0.0028484 | 0.66648 | 0.44411 | 0 | 0 | 0.66648 | 0.44411
[35 empty] | 7.3.5.15 Identification and remediation of “at-risk species” | WLDFR | HFTD - Distribution - Tier 3 - 3QU CoRE ¦ 4QU LoRE | 2028 | 0.62275 | 0.0040658 | 0.66217 | 0 | 0.66217 | 0.0042932 | 0.69919 | 0 | 0.69919 | 0.0042746 | 0.69617 | 0 | 0.69617 | 0.0040711 | 0.66302 | 0 | 0.66302 | 0.41236 | 0.43542 | 0.43354 | 0.41289 | 0.0042746 | 0.002662 | 0.69617 | 0.43354 | 0 | 0 | 0.69617 | 0.43354
[35 empty] | 7.3.5.15 Identification and remediation of “at-risk species” | WLDFR | HFTD - Distribution - Tier 3 - 3QU CoRE ¦ 4QU LoRE | 2029 | 0.58201 | 0.0040658 | 0.66217 | 0 | 0.66217 | 0.0042932 | 0.69919 | 0 | 0.69919 | 0.0042746 | 0.69617 | 0 | 0.69617 | 0.0040711 | 0.66302 | 0 | 0.66302 | 0.38539 | 0.40693 | 0.40518 | 0.38588 | 0.0042746 | 0.0024879 | 0.69617 | 0.40518 | 0 | 0 | 0.69617 | 0.40518
[35 empty] | 7.3.5.15 Identification and remediation of “at-risk species” | WLDFR | HFTD - Distribution - Tier 3 - 3QU CoRE ¦ 4QU LoRE | 2030 | 0.54393 | 0.0040658 | 0.66217 | 0 | 0.66217 | 0.0042932 | 0.69919 | 0 | 0.69919 | 0.0042746 | 0.69617 | 0 | 0.69617 | 0.0040711 | 0.66302 | 0 | 0.66302 | 0.36018 | 0.38031 | 0.37867 | 0.36064 | 0.0042746 | 0.0023251 | 0.69617 | 0.37867 | 0 | 0 | 0.69617 | 0.37867
[35 empty] | 7.3.5.15 Identification and remediation of “at-risk species” | WLDFR | HFTD - Distribution - Tier 3 - 3QU CoRE ¦ 4QU LoRE | 2031 | 0.50835 | 0.0040658 | 0.66217 | 0 | 0.66217 | 0.0042932 | 0.69919 | 0 | 0.69919 | 0.0042746 | 0.69617 | 0 | 0.69617 | 0.0040711 | 0.66302 | 0 | 0.66302 | 0.33661 | 0.35543 | 0.3539 | 0.33705 | 0.0042746 | 0.002173 | 0.69617 | 0.3539 | 0 | 0 | 0.69617 | 0.3539
[35 empty] | 7.3.5.15 Identification and remediation of “at-risk species” | WLDFR | HFTD - Distribution - Tier 3 - 3QU CoRE ¦ 4QU LoRE | 2032 | 0.47509 | 0.0040658 | 0.66217 | 0 | 0.66217 | 0.0042932 | 0.69919 | 0 | 0.69919 | 0.0042746 | 0.69617 | 0 | 0.69617 | 0.0040711 | 0.66302 | 0 | 0.66302 | 0.31459 | 0.33218 | 0.33075 | 0.315 | 0.0042746 | 0.0020308 | 0.69617 | 0.33075 | 0 | 0 | 0.69617 | 0.33075
[35 empty] | 7.3.5.15 Identification and remediation of “at-risk species” | WLDFR | HFTD - Distribution - Tier 3 - 3QU CoRE ¦ 4QU LoRE | 2033 | 0.44401 | 0.0040658 | 0.69355 | 0 | 0.69355 | 0.0042932 | 0.73232 | 0 | 0.73232 | 0.0042746 | 0.72916 | 0 | 0.72916 | 0.0040711 | 0.69444 | 0 | 0.69444 | 0.30794 | 0.32516 | 0.32376 | 0.30834 | 0.0042746 | 0.001898 | 0.72916 | 0.32376 | 0 | 0 | 0.72916 | 0.32376
[35 empty] | 7.3.5.15 Identification and remediation of “at-risk species” | WLDFR | HFTD - Distribution - Tier 3 - 3QU CoRE ¦ 4QU LoRE | 2034 | 0.41496 | 0.0040658 | 0.69355 | 0 | 0.69355 | 0.0042932 | 0.73232 | 0 | 0.73232 | 0.0042746 | 0.72916 | 0 | 0.72916 | 0.0040711 | 0.69444 | 0 | 0.69444 | 0.2878 | 0.30389 | 0.30258 | 0.28817 | 0.0042746 | 0.0017738 | 0.72916 | 0.30258 | 0 | 0 | 0.72916 | 0.30258
[35 empty] | 7.3.5.15 Identification and remediation of “at-risk species” | WLDFR | HFTD - Distribution - Tier 3 - 3QU CoRE ¦ 4QU LoRE | 2035 | 0.38782 | 0.0040658 | 0.69355 | 0 | 0.69355 | 0.0042932 | 0.73232 | 0 | 0.73232 | 0.0042746 | 0.72916 | 0 | 0.72916 | 0.0040711 | 0.69444 | 0 | 0.69444 | 0.26897 | 0.28401 | 0.28278 | 0.26931 | 0.0042746 | 0.0016578 | 0.72916 | 0.28278 | 0 | 0 | 0.72916 | 0.28278
[35 empty] | 7.3.5.15 Identification and remediation of “at-risk species” | WLDFR | HFTD - Distribution - Tier 3 - 3QU CoRE ¦ 4QU LoRE | 2036 | 0.36245 | 0.0040658 | 0.69355 | 0 | 0.69355 | 0.0042932 | 0.73232 | 0 | 0.73232 | 0.0042746 | 0.72916 | 0 | 0.72916 | 0.0040711 | 0.69444 | 0 | 0.69444 | 0.25137 | 0.26543 | 0.26428 | 0.2517 | 0.0042746 | 0.0015493 | 0.72916 | 0.26428 | 0 | 0 | 0.72916 | 0.26428
[35 empty] | 7.3.5.15 Identification and remediation of “at-risk species” | WLDFR | HFTD - Distribution - Tier 3 - 3QU CoRE ¦ 4QU LoRE | 2037 | 0.33873 | 0.0040658 | 0.69355 | 0 | 0.69355 | 0.0042932 | 0.73232 | 0 | 0.73232 | 0.0042746 | 0.72916 | 0 | 0.72916 | 0.0040711 | 0.69444 | 0 | 0.69444 | 0.23493 | 0.24806 | 0.24699 | 0.23523 | 0.0042746 | 0.001448 | 0.72916 | 0.24699 | 0 | 0 | 0.72916 | 0.24699
[35 empty] | 7.3.5.15 Identification and remediation of “at-risk species” | WLDFR | HFTD - Distribution - Tier 3 - 3QU CoRE ¦ 4QU LoRE | 2038 | 0.31657 | 0.0040658 | 0.72761 | 0 | 0.72761 | 0.0042932 | 0.76829 | 0 | 0.76829 | 0.0042746 | 0.76497 | 0 | 0.76497 | 0.0040711 | 0.72854 | 0 | 0.72854 | 0.23034 | 0.24322 | 0.24217 | 0.23064 | 0.0042746 | 0.0013532 | 0.76497 | 0.24217 | 0 | 0 | 0.76497 | 0.24217
[35 empty] | 7.3.5.15 Identification and remediation of “at-risk species” | WLDFR | HFTD - Distribution - Tier 3 - 3QU CoRE ¦ 4QU LoRE | 2039 | 0.29586 | 0.0040658 | 0.72761 | 0 | 0.72761 | 0.0042932 | 0.76829 | 0 | 0.76829 | 0.0042746 | 0.76497 | 0 | 0.76497 | 0.0040711 | 0.72854 | 0 | 0.72854 | 0.21527 | 0.22731 | 0.22633 | 0.21555 | 0.0042746 | 0.0012647 | 0.76497 | 0.22633 | 0 | 0 | 0.76497 | 0.22633
[35 empty] | 7.3.5.15 Identification and remediation of “at-risk species” | WLDFR | HFTD - Distribution - Tier 3 - 3QU CoRE ¦ 4QU LoRE | 2040 | 0.27651 | 0.0040658 | 0.72761 | 0 | 0.72761 | 0.0042932 | 0.76829 | 0 | 0.76829 | 0.0042746 | 0.76497 | 0 | 0.76497 | 0.0040711 | 0.72854 | 0 | 0.72854 | 0.20119 | 0.21244 | 0.21152 | 0.20145 | 0.0042746 | 0.001182 | 0.76497 | 0.21152 | 0 | 0 | 0.76497 | 0.21152
[35 empty] | 7.3.5.15 Identification and remediation of “at-risk species” | WLDFR | HFTD - Distribution - Tier 3 - 3QU CoRE ¦ 4QU LoRE | 2041 | 0.25842 | 0.0040658 | 0.72761 | 0 | 0.72761 | 0.0042932 | 0.76829 | 0 | 0.76829 | 0.0042746 | 0.76497 | 0 | 0.76497 | 0.0040711 | 0.72854 | 0 | 0.72854 | 0.18803 | 0.19854 | 0.19768 | 0.18827 | 0.0042746 | 0.0011046 | 0.76497 | 0.19768 | 0 | 0 | 0.76497 | 0.19768
[35 empty] | 7.3.5.15 Identification and remediation of “at-risk species” | WLDFR | HFTD - Distribution - Tier 3 - 3QU CoRE ¦ 4QU LoRE | 2042 | 0.24151 | 0.0040658 | 0.72761 | 0 | 0.72761 | 0.0042932 | 0.76829 | 0 | 0.76829 | 0.0042746 | 0.76497 | 0 | 0.76497 | 0.0040711 | 0.72854 | 0 | 0.72854 | 0.17573 | 0.18555 | 0.18475 | 0.17595 | 0.0042746 | 0.0010324 | 0.76497 | 0.18475 | 0 | 0 | 0.76497 | 0.18475
[35 empty] | 7.3.5.15 Identification and remediation of “at-risk species” | WLDFR | HFTD - Distribution - Tier 3 - 3QU CoRE ¦ 4QU LoRE | 2043 | 0.22571 | 0.0040658 | 0.76389 | 0 | 0.76389 | 0.0042932 | 0.8066 | 0 | 0.8066 | 0.0042746 | 0.80311 | 0 | 0.80311 | 0.0040711 | 0.76487 | 0 | 0.76487 | 0.17242 | 0.18206 | 0.18127 | 0.17264 | 0.0042746 | 0.00096484 | 0.80311 | 0.18127 | 0 | 0 | 0.80311 | 0.18127
[35 empty] | 7.3.5.15 Identification and remediation of “at-risk species” | WLDFR | HFTD - Distribution - Tier 3 - 3QU CoRE ¦ 4QU LoRE | 2044 | 0.21095 | 0.0040658 | 0.76389 | 0 | 0.76389 | 0.0042932 | 0.8066 | 0 | 0.8066 | 0.0042746 | 0.80311 | 0 | 0.80311 | 0.0040711 | 0.76487 | 0 | 0.76487 | 0.16114 | 0.17015 | 0.16941 | 0.16135 | 0.0042746 | 0.00090172 | 0.80311 | 0.16941 | 0 | 0 | 0.80311 | 0.16941
[35 empty] | 7.3.5.15 Identification and remediation of “at-risk species” | WLDFR | HFTD - Distribution - Tier 3 - 3QU CoRE ¦ 4QU LoRE | 2045 | 0.19715 | 0.0040658 | 0.76389 | 0 | 0.76389 | 0.0042932 | 0.8066 | 0 | 0.8066 | 0.0042746 | 0.80311 | 0 | 0.80311 | 0.0040711 | 0.76487 | 0 | 0.76487 | 0.1506 | 0.15902 | 0.15833 | 0.15079 | 0.0042746 | 0.00084273 | 0.80311 | 0.15833 | 0 | 0 | 0.80311 | 0.15833
[35 empty] | 7.3.5.15 Identification and remediation of “at-risk species” | WLDFR | HFTD - Distribution - Tier 3 - 3QU CoRE ¦ 4QU LoRE | 2046 | 0.18425 | 0.0040658 | 0.76389 | 0 | 0.76389 | 0.0042932 | 0.8066 | 0 | 0.8066 | 0.0042746 | 0.80311 | 0 | 0.80311 | 0.0040711 | 0.76487 | 0 | 0.76487 | 0.14075 | 0.14862 | 0.14797 | 0.14093 | 0.0042746 | 0.0007876 | 0.80311 | 0.14797 | 0 | 0 | 0.80311 | 0.14797
[35 empty] | 7.3.5.15 Identification and remediation of “at-risk species” | WLDFR | HFTD - Distribution - Tier 3 - 3QU CoRE ¦ 4QU LoRE | 2047 | 0.1722 | 0.0040658 | 0.76389 | 0 | 0.76389 | 0.0042932 | 0.8066 | 0 | 0.8066 | 0.0042746 | 0.80311 | 0 | 0.80311 | 0.0040711 | 0.76487 | 0 | 0.76487 | 0.13154 | 0.13889 | 0.13829 | 0.13171 | 0.0042746 | 0.00073607 | 0.80311 | 0.13829 | 0 | 0 | 0.80311 | 0.13829
[35 empty] | 7.3.5.15 Identification and remediation of “at-risk species” | WLDFR | HFTD - Distribution - Tier 3 - 3QU CoRE ¦ 4QU LoRE | 2048 | 0.16093 | 0.0040658 | 0.80192 | 0 | 0.80192 | 0.0042932 | 0.84676 | 0 | 0.84676 | 0.0042746 | 0.8431 | 0 | 0.8431 | 0.0040711 | 0.80295 | 0 | 0.80295 | 0.12905 | 0.13627 | 0.13568 | 0.12922 | 0.0042746 | 0.00068792 | 0.8431 | 0.13568 | 0 | 0 | 0.8431 | 0.13568
[35 empty] | 7.3.5.15 Identification and remediation of “at-risk species” | WLDFR | HFTD - Distribution - Tier 3 - 3QU CoRE ¦ 4QU LoRE | 2049 | 0.1504 | 0.0040658 | 0.80192 | 0 | 0.80192 | 0.0042932 | 0.84676 | 0 | 0.84676 | 0.0042746 | 0.8431 | 0 | 0.8431 | 0.0040711 | 0.80295 | 0 | 0.80295 | 0.12061 | 0.12735 | 0.1268 | 0.12077 | 0.0042746 | 0.00064291 | 0.8431 | 0.1268 | 0 | 0 | 0.8431 | 0.1268
[35 empty] | 7.3.5.15 Identification and remediation of “at-risk species” | WLDFR | HFTD - Distribution - Tier 3 - 3QU CoRE ¦ 4QU LoRE | 2050 | 0.14056 | 0 | 0 | 0 | 0 | 0.0042932 | 0.84676 | 0 | 0.84676 | 0.0042746 | 0.8431 | 0 | 0.8431 | 0.0040711 | 0.80295 | 0 | 0.80295 | 0 | 0.11902 | 0.11851 | 0.11287 | 0.0042746 | 0.00060085 | 0.8431 | 0.11851 | 0 | 0 | 0.8431 | 0.11851
[35 empty] | 7.3.5.15 Identification and remediation of “at-risk species” | WLDFR | HFTD - Distribution - Tier 3 - 3QU CoRE ¦ 4QU LoRE | 2051 | 0.13137 | 0 | 0 | 0 | 0 | 0 | 0 | 0 | 0 | 0.0042746 | 0.8431 | 0 | 0.8431 | 0.0040711 | 0.80295 | 0 | 0.80295 | 0 | 0 | 0.11076 | 0.10548 | 0.0042746 | 0.00056154 | 0.8431 | 0.11076 | 0 | 0 | 0.8431 | 0.11076
[35 empty] | 7.3.5.15 Identification and remediation of “at-risk species” | WLDFR | HFTD - Distribution - Tier 3 - 3QU CoRE ¦ 4QU LoRE | 2052 | 0.12277 | 0 | 0 | 0 | 0 | 0 | 0 | 0 | 0 | 0 | 0 | 0 | 0 | 0.0040711 | 0.80295 | 0 | 0.80295 | 0 | 0 | 0 | 0.098581 | 0 | 0 | 0 | 0 | 0 | 0 | 0 | 0
[35 empty] | 7.3.5.15 Identification and remediation of “at-risk species” | WLDFR | HFTD - Distribution - Tier 3 - 3QU CoRE ¦ 5QU LoRE | 2020 | 1 | 0.0030973 | 0.36463 | 0 | 0.36463 | 0 | 0 | 0 | 0 | 0 | 0 | 0 | 0 | 0 | 0 | 0 | 0 | 0.36463 | 0 | 0 | 0 | 0 | 0 | 0 | 0 | 0 | 0 | 0 | 0
[35 empty] | 7.3.5.15 Identification and remediation of “at-risk species” | WLDFR | HFTD - Distribution - Tier 3 - 3QU CoRE ¦ 5QU LoRE | 2021 | 1 | 0.0018453 | 0.25067 | 0 | 0.25067 | 0.0032705 | 0.38502 | 0 | 0.38502 | 0 | 0 | 0 | 0 | 0 | 0 | 0 | 0 | 0.25067 | 0.38502 | 0 | 0 | 0 | 0 | 0 | 0 | 0 | 0 | 0 | 0
[35 empty] | 7.3.5.15 Identification and remediation of “at-risk species” | WLDFR | HFTD - Distribution - Tier 3 - 3QU CoRE ¦ 5QU LoRE | 2022 | 0.93458 | 0.001783 | 0.24787 | 0 | 0.24787 | 0.0018827 | 0.26173 | 0 | 0.26173 | 0.0038698 | 0.46552 | 0 | 0.46552 | 0 | 0 | 0 | 0 | 0.23166 | 0.24461 | 0.43507 | 0 | 0.0038698 | 0.0036166 | 0.46552 | 0.43507 | 0 | 0 | 0.46552 | 0.43507
[35 empty] | 7.3.5.15 Identification and remediation of “at-risk species” | WLDFR | HFTD - Distribution - Tier 3 - 3QU CoRE ¦ 5QU LoRE | 2023 | 0.87344 | 0.001783 | 0.25696 | 0 | 0.25696 | 0.0018827 | 0.27132 | 0 | 0.27132 | 0.0022843 | 0.3292 | 0 | 0.3292 | 0.0036855 | 0.4596 | 0 | 0.4596 | 0.22443 | 0.23698 | 0.28753 | 0.40143 | 0.0022843 | 0.0019952 | 0.3292 | 0.28753 | 0 | 0 | 0.3292 | 0.28753
[35 empty] | 7.3.5.15 Identification and remediation of “at-risk species” | WLDFR | HFTD - Distribution - Tier 3 - 3QU CoRE ¦ 5QU LoRE | 2024 | 0.8163 | 0.001783 | 0.25696 | 0 | 0.25696 | 0.0018827 | 0.27132 | 0 | 0.27132 | 0.0022843 | 0.3292 | 0 | 0.3292 | 0.0021755 | 0.31352 | 0 | 0.31352 | 0.20975 | 0.22148 | 0.26872 | 0.25593 | 0.0022843 | 0.0018646 | 0.3292 | 0.26872 | 0 | 0 | 0.3292 | 0.26872
[35 empty] | 7.3.5.15 Identification and remediation of “at-risk species” | WLDFR | HFTD - Distribution - Tier 3 - 3QU CoRE ¦ 5QU LoRE | 2025 | 0.7629 | 0.001783 | 0.25696 | 0 | 0.25696 | 0.0018827 | 0.27132 | 0 | 0.27132 | 0.0022843 | 0.3292 | 0 | 0.3292 | 0.0021755 | 0.31352 | 0 | 0.31352 | 0.19603 | 0.20699 | 0.25114 | 0.23918 | 0.0022843 | 0.0017427 | 0.3292 | 0.25114 | 0 | 0 | 0.3292 | 0.25114
[35 empty] | 7.3.5.15 Identification and remediation of “at-risk species” | WLDFR | HFTD - Distribution - Tier 3 - 3QU CoRE ¦ 5QU LoRE | 2026 | 0.71299 | 0.001783 | 0.25696 | 0 | 0.25696 | 0.0018827 | 0.27132 | 0 | 0.27132 | 0.0022843 | 0.3292 | 0 | 0.3292 | 0.0021755 | 0.31352 | 0 | 0.31352 | 0.18321 | 0.19345 | 0.23471 | 0.22354 | 0.0022843 | 0.0016286 | 0.3292 | 0.23471 | 0 | 0 | 0.3292 | 0.23471
[35 empty] | 7.3.5.15 Identification and remediation of “at-risk species” | WLDFR | HFTD - Distribution - Tier 3 - 3QU CoRE ¦ 5QU LoRE | 2027 | 0.66634 | 0.001783 | 0.25696 | 0 | 0.25696 | 0.0018827 | 0.27132 | 0 | 0.27132 | 0.0022843 | 0.3292 | 0 | 0.3292 | 0.0021755 | 0.31352 | 0 | 0.31352 | 0.17122 | 0.18079 | 0.21936 | 0.20891 | 0.0022843 | 0.0015221 | 0.3292 | 0.21936 | 0 | 0 | 0.3292 | 0.21936
[35 empty] | 7.3.5.15 Identification and remediation of “at-risk species” | WLDFR | HFTD - Distribution - Tier 3 - 3QU CoRE ¦ 5QU LoRE | 2028 | 0.62275 | 0.001783 | 0.2684 | 0 | 0.2684 | 0.0018827 | 0.28341 | 0 | 0.28341 | 0.0022843 | 0.34386 | 0 | 0.34386 | 0.0021755 | 0.32749 | 0 | 0.32749 | 0.16715 | 0.17649 | 0.21414 | 0.20394 | 0.0022843 | 0.0014225 | 0.34386 | 0.21414 | 0 | 0 | 0.34386 | 0.21414
[35 empty] | 7.3.5.15 Identification and remediation of “at-risk species” | WLDFR | HFTD - Distribution - Tier 3 - 3QU CoRE ¦ 5QU LoRE | 2029 | 0.58201 | 0.001783 | 0.2684 | 0 | 0.2684 | 0.0018827 | 0.28341 | 0 | 0.28341 | 0.0022843 | 0.34386 | 0 | 0.34386 | 0.0021755 | 0.32749 | 0 | 0.32749 | 0.15621 | 0.16495 | 0.20013 | 0.1906 | 0.0022843 | 0.0013295 | 0.34386 | 0.20013 | 0 | 0 | 0.34386 | 0.20013
[35 empty] | 7.3.5.15 Identification and remediation of “at-risk species” | WLDFR | HFTD - Distribution - Tier 3 - 3QU CoRE ¦ 5QU LoRE | 2030 | 0.54393 | 0.001783 | 0.2684 | 0 | 0.2684 | 0.0018827 | 0.28341 | 0 | 0.28341 | 0.0022843 | 0.34386 | 0 | 0.34386 | 0.0021755 | 0.32749 | 0 | 0.32749 | 0.14599 | 0.15415 | 0.18704 | 0.17813 | 0.0022843 | 0.0012425 | 0.34386 | 0.18704 | 0 | 0 | 0.34386 | 0.18704
[35 empty] | 7.3.5.15 Identification and remediation of “at-risk species” | WLDFR | HFTD - Distribution - Tier 3 - 3QU CoRE ¦ 5QU LoRE | 2031 | 0.50835 | 0.001783 | 0.2684 | 0 | 0.2684 | 0.0018827 | 0.28341 | 0 | 0.28341 | 0.0022843 | 0.34386 | 0 | 0.34386 | 0.0021755 | 0.32749 | 0 | 0.32749 | 0.13644 | 0.14407 | 0.1748 | 0.16648 | 0.0022843 | 0.0011612 | 0.34386 | 0.1748 | 0 | 0 | 0.34386 | 0.1748
[35 empty] | 7.3.5.15 Identification and remediation of “at-risk species” | WLDFR | HFTD - Distribution - Tier 3 - 3QU CoRE ¦ 5QU LoRE | 2032 | 0.47509 | 0.001783 | 0.2684 | 0 | 0.2684 | 0.0018827 | 0.28341 | 0 | 0.28341 | 0.0022843 | 0.34386 | 0 | 0.34386 | 0.0021755 | 0.32749 | 0 | 0.32749 | 0.12751 | 0.13464 | 0.16337 | 0.15559 | 0.0022843 | 0.0010852 | 0.34386 | 0.16337 | 0 | 0 | 0.34386 | 0.16337
[35 empty] | 7.3.5.15 Identification and remediation of “at-risk species” | WLDFR | HFTD - Distribution - Tier 3 - 3QU CoRE ¦ 5QU LoRE | 2033 | 0.44401 | 0.001783 | 0.28112 | 0 | 0.28112 | 0.0018827 | 0.29684 | 0 | 0.29684 | 0.0022843 | 0.36016 | 0 | 0.36016 | 0.0021755 | 0.34301 | 0 | 0.34301 | 0.12482 | 0.1318 | 0.15991 | 0.1523 | 0.0022843 | 0.0010142 | 0.36016 | 0.15991 | 0 | 0 | 0.36016 | 0.15991
[35 empty] | 7.3.5.15 Identification and remediation of “at-risk species” | WLDFR | HFTD - Distribution - Tier 3 - 3QU CoRE ¦ 5QU LoRE | 2034 | 0.41496 | 0.001783 | 0.28112 | 0 | 0.28112 | 0.0018827 | 0.29684 | 0 | 0.29684 | 0.0022843 | 0.36016 | 0 | 0.36016 | 0.0021755 | 0.34301 | 0 | 0.34301 | 0.11665 | 0.12318 | 0.14945 | 0.14233 | 0.0022843 | 0.00094789 | 0.36016 | 0.14945 | 0 | 0 | 0.36016 | 0.14945
[35 empty] | 7.3.5.15 Identification and remediation of “at-risk species” | WLDFR | HFTD - Distribution - Tier 3 - 3QU CoRE ¦ 5QU LoRE | 2035 | 0.38782 | 0.001783 | 0.28112 | 0 | 0.28112 | 0.0018827 | 0.29684 | 0 | 0.29684 | 0.0022843 | 0.36016 | 0 | 0.36016 | 0.0021755 | 0.34301 | 0 | 0.34301 | 0.10902 | 0.11512 | 0.13967 | 0.13302 | 0.0022843 | 0.00088588 | 0.36016 | 0.13967 | 0 | 0 | 0.36016 | 0.13967
[35 empty] | 7.3.5.15 Identification and remediation of “at-risk species” | WLDFR | HFTD - Distribution - Tier 3 - 3QU CoRE ¦ 5QU LoRE | 2036 | 0.36245 | 0.001783 | 0.28112 | 0 | 0.28112 | 0.0018827 | 0.29684 | 0 | 0.29684 | 0.0022843 | 0.36016 | 0 | 0.36016 | 0.0021755 | 0.34301 | 0 | 0.34301 | 0.10189 | 0.10759 | 0.13054 | 0.12432 | 0.0022843 | 0.00082792 | 0.36016 | 0.13054 | 0 | 0 | 0.36016 | 0.13054
[35 empty] | 7.3.5.15 Identification and remediation of “at-risk species” | WLDFR | HFTD - Distribution - Tier 3 - 3QU CoRE ¦ 5QU LoRE | 2037 | 0.33873 | 0.001783 | 0.28112 | 0 | 0.28112 | 0.0018827 | 0.29684 | 0 | 0.29684 | 0.0022843 | 0.36016 | 0 | 0.36016 | 0.0021755 | 0.34301 | 0 | 0.34301 | 0.095225 | 0.10055 | 0.122 | 0.11619 | 0.0022843 | 0.00077376 | 0.36016 | 0.122 | 0 | 0 | 0.36016 | 0.122
[35 empty] | 7.3.5.15 Identification and remediation of “at-risk species” | WLDFR | HFTD - Distribution - Tier 3 - 3QU CoRE ¦ 5QU LoRE | 2038 | 0.31657 | 0.001783 | 0.29493 | 0 | 0.29493 | 0.0018827 | 0.31141 | 0 | 0.31141 | 0.0022843 | 0.37784 | 0 | 0.37784 | 0.0021755 | 0.35985 | 0 | 0.35985 | 0.093366 | 0.098586 | 0.11962 | 0.11392 | 0.0022843 | 0.00072314 | 0.37784 | 0.11962 | 0 | 0 | 0.37784 | 0.11962
[35 empty] | 7.3.5.15 Identification and remediation of “at-risk species” | WLDFR | HFTD - Distribution - Tier 3 - 3QU CoRE ¦ 5QU LoRE | 2039 | 0.29586 | 0.001783 | 0.29493 | 0 | 0.29493 | 0.0018827 | 0.31141 | 0 | 0.31141 | 0.0022843 | 0.37784 | 0 | 0.37784 | 0.0021755 | 0.35985 | 0 | 0.35985 | 0.087258 | 0.092136 | 0.11179 | 0.10647 | 0.0022843 | 0.00067583 | 0.37784 | 0.11179 | 0 | 0 | 0.37784 | 0.11179
[35 empty] | 7.3.5.15 Identification and remediation of “at-risk species” | WLDFR | HFTD - Distribution - Tier 3 - 3QU CoRE ¦ 5QU LoRE | 2040 | 0.27651 | 0.001783 | 0.29493 | 0 | 0.29493 | 0.0018827 | 0.31141 | 0 | 0.31141 | 0.0022843 | 0.37784 | 0 | 0.37784 | 0.0021755 | 0.35985 | 0 | 0.35985 | 0.081549 | 0.086109 | 0.10448 | 0.099502 | 0.0022843 | 0.00063162 | 0.37784 | 0.10448 | 0 | 0 | 0.37784 | 0.10448
[35 empty] | 7.3.5.15 Identification and remediation of “at-risk species” | WLDFR | HFTD - Distribution - Tier 3 - 3QU CoRE ¦ 5QU LoRE | 2041 | 0.25842 | 0.001783 | 0.29493 | 0 | 0.29493 | 0.0018827 | 0.31141 | 0 | 0.31141 | 0.0022843 | 0.37784 | 0 | 0.37784 | 0.0021755 | 0.35985 | 0 | 0.35985 | 0.076214 | 0.080476 | 0.097642 | 0.092992 | 0.0022843 | 0.0005903 | 0.37784 | 0.097642 | 0 | 0 | 0.37784 | 0.097642
[35 empty] | 7.3.5.15 Identification and remediation of “at-risk species” | WLDFR | HFTD - Distribution - Tier 3 - 3QU CoRE ¦ 5QU LoRE | 2042 | 0.24151 | 0.001783 | 0.29493 | 0 | 0.29493 | 0.0018827 | 0.31141 | 0 | 0.31141 | 0.0022843 | 0.37784 | 0 | 0.37784 | 0.0021755 | 0.35985 | 0 | 0.35985 | 0.071228 | 0.075211 | 0.091254 | 0.086909 | 0.0022843 | 0.00055168 | 0.37784 | 0.091254 | 0 | 0 | 0.37784 | 0.091254
[35 empty] | 7.3.5.15 Identification and remediation of “at-risk species” | WLDFR | HFTD - Distribution - Tier 3 - 3QU CoRE ¦ 5QU LoRE | 2043 | 0.22571 | 0.001783 | 0.30963 | 0 | 0.30963 | 0.0018827 | 0.32694 | 0 | 0.32694 | 0.0022843 | 0.39668 | 0 | 0.39668 | 0.0021755 | 0.37779 | 0 | 0.37779 | 0.069888 | 0.073795 | 0.089537 | 0.085273 | 0.0022843 | 0.00051559 | 0.39668 | 0.089537 | 0 | 0 | 0.39668 | 0.089537
[35 empty] | 7.3.5.15 Identification and remediation of “at-risk species” | WLDFR | HFTD - Distribution - Tier 3 - 3QU CoRE ¦ 5QU LoRE | 2044 | 0.21095 | 0.001783 | 0.30963 | 0 | 0.30963 | 0.0018827 | 0.32694 | 0 | 0.32694 | 0.0022843 | 0.39668 | 0 | 0.39668 | 0.0021755 | 0.37779 | 0 | 0.37779 | 0.065316 | 0.068968 | 0.083679 | 0.079695 | 0.0022843 | 0.00048186 | 0.39668 | 0.083679 | 0 | 0 | 0.39668 | 0.083679
[35 empty] | 7.3.5.15 Identification and remediation of “at-risk species” | WLDFR | HFTD - Distribution - Tier 3 - 3QU CoRE ¦ 5QU LoRE | 2045 | 0.19715 | 0.001783 | 0.30963 | 0 | 0.30963 | 0.0018827 | 0.32694 | 0 | 0.32694 | 0.0022843 | 0.39668 | 0 | 0.39668 | 0.0021755 | 0.37779 | 0 | 0.37779 | 0.061043 | 0.064456 | 0.078205 | 0.074481 | 0.0022843 | 0.00045033 | 0.39668 | 0.078205 | 0 | 0 | 0.39668 | 0.078205
[35 empty] | 7.3.5.15 Identification and remediation of “at-risk species” | WLDFR | HFTD - Distribution - Tier 3 - 3QU CoRE ¦ 5QU LoRE | 2046 | 0.18425 | 0.001783 | 0.30963 | 0 | 0.30963 | 0.0018827 | 0.32694 | 0 | 0.32694 | 0.0022843 | 0.39668 | 0 | 0.39668 | 0.0021755 | 0.37779 | 0 | 0.37779 | 0.057049 | 0.060239 | 0.073089 | 0.069608 | 0.0022843 | 0.00042087 | 0.39668 | 0.073089 | 0 | 0 | 0.39668 | 0.073089
[35 empty] | 7.3.5.15 Identification and remediation of “at-risk species” | WLDFR | HFTD - Distribution - Tier 3 - 3QU CoRE ¦ 5QU LoRE | 2047 | 0.1722 | 0.001783 | 0.30963 | 0 | 0.30963 | 0.0018827 | 0.32694 | 0 | 0.32694 | 0.0022843 | 0.39668 | 0 | 0.39668 | 0.0021755 | 0.37779 | 0 | 0.37779 | 0.053317 | 0.056298 | 0.068307 | 0.065055 | 0.0022843 | 0.00039334 | 0.39668 | 0.068307 | 0 | 0 | 0.39668 | 0.068307
[35 empty] | 7.3.5.15 Identification and remediation of “at-risk species” | WLDFR | HFTD - Distribution - Tier 3 - 3QU CoRE ¦ 5QU LoRE | 2048 | 0.16093 | 0.001783 | 0.32505 | 0 | 0.32505 | 0.0018827 | 0.34322 | 0 | 0.34322 | 0.0022843 | 0.41643 | 0 | 0.41643 | 0.0021755 | 0.3966 | 0 | 0.3966 | 0.05231 | 0.055235 | 0.067017 | 0.063826 | 0.0022843 | 0.00036761 | 0.41643 | 0.067017 | 0 | 0 | 0.41643 | 0.067017
[35 empty] | 7.3.5.15 Identification and remediation of “at-risk species” | WLDFR | HFTD - Distribution - Tier 3 - 3QU CoRE ¦ 5QU LoRE | 2049 | 0.1504 | 0.001783 | 0.32505 | 0 | 0.32505 | 0.0018827 | 0.34322 | 0 | 0.34322 | 0.0022843 | 0.41643 | 0 | 0.41643 | 0.0021755 | 0.3966 | 0 | 0.3966 | 0.048888 | 0.051621 | 0.062633 | 0.05965 | 0.0022843 | 0.00034356 | 0.41643 | 0.062633 | 0 | 0 | 0.41643 | 0.062633
[35 empty] | 7.3.5.15 Identification and remediation of “at-risk species” | WLDFR | HFTD - Distribution - Tier 3 - 3QU CoRE ¦ 5QU LoRE | 2050 | 0.14056 | 0 | 0 | 0 | 0 | 0.0018827 | 0.34322 | 0 | 0.34322 | 0.0022843 | 0.41643 | 0 | 0.41643 | 0.0021755 | 0.3966 | 0 | 0.3966 | 0 | 0.048244 | 0.058535 | 0.055748 | 0.0022843 | 0.00032108 | 0.41643 | 0.058535 | 0 | 0 | 0.41643 | 0.058535
[35 empty] | 7.3.5.15 Identification and remediation of “at-risk species” | WLDFR | HFTD - Distribution - Tier 3 - 3QU CoRE ¦ 5QU LoRE | 2051 | 0.13137 | 0 | 0 | 0 | 0 | 0 | 0 | 0 | 0 | 0.0022843 | 0.41643 | 0 | 0.41643 | 0.0021755 | 0.3966 | 0 | 0.3966 | 0 | 0 | 0.054706 | 0.052101 | 0.0022843 | 0.00030008 | 0.41643 | 0.054706 | 0 | 0 | 0.41643 | 0.054706
[35 empty] | 7.3.5.15 Identification and remediation of “at-risk species” | WLDFR | HFTD - Distribution - Tier 3 - 3QU CoRE ¦ 5QU LoRE | 2052 | 0.12277 | 0 | 0 | 0 | 0 | 0 | 0 | 0 | 0 | 0 | 0 | 0 | 0 | 0.0021755 | 0.3966 | 0 | 0.3966 | 0 | 0 | 0 | 0.048692 | 0 | 0 | 0 | 0 | 0 | 0 | 0 | 0
[35 empty] | 7.3.5.15 Identification and remediation of “at-risk species” | WLDFR | HFTD - Distribution - Tier 3 - 4QU CoRE ¦ 1QU LoRE | 2020 | 1 | 0.046467 | 2.2488 | 0 | 2.2488 | 0 | 0 | 0 | 0 | 0 | 0 | 0 | 0 | 0 | 0 | 0 | 0 | 2.2488 | 0 | 0 | 0 | 0 | 0 | 0 | 0 | 0 | 0 | 0 | 0
[35 empty] | 7.3.5.15 Identification and remediation of “at-risk species” | WLDFR | HFTD - Distribution - Tier 3 - 4QU CoRE ¦ 1QU LoRE | 2021 | 1 | 0.026398 | 1.4766 | 0 | 1.4766 | 0.049065 | 2.3745 | 0 | 2.3745 | 0 | 0 | 0 | 0 | 0 | 0 | 0 | 0 | 1.4766 | 2.3745 | 0 | 0 | 0 | 0 | 0 | 0 | 0 | 0 | 0 | 0
[35 empty] | 7.3.5.15 Identification and remediation of “at-risk species” | WLDFR | HFTD - Distribution - Tier 3 - 4QU CoRE ¦ 1QU LoRE | 2022 | 0.93458 | 0.026251 | 1.4586 | 0 | 1.4586 | 0.027718 | 1.5401 | 0 | 1.5401 | 0.046544 | 2.2358 | 0 | 2.2358 | 0 | 0 | 0 | 0 | 1.3632 | 1.4394 | 2.0895 | 0 | 0.046544 | 0.043499 | 2.2358 | 2.0895 | 0 | 0 | 2.2358 | 2.0895
[35 empty] | 7.3.5.15 Identification and remediation of “at-risk species” | WLDFR | HFTD - Distribution - Tier 3 - 4QU CoRE ¦ 1QU LoRE | 2023 | 0.87344 | 0.026251 | 1.512 | 0 | 1.512 | 0.027718 | 1.5966 | 0 | 1.5966 | 0.02637 | 1.5189 | 0 | 1.5189 | 0.044327 | 2.2073 | 0 | 2.2073 | 1.3207 | 1.3945 | 1.3267 | 1.928 | 0.02637 | 0.023032 | 1.5189 | 1.3267 | 0 | 0 | 1.5189 | 1.3267
[35 empty] | 7.3.5.15 Identification and remediation of “at-risk species” | WLDFR | HFTD - Distribution - Tier 3 - 4QU CoRE ¦ 1QU LoRE | 2024 | 0.8163 | 0.026251 | 1.512 | 0 | 1.512 | 0.027718 | 1.5966 | 0 | 1.5966 | 0.02637 | 1.5189 | 0 | 1.5189 | 0.025114 | 1.4466 | 0 | 1.4466 | 1.2343 | 1.3033 | 1.2399 | 1.1808 | 0.02637 | 0.021526 | 1.5189 | 1.2399 | 0 | 0 | 1.5189 | 1.2399
[35 empty] | 7.3.5.15 Identification and remediation of “at-risk species” | WLDFR | HFTD - Distribution - Tier 3 - 4QU CoRE ¦ 1QU LoRE | 2025 | 0.7629 | 0.026251 | 1.512 | 0 | 1.512 | 0.027718 | 1.5966 | 0 | 1.5966 | 0.02637 | 1.5189 | 0 | 1.5189 | 0.025114 | 1.4466 | 0 | 1.4466 | 1.1535 | 1.218 | 1.1588 | 1.1036 | 0.02637 | 0.020117 | 1.5189 | 1.1588 | 0 | 0 | 1.5189 | 1.1588
[35 empty] | 7.3.5.15 Identification and remediation of “at-risk species” | WLDFR | HFTD - Distribution - Tier 3 - 4QU CoRE ¦ 1QU LoRE | 2026 | 0.71299 | 0.026251 | 1.512 | 0 | 1.512 | 0.027718 | 1.5966 | 0 | 1.5966 | 0.02637 | 1.5189 | 0 | 1.5189 | 0.025114 | 1.4466 | 0 | 1.4466 | 1.0781 | 1.1383 | 1.083 | 1.0314 | 0.02637 | 0.018801 | 1.5189 | 1.083 | 0 | 0 | 1.5189 | 1.083
[35 empty] | 7.3.5.15 Identification and remediation of “at-risk species” | WLDFR | HFTD - Distribution - Tier 3 - 4QU CoRE ¦ 1QU LoRE | 2027 | 0.66634 | 0.026251 | 1.512 | 0 | 1.512 | 0.027718 | 1.5966 | 0 | 1.5966 | 0.02637 | 1.5189 | 0 | 1.5189 | 0.025114 | 1.4466 | 0 | 1.4466 | 1.0075 | 1.0639 | 1.0121 | 0.96392 | 0.02637 | 0.017571 | 1.5189 | 1.0121 | 0 | 0 | 1.5189 | 1.0121
[35 empty] | 7.3.5.15 Identification and remediation of “at-risk species” | WLDFR | HFTD - Distribution - Tier 3 - 4QU CoRE ¦ 1QU LoRE | 2028 | 0.62275 | 0.026251 | 1.5794 | 0 | 1.5794 | 0.027718 | 1.6677 | 0 | 1.6677 | 0.02637 | 1.5866 | 0 | 1.5866 | 0.025114 | 1.511 | 0 | 1.511 | 0.98356 | 1.0386 | 0.98803 | 0.94098 | 0.02637 | 0.016422 | 1.5866 | 0.98803 | 0 | 0 | 1.5866 | 0.98803
[35 empty] | 7.3.5.15 Identification and remediation of “at-risk species” | WLDFR | HFTD - Distribution - Tier 3 - 4QU CoRE ¦ 1QU LoRE | 2029 | 0.58201 | 0.026251 | 1.5794 | 0 | 1.5794 | 0.027718 | 1.6677 | 0 | 1.6677 | 0.02637 | 1.5866 | 0 | 1.5866 | 0.025114 | 1.511 | 0 | 1.511 | 0.91922 | 0.97061 | 0.92339 | 0.87942 | 0.02637 | 0.015347 | 1.5866 | 0.92339 | 0 | 0 | 1.5866 | 0.92339
[35 empty] | 7.3.5.15 Identification and remediation of “at-risk species” | WLDFR | HFTD - Distribution - Tier 3 - 4QU CoRE ¦ 1QU LoRE | 2030 | 0.54393 | 0.026251 | 1.5794 | 0 | 1.5794 | 0.027718 | 1.6677 | 0 | 1.6677 | 0.02637 | 1.5866 | 0 | 1.5866 | 0.025114 | 1.511 | 0 | 1.511 | 0.85908 | 0.90711 | 0.86299 | 0.82189 | 0.02637 | 0.014343 | 1.5866 | 0.86299 | 0 | 0 | 1.5866 | 0.86299
[35 empty] | 7.3.5.15 Identification and remediation of “at-risk species” | WLDFR | HFTD - Distribution - Tier 3 - 4QU CoRE ¦ 1QU LoRE | 2031 | 0.50835 | 0.026251 | 1.5794 | 0 | 1.5794 | 0.027718 | 1.6677 | 0 | 1.6677 | 0.02637 | 1.5866 | 0 | 1.5866 | 0.025114 | 1.511 | 0 | 1.511 | 0.80288 | 0.84777 | 0.80653 | 0.76812 | 0.02637 | 0.013405 | 1.5866 | 0.80653 | 0 | 0 | 1.5866 | 0.80653
[35 empty] | 7.3.5.15 Identification and remediation of “at-risk species” | WLDFR | HFTD - Distribution - Tier 3 - 4QU CoRE ¦ 1QU LoRE | 2032 | 0.47509 | 0.026251 | 1.5794 | 0 | 1.5794 | 0.027718 | 1.6677 | 0 | 1.6677 | 0.02637 | 1.5866 | 0 | 1.5866 | 0.025114 | 1.511 | 0 | 1.511 | 0.75036 | 0.79231 | 0.75376 | 0.71787 | 0.02637 | 0.012528 | 1.5866 | 0.75376 | 0 | 0 | 1.5866 | 0.75376
[35 empty] | 7.3.5.15 Identification and remediation of “at-risk species” | WLDFR | HFTD - Distribution - Tier 3 - 4QU CoRE ¦ 1QU LoRE | 2033 | 0.44401 | 0.026251 | 1.6542 | 0 | 1.6542 | 0.027718 | 1.7467 | 0 | 1.7467 | 0.02637 | 1.6617 | 0 | 1.6617 | 0.025114 | 1.5826 | 0 | 1.5826 | 0.7345 | 0.77557 | 0.73784 | 0.7027 | 0.02637 | 0.011709 | 1.6617 | 0.73784 | 0 | 0 | 1.6617 | 0.73784
[35 empty] | 7.3.5.15 Identification and remediation of “at-risk species” | WLDFR | HFTD - Distribution - Tier 3 - 4QU CoRE ¦ 1QU LoRE | 2034 | 0.41496 | 0.026251 | 1.6542 | 0 | 1.6542 | 0.027718 | 1.7467 | 0 | 1.7467 | 0.02637 | 1.6617 | 0 | 1.6617 | 0.025114 | 1.5826 | 0 | 1.5826 | 0.68645 | 0.72483 | 0.68957 | 0.65673 | 0.02637 | 0.010943 | 1.6617 | 0.68957 | 0 | 0 | 1.6617 | 0.68957
[35 empty] | 7.3.5.15 Identification and remediation of “at-risk species” | WLDFR | HFTD - Distribution - Tier 3 - 4QU CoRE ¦ 1QU LoRE | 2035 | 0.38782 | 0.026251 | 1.6542 | 0 | 1.6542 | 0.027718 | 1.7467 | 0 | 1.7467 | 0.02637 | 1.6617 | 0 | 1.6617 | 0.025114 | 1.5826 | 0 | 1.5826 | 0.64154 | 0.67741 | 0.64445 | 0.61377 | 0.02637 | 0.010227 | 1.6617 | 0.64445 | 0 | 0 | 1.6617 | 0.64445
[35 empty] | 7.3.5.15 Identification and remediation of “at-risk species” | WLDFR | HFTD - Distribution - Tier 3 - 4QU CoRE ¦ 1QU LoRE | 2036 | 0.36245 | 0.026251 | 1.6542 | 0 | 1.6542 | 0.027718 | 1.7467 | 0 | 1.7467 | 0.02637 | 1.6617 | 0 | 1.6617 | 0.025114 | 1.5826 | 0 | 1.5826 | 0.59957 | 0.63309 | 0.60229 | 0.57361 | 0.02637 | 0.0095576 | 1.6617 | 0.60229 | 0 | 0 | 1.6617 | 0.60229
[35 empty] | 7.3.5.15 Identification and remediation of “at-risk species” | WLDFR | HFTD - Distribution - Tier 3 - 4QU CoRE ¦ 1QU LoRE | 2037 | 0.33873 | 0.026251 | 1.6542 | 0 | 1.6542 | 0.027718 | 1.7467 | 0 | 1.7467 | 0.02637 | 1.6617 | 0 | 1.6617 | 0.025114 | 1.5826 | 0 | 1.5826 | 0.56035 | 0.59168 | 0.56289 | 0.53609 | 0.02637 | 0.0089324 | 1.6617 | 0.56289 | 0 | 0 | 1.6617 | 0.56289
[35 empty] | 7.3.5.15 Identification and remediation of “at-risk species” | WLDFR | HFTD - Distribution - Tier 3 - 4QU CoRE ¦ 1QU LoRE | 2038 | 0.31657 | 0.026251 | 1.7355 | 0 | 1.7355 | 0.027718 | 1.8325 | 0 | 1.8325 | 0.02637 | 1.7434 | 0 | 1.7434 | 0.025114 | 1.6603 | 0 | 1.6603 | 0.54941 | 0.58013 | 0.5519 | 0.52562 | 0.02637 | 0.008348 | 1.7434 | 0.5519 | 0 | 0 | 1.7434 | 0.5519
[35 empty] | 7.3.5.15 Identification and remediation of “at-risk species” | WLDFR | HFTD - Distribution - Tier 3 - 4QU CoRE ¦ 1QU LoRE | 2039 | 0.29586 | 0.026251 | 1.7355 | 0 | 1.7355 | 0.027718 | 1.8325 | 0 | 1.8325 | 0.02637 | 1.7434 | 0 | 1.7434 | 0.025114 | 1.6603 | 0 | 1.6603 | 0.51347 | 0.54217 | 0.5158 | 0.49124 | 0.02637 | 0.0078019 | 1.7434 | 0.5158 | 0 | 0 | 1.7434 | 0.5158
[35 empty] | 7.3.5.15 Identification and remediation of “at-risk species” | WLDFR | HFTD - Distribution - Tier 3 - 4QU CoRE ¦ 1QU LoRE | 2040 | 0.27651 | 0.026251 | 1.7355 | 0 | 1.7355 | 0.027718 | 1.8325 | 0 | 1.8325 | 0.02637 | 1.7434 | 0 | 1.7434 | 0.025114 | 1.6603 | 0 | 1.6603 | 0.47987 | 0.5067 | 0.48205 | 0.4591 | 0.02637 | 0.0072915 | 1.7434 | 0.48205 | 0 | 0 | 1.7434 | 0.48205
[35 empty] | 7.3.5.15 Identification and remediation of “at-risk species” | WLDFR | HFTD - Distribution - Tier 3 - 4QU CoRE ¦ 1QU LoRE | 2041 | 0.25842 | 0.026251 | 1.7355 | 0 | 1.7355 | 0.027718 | 1.8325 | 0 | 1.8325 | 0.02637 | 1.7434 | 0 | 1.7434 | 0.025114 | 1.6603 | 0 | 1.6603 | 0.44848 | 0.47356 | 0.45052 | 0.42906 | 0.02637 | 0.0068145 | 1.7434 | 0.45052 | 0 | 0 | 1.7434 | 0.45052
[35 empty] | 7.3.5.15 Identification and remediation of “at-risk species” | WLDFR | HFTD - Distribution - Tier 3 - 4QU CoRE ¦ 1QU LoRE | 2042 | 0.24151 | 0.026251 | 1.7355 | 0 | 1.7355 | 0.027718 | 1.8325 | 0 | 1.8325 | 0.02637 | 1.7434 | 0 | 1.7434 | 0.025114 | 1.6603 | 0 | 1.6603 | 0.41914 | 0.44257 | 0.42104 | 0.40099 | 0.02637 | 0.0063687 | 1.7434 | 0.42104 | 0 | 0 | 1.7434 | 0.42104
[35 empty] | 7.3.5.15 Identification and remediation of “at-risk species” | WLDFR | HFTD - Distribution - Tier 3 - 4QU CoRE ¦ 1QU LoRE | 2043 | 0.22571 | 0.026251 | 1.822 | 0 | 1.822 | 0.027718 | 1.9239 | 0 | 1.9239 | 0.02637 | 1.8303 | 0 | 1.8303 | 0.025114 | 1.7431 | 0 | 1.7431 | 0.41125 | 0.43425 | 0.41312 | 0.39345 | 0.02637 | 0.005952 | 1.8303 | 0.41312 | 0 | 0 | 1.8303 | 0.41312
[35 empty] | 7.3.5.15 Identification and remediation of “at-risk species” | WLDFR | HFTD - Distribution - Tier 3 - 4QU CoRE ¦ 1QU LoRE | 2044 | 0.21095 | 0.026251 | 1.822 | 0 | 1.822 | 0.027718 | 1.9239 | 0 | 1.9239 | 0.02637 | 1.8303 | 0 | 1.8303 | 0.025114 | 1.7431 | 0 | 1.7431 | 0.38435 | 0.40584 | 0.3861 | 0.36771 | 0.02637 | 0.0055626 | 1.8303 | 0.3861 | 0 | 0 | 1.8303 | 0.3861
[35 empty] | 7.3.5.15 Identification and remediation of “at-risk species” | WLDFR | HFTD - Distribution - Tier 3 - 4QU CoRE ¦ 1QU LoRE | 2045 | 0.19715 | 0.026251 | 1.822 | 0 | 1.822 | 0.027718 | 1.9239 | 0 | 1.9239 | 0.02637 | 1.8303 | 0 | 1.8303 | 0.025114 | 1.7431 | 0 | 1.7431 | 0.3592 | 0.37929 | 0.36084 | 0.34365 | 0.02637 | 0.0051987 | 1.8303 | 0.36084 | 0 | 0 | 1.8303 | 0.36084
[35 empty] | 7.3.5.15 Identification and remediation of “at-risk species” | WLDFR | HFTD - Distribution - Tier 3 - 4QU CoRE ¦ 1QU LoRE | 2046 | 0.18425 | 0.026251 | 1.822 | 0 | 1.822 | 0.027718 | 1.9239 | 0 | 1.9239 | 0.02637 | 1.8303 | 0 | 1.8303 | 0.025114 | 1.7431 | 0 | 1.7431 | 0.33571 | 0.35448 | 0.33723 | 0.32117 | 0.02637 | 0.0048586 | 1.8303 | 0.33723 | 0 | 0 | 1.8303 | 0.33723
[35 empty] | 7.3.5.15 Identification and remediation of “at-risk species” | WLDFR | HFTD - Distribution - Tier 3 - 4QU CoRE ¦ 1QU LoRE | 2047 | 0.1722 | 0.026251 | 1.822 | 0 | 1.822 | 0.027718 | 1.9239 | 0 | 1.9239 | 0.02637 | 1.8303 | 0 | 1.8303 | 0.025114 | 1.7431 | 0 | 1.7431 | 0.31374 | 0.33129 | 0.31517 | 0.30016 | 0.02637 | 0.0045408 | 1.8303 | 0.31517 | 0 | 0 | 1.8303 | 0.31517
[35 empty] | 7.3.5.15 Identification and remediation of “at-risk species” | WLDFR | HFTD - Distribution - Tier 3 - 4QU CoRE ¦ 1QU LoRE | 2048 | 0.16093 | 0.026251 | 1.9127 | 0 | 1.9127 | 0.027718 | 2.0197 | 0 | 2.0197 | 0.02637 | 1.9214 | 0 | 1.9214 | 0.025114 | 1.8299 | 0 | 1.8299 | 0.30782 | 0.32503 | 0.30922 | 0.29449 | 0.02637 | 0.0042437 | 1.9214 | 0.30922 | 0 | 0 | 1.9214 | 0.30922
[35 empty] | 7.3.5.15 Identification and remediation of “at-risk species” | WLDFR | HFTD - Distribution - Tier 3 - 4QU CoRE ¦ 1QU LoRE | 2049 | 0.1504 | 0.026251 | 1.9127 | 0 | 1.9127 | 0.027718 | 2.0197 | 0 | 2.0197 | 0.02637 | 1.9214 | 0 | 1.9214 | 0.025114 | 1.8299 | 0 | 1.8299 | 0.28768 | 0.30376 | 0.28899 | 0.27523 | 0.02637 | 0.0039661 | 1.9214 | 0.28899 | 0 | 0 | 1.9214 | 0.28899
[35 empty] | 7.3.5.15 Identification and remediation of “at-risk species” | WLDFR | HFTD - Distribution - Tier 3 - 4QU CoRE ¦ 1QU LoRE | 2050 | 0.14056 | 0 | 0 | 0 | 0 | 0.027718 | 2.0197 | 0 | 2.0197 | 0.02637 | 1.9214 | 0 | 1.9214 | 0.025114 | 1.8299 | 0 | 1.8299 | 0 | 0.28389 | 0.27008 | 0.25722 | 0.02637 | 0.0037066 | 1.9214 | 0.27008 | 0 | 0 | 1.9214 | 0.27008
[35 empty] | 7.3.5.15 Identification and remediation of “at-risk species” | WLDFR | HFTD - Distribution - Tier 3 - 4QU CoRE ¦ 1QU LoRE | 2051 | 0.13137 | 0 | 0 | 0 | 0 | 0 | 0 | 0 | 0 | 0.02637 | 1.9214 | 0 | 1.9214 | 0.025114 | 1.8299 | 0 | 1.8299 | 0 | 0 | 0.25241 | 0.24039 | 0.02637 | 0.0034641 | 1.9214 | 0.25241 | 0 | 0 | 1.9214 | 0.25241
[35 empty] | 7.3.5.15 Identification and remediation of “at-risk species” | WLDFR | HFTD - Distribution - Tier 3 - 4QU CoRE ¦ 1QU LoRE | 2052 | 0.12277 | 0 | 0 | 0 | 0 | 0 | 0 | 0 | 0 | 0 | 0 | 0 | 0 | 0.025114 | 1.8299 | 0 | 1.8299 | 0 | 0 | 0 | 0.22467 | 0 | 0 | 0 | 0 | 0 | 0 | 0 | 0
[35 empty] | 7.3.5.15 Identification and remediation of “at-risk species” | WLDFR | HFTD - Distribution - Tier 3 - 4QU CoRE ¦ 2QU LoRE | 2020 | 1 | 0.033504 | 1.3105 | 0 | 1.3105 | 0 | 0 | 0 | 0 | 0 | 0 | 0 | 0 | 0 | 0 | 0 | 0 | 1.3105 | 0 | 0 | 0 | 0 | 0 | 0 | 0 | 0 | 0 | 0 | 0
[35 empty] | 7.3.5.15 Identification and remediation of “at-risk species” | WLDFR | HFTD - Distribution - Tier 3 - 4QU CoRE ¦ 2QU LoRE | 2021 | 1 | 0.019395 | 0.87425 | 0 | 0.87425 | 0.035377 | 1.3837 | 0 | 1.3837 | 0 | 0 | 0 | 0 | 0 | 0 | 0 | 0 | 0.87425 | 1.3837 | 0 | 0 | 0 | 0 | 0 | 0 | 0 | 0 | 0 | 0
[35 empty] | 7.3.5.15 Identification and remediation of “at-risk species” | WLDFR | HFTD - Distribution - Tier 3 - 4QU CoRE ¦ 2QU LoRE | 2022 | 0.93458 | 0.018745 | 0.8286 | 0 | 0.8286 | 0.019793 | 0.87493 | 0 | 0.87493 | 0.033925 | 1.3042 | 0 | 1.3042 | 0 | 0 | 0 | 0 | 0.77439 | 0.81769 | 1.2189 | 0 | 0.033925 | 0.031706 | 1.3042 | 1.2189 | 0 | 0 | 1.3042 | 1.2189
[35 empty] | 7.3.5.15 Identification and remediation of “at-risk species” | WLDFR | HFTD - Distribution - Tier 3 - 4QU CoRE ¦ 2QU LoRE | 2023 | 0.87344 | 0.018745 | 0.85896 | 0 | 0.85896 | 0.019793 | 0.90698 | 0 | 0.90698 | 0.019549 | 0.89581 | 0 | 0.89581 | 0.03231 | 1.2876 | 0 | 1.2876 | 0.75025 | 0.7922 | 0.78244 | 1.1246 | 0.019549 | 0.017075 | 0.89581 | 0.78244 | 0 | 0 | 0.89581 | 0.78244
[35 empty] | 7.3.5.15 Identification and remediation of “at-risk species” | WLDFR | HFTD - Distribution - Tier 3 - 4QU CoRE ¦ 2QU LoRE | 2024 | 0.8163 | 0.018745 | 0.85896 | 0 | 0.85896 | 0.019793 | 0.90698 | 0 | 0.90698 | 0.019549 | 0.89581 | 0 | 0.89581 | 0.018618 | 0.85315 | 0 | 0.85315 | 0.70117 | 0.74037 | 0.73125 | 0.69643 | 0.019549 | 0.015958 | 0.89581 | 0.73125 | 0 | 0 | 0.89581 | 0.73125
[35 empty] | 7.3.5.15 Identification and remediation of “at-risk species” | WLDFR | HFTD - Distribution - Tier 3 - 4QU CoRE ¦ 2QU LoRE | 2025 | 0.7629 | 0.018745 | 0.85896 | 0 | 0.85896 | 0.019793 | 0.90698 | 0 | 0.90698 | 0.019549 | 0.89581 | 0 | 0.89581 | 0.018618 | 0.85315 | 0 | 0.85315 | 0.6553 | 0.69193 | 0.68341 | 0.65087 | 0.019549 | 0.014914 | 0.89581 | 0.68341 | 0 | 0 | 0.89581 | 0.68341
[35 empty] | 7.3.5.15 Identification and remediation of “at-risk species” | WLDFR | HFTD - Distribution - Tier 3 - 4QU CoRE ¦ 2QU LoRE | 2026 | 0.71299 | 0.018745 | 0.85896 | 0 | 0.85896 | 0.019793 | 0.90698 | 0 | 0.90698 | 0.019549 | 0.89581 | 0 | 0.89581 | 0.018618 | 0.85315 | 0 | 0.85315 | 0.61243 | 0.64667 | 0.6387 | 0.60829 | 0.019549 | 0.013938 | 0.89581 | 0.6387 | 0 | 0 | 0.89581 | 0.6387
[35 empty] | 7.3.5.15 Identification and remediation of “at-risk species” | WLDFR | HFTD - Distribution - Tier 3 - 4QU CoRE ¦ 2QU LoRE | 2027 | 0.66634 | 0.018745 | 0.85896 | 0 | 0.85896 | 0.019793 | 0.90698 | 0 | 0.90698 | 0.019549 | 0.89581 | 0 | 0.89581 | 0.018618 | 0.85315 | 0 | 0.85315 | 0.57236 | 0.60436 | 0.59692 | 0.56849 | 0.019549 | 0.013027 | 0.89581 | 0.59692 | 0 | 0 | 0.89581 | 0.59692
[35 empty] | 7.3.5.15 Identification and remediation of “at-risk species” | WLDFR | HFTD - Distribution - Tier 3 - 4QU CoRE ¦ 2QU LoRE | 2028 | 0.62275 | 0.018745 | 0.89722 | 0 | 0.89722 | 0.019793 | 0.94738 | 0 | 0.94738 | 0.019549 | 0.93571 | 0 | 0.93571 | 0.018618 | 0.89115 | 0 | 0.89115 | 0.55874 | 0.58998 | 0.58271 | 0.55496 | 0.019549 | 0.012174 | 0.93571 | 0.58271 | 0 | 0 | 0.93571 | 0.58271
[35 empty] | 7.3.5.15 Identification and remediation of “at-risk species” | WLDFR | HFTD - Distribution - Tier 3 - 4QU CoRE ¦ 2QU LoRE | 2029 | 0.58201 | 0.018745 | 0.89722 | 0 | 0.89722 | 0.019793 | 0.94738 | 0 | 0.94738 | 0.019549 | 0.93571 | 0 | 0.93571 | 0.018618 | 0.89115 | 0 | 0.89115 | 0.52219 | 0.55138 | 0.54459 | 0.51866 | 0.019549 | 0.011378 | 0.93571 | 0.54459 | 0 | 0 | 0.93571 | 0.54459
[35 empty] | 7.3.5.15 Identification and remediation of “at-risk species” | WLDFR | HFTD - Distribution - Tier 3 - 4QU CoRE ¦ 2QU LoRE | 2030 | 0.54393 | 0.018745 | 0.89722 | 0 | 0.89722 | 0.019793 | 0.94738 | 0 | 0.94738 | 0.019549 | 0.93571 | 0 | 0.93571 | 0.018618 | 0.89115 | 0 | 0.89115 | 0.48803 | 0.51531 | 0.50896 | 0.48473 | 0.019549 | 0.010634 | 0.93571 | 0.50896 | 0 | 0 | 0.93571 | 0.50896
[35 empty] | 7.3.5.15 Identification and remediation of “at-risk species” | WLDFR | HFTD - Distribution - Tier 3 - 4QU CoRE ¦ 2QU LoRE | 2031 | 0.50835 | 0.018745 | 0.89722 | 0 | 0.89722 | 0.019793 | 0.94738 | 0 | 0.94738 | 0.019549 | 0.93571 | 0 | 0.93571 | 0.018618 | 0.89115 | 0 | 0.89115 | 0.4561 | 0.4816 | 0.47567 | 0.45302 | 0.019549 | 0.0099379 | 0.93571 | 0.47567 | 0 | 0 | 0.93571 | 0.47567
[35 empty] | 7.3.5.15 Identification and remediation of “at-risk species” | WLDFR | HFTD - Distribution - Tier 3 - 4QU CoRE ¦ 2QU LoRE | 2032 | 0.47509 | 0.018745 | 0.89722 | 0 | 0.89722 | 0.019793 | 0.94738 | 0 | 0.94738 | 0.019549 | 0.93571 | 0 | 0.93571 | 0.018618 | 0.89115 | 0 | 0.89115 | 0.42626 | 0.45009 | 0.44455 | 0.42338 | 0.019549 | 0.0092878 | 0.93571 | 0.44455 | 0 | 0 | 0.93571 | 0.44455
[35 empty] | 7.3.5.15 Identification and remediation of “at-risk species” | WLDFR | HFTD - Distribution - Tier 3 - 4QU CoRE ¦ 2QU LoRE | 2033 | 0.44401 | 0.018745 | 0.93973 | 0 | 0.93973 | 0.019793 | 0.99227 | 0 | 0.99227 | 0.019549 | 0.98005 | 0 | 0.98005 | 0.018618 | 0.93338 | 0 | 0.93338 | 0.41725 | 0.44058 | 0.43515 | 0.41443 | 0.019549 | 0.0086801 | 0.98005 | 0.43515 | 0 | 0 | 0.98005 | 0.43515
[35 empty] | 7.3.5.15 Identification and remediation of “at-risk species” | WLDFR | HFTD - Distribution - Tier 3 - 4QU CoRE ¦ 2QU LoRE | 2034 | 0.41496 | 0.018745 | 0.93973 | 0 | 0.93973 | 0.019793 | 0.99227 | 0 | 0.99227 | 0.019549 | 0.98005 | 0 | 0.98005 | 0.018618 | 0.93338 | 0 | 0.93338 | 0.38996 | 0.41176 | 0.40669 | 0.38732 | 0.019549 | 0.0081123 | 0.98005 | 0.40669 | 0 | 0 | 0.98005 | 0.40669
[35 empty] | 7.3.5.15 Identification and remediation of “at-risk species” | WLDFR | HFTD - Distribution - Tier 3 - 4QU CoRE ¦ 2QU LoRE | 2035 | 0.38782 | 0.018745 | 0.93973 | 0 | 0.93973 | 0.019793 | 0.99227 | 0 | 0.99227 | 0.019549 | 0.98005 | 0 | 0.98005 | 0.018618 | 0.93338 | 0 | 0.93338 | 0.36444 | 0.38482 | 0.38008 | 0.36198 | 0.019549 | 0.0075816 | 0.98005 | 0.38008 | 0 | 0 | 0.98005 | 0.38008
[35 empty] | 7.3.5.15 Identification and remediation of “at-risk species” | WLDFR | HFTD - Distribution - Tier 3 - 4QU CoRE ¦ 2QU LoRE | 2036 | 0.36245 | 0.018745 | 0.93973 | 0 | 0.93973 | 0.019793 | 0.99227 | 0 | 0.99227 | 0.019549 | 0.98005 | 0 | 0.98005 | 0.018618 | 0.93338 | 0 | 0.93338 | 0.3406 | 0.35965 | 0.35522 | 0.3383 | 0.019549 | 0.0070856 | 0.98005 | 0.35522 | 0 | 0 | 0.98005 | 0.35522
[35 empty] | 7.3.5.15 Identification and remediation of “at-risk species” | WLDFR | HFTD - Distribution - Tier 3 - 4QU CoRE ¦ 2QU LoRE | 2037 | 0.33873 | 0.018745 | 0.93973 | 0 | 0.93973 | 0.019793 | 0.99227 | 0 | 0.99227 | 0.019549 | 0.98005 | 0 | 0.98005 | 0.018618 | 0.93338 | 0 | 0.93338 | 0.31832 | 0.33612 | 0.33198 | 0.31617 | 0.019549 | 0.006622 | 0.98005 | 0.33198 | 0 | 0 | 0.98005 | 0.33198
[35 empty] | 7.3.5.15 Identification and remediation of “at-risk species” | WLDFR | HFTD - Distribution - Tier 3 - 4QU CoRE ¦ 2QU LoRE | 2038 | 0.31657 | 0.018745 | 0.98589 | 0 | 0.98589 | 0.019793 | 1.041 | 0 | 1.041 | 0.019549 | 1.0282 | 0 | 1.0282 | 0.018618 | 0.97922 | 0 | 0.97922 | 0.31211 | 0.32956 | 0.3255 | 0.31 | 0.019549 | 0.0061888 | 1.0282 | 0.3255 | 0 | 0 | 1.0282 | 0.3255
[35 empty] | 7.3.5.15 Identification and remediation of “at-risk species” | WLDFR | HFTD - Distribution - Tier 3 - 4QU CoRE ¦ 2QU LoRE | 2039 | 0.29586 | 0.018745 | 0.98589 | 0 | 0.98589 | 0.019793 | 1.041 | 0 | 1.041 | 0.019549 | 1.0282 | 0 | 1.0282 | 0.018618 | 0.97922 | 0 | 0.97922 | 0.29169 | 0.308 | 0.3042 | 0.28972 | 0.019549 | 0.0057839 | 1.0282 | 0.3042 | 0 | 0 | 1.0282 | 0.3042
[35 empty] | 7.3.5.15 Identification and remediation of “at-risk species” | WLDFR | HFTD - Distribution - Tier 3 - 4QU CoRE ¦ 2QU LoRE | 2040 | 0.27651 | 0.018745 | 0.98589 | 0 | 0.98589 | 0.019793 | 1.041 | 0 | 1.041 | 0.019549 | 1.0282 | 0 | 1.0282 | 0.018618 | 0.97922 | 0 | 0.97922 | 0.27261 | 0.28785 | 0.2843 | 0.27076 | 0.019549 | 0.0054056 | 1.0282 | 0.2843 | 0 | 0 | 1.0282 | 0.2843
[35 empty] | 7.3.5.15 Identification and remediation of “at-risk species” | WLDFR | HFTD - Distribution - Tier 3 - 4QU CoRE ¦ 2QU LoRE | 2041 | 0.25842 | 0.018745 | 0.98589 | 0 | 0.98589 | 0.019793 | 1.041 | 0 | 1.041 | 0.019549 | 1.0282 | 0 | 1.0282 | 0.018618 | 0.97922 | 0 | 0.97922 | 0.25477 | 0.26902 | 0.2657 | 0.25305 | 0.019549 | 0.0050519 | 1.0282 | 0.2657 | 0 | 0 | 1.0282 | 0.2657
[35 empty] | 7.3.5.15 Identification and remediation of “at-risk species” | WLDFR | HFTD - Distribution - Tier 3 - 4QU CoRE ¦ 2QU LoRE | 2042 | 0.24151 | 0.018745 | 0.98589 | 0 | 0.98589 | 0.019793 | 1.041 | 0 | 1.041 | 0.019549 | 1.0282 | 0 | 1.0282 | 0.018618 | 0.97922 | 0 | 0.97922 | 0.2381 | 0.25142 | 0.24832 | 0.2365 | 0.019549 | 0.0047214 | 1.0282 | 0.24832 | 0 | 0 | 1.0282 | 0.24832
[35 empty] | 7.3.5.15 Identification and remediation of “at-risk species” | WLDFR | HFTD - Distribution - Tier 3 - 4QU CoRE ¦ 2QU LoRE | 2043 | 0.22571 | 0.018745 | 1.0351 | 0 | 1.0351 | 0.019793 | 1.0929 | 0 | 1.0929 | 0.019549 | 1.0795 | 0 | 1.0795 | 0.018618 | 1.0281 | 0 | 1.0281 | 0.23362 | 0.24669 | 0.24365 | 0.23205 | 0.019549 | 0.0044125 | 1.0795 | 0.24365 | 0 | 0 | 1.0795 | 0.24365
[35 empty] | 7.3.5.15 Identification and remediation of “at-risk species” | WLDFR | HFTD - Distribution - Tier 3 - 4QU CoRE ¦ 2QU LoRE | 2044 | 0.21095 | 0.018745 | 1.0351 | 0 | 1.0351 | 0.019793 | 1.0929 | 0 | 1.0929 | 0.019549 | 1.0795 | 0 | 1.0795 | 0.018618 | 1.0281 | 0 | 1.0281 | 0.21834 | 0.23055 | 0.22771 | 0.21687 | 0.019549 | 0.0041239 | 1.0795 | 0.22771 | 0 | 0 | 1.0795 | 0.22771
[35 empty] | 7.3.5.15 Identification and remediation of “at-risk species” | WLDFR | HFTD - Distribution - Tier 3 - 4QU CoRE ¦ 2QU LoRE | 2045 | 0.19715 | 0.018745 | 1.0351 | 0 | 1.0351 | 0.019793 | 1.0929 | 0 | 1.0929 | 0.019549 | 1.0795 | 0 | 1.0795 | 0.018618 | 1.0281 | 0 | 1.0281 | 0.20406 | 0.21547 | 0.21281 | 0.20268 | 0.019549 | 0.0038541 | 1.0795 | 0.21281 | 0 | 0 | 1.0795 | 0.21281
[35 empty] | 7.3.5.15 Identification and remediation of “at-risk species” | WLDFR | HFTD - Distribution - Tier 3 - 4QU CoRE ¦ 2QU LoRE | 2046 | 0.18425 | 0.018745 | 1.0351 | 0 | 1.0351 | 0.019793 | 1.0929 | 0 | 1.0929 | 0.019549 | 1.0795 | 0 | 1.0795 | 0.018618 | 1.0281 | 0 | 1.0281 | 0.19071 | 0.20137 | 0.19889 | 0.18942 | 0.019549 | 0.003602 | 1.0795 | 0.19889 | 0 | 0 | 1.0795 | 0.19889
[35 empty] | 7.3.5.15 Identification and remediation of “at-risk species” | WLDFR | HFTD - Distribution - Tier 3 - 4QU CoRE ¦ 2QU LoRE | 2047 | 0.1722 | 0.018745 | 1.0351 | 0 | 1.0351 | 0.019793 | 1.0929 | 0 | 1.0929 | 0.019549 | 1.0795 | 0 | 1.0795 | 0.018618 | 1.0281 | 0 | 1.0281 | 0.17823 | 0.1882 | 0.18588 | 0.17703 | 0.019549 | 0.0033663 | 1.0795 | 0.18588 | 0 | 0 | 1.0795 | 0.18588
[35 empty] | 7.3.5.15 Identification and remediation of “at-risk species” | WLDFR | HFTD - Distribution - Tier 3 - 4QU CoRE ¦ 2QU LoRE | 2048 | 0.16093 | 0.018745 | 1.0866 | 0 | 1.0866 | 0.019793 | 1.1473 | 0 | 1.1473 | 0.019549 | 1.1332 | 0 | 1.1332 | 0.018618 | 1.0792 | 0 | 1.0792 | 0.17487 | 0.18464 | 0.18237 | 0.17368 | 0.019549 | 0.0031461 | 1.1332 | 0.18237 | 0 | 0 | 1.1332 | 0.18237
[35 empty] | 7.3.5.15 Identification and remediation of “at-risk species” | WLDFR | HFTD - Distribution - Tier 3 - 4QU CoRE ¦ 2QU LoRE | 2049 | 0.1504 | 0.018745 | 1.0866 | 0 | 1.0866 | 0.019793 | 1.1473 | 0 | 1.1473 | 0.019549 | 1.1332 | 0 | 1.1332 | 0.018618 | 1.0792 | 0 | 1.0792 | 0.16343 | 0.17256 | 0.17044 | 0.16232 | 0.019549 | 0.0029403 | 1.1332 | 0.17044 | 0 | 0 | 1.1332 | 0.17044
[35 empty] | 7.3.5.15 Identification and remediation of “at-risk species” | WLDFR | HFTD - Distribution - Tier 3 - 4QU CoRE ¦ 2QU LoRE | 2050 | 0.14056 | 0 | 0 | 0 | 0 | 0.019793 | 1.1473 | 0 | 1.1473 | 0.019549 | 1.1332 | 0 | 1.1332 | 0.018618 | 1.0792 | 0 | 1.0792 | 0 | 0.16127 | 0.15929 | 0.1517 | 0.019549 | 0.0027479 | 1.1332 | 0.15929 | 0 | 0 | 1.1332 | 0.15929
[35 empty] | 7.3.5.15 Identification and remediation of “at-risk species” | WLDFR | HFTD - Distribution - Tier 3 - 4QU CoRE ¦ 2QU LoRE | 2051 | 0.13137 | 0 | 0 | 0 | 0 | 0 | 0 | 0 | 0 | 0.019549 | 1.1332 | 0 | 1.1332 | 0.018618 | 1.0792 | 0 | 1.0792 | 0 | 0 | 0.14887 | 0.14178 | 0.019549 | 0.0025681 | 1.1332 | 0.14887 | 0 | 0 | 1.1332 | 0.14887
[35 empty] | 7.3.5.15 Identification and remediation of “at-risk species” | WLDFR | HFTD - Distribution - Tier 3 - 4QU CoRE ¦ 2QU LoRE | 2052 | 0.12277 | 0 | 0 | 0 | 0 | 0 | 0 | 0 | 0 | 0 | 0 | 0 | 0 | 0.018618 | 1.0792 | 0 | 1.0792 | 0 | 0 | 0 | 0.1325 | 0 | 0 | 0 | 0 | 0 | 0 | 0 | 0
[35 empty] | 7.3.5.15 Identification and remediation of “at-risk species” | WLDFR | HFTD - Distribution - Tier 3 - 4QU CoRE ¦ 3QU LoRE | 2020 | 1 | 0.018291 | 0.72229 | 0 | 0.72229 | 0 | 0 | 0 | 0 | 0 | 0 | 0 | 0 | 0 | 0 | 0 | 0 | 0.72229 | 0 | 0 | 0 | 0 | 0 | 0 | 0 | 0 | 0 | 0 | 0
[35 empty] | 7.3.5.15 Identification and remediation of “at-risk species” | WLDFR | HFTD - Distribution - Tier 3 - 4QU CoRE ¦ 3QU LoRE | 2021 | 1 | 0.010426 | 0.47823 | 0 | 0.47823 | 0.019314 | 0.76268 | 0 | 0.76268 | 0 | 0 | 0 | 0 | 0 | 0 | 0 | 0 | 0.47823 | 0.76268 | 0 | 0 | 0 | 0 | 0 | 0 | 0 | 0 | 0 | 0
[35 empty] | 7.3.5.15 Identification and remediation of “at-risk species” | WLDFR | HFTD - Distribution - Tier 3 - 4QU CoRE ¦ 3QU LoRE | 2022 | 0.93458 | 0.010006 | 0.46422 | 0 | 0.46422 | 0.010565 | 0.49017 | 0 | 0.49017 | 0.017183 | 0.68714 | 0 | 0.68714 | 0 | 0 | 0 | 0 | 0.43385 | 0.45811 | 0.64219 | 0 | 0.017183 | 0.016059 | 0.68714 | 0.64219 | 0 | 0 | 0.68714 | 0.64219
[35 empty] | 7.3.5.15 Identification and remediation of “at-risk species” | WLDFR | HFTD - Distribution - Tier 3 - 4QU CoRE ¦ 3QU LoRE | 2023 | 0.87344 | 0.010006 | 0.48123 | 0 | 0.48123 | 0.010565 | 0.50813 | 0 | 0.50813 | 0.009672 | 0.46516 | 0 | 0.46516 | 0.016365 | 0.6784 | 0 | 0.6784 | 0.42032 | 0.44382 | 0.40629 | 0.59254 | 0.009672 | 0.0084479 | 0.46516 | 0.40629 | 0 | 0 | 0.46516 | 0.40629
[35 empty] | 7.3.5.15 Identification and remediation of “at-risk species” | WLDFR | HFTD - Distribution - Tier 3 - 4QU CoRE ¦ 3QU LoRE | 2024 | 0.8163 | 0.010006 | 0.48123 | 0 | 0.48123 | 0.010565 | 0.50813 | 0 | 0.50813 | 0.009672 | 0.46516 | 0 | 0.46516 | 0.0092114 | 0.44301 | 0 | 0.44301 | 0.39283 | 0.41479 | 0.37971 | 0.36163 | 0.009672 | 0.0078952 | 0.46516 | 0.37971 | 0 | 0 | 0.46516 | 0.37971
[35 empty] | 7.3.5.15 Identification and remediation of “at-risk species” | WLDFR | HFTD - Distribution - Tier 3 - 4QU CoRE ¦ 3QU LoRE | 2025 | 0.7629 | 0.010006 | 0.48123 | 0 | 0.48123 | 0.010565 | 0.50813 | 0 | 0.50813 | 0.009672 | 0.46516 | 0 | 0.46516 | 0.0092114 | 0.44301 | 0 | 0.44301 | 0.36713 | 0.38765 | 0.35487 | 0.33797 | 0.009672 | 0.0073787 | 0.46516 | 0.35487 | 0 | 0 | 0.46516 | 0.35487
[35 empty] | 7.3.5.15 Identification and remediation of “at-risk species” | WLDFR | HFTD - Distribution - Tier 3 - 4QU CoRE ¦ 3QU LoRE | 2026 | 0.71299 | 0.010006 | 0.48123 | 0 | 0.48123 | 0.010565 | 0.50813 | 0 | 0.50813 | 0.009672 | 0.46516 | 0 | 0.46516 | 0.0092114 | 0.44301 | 0 | 0.44301 | 0.34311 | 0.36229 | 0.33166 | 0.31586 | 0.009672 | 0.006896 | 0.46516 | 0.33166 | 0 | 0 | 0.46516 | 0.33166
[35 empty] | 7.3.5.15 Identification and remediation of “at-risk species” | WLDFR | HFTD - Distribution - Tier 3 - 4QU CoRE ¦ 3QU LoRE | 2027 | 0.66634 | 0.010006 | 0.48123 | 0 | 0.48123 | 0.010565 | 0.50813 | 0 | 0.50813 | 0.009672 | 0.46516 | 0 | 0.46516 | 0.0092114 | 0.44301 | 0 | 0.44301 | 0.32066 | 0.33859 | 0.30996 | 0.2952 | 0.009672 | 0.0064448 | 0.46516 | 0.30996 | 0 | 0 | 0.46516 | 0.30996
[35 empty] | 7.3.5.15 Identification and remediation of “at-risk species” | WLDFR | HFTD - Distribution - Tier 3 - 4QU CoRE ¦ 3QU LoRE | 2028 | 0.62275 | 0.010006 | 0.50266 | 0 | 0.50266 | 0.010565 | 0.53077 | 0 | 0.53077 | 0.009672 | 0.48588 | 0 | 0.48588 | 0.0092114 | 0.46274 | 0 | 0.46274 | 0.31303 | 0.33053 | 0.30258 | 0.28817 | 0.009672 | 0.0060232 | 0.48588 | 0.30258 | 0 | 0 | 0.48588 | 0.30258
[35 empty] | 7.3.5.15 Identification and remediation of “at-risk species” | WLDFR | HFTD - Distribution - Tier 3 - 4QU CoRE ¦ 3QU LoRE | 2029 | 0.58201 | 0.010006 | 0.50266 | 0 | 0.50266 | 0.010565 | 0.53077 | 0 | 0.53077 | 0.009672 | 0.48588 | 0 | 0.48588 | 0.0092114 | 0.46274 | 0 | 0.46274 | 0.29255 | 0.30891 | 0.28279 | 0.26932 | 0.009672 | 0.0056292 | 0.48588 | 0.28279 | 0 | 0 | 0.48588 | 0.28279
[35 empty] | 7.3.5.15 Identification and remediation of “at-risk species” | WLDFR | HFTD - Distribution - Tier 3 - 4QU CoRE ¦ 3QU LoRE | 2030 | 0.54393 | 0.010006 | 0.50266 | 0 | 0.50266 | 0.010565 | 0.53077 | 0 | 0.53077 | 0.009672 | 0.48588 | 0 | 0.48588 | 0.0092114 | 0.46274 | 0 | 0.46274 | 0.27341 | 0.2887 | 0.26429 | 0.2517 | 0.009672 | 0.0052609 | 0.48588 | 0.26429 | 0 | 0 | 0.48588 | 0.26429
[35 empty] | 7.3.5.15 Identification and remediation of “at-risk species” | WLDFR | HFTD - Distribution - Tier 3 - 4QU CoRE ¦ 3QU LoRE | 2031 | 0.50835 | 0.010006 | 0.50266 | 0 | 0.50266 | 0.010565 | 0.53077 | 0 | 0.53077 | 0.009672 | 0.48588 | 0 | 0.48588 | 0.0092114 | 0.46274 | 0 | 0.46274 | 0.25553 | 0.26981 | 0.247 | 0.23524 | 0.009672 | 0.0049167 | 0.48588 | 0.247 | 0 | 0 | 0.48588 | 0.247
[35 empty] | 7.3.5.15 Identification and remediation of “at-risk species” | WLDFR | HFTD - Distribution - Tier 3 - 4QU CoRE ¦ 3QU LoRE | 2032 | 0.47509 | 0.010006 | 0.50266 | 0 | 0.50266 | 0.010565 | 0.53077 | 0 | 0.53077 | 0.009672 | 0.48588 | 0 | 0.48588 | 0.0092114 | 0.46274 | 0 | 0.46274 | 0.23881 | 0.25216 | 0.23084 | 0.21985 | 0.009672 | 0.0045951 | 0.48588 | 0.23084 | 0 | 0 | 0.48588 | 0.23084
[35 empty] | 7.3.5.15 Identification and remediation of “at-risk species” | WLDFR | HFTD - Distribution - Tier 3 - 4QU CoRE ¦ 3QU LoRE | 2033 | 0.44401 | 0.010006 | 0.52648 | 0 | 0.52648 | 0.010565 | 0.55592 | 0 | 0.55592 | 0.009672 | 0.50891 | 0 | 0.50891 | 0.0092114 | 0.48467 | 0 | 0.48467 | 0.23376 | 0.24683 | 0.22596 | 0.2152 | 0.009672 | 0.0042945 | 0.50891 | 0.22596 | 0 | 0 | 0.50891 | 0.22596
[35 empty] | 7.3.5.15 Identification and remediation of “at-risk species” | WLDFR | HFTD - Distribution - Tier 3 - 4QU CoRE ¦ 3QU LoRE | 2034 | 0.41496 | 0.010006 | 0.52648 | 0 | 0.52648 | 0.010565 | 0.55592 | 0 | 0.55592 | 0.009672 | 0.50891 | 0 | 0.50891 | 0.0092114 | 0.48467 | 0 | 0.48467 | 0.21847 | 0.23069 | 0.21118 | 0.20112 | 0.009672 | 0.0040135 | 0.50891 | 0.21118 | 0 | 0 | 0.50891 | 0.21118
[35 empty] | 7.3.5.15 Identification and remediation of “at-risk species” | WLDFR | HFTD - Distribution - Tier 3 - 4QU CoRE ¦ 3QU LoRE | 2035 | 0.38782 | 0.010006 | 0.52648 | 0 | 0.52648 | 0.010565 | 0.55592 | 0 | 0.55592 | 0.009672 | 0.50891 | 0 | 0.50891 | 0.0092114 | 0.48467 | 0 | 0.48467 | 0.20418 | 0.21559 | 0.19736 | 0.18796 | 0.009672 | 0.003751 | 0.50891 | 0.19736 | 0 | 0 | 0.50891 | 0.19736
[35 empty] | 7.3.5.15 Identification and remediation of “at-risk species” | WLDFR | HFTD - Distribution - Tier 3 - 4QU CoRE ¦ 3QU LoRE | 2036 | 0.36245 | 0.010006 | 0.52648 | 0 | 0.52648 | 0.010565 | 0.55592 | 0 | 0.55592 | 0.009672 | 0.50891 | 0 | 0.50891 | 0.0092114 | 0.48467 | 0 | 0.48467 | 0.19082 | 0.20149 | 0.18445 | 0.17567 | 0.009672 | 0.0035056 | 0.50891 | 0.18445 | 0 | 0 | 0.50891 | 0.18445
[35 empty] | 7.3.5.15 Identification and remediation of “at-risk species” | WLDFR | HFTD - Distribution - Tier 3 - 4QU CoRE ¦ 3QU LoRE | 2037 | 0.33873 | 0.010006 | 0.52648 | 0 | 0.52648 | 0.010565 | 0.55592 | 0 | 0.55592 | 0.009672 | 0.50891 | 0 | 0.50891 | 0.0092114 | 0.48467 | 0 | 0.48467 | 0.17834 | 0.18831 | 0.17238 | 0.16418 | 0.009672 | 0.0032762 | 0.50891 | 0.17238 | 0 | 0 | 0.50891 | 0.17238
[35 empty] | 7.3.5.15 Identification and remediation of “at-risk species” | WLDFR | HFTD - Distribution - Tier 3 - 4QU CoRE ¦ 3QU LoRE | 2038 | 0.31657 | 0.010006 | 0.55234 | 0 | 0.55234 | 0.010565 | 0.58322 | 0 | 0.58322 | 0.009672 | 0.5339 | 0 | 0.5339 | 0.0092114 | 0.50848 | 0 | 0.50848 | 0.17486 | 0.18463 | 0.16902 | 0.16097 | 0.009672 | 0.0030619 | 0.5339 | 0.16902 | 0 | 0 | 0.5339 | 0.16902
[35 empty] | 7.3.5.15 Identification and remediation of “at-risk species” | WLDFR | HFTD - Distribution - Tier 3 - 4QU CoRE ¦ 3QU LoRE | 2039 | 0.29586 | 0.010006 | 0.55234 | 0 | 0.55234 | 0.010565 | 0.58322 | 0 | 0.58322 | 0.009672 | 0.5339 | 0 | 0.5339 | 0.0092114 | 0.50848 | 0 | 0.50848 | 0.16342 | 0.17255 | 0.15796 | 0.15044 | 0.009672 | 0.0028616 | 0.5339 | 0.15796 | 0 | 0 | 0.5339 | 0.15796
[35 empty] | 7.3.5.15 Identification and remediation of “at-risk species” | WLDFR | HFTD - Distribution - Tier 3 - 4QU CoRE ¦ 3QU LoRE | 2040 | 0.27651 | 0.010006 | 0.55234 | 0 | 0.55234 | 0.010565 | 0.58322 | 0 | 0.58322 | 0.009672 | 0.5339 | 0 | 0.5339 | 0.0092114 | 0.50848 | 0 | 0.50848 | 0.15273 | 0.16127 | 0.14763 | 0.1406 | 0.009672 | 0.0026744 | 0.5339 | 0.14763 | 0 | 0 | 0.5339 | 0.14763
[35 empty] | 7.3.5.15 Identification and remediation of “at-risk species” | WLDFR | HFTD - Distribution - Tier 3 - 4QU CoRE ¦ 3QU LoRE | 2041 | 0.25842 | 0.010006 | 0.55234 | 0 | 0.55234 | 0.010565 | 0.58322 | 0 | 0.58322 | 0.009672 | 0.5339 | 0 | 0.5339 | 0.0092114 | 0.50848 | 0 | 0.50848 | 0.14273 | 0.15072 | 0.13797 | 0.1314 | 0.009672 | 0.0024994 | 0.5339 | 0.13797 | 0 | 0 | 0.5339 | 0.13797
[35 empty] | 7.3.5.15 Identification and remediation of “at-risk species” | WLDFR | HFTD - Distribution - Tier 3 - 4QU CoRE ¦ 3QU LoRE | 2042 | 0.24151 | 0.010006 | 0.55234 | 0 | 0.55234 | 0.010565 | 0.58322 | 0 | 0.58322 | 0.009672 | 0.5339 | 0 | 0.5339 | 0.0092114 | 0.50848 | 0 | 0.50848 | 0.1334 | 0.14086 | 0.12894 | 0.1228 | 0.009672 | 0.0023359 | 0.5339 | 0.12894 | 0 | 0 | 0.5339 | 0.12894
[35 empty] | 7.3.5.15 Identification and remediation of “at-risk species” | WLDFR | HFTD - Distribution - Tier 3 - 4QU CoRE ¦ 3QU LoRE | 2043 | 0.22571 | 0.010006 | 0.57988 | 0 | 0.57988 | 0.010565 | 0.6123 | 0 | 0.6123 | 0.009672 | 0.56052 | 0 | 0.56052 | 0.0092114 | 0.53383 | 0 | 0.53383 | 0.13089 | 0.13821 | 0.12652 | 0.12049 | 0.009672 | 0.0021831 | 0.56052 | 0.12652 | 0 | 0 | 0.56052 | 0.12652
[35 empty] | 7.3.5.15 Identification and remediation of “at-risk species” | WLDFR | HFTD - Distribution - Tier 3 - 4QU CoRE ¦ 3QU LoRE | 2044 | 0.21095 | 0.010006 | 0.57988 | 0 | 0.57988 | 0.010565 | 0.6123 | 0 | 0.6123 | 0.009672 | 0.56052 | 0 | 0.56052 | 0.0092114 | 0.53383 | 0 | 0.53383 | 0.12232 | 0.12916 | 0.11824 | 0.11261 | 0.009672 | 0.0020403 | 0.56052 | 0.11824 | 0 | 0 | 0.56052 | 0.11824
[35 empty] | 7.3.5.15 Identification and remediation of “at-risk species” | WLDFR | HFTD - Distribution - Tier 3 - 4QU CoRE ¦ 3QU LoRE | 2045 | 0.19715 | 0.010006 | 0.57988 | 0 | 0.57988 | 0.010565 | 0.6123 | 0 | 0.6123 | 0.009672 | 0.56052 | 0 | 0.56052 | 0.0092114 | 0.53383 | 0 | 0.53383 | 0.11432 | 0.12071 | 0.11051 | 0.10524 | 0.009672 | 0.0019068 | 0.56052 | 0.11051 | 0 | 0 | 0.56052 | 0.11051
[35 empty] | 7.3.5.15 Identification and remediation of “at-risk species” | WLDFR | HFTD - Distribution - Tier 3 - 4QU CoRE ¦ 3QU LoRE | 2046 | 0.18425 | 0.010006 | 0.57988 | 0 | 0.57988 | 0.010565 | 0.6123 | 0 | 0.6123 | 0.009672 | 0.56052 | 0 | 0.56052 | 0.0092114 | 0.53383 | 0 | 0.53383 | 0.10684 | 0.11282 | 0.10328 | 0.098358 | 0.009672 | 0.001782 | 0.56052 | 0.10328 | 0 | 0 | 0.56052 | 0.10328
[35 empty] | 7.3.5.15 Identification and remediation of “at-risk species” | WLDFR | HFTD - Distribution - Tier 3 - 4QU CoRE ¦ 3QU LoRE | 2047 | 0.1722 | 0.010006 | 0.57988 | 0 | 0.57988 | 0.010565 | 0.6123 | 0 | 0.6123 | 0.009672 | 0.56052 | 0 | 0.56052 | 0.0092114 | 0.53383 | 0 | 0.53383 | 0.099853 | 0.10544 | 0.09652 | 0.091924 | 0.009672 | 0.0016655 | 0.56052 | 0.09652 | 0 | 0 | 0.56052 | 0.09652
[35 empty] | 7.3.5.15 Identification and remediation of “at-risk species” | WLDFR | HFTD - Distribution - Tier 3 - 4QU CoRE ¦ 3QU LoRE | 2048 | 0.16093 | 0.010006 | 0.60876 | 0 | 0.60876 | 0.010565 | 0.64279 | 0 | 0.64279 | 0.009672 | 0.58843 | 0 | 0.58843 | 0.0092114 | 0.56041 | 0 | 0.56041 | 0.097967 | 0.10344 | 0.094697 | 0.090187 | 0.009672 | 0.0015565 | 0.58843 | 0.094697 | 0 | 0 | 0.58843 | 0.094697
[35 empty] | 7.3.5.15 Identification and remediation of “at-risk species” | WLDFR | HFTD - Distribution - Tier 3 - 4QU CoRE ¦ 3QU LoRE | 2049 | 0.1504 | 0.010006 | 0.60876 | 0 | 0.60876 | 0.010565 | 0.64279 | 0 | 0.64279 | 0.009672 | 0.58843 | 0 | 0.58843 | 0.0092114 | 0.56041 | 0 | 0.56041 | 0.091558 | 0.096677 | 0.088502 | 0.084287 | 0.009672 | 0.0014547 | 0.58843 | 0.088502 | 0 | 0 | 0.58843 | 0.088502
[35 empty] | 7.3.5.15 Identification and remediation of “at-risk species” | WLDFR | HFTD - Distribution - Tier 3 - 4QU CoRE ¦ 3QU LoRE | 2050 | 0.14056 | 0 | 0 | 0 | 0 | 0.010565 | 0.64279 | 0 | 0.64279 | 0.009672 | 0.58843 | 0 | 0.58843 | 0.0092114 | 0.56041 | 0 | 0.56041 | 0 | 0.090353 | 0.082712 | 0.078773 | 0.009672 | 0.0013595 | 0.58843 | 0.082712 | 0 | 0 | 0.58843 | 0.082712
[35 empty] | 7.3.5.15 Identification and remediation of “at-risk species” | WLDFR | HFTD - Distribution - Tier 3 - 4QU CoRE ¦ 3QU LoRE | 2051 | 0.13137 | 0 | 0 | 0 | 0 | 0 | 0 | 0 | 0 | 0.009672 | 0.58843 | 0 | 0.58843 | 0.0092114 | 0.56041 | 0 | 0.56041 | 0 | 0 | 0.077301 | 0.07362 | 0.009672 | 0.0012706 | 0.58843 | 0.077301 | 0 | 0 | 0.58843 | 0.077301
[35 empty] | 7.3.5.15 Identification and remediation of “at-risk species” | WLDFR | HFTD - Distribution - Tier 3 - 4QU CoRE ¦ 3QU LoRE | 2052 | 0.12277 | 0 | 0 | 0 | 0 | 0 | 0 | 0 | 0 | 0 | 0 | 0 | 0 | 0.0092114 | 0.56041 | 0 | 0.56041 | 0 | 0 | 0 | 0.068804 | 0 | 0 | 0 | 0 | 0 | 0 | 0 | 0
[35 empty] | 7.3.5.15 Identification and remediation of “at-risk species” | WLDFR | HFTD - Distribution - Tier 3 - 4QU CoRE ¦ 4QU LoRE | 2020 | 1 | 0.0076411 | 0.33451 | 0 | 0.33451 | 0 | 0 | 0 | 0 | 0 | 0 | 0 | 0 | 0 | 0 | 0 | 0 | 0.33451 | 0 | 0 | 0 | 0 | 0 | 0 | 0 | 0 | 0 | 0 | 0
[35 empty] | 7.3.5.15 Identification and remediation of “at-risk species” | WLDFR | HFTD - Distribution - Tier 3 - 4QU CoRE ¦ 4QU LoRE | 2021 | 1 | 0.004544 | 0.22878 | 0 | 0.22878 | 0.0080683 | 0.35321 | 0 | 0.35321 | 0 | 0 | 0 | 0 | 0 | 0 | 0 | 0 | 0.22878 | 0.35321 | 0 | 0 | 0 | 0 | 0 | 0 | 0 | 0 | 0 | 0
[35 empty] | 7.3.5.15 Identification and remediation of “at-risk species” | WLDFR | HFTD - Distribution - Tier 3 - 4QU CoRE ¦ 4QU LoRE | 2022 | 0.93458 | 0.0040507 | 0.21388 | 0 | 0.21388 | 0.0042771 | 0.22583 | 0 | 0.22583 | 0.0067445 | 0.30772 | 0 | 0.30772 | 0 | 0 | 0 | 0 | 0.19988 | 0.21106 | 0.28759 | 0 | 0.0067445 | 0.0063033 | 0.30772 | 0.28759 | 0 | 0 | 0.30772 | 0.28759
[35 empty] | 7.3.5.15 Identification and remediation of “at-risk species” | WLDFR | HFTD - Distribution - Tier 3 - 4QU CoRE ¦ 4QU LoRE | 2023 | 0.87344 | 0.0040507 | 0.22171 | 0 | 0.22171 | 0.0042771 | 0.23411 | 0 | 0.23411 | 0.00388 | 0.21237 | 0 | 0.21237 | 0.0064234 | 0.3038 | 0 | 0.3038 | 0.19365 | 0.20448 | 0.18549 | 0.26535 | 0.00388 | 0.0033889 | 0.21237 | 0.18549 | 0 | 0 | 0.21237 | 0.18549
[35 empty] | 7.3.5.15 Identification and remediation of “at-risk species” | WLDFR | HFTD - Distribution - Tier 3 - 4QU CoRE ¦ 4QU LoRE | 2024 | 0.8163 | 0.0040507 | 0.22171 | 0 | 0.22171 | 0.0042771 | 0.23411 | 0 | 0.23411 | 0.00388 | 0.21237 | 0 | 0.21237 | 0.0036952 | 0.20226 | 0 | 0.20226 | 0.18098 | 0.1911 | 0.17336 | 0.1651 | 0.00388 | 0.0031672 | 0.21237 | 0.17336 | 0 | 0 | 0.21237 | 0.17336
[35 empty] | 7.3.5.15 Identification and remediation of “at-risk species” | WLDFR | HFTD - Distribution - Tier 3 - 4QU CoRE ¦ 4QU LoRE | 2025 | 0.7629 | 0.0040507 | 0.22171 | 0 | 0.22171 | 0.0042771 | 0.23411 | 0 | 0.23411 | 0.00388 | 0.21237 | 0 | 0.21237 | 0.0036952 | 0.20226 | 0 | 0.20226 | 0.16914 | 0.1786 | 0.16202 | 0.1543 | 0.00388 | 0.00296 | 0.21237 | 0.16202 | 0 | 0 | 0.21237 | 0.16202
[35 empty] | 7.3.5.15 Identification and remediation of “at-risk species” | WLDFR | HFTD - Distribution - Tier 3 - 4QU CoRE ¦ 4QU LoRE | 2026 | 0.71299 | 0.0040507 | 0.22171 | 0 | 0.22171 | 0.0042771 | 0.23411 | 0 | 0.23411 | 0.00388 | 0.21237 | 0 | 0.21237 | 0.0036952 | 0.20226 | 0 | 0.20226 | 0.15808 | 0.16692 | 0.15142 | 0.14421 | 0.00388 | 0.0027664 | 0.21237 | 0.15142 | 0 | 0 | 0.21237 | 0.15142
[35 empty] | 7.3.5.15 Identification and remediation of “at-risk species” | WLDFR | HFTD - Distribution - Tier 3 - 4QU CoRE ¦ 4QU LoRE | 2027 | 0.66634 | 0.0040507 | 0.22171 | 0 | 0.22171 | 0.0042771 | 0.23411 | 0 | 0.23411 | 0.00388 | 0.21237 | 0 | 0.21237 | 0.0036952 | 0.20226 | 0 | 0.20226 | 0.14774 | 0.156 | 0.14151 | 0.13477 | 0.00388 | 0.0025854 | 0.21237 | 0.14151 | 0 | 0 | 0.21237 | 0.14151
[35 empty] | 7.3.5.15 Identification and remediation of “at-risk species” | WLDFR | HFTD - Distribution - Tier 3 - 4QU CoRE ¦ 4QU LoRE | 2028 | 0.62275 | 0.0040507 | 0.23159 | 0 | 0.23159 | 0.0042771 | 0.24454 | 0 | 0.24454 | 0.00388 | 0.22183 | 0 | 0.22183 | 0.0036952 | 0.21127 | 0 | 0.21127 | 0.14422 | 0.15229 | 0.13815 | 0.13157 | 0.00388 | 0.0024163 | 0.22183 | 0.13815 | 0 | 0 | 0.22183 | 0.13815
[35 empty] | 7.3.5.15 Identification and remediation of “at-risk species” | WLDFR | HFTD - Distribution - Tier 3 - 4QU CoRE ¦ 4QU LoRE | 2029 | 0.58201 | 0.0040507 | 0.23159 | 0 | 0.23159 | 0.0042771 | 0.24454 | 0 | 0.24454 | 0.00388 | 0.22183 | 0 | 0.22183 | 0.0036952 | 0.21127 | 0 | 0.21127 | 0.13479 | 0.14232 | 0.12911 | 0.12296 | 0.00388 | 0.0022582 | 0.22183 | 0.12911 | 0 | 0 | 0.22183 | 0.12911
[35 empty] | 7.3.5.15 Identification and remediation of “at-risk species” | WLDFR | HFTD - Distribution - Tier 3 - 4QU CoRE ¦ 4QU LoRE | 2030 | 0.54393 | 0.0040507 | 0.23159 | 0 | 0.23159 | 0.0042771 | 0.24454 | 0 | 0.24454 | 0.00388 | 0.22183 | 0 | 0.22183 | 0.0036952 | 0.21127 | 0 | 0.21127 | 0.12597 | 0.13301 | 0.12066 | 0.11492 | 0.00388 | 0.0021105 | 0.22183 | 0.12066 | 0 | 0 | 0.22183 | 0.12066
[35 empty] | 7.3.5.15 Identification and remediation of “at-risk species” | WLDFR | HFTD - Distribution - Tier 3 - 4QU CoRE ¦ 4QU LoRE | 2031 | 0.50835 | 0.0040507 | 0.23159 | 0 | 0.23159 | 0.0042771 | 0.24454 | 0 | 0.24454 | 0.00388 | 0.22183 | 0 | 0.22183 | 0.0036952 | 0.21127 | 0 | 0.21127 | 0.11773 | 0.12431 | 0.11277 | 0.1074 | 0.00388 | 0.0019724 | 0.22183 | 0.11277 | 0 | 0 | 0.22183 | 0.11277
[35 empty] | 7.3.5.15 Identification and remediation of “at-risk species” | WLDFR | HFTD - Distribution - Tier 3 - 4QU CoRE ¦ 4QU LoRE | 2032 | 0.47509 | 0.0040507 | 0.23159 | 0 | 0.23159 | 0.0042771 | 0.24454 | 0 | 0.24454 | 0.00388 | 0.22183 | 0 | 0.22183 | 0.0036952 | 0.21127 | 0 | 0.21127 | 0.11003 | 0.11618 | 0.10539 | 0.10037 | 0.00388 | 0.0018434 | 0.22183 | 0.10539 | 0 | 0 | 0.22183 | 0.10539
[35 empty] | 7.3.5.15 Identification and remediation of “at-risk species” | WLDFR | HFTD - Distribution - Tier 3 - 4QU CoRE ¦ 4QU LoRE | 2033 | 0.44401 | 0.0040507 | 0.24256 | 0 | 0.24256 | 0.0042771 | 0.25612 | 0 | 0.25612 | 0.00388 | 0.23234 | 0 | 0.23234 | 0.0036952 | 0.22128 | 0 | 0.22128 | 0.1077 | 0.11372 | 0.10316 | 0.098251 | 0.00388 | 0.0017228 | 0.23234 | 0.10316 | 0 | 0 | 0.23234 | 0.10316
[35 empty] | 7.3.5.15 Identification and remediation of “at-risk species” | WLDFR | HFTD - Distribution - Tier 3 - 4QU CoRE ¦ 4QU LoRE | 2034 | 0.41496 | 0.0040507 | 0.24256 | 0 | 0.24256 | 0.0042771 | 0.25612 | 0 | 0.25612 | 0.00388 | 0.23234 | 0 | 0.23234 | 0.0036952 | 0.22128 | 0 | 0.22128 | 0.10066 | 0.10628 | 0.096414 | 0.091823 | 0.00388 | 0.0016101 | 0.23234 | 0.096414 | 0 | 0 | 0.23234 | 0.096414
[35 empty] | 7.3.5.15 Identification and remediation of “at-risk species” | WLDFR | HFTD - Distribution - Tier 3 - 4QU CoRE ¦ 4QU LoRE | 2035 | 0.38782 | 0.0040507 | 0.24256 | 0 | 0.24256 | 0.0042771 | 0.25612 | 0 | 0.25612 | 0.00388 | 0.23234 | 0 | 0.23234 | 0.0036952 | 0.22128 | 0 | 0.22128 | 0.09407 | 0.09933 | 0.090107 | 0.085816 | 0.00388 | 0.0015047 | 0.23234 | 0.090107 | 0 | 0 | 0.23234 | 0.090107
[35 empty] | 7.3.5.15 Identification and remediation of “at-risk species” | WLDFR | HFTD - Distribution - Tier 3 - 4QU CoRE ¦ 4QU LoRE | 2036 | 0.36245 | 0.0040507 | 0.24256 | 0 | 0.24256 | 0.0042771 | 0.25612 | 0 | 0.25612 | 0.00388 | 0.23234 | 0 | 0.23234 | 0.0036952 | 0.22128 | 0 | 0.22128 | 0.087916 | 0.092831 | 0.084212 | 0.080202 | 0.00388 | 0.0014063 | 0.23234 | 0.084212 | 0 | 0 | 0.23234 | 0.084212
[35 empty] | 7.3.5.15 Identification and remediation of “at-risk species” | WLDFR | HFTD - Distribution - Tier 3 - 4QU CoRE ¦ 4QU LoRE | 2037 | 0.33873 | 0.0040507 | 0.24256 | 0 | 0.24256 | 0.0042771 | 0.25612 | 0 | 0.25612 | 0.00388 | 0.23234 | 0 | 0.23234 | 0.0036952 | 0.22128 | 0 | 0.22128 | 0.082164 | 0.086758 | 0.078703 | 0.074955 | 0.00388 | 0.0013143 | 0.23234 | 0.078703 | 0 | 0 | 0.23234 | 0.078703
[35 empty] | 7.3.5.15 Identification and remediation of “at-risk species” | WLDFR | HFTD - Distribution - Tier 3 - 4QU CoRE ¦ 4QU LoRE | 2038 | 0.31657 | 0.0040507 | 0.25448 | 0 | 0.25448 | 0.0042771 | 0.2687 | 0 | 0.2687 | 0.00388 | 0.24375 | 0 | 0.24375 | 0.0036952 | 0.23215 | 0 | 0.23215 | 0.080561 | 0.085065 | 0.077166 | 0.073492 | 0.00388 | 0.0012283 | 0.24375 | 0.077166 | 0 | 0 | 0.24375 | 0.077166
[35 empty] | 7.3.5.15 Identification and remediation of “at-risk species” | WLDFR | HFTD - Distribution - Tier 3 - 4QU CoRE ¦ 4QU LoRE | 2039 | 0.29586 | 0.0040507 | 0.25448 | 0 | 0.25448 | 0.0042771 | 0.2687 | 0 | 0.2687 | 0.00388 | 0.24375 | 0 | 0.24375 | 0.0036952 | 0.23215 | 0 | 0.23215 | 0.07529 | 0.0795 | 0.072118 | 0.068684 | 0.00388 | 0.001148 | 0.24375 | 0.072118 | 0 | 0 | 0.24375 | 0.072118
[35 empty] | 7.3.5.15 Identification and remediation of “at-risk species” | WLDFR | HFTD - Distribution - Tier 3 - 4QU CoRE ¦ 4QU LoRE | 2040 | 0.27651 | 0.0040507 | 0.25448 | 0 | 0.25448 | 0.0042771 | 0.2687 | 0 | 0.2687 | 0.00388 | 0.24375 | 0 | 0.24375 | 0.0036952 | 0.23215 | 0 | 0.23215 | 0.070365 | 0.074299 | 0.0674 | 0.064191 | 0.00388 | 0.0010729 | 0.24375 | 0.0674 | 0 | 0 | 0.24375 | 0.0674
[35 empty] | 7.3.5.15 Identification and remediation of “at-risk species” | WLDFR | HFTD - Distribution - Tier 3 - 4QU CoRE ¦ 4QU LoRE | 2041 | 0.25842 | 0.0040507 | 0.25448 | 0 | 0.25448 | 0.0042771 | 0.2687 | 0 | 0.2687 | 0.00388 | 0.24375 | 0 | 0.24375 | 0.0036952 | 0.23215 | 0 | 0.23215 | 0.065761 | 0.069438 | 0.062991 | 0.059991 | 0.00388 | 0.0010027 | 0.24375 | 0.062991 | 0 | 0 | 0.24375 | 0.062991
[35 empty] | 7.3.5.15 Identification and remediation of “at-risk species” | WLDFR | HFTD - Distribution - Tier 3 - 4QU CoRE ¦ 4QU LoRE | 2042 | 0.24151 | 0.0040507 | 0.25448 | 0 | 0.25448 | 0.0042771 | 0.2687 | 0 | 0.2687 | 0.00388 | 0.24375 | 0 | 0.24375 | 0.0036952 | 0.23215 | 0 | 0.23215 | 0.061459 | 0.064896 | 0.05887 | 0.056067 | 0.00388 | 0.00093707 | 0.24375 | 0.05887 | 0 | 0 | 0.24375 | 0.05887
[35 empty] | 7.3.5.15 Identification and remediation of “at-risk species” | WLDFR | HFTD - Distribution - Tier 3 - 4QU CoRE ¦ 4QU LoRE | 2043 | 0.22571 | 0.0040507 | 0.26717 | 0 | 0.26717 | 0.0042771 | 0.2821 | 0 | 0.2821 | 0.00388 | 0.25591 | 0 | 0.25591 | 0.0036952 | 0.24372 | 0 | 0.24372 | 0.060303 | 0.063674 | 0.057762 | 0.055012 | 0.00388 | 0.00087577 | 0.25591 | 0.057762 | 0 | 0 | 0.25591 | 0.057762
[35 empty] | 7.3.5.15 Identification and remediation of “at-risk species” | WLDFR | HFTD - Distribution - Tier 3 - 4QU CoRE ¦ 4QU LoRE | 2044 | 0.21095 | 0.0040507 | 0.26717 | 0 | 0.26717 | 0.0042771 | 0.2821 | 0 | 0.2821 | 0.00388 | 0.25591 | 0 | 0.25591 | 0.0036952 | 0.24372 | 0 | 0.24372 | 0.056358 | 0.059509 | 0.053983 | 0.051413 | 0.00388 | 0.00081847 | 0.25591 | 0.053983 | 0 | 0 | 0.25591 | 0.053983
[35 empty] | 7.3.5.15 Identification and remediation of “at-risk species” | WLDFR | HFTD - Distribution - Tier 3 - 4QU CoRE ¦ 4QU LoRE | 2045 | 0.19715 | 0.0040507 | 0.26717 | 0 | 0.26717 | 0.0042771 | 0.2821 | 0 | 0.2821 | 0.00388 | 0.25591 | 0 | 0.25591 | 0.0036952 | 0.24372 | 0 | 0.24372 | 0.052671 | 0.055616 | 0.050452 | 0.048049 | 0.00388 | 0.00076493 | 0.25591 | 0.050452 | 0 | 0 | 0.25591 | 0.050452
[35 empty] | 7.3.5.15 Identification and remediation of “at-risk species” | WLDFR | HFTD - Distribution - Tier 3 - 4QU CoRE ¦ 4QU LoRE | 2046 | 0.18425 | 0.0040507 | 0.26717 | 0 | 0.26717 | 0.0042771 | 0.2821 | 0 | 0.2821 | 0.00388 | 0.25591 | 0 | 0.25591 | 0.0036952 | 0.24372 | 0 | 0.24372 | 0.049225 | 0.051977 | 0.047151 | 0.044906 | 0.00388 | 0.00071489 | 0.25591 | 0.047151 | 0 | 0 | 0.25591 | 0.047151
[35 empty] | 7.3.5.15 Identification and remediation of “at-risk species” | WLDFR | HFTD - Distribution - Tier 3 - 4QU CoRE ¦ 4QU LoRE | 2047 | 0.1722 | 0.0040507 | 0.26717 | 0 | 0.26717 | 0.0042771 | 0.2821 | 0 | 0.2821 | 0.00388 | 0.25591 | 0 | 0.25591 | 0.0036952 | 0.24372 | 0 | 0.24372 | 0.046005 | 0.048577 | 0.044067 | 0.041968 | 0.00388 | 0.00066812 | 0.25591 | 0.044067 | 0 | 0 | 0.25591 | 0.044067
[35 empty] | 7.3.5.15 Identification and remediation of “at-risk species” | WLDFR | HFTD - Distribution - Tier 3 - 4QU CoRE ¦ 4QU LoRE | 2048 | 0.16093 | 0.0040507 | 0.28047 | 0 | 0.28047 | 0.0042771 | 0.29615 | 0 | 0.29615 | 0.00388 | 0.26865 | 0 | 0.26865 | 0.0036952 | 0.25586 | 0 | 0.25586 | 0.045136 | 0.047659 | 0.043234 | 0.041175 | 0.00388 | 0.00062441 | 0.26865 | 0.043234 | 0 | 0 | 0.26865 | 0.043234
[35 empty] | 7.3.5.15 Identification and remediation of “at-risk species” | WLDFR | HFTD - Distribution - Tier 3 - 4QU CoRE ¦ 4QU LoRE | 2049 | 0.1504 | 0.0040507 | 0.28047 | 0 | 0.28047 | 0.0042771 | 0.29615 | 0 | 0.29615 | 0.00388 | 0.26865 | 0 | 0.26865 | 0.0036952 | 0.25586 | 0 | 0.25586 | 0.042183 | 0.044542 | 0.040406 | 0.038482 | 0.00388 | 0.00058356 | 0.26865 | 0.040406 | 0 | 0 | 0.26865 | 0.040406
[35 empty] | 7.3.5.15 Identification and remediation of “at-risk species” | WLDFR | HFTD - Distribution - Tier 3 - 4QU CoRE ¦ 4QU LoRE | 2050 | 0.14056 | 0 | 0 | 0 | 0 | 0.0042771 | 0.29615 | 0 | 0.29615 | 0.00388 | 0.26865 | 0 | 0.26865 | 0.0036952 | 0.25586 | 0 | 0.25586 | 0 | 0.041628 | 0.037762 | 0.035964 | 0.00388 | 0.00054538 | 0.26865 | 0.037762 | 0 | 0 | 0.26865 | 0.037762
[35 empty] | 7.3.5.15 Identification and remediation of “at-risk species” | WLDFR | HFTD - Distribution - Tier 3 - 4QU CoRE ¦ 4QU LoRE | 2051 | 0.13137 | 0 | 0 | 0 | 0 | 0 | 0 | 0 | 0 | 0.00388 | 0.26865 | 0 | 0.26865 | 0.0036952 | 0.25586 | 0 | 0.25586 | 0 | 0 | 0.035292 | 0.033611 | 0.00388 | 0.0005097 | 0.26865 | 0.035292 | 0 | 0 | 0.26865 | 0.035292
[35 empty] | 7.3.5.15 Identification and remediation of “at-risk species” | WLDFR | HFTD - Distribution - Tier 3 - 4QU CoRE ¦ 4QU LoRE | 2052 | 0.12277 | 0 | 0 | 0 | 0 | 0 | 0 | 0 | 0 | 0 | 0 | 0 | 0 | 0.0036952 | 0.25586 | 0 | 0.25586 | 0 | 0 | 0 | 0.031413 | 0 | 0 | 0 | 0 | 0 | 0 | 0 | 0
[35 empty] | 7.3.5.15 Identification and remediation of “at-risk species” | WLDFR | HFTD - Distribution - Tier 3 - 4QU CoRE ¦ 5QU LoRE | 2020 | 1 | 0.0031457 | 0.15854 | 0 | 0.15854 | 0 | 0 | 0 | 0 | 0 | 0 | 0 | 0 | 0 | 0 | 0 | 0 | 0.15854 | 0 | 0 | 0 | 0 | 0 | 0 | 0 | 0 | 0 | 0 | 0
[35 empty] | 7.3.5.15 Identification and remediation of “at-risk species” | WLDFR | HFTD - Distribution - Tier 3 - 4QU CoRE ¦ 5QU LoRE | 2021 | 1 | 0.0018319 | 0.10712 | 0 | 0.10712 | 0.0033216 | 0.1674 | 0 | 0.1674 | 0 | 0 | 0 | 0 | 0 | 0 | 0 | 0 | 0.10712 | 0.1674 | 0 | 0 | 0 | 0 | 0 | 0 | 0 | 0 | 0 | 0
[35 empty] | 7.3.5.15 Identification and remediation of “at-risk species” | WLDFR | HFTD - Distribution - Tier 3 - 4QU CoRE ¦ 5QU LoRE | 2022 | 0.93458 | 0.0017965 | 0.096836 | 0 | 0.096836 | 0.001897 | 0.10225 | 0 | 0.10225 | 0.0034692 | 0.16066 | 0 | 0.16066 | 0 | 0 | 0 | 0 | 0.090501 | 0.095561 | 0.15015 | 0 | 0.0034692 | 0.0032422 | 0.16066 | 0.15015 | 0 | 0 | 0.16066 | 0.15015
[35 empty] | 7.3.5.15 Identification and remediation of “at-risk species” | WLDFR | HFTD - Distribution - Tier 3 - 4QU CoRE ¦ 5QU LoRE | 2023 | 0.87344 | 0.0017965 | 0.10038 | 0 | 0.10038 | 0.001897 | 0.106 | 0 | 0.106 | 0.0020103 | 0.11233 | 0 | 0.11233 | 0.003304 | 0.15861 | 0 | 0.15861 | 0.087679 | 0.092582 | 0.098111 | 0.13854 | 0.0020103 | 0.0017558 | 0.11233 | 0.098111 | 0 | 0 | 0.11233 | 0.098111
[35 empty] | 7.3.5.15 Identification and remediation of “at-risk species” | WLDFR | HFTD - Distribution - Tier 3 - 4QU CoRE ¦ 5QU LoRE | 2024 | 0.8163 | 0.0017965 | 0.10038 | 0 | 0.10038 | 0.001897 | 0.106 | 0 | 0.106 | 0.0020103 | 0.11233 | 0 | 0.11233 | 0.0019145 | 0.10698 | 0 | 0.10698 | 0.081943 | 0.086525 | 0.091693 | 0.087326 | 0.0020103 | 0.001641 | 0.11233 | 0.091693 | 0 | 0 | 0.11233 | 0.091693
[35 empty] | 7.3.5.15 Identification and remediation of “at-risk species” | WLDFR | HFTD - Distribution - Tier 3 - 4QU CoRE ¦ 5QU LoRE | 2025 | 0.7629 | 0.0017965 | 0.10038 | 0 | 0.10038 | 0.001897 | 0.106 | 0 | 0.106 | 0.0020103 | 0.11233 | 0 | 0.11233 | 0.0019145 | 0.10698 | 0 | 0.10698 | 0.076583 | 0.080864 | 0.085694 | 0.081614 | 0.0020103 | 0.0015336 | 0.11233 | 0.085694 | 0 | 0 | 0.11233 | 0.085694
[35 empty] | 7.3.5.15 Identification and remediation of “at-risk species” | WLDFR | HFTD - Distribution - Tier 3 - 4QU CoRE ¦ 5QU LoRE | 2026 | 0.71299 | 0.0017965 | 0.10038 | 0 | 0.10038 | 0.001897 | 0.106 | 0 | 0.106 | 0.0020103 | 0.11233 | 0 | 0.11233 | 0.0019145 | 0.10698 | 0 | 0.10698 | 0.071572 | 0.075574 | 0.080088 | 0.076274 | 0.0020103 | 0.0014333 | 0.11233 | 0.080088 | 0 | 0 | 0.11233 | 0.080088
[35 empty] | 7.3.5.15 Identification and remediation of “at-risk species” | WLDFR | HFTD - Distribution - Tier 3 - 4QU CoRE ¦ 5QU LoRE | 2027 | 0.66634 | 0.0017965 | 0.10038 | 0 | 0.10038 | 0.001897 | 0.106 | 0 | 0.106 | 0.0020103 | 0.11233 | 0 | 0.11233 | 0.0019145 | 0.10698 | 0 | 0.10698 | 0.06689 | 0.07063 | 0.074849 | 0.071284 | 0.0020103 | 0.0013395 | 0.11233 | 0.074849 | 0 | 0 | 0.11233 | 0.074849
[35 empty] | 7.3.5.15 Identification and remediation of “at-risk species” | WLDFR | HFTD - Distribution - Tier 3 - 4QU CoRE ¦ 5QU LoRE | 2028 | 0.62275 | 0.0017965 | 0.10486 | 0 | 0.10486 | 0.001897 | 0.11072 | 0 | 0.11072 | 0.0020103 | 0.11733 | 0 | 0.11733 | 0.0019145 | 0.11174 | 0 | 0.11174 | 0.065299 | 0.068949 | 0.073068 | 0.069588 | 0.0020103 | 0.0012519 | 0.11733 | 0.073068 | 0 | 0 | 0.11733 | 0.073068
[35 empty] | 7.3.5.15 Identification and remediation of “at-risk species” | WLDFR | HFTD - Distribution - Tier 3 - 4QU CoRE ¦ 5QU LoRE | 2029 | 0.58201 | 0.0017965 | 0.10486 | 0 | 0.10486 | 0.001897 | 0.11072 | 0 | 0.11072 | 0.0020103 | 0.11733 | 0 | 0.11733 | 0.0019145 | 0.11174 | 0 | 0.11174 | 0.061027 | 0.064439 | 0.068288 | 0.065036 | 0.0020103 | 0.00117 | 0.11733 | 0.068288 | 0 | 0 | 0.11733 | 0.068288
[35 empty] | 7.3.5.15 Identification and remediation of “at-risk species” | WLDFR | HFTD - Distribution - Tier 3 - 4QU CoRE ¦ 5QU LoRE | 2030 | 0.54393 | 0.0017965 | 0.10486 | 0 | 0.10486 | 0.001897 | 0.11072 | 0 | 0.11072 | 0.0020103 | 0.11733 | 0 | 0.11733 | 0.0019145 | 0.11174 | 0 | 0.11174 | 0.057034 | 0.060223 | 0.06382 | 0.060781 | 0.0020103 | 0.0010935 | 0.11733 | 0.06382 | 0 | 0 | 0.11733 | 0.06382
[35 empty] | 7.3.5.15 Identification and remediation of “at-risk species” | WLDFR | HFTD - Distribution - Tier 3 - 4QU CoRE ¦ 5QU LoRE | 2031 | 0.50835 | 0.0017965 | 0.10486 | 0 | 0.10486 | 0.001897 | 0.11072 | 0 | 0.11072 | 0.0020103 | 0.11733 | 0 | 0.11733 | 0.0019145 | 0.11174 | 0 | 0.11174 | 0.053303 | 0.056283 | 0.059645 | 0.056805 | 0.0020103 | 0.0010219 | 0.11733 | 0.059645 | 0 | 0 | 0.11733 | 0.059645
[35 empty] | 7.3.5.15 Identification and remediation of “at-risk species” | WLDFR | HFTD - Distribution - Tier 3 - 4QU CoRE ¦ 5QU LoRE | 2032 | 0.47509 | 0.0017965 | 0.10486 | 0 | 0.10486 | 0.001897 | 0.11072 | 0 | 0.11072 | 0.0020103 | 0.11733 | 0 | 0.11733 | 0.0019145 | 0.11174 | 0 | 0.11174 | 0.049816 | 0.052601 | 0.055743 | 0.053089 | 0.0020103 | 0.00095506 | 0.11733 | 0.055743 | 0 | 0 | 0.11733 | 0.055743
[35 empty] | 7.3.5.15 Identification and remediation of “at-risk species” | WLDFR | HFTD - Distribution - Tier 3 - 4QU CoRE ¦ 5QU LoRE | 2033 | 0.44401 | 0.0017965 | 0.10982 | 0 | 0.10982 | 0.001897 | 0.11596 | 0 | 0.11596 | 0.0020103 | 0.12289 | 0 | 0.12289 | 0.0019145 | 0.11704 | 0 | 0.11704 | 0.048763 | 0.05149 | 0.054565 | 0.051967 | 0.0020103 | 0.00089258 | 0.12289 | 0.054565 | 0 | 0 | 0.12289 | 0.054565
[35 empty] | 7.3.5.15 Identification and remediation of “at-risk species” | WLDFR | HFTD - Distribution - Tier 3 - 4QU CoRE ¦ 5QU LoRE | 2034 | 0.41496 | 0.0017965 | 0.10982 | 0 | 0.10982 | 0.001897 | 0.11596 | 0 | 0.11596 | 0.0020103 | 0.12289 | 0 | 0.12289 | 0.0019145 | 0.11704 | 0 | 0.11704 | 0.045573 | 0.048121 | 0.050995 | 0.048567 | 0.0020103 | 0.00083419 | 0.12289 | 0.050995 | 0 | 0 | 0.12289 | 0.050995
[35 empty] | 7.3.5.15 Identification and remediation of “at-risk species” | WLDFR | HFTD - Distribution - Tier 3 - 4QU CoRE ¦ 5QU LoRE | 2035 | 0.38782 | 0.0017965 | 0.10982 | 0 | 0.10982 | 0.001897 | 0.11596 | 0 | 0.11596 | 0.0020103 | 0.12289 | 0 | 0.12289 | 0.0019145 | 0.11704 | 0 | 0.11704 | 0.042592 | 0.044973 | 0.047659 | 0.04539 | 0.0020103 | 0.00077961 | 0.12289 | 0.047659 | 0 | 0 | 0.12289 | 0.047659
[35 empty] | 7.3.5.15 Identification and remediation of “at-risk species” | WLDFR | HFTD - Distribution - Tier 3 - 4QU CoRE ¦ 5QU LoRE | 2036 | 0.36245 | 0.0017965 | 0.10982 | 0 | 0.10982 | 0.001897 | 0.11596 | 0 | 0.11596 | 0.0020103 | 0.12289 | 0 | 0.12289 | 0.0019145 | 0.11704 | 0 | 0.11704 | 0.039805 | 0.042031 | 0.044541 | 0.04242 | 0.0020103 | 0.00072861 | 0.12289 | 0.044541 | 0 | 0 | 0.12289 | 0.044541
[35 empty] | 7.3.5.15 Identification and remediation of “at-risk species” | WLDFR | HFTD - Distribution - Tier 3 - 4QU CoRE ¦ 5QU LoRE | 2037 | 0.33873 | 0.0017965 | 0.10982 | 0 | 0.10982 | 0.001897 | 0.11596 | 0 | 0.11596 | 0.0020103 | 0.12289 | 0 | 0.12289 | 0.0019145 | 0.11704 | 0 | 0.11704 | 0.037201 | 0.039281 | 0.041627 | 0.039645 | 0.0020103 | 0.00068095 | 0.12289 | 0.041627 | 0 | 0 | 0.12289 | 0.041627
[35 empty] | 7.3.5.15 Identification and remediation of “at-risk species” | WLDFR | HFTD - Distribution - Tier 3 - 4QU CoRE ¦ 5QU LoRE | 2038 | 0.31657 | 0.0017965 | 0.11522 | 0 | 0.11522 | 0.001897 | 0.12166 | 0 | 0.12166 | 0.0020103 | 0.12893 | 0 | 0.12893 | 0.0019145 | 0.12279 | 0 | 0.12279 | 0.036475 | 0.038515 | 0.040815 | 0.038871 | 0.0020103 | 0.0006364 | 0.12893 | 0.040815 | 0 | 0 | 0.12893 | 0.040815
[35 empty] | 7.3.5.15 Identification and remediation of “at-risk species” | WLDFR | HFTD - Distribution - Tier 3 - 4QU CoRE ¦ 5QU LoRE | 2039 | 0.29586 | 0.0017965 | 0.11522 | 0 | 0.11522 | 0.001897 | 0.12166 | 0 | 0.12166 | 0.0020103 | 0.12893 | 0 | 0.12893 | 0.0019145 | 0.12279 | 0 | 0.12279 | 0.034089 | 0.035995 | 0.038145 | 0.036328 | 0.0020103 | 0.00059476 | 0.12893 | 0.038145 | 0 | 0 | 0.12893 | 0.038145
[35 empty] | 7.3.5.15 Identification and remediation of “at-risk species” | WLDFR | HFTD - Distribution - Tier 3 - 4QU CoRE ¦ 5QU LoRE | 2040 | 0.27651 | 0.0017965 | 0.11522 | 0 | 0.11522 | 0.001897 | 0.12166 | 0 | 0.12166 | 0.0020103 | 0.12893 | 0 | 0.12893 | 0.0019145 | 0.12279 | 0 | 0.12279 | 0.031859 | 0.03364 | 0.035649 | 0.033952 | 0.0020103 | 0.00055585 | 0.12893 | 0.035649 | 0 | 0 | 0.12893 | 0.035649
[35 empty] | 7.3.5.15 Identification and remediation of “at-risk species” | WLDFR | HFTD - Distribution - Tier 3 - 4QU CoRE ¦ 5QU LoRE | 2041 | 0.25842 | 0.0017965 | 0.11522 | 0 | 0.11522 | 0.001897 | 0.12166 | 0 | 0.12166 | 0.0020103 | 0.12893 | 0 | 0.12893 | 0.0019145 | 0.12279 | 0 | 0.12279 | 0.029775 | 0.031439 | 0.033317 | 0.031731 | 0.0020103 | 0.00051949 | 0.12893 | 0.033317 | 0 | 0 | 0.12893 | 0.033317
[35 empty] | 7.3.5.15 Identification and remediation of “at-risk species” | WLDFR | HFTD - Distribution - Tier 3 - 4QU CoRE ¦ 5QU LoRE | 2042 | 0.24151 | 0.0017965 | 0.11522 | 0 | 0.11522 | 0.001897 | 0.12166 | 0 | 0.12166 | 0.0020103 | 0.12893 | 0 | 0.12893 | 0.0019145 | 0.12279 | 0 | 0.12279 | 0.027827 | 0.029383 | 0.031138 | 0.029655 | 0.0020103 | 0.0004855 | 0.12893 | 0.031138 | 0 | 0 | 0.12893 | 0.031138
[35 empty] | 7.3.5.15 Identification and remediation of “at-risk species” | WLDFR | HFTD - Distribution - Tier 3 - 4QU CoRE ¦ 5QU LoRE | 2043 | 0.22571 | 0.0017965 | 0.12096 | 0 | 0.12096 | 0.001897 | 0.12773 | 0 | 0.12773 | 0.0020103 | 0.13536 | 0 | 0.13536 | 0.0019145 | 0.12891 | 0 | 0.12891 | 0.027303 | 0.02883 | 0.030552 | 0.029097 | 0.0020103 | 0.00045374 | 0.13536 | 0.030552 | 0 | 0 | 0.13536 | 0.030552
[35 empty] | 7.3.5.15 Identification and remediation of “at-risk species” | WLDFR | HFTD - Distribution - Tier 3 - 4QU CoRE ¦ 5QU LoRE | 2044 | 0.21095 | 0.0017965 | 0.12096 | 0 | 0.12096 | 0.001897 | 0.12773 | 0 | 0.12773 | 0.0020103 | 0.13536 | 0 | 0.13536 | 0.0019145 | 0.12891 | 0 | 0.12891 | 0.025517 | 0.026944 | 0.028553 | 0.027193 | 0.0020103 | 0.00042406 | 0.13536 | 0.028553 | 0 | 0 | 0.13536 | 0.028553
[35 empty] | 7.3.5.15 Identification and remediation of “at-risk species” | WLDFR | HFTD - Distribution - Tier 3 - 4QU CoRE ¦ 5QU LoRE | 2045 | 0.19715 | 0.0017965 | 0.12096 | 0 | 0.12096 | 0.001897 | 0.12773 | 0 | 0.12773 | 0.0020103 | 0.13536 | 0 | 0.13536 | 0.0019145 | 0.12891 | 0 | 0.12891 | 0.023848 | 0.025181 | 0.026685 | 0.025414 | 0.0020103 | 0.00039632 | 0.13536 | 0.026685 | 0 | 0 | 0.13536 | 0.026685
[35 empty] | 7.3.5.15 Identification and remediation of “at-risk species” | WLDFR | HFTD - Distribution - Tier 3 - 4QU CoRE ¦ 5QU LoRE | 2046 | 0.18425 | 0.0017965 | 0.12096 | 0 | 0.12096 | 0.001897 | 0.12773 | 0 | 0.12773 | 0.0020103 | 0.13536 | 0 | 0.13536 | 0.0019145 | 0.12891 | 0 | 0.12891 | 0.022288 | 0.023534 | 0.024939 | 0.023752 | 0.0020103 | 0.00037039 | 0.13536 | 0.024939 | 0 | 0 | 0.13536 | 0.024939
[35 empty] | 7.3.5.15 Identification and remediation of “at-risk species” | WLDFR | HFTD - Distribution - Tier 3 - 4QU CoRE ¦ 5QU LoRE | 2047 | 0.1722 | 0.0017965 | 0.12096 | 0 | 0.12096 | 0.001897 | 0.12773 | 0 | 0.12773 | 0.0020103 | 0.13536 | 0 | 0.13536 | 0.0019145 | 0.12891 | 0 | 0.12891 | 0.020829 | 0.021994 | 0.023308 | 0.022198 | 0.0020103 | 0.00034616 | 0.13536 | 0.023308 | 0 | 0 | 0.13536 | 0.023308
[35 empty] | 7.3.5.15 Identification and remediation of “at-risk species” | WLDFR | HFTD - Distribution - Tier 3 - 4QU CoRE ¦ 5QU LoRE | 2048 | 0.16093 | 0.0017965 | 0.12699 | 0 | 0.12699 | 0.001897 | 0.13409 | 0 | 0.13409 | 0.0020103 | 0.1421 | 0 | 0.1421 | 0.0019145 | 0.13533 | 0 | 0.13533 | 0.020436 | 0.021579 | 0.022868 | 0.021779 | 0.0020103 | 0.00032351 | 0.1421 | 0.022868 | 0 | 0 | 0.1421 | 0.022868
[35 empty] | 7.3.5.15 Identification and remediation of “at-risk species” | WLDFR | HFTD - Distribution - Tier 3 - 4QU CoRE ¦ 5QU LoRE | 2049 | 0.1504 | 0.0017965 | 0.12699 | 0 | 0.12699 | 0.001897 | 0.13409 | 0 | 0.13409 | 0.0020103 | 0.1421 | 0 | 0.1421 | 0.0019145 | 0.13533 | 0 | 0.13533 | 0.019099 | 0.020167 | 0.021372 | 0.020354 | 0.0020103 | 0.00030235 | 0.1421 | 0.021372 | 0 | 0 | 0.1421 | 0.021372
[35 empty] | 7.3.5.15 Identification and remediation of “at-risk species” | WLDFR | HFTD - Distribution - Tier 3 - 4QU CoRE ¦ 5QU LoRE | 2050 | 0.14056 | 0 | 0 | 0 | 0 | 0.001897 | 0.13409 | 0 | 0.13409 | 0.0020103 | 0.1421 | 0 | 0.1421 | 0.0019145 | 0.13533 | 0 | 0.13533 | 0 | 0.018848 | 0.019973 | 0.019022 | 0.0020103 | 0.00028257 | 0.1421 | 0.019973 | 0 | 0 | 0.1421 | 0.019973
[35 empty] | 7.3.5.15 Identification and remediation of “at-risk species” | WLDFR | HFTD - Distribution - Tier 3 - 4QU CoRE ¦ 5QU LoRE | 2051 | 0.13137 | 0 | 0 | 0 | 0 | 0 | 0 | 0 | 0 | 0.0020103 | 0.1421 | 0 | 0.1421 | 0.0019145 | 0.13533 | 0 | 0.13533 | 0 | 0 | 0.018667 | 0.017778 | 0.0020103 | 0.00026408 | 0.1421 | 0.018667 | 0 | 0 | 0.1421 | 0.018667
[35 empty] | 7.3.5.15 Identification and remediation of “at-risk species” | WLDFR | HFTD - Distribution - Tier 3 - 4QU CoRE ¦ 5QU LoRE | 2052 | 0.12277 | 0 | 0 | 0 | 0 | 0 | 0 | 0 | 0 | 0 | 0 | 0 | 0 | 0.0019145 | 0.13533 | 0 | 0.13533 | 0 | 0 | 0 | 0.016615 | 0 | 0 | 0 | 0 | 0 | 0 | 0 | 0
[35 empty] | 7.3.5.15 Identification and remediation of “at-risk species” | WLDFR | HFTD - Distribution - Tier 3 - 5QU CoRE ¦ 1QU LoRE | 2020 | 1 | 0.12608 | 0.74419 | 0 | 0.74419 | 0 | 0 | 0 | 0 | 0 | 0 | 0 | 0 | 0 | 0 | 0 | 0 | 0.74419 | 0 | 0 | 0 | 0 | 0 | 0 | 0 | 0 | 0 | 0 | 0
[35 empty] | 7.3.5.15 Identification and remediation of “at-risk species” | WLDFR | HFTD - Distribution - Tier 3 - 5QU CoRE ¦ 1QU LoRE | 2021 | 1 | 0.074514 | 0.50033 | 0 | 0.50033 | 0.13313 | 0.7858 | 0 | 0.7858 | 0 | 0 | 0 | 0 | 0 | 0 | 0 | 0 | 0.50033 | 0.7858 | 0 | 0 | 0 | 0 | 0 | 0 | 0 | 0 | 0 | 0
[35 empty] | 7.3.5.15 Identification and remediation of “at-risk species” | WLDFR | HFTD - Distribution - Tier 3 - 5QU CoRE ¦ 1QU LoRE | 2022 | 0.93458 | 0.074003 | 0.49641 | 0 | 0.49641 | 0.078141 | 0.52416 | 0 | 0.52416 | 0.12753 | 0.75177 | 0 | 0.75177 | 0 | 0 | 0 | 0 | 0.46393 | 0.48987 | 0.70259 | 0 | 0.12753 | 0.11919 | 0.75177 | 0.70259 | 0 | 0 | 0.75177 | 0.70259
[35 empty] | 7.3.5.15 Identification and remediation of “at-risk species” | WLDFR | HFTD - Distribution - Tier 3 - 5QU CoRE ¦ 1QU LoRE | 2023 | 0.87344 | 0.074003 | 0.51459 | 0 | 0.51459 | 0.078141 | 0.54337 | 0 | 0.54337 | 0.075377 | 0.52415 | 0 | 0.52415 | 0.12146 | 0.74219 | 0 | 0.74219 | 0.44947 | 0.4746 | 0.45781 | 0.64826 | 0.075377 | 0.065837 | 0.52415 | 0.45781 | 0 | 0 | 0.52415 | 0.45781
[35 empty] | 7.3.5.15 Identification and remediation of “at-risk species” | WLDFR | HFTD - Distribution - Tier 3 - 5QU CoRE ¦ 1QU LoRE | 2024 | 0.8163 | 0.074003 | 0.51459 | 0 | 0.51459 | 0.078141 | 0.54337 | 0 | 0.54337 | 0.075377 | 0.52415 | 0 | 0.52415 | 0.071788 | 0.49919 | 0 | 0.49919 | 0.42006 | 0.44355 | 0.42786 | 0.40749 | 0.075377 | 0.06153 | 0.52415 | 0.42786 | 0 | 0 | 0.52415 | 0.42786
[35 empty] | 7.3.5.15 Identification and remediation of “at-risk species” | WLDFR | HFTD - Distribution - Tier 3 - 5QU CoRE ¦ 1QU LoRE | 2025 | 0.7629 | 0.074003 | 0.51459 | 0 | 0.51459 | 0.078141 | 0.54337 | 0 | 0.54337 | 0.075377 | 0.52415 | 0 | 0.52415 | 0.071788 | 0.49919 | 0 | 0.49919 | 0.39258 | 0.41453 | 0.39987 | 0.38083 | 0.075377 | 0.057505 | 0.52415 | 0.39987 | 0 | 0 | 0.52415 | 0.39987
[35 empty] | 7.3.5.15 Identification and remediation of “at-risk species” | WLDFR | HFTD - Distribution - Tier 3 - 5QU CoRE ¦ 1QU LoRE | 2026 | 0.71299 | 0.074003 | 0.51459 | 0 | 0.51459 | 0.078141 | 0.54337 | 0 | 0.54337 | 0.075377 | 0.52415 | 0 | 0.52415 | 0.071788 | 0.49919 | 0 | 0.49919 | 0.3669 | 0.38741 | 0.37371 | 0.35591 | 0.075377 | 0.053743 | 0.52415 | 0.37371 | 0 | 0 | 0.52415 | 0.37371
[35 empty] | 7.3.5.15 Identification and remediation of “at-risk species” | WLDFR | HFTD - Distribution - Tier 3 - 5QU CoRE ¦ 1QU LoRE | 2027 | 0.66634 | 0.074003 | 0.51459 | 0 | 0.51459 | 0.078141 | 0.54337 | 0 | 0.54337 | 0.075377 | 0.52415 | 0 | 0.52415 | 0.071788 | 0.49919 | 0 | 0.49919 | 0.3429 | 0.36207 | 0.34926 | 0.33263 | 0.075377 | 0.050227 | 0.52415 | 0.34926 | 0 | 0 | 0.52415 | 0.34926
[35 empty] | 7.3.5.15 Identification and remediation of “at-risk species” | WLDFR | HFTD - Distribution - Tier 3 - 5QU CoRE ¦ 1QU LoRE | 2028 | 0.62275 | 0.074003 | 0.53752 | 0 | 0.53752 | 0.078141 | 0.56757 | 0 | 0.56757 | 0.075377 | 0.54749 | 0 | 0.54749 | 0.071788 | 0.52142 | 0 | 0.52142 | 0.33474 | 0.35345 | 0.34095 | 0.32472 | 0.075377 | 0.046941 | 0.54749 | 0.34095 | 0 | 0 | 0.54749 | 0.34095
[35 empty] | 7.3.5.15 Identification and remediation of “at-risk species” | WLDFR | HFTD - Distribution - Tier 3 - 5QU CoRE ¦ 1QU LoRE | 2029 | 0.58201 | 0.074003 | 0.53752 | 0 | 0.53752 | 0.078141 | 0.56757 | 0 | 0.56757 | 0.075377 | 0.54749 | 0 | 0.54749 | 0.071788 | 0.52142 | 0 | 0.52142 | 0.31284 | 0.33033 | 0.31865 | 0.30347 | 0.075377 | 0.04387 | 0.54749 | 0.31865 | 0 | 0 | 0.54749 | 0.31865
[35 empty] | 7.3.5.15 Identification and remediation of “at-risk species” | WLDFR | HFTD - Distribution - Tier 3 - 5QU CoRE ¦ 1QU LoRE | 2030 | 0.54393 | 0.074003 | 0.53752 | 0 | 0.53752 | 0.078141 | 0.56757 | 0 | 0.56757 | 0.075377 | 0.54749 | 0 | 0.54749 | 0.071788 | 0.52142 | 0 | 0.52142 | 0.29237 | 0.30872 | 0.2978 | 0.28362 | 0.075377 | 0.041 | 0.54749 | 0.2978 | 0 | 0 | 0.54749 | 0.2978
[35 empty] | 7.3.5.15 Identification and remediation of “at-risk species” | WLDFR | HFTD - Distribution - Tier 3 - 5QU CoRE ¦ 1QU LoRE | 2031 | 0.50835 | 0.074003 | 0.53752 | 0 | 0.53752 | 0.078141 | 0.56757 | 0 | 0.56757 | 0.075377 | 0.54749 | 0 | 0.54749 | 0.071788 | 0.52142 | 0 | 0.52142 | 0.27325 | 0.28852 | 0.27832 | 0.26507 | 0.075377 | 0.038318 | 0.54749 | 0.27832 | 0 | 0 | 0.54749 | 0.27832
[35 empty] | 7.3.5.15 Identification and remediation of “at-risk species” | WLDFR | HFTD - Distribution - Tier 3 - 5QU CoRE ¦ 1QU LoRE | 2032 | 0.47509 | 0.074003 | 0.53752 | 0 | 0.53752 | 0.078141 | 0.56757 | 0 | 0.56757 | 0.075377 | 0.54749 | 0 | 0.54749 | 0.071788 | 0.52142 | 0 | 0.52142 | 0.25537 | 0.26965 | 0.26011 | 0.24772 | 0.075377 | 0.035811 | 0.54749 | 0.26011 | 0 | 0 | 0.54749 | 0.26011
[35 empty] | 7.3.5.15 Identification and remediation of “at-risk species” | WLDFR | HFTD - Distribution - Tier 3 - 5QU CoRE ¦ 1QU LoRE | 2033 | 0.44401 | 0.074003 | 0.563 | 0 | 0.563 | 0.078141 | 0.59448 | 0 | 0.59448 | 0.075377 | 0.57345 | 0 | 0.57345 | 0.071788 | 0.54614 | 0 | 0.54614 | 0.24998 | 0.26395 | 0.25462 | 0.24249 | 0.075377 | 0.033468 | 0.57345 | 0.25462 | 0 | 0 | 0.57345 | 0.25462
[35 empty] | 7.3.5.15 Identification and remediation of “at-risk species” | WLDFR | HFTD - Distribution - Tier 3 - 5QU CoRE ¦ 1QU LoRE | 2034 | 0.41496 | 0.074003 | 0.563 | 0 | 0.563 | 0.078141 | 0.59448 | 0 | 0.59448 | 0.075377 | 0.57345 | 0 | 0.57345 | 0.071788 | 0.54614 | 0 | 0.54614 | 0.23362 | 0.24669 | 0.23796 | 0.22663 | 0.075377 | 0.031279 | 0.57345 | 0.23796 | 0 | 0 | 0.57345 | 0.23796
[35 empty] | 7.3.5.15 Identification and remediation of “at-risk species” | WLDFR | HFTD - Distribution - Tier 3 - 5QU CoRE ¦ 1QU LoRE | 2035 | 0.38782 | 0.074003 | 0.563 | 0 | 0.563 | 0.078141 | 0.59448 | 0 | 0.59448 | 0.075377 | 0.57345 | 0 | 0.57345 | 0.071788 | 0.54614 | 0 | 0.54614 | 0.21834 | 0.23055 | 0.22239 | 0.2118 | 0.075377 | 0.029233 | 0.57345 | 0.22239 | 0 | 0 | 0.57345 | 0.22239
[35 empty] | 7.3.5.15 Identification and remediation of “at-risk species” | WLDFR | HFTD - Distribution - Tier 3 - 5QU CoRE ¦ 1QU LoRE | 2036 | 0.36245 | 0.074003 | 0.563 | 0 | 0.563 | 0.078141 | 0.59448 | 0 | 0.59448 | 0.075377 | 0.57345 | 0 | 0.57345 | 0.071788 | 0.54614 | 0 | 0.54614 | 0.20406 | 0.21547 | 0.20784 | 0.19795 | 0.075377 | 0.02732 | 0.57345 | 0.20784 | 0 | 0 | 0.57345 | 0.20784
[35 empty] | 7.3.5.15 Identification and remediation of “at-risk species” | WLDFR | HFTD - Distribution - Tier 3 - 5QU CoRE ¦ 1QU LoRE | 2037 | 0.33873 | 0.074003 | 0.563 | 0 | 0.563 | 0.078141 | 0.59448 | 0 | 0.59448 | 0.075377 | 0.57345 | 0 | 0.57345 | 0.071788 | 0.54614 | 0 | 0.54614 | 0.19071 | 0.20137 | 0.19425 | 0.185 | 0.075377 | 0.025533 | 0.57345 | 0.19425 | 0 | 0 | 0.57345 | 0.19425
[35 empty] | 7.3.5.15 Identification and remediation of “at-risk species” | WLDFR | HFTD - Distribution - Tier 3 - 5QU CoRE ¦ 1QU LoRE | 2038 | 0.31657 | 0.074003 | 0.59067 | 0 | 0.59067 | 0.078141 | 0.62369 | 0 | 0.62369 | 0.075377 | 0.60163 | 0 | 0.60163 | 0.071788 | 0.57298 | 0 | 0.57298 | 0.18699 | 0.19745 | 0.19046 | 0.18139 | 0.075377 | 0.023862 | 0.60163 | 0.19046 | 0 | 0 | 0.60163 | 0.19046
[35 empty] | 7.3.5.15 Identification and remediation of “at-risk species” | WLDFR | HFTD - Distribution - Tier 3 - 5QU CoRE ¦ 1QU LoRE | 2039 | 0.29586 | 0.074003 | 0.59067 | 0 | 0.59067 | 0.078141 | 0.62369 | 0 | 0.62369 | 0.075377 | 0.60163 | 0 | 0.60163 | 0.071788 | 0.57298 | 0 | 0.57298 | 0.17476 | 0.18453 | 0.178 | 0.16953 | 0.075377 | 0.022301 | 0.60163 | 0.178 | 0 | 0 | 0.60163 | 0.178
[35 empty] | 7.3.5.15 Identification and remediation of “at-risk species” | WLDFR | HFTD - Distribution - Tier 3 - 5QU CoRE ¦ 1QU LoRE | 2040 | 0.27651 | 0.074003 | 0.59067 | 0 | 0.59067 | 0.078141 | 0.62369 | 0 | 0.62369 | 0.075377 | 0.60163 | 0 | 0.60163 | 0.071788 | 0.57298 | 0 | 0.57298 | 0.16332 | 0.17246 | 0.16636 | 0.15843 | 0.075377 | 0.020842 | 0.60163 | 0.16636 | 0 | 0 | 0.60163 | 0.16636
[35 empty] | 7.3.5.15 Identification and remediation of “at-risk species” | WLDFR | HFTD - Distribution - Tier 3 - 5QU CoRE ¦ 1QU LoRE | 2041 | 0.25842 | 0.074003 | 0.59067 | 0 | 0.59067 | 0.078141 | 0.62369 | 0 | 0.62369 | 0.075377 | 0.60163 | 0 | 0.60163 | 0.071788 | 0.57298 | 0 | 0.57298 | 0.15264 | 0.16117 | 0.15547 | 0.14807 | 0.075377 | 0.019479 | 0.60163 | 0.15547 | 0 | 0 | 0.60163 | 0.15547
[35 empty] | 7.3.5.15 Identification and remediation of “at-risk species” | WLDFR | HFTD - Distribution - Tier 3 - 5QU CoRE ¦ 1QU LoRE | 2042 | 0.24151 | 0.074003 | 0.59067 | 0 | 0.59067 | 0.078141 | 0.62369 | 0 | 0.62369 | 0.075377 | 0.60163 | 0 | 0.60163 | 0.071788 | 0.57298 | 0 | 0.57298 | 0.14265 | 0.15063 | 0.1453 | 0.13838 | 0.075377 | 0.018205 | 0.60163 | 0.1453 | 0 | 0 | 0.60163 | 0.1453
[35 empty] | 7.3.5.15 Identification and remediation of “at-risk species” | WLDFR | HFTD - Distribution - Tier 3 - 5QU CoRE ¦ 1QU LoRE | 2043 | 0.22571 | 0.074003 | 0.62015 | 0 | 0.62015 | 0.078141 | 0.65483 | 0 | 0.65483 | 0.075377 | 0.63166 | 0 | 0.63166 | 0.071788 | 0.60158 | 0 | 0.60158 | 0.13998 | 0.1478 | 0.14257 | 0.13579 | 0.075377 | 0.017014 | 0.63166 | 0.14257 | 0 | 0 | 0.63166 | 0.14257
[35 empty] | 7.3.5.15 Identification and remediation of “at-risk species” | WLDFR | HFTD - Distribution - Tier 3 - 5QU CoRE ¦ 1QU LoRE | 2044 | 0.21095 | 0.074003 | 0.62015 | 0 | 0.62015 | 0.078141 | 0.65483 | 0 | 0.65483 | 0.075377 | 0.63166 | 0 | 0.63166 | 0.071788 | 0.60158 | 0 | 0.60158 | 0.13082 | 0.13813 | 0.13325 | 0.1269 | 0.075377 | 0.015901 | 0.63166 | 0.13325 | 0 | 0 | 0.63166 | 0.13325
[35 empty] | 7.3.5.15 Identification and remediation of “at-risk species” | WLDFR | HFTD - Distribution - Tier 3 - 5QU CoRE ¦ 1QU LoRE | 2045 | 0.19715 | 0.074003 | 0.62015 | 0 | 0.62015 | 0.078141 | 0.65483 | 0 | 0.65483 | 0.075377 | 0.63166 | 0 | 0.63166 | 0.071788 | 0.60158 | 0 | 0.60158 | 0.12226 | 0.1291 | 0.12453 | 0.1186 | 0.075377 | 0.01486 | 0.63166 | 0.12453 | 0 | 0 | 0.63166 | 0.12453
[35 empty] | 7.3.5.15 Identification and remediation of “at-risk species” | WLDFR | HFTD - Distribution - Tier 3 - 5QU CoRE ¦ 1QU LoRE | 2046 | 0.18425 | 0.074003 | 0.62015 | 0 | 0.62015 | 0.078141 | 0.65483 | 0 | 0.65483 | 0.075377 | 0.63166 | 0 | 0.63166 | 0.071788 | 0.60158 | 0 | 0.60158 | 0.11426 | 0.12065 | 0.11638 | 0.11084 | 0.075377 | 0.013888 | 0.63166 | 0.11638 | 0 | 0 | 0.63166 | 0.11638
[35 empty] | 7.3.5.15 Identification and remediation of “at-risk species” | WLDFR | HFTD - Distribution - Tier 3 - 5QU CoRE ¦ 1QU LoRE | 2047 | 0.1722 | 0.074003 | 0.62015 | 0 | 0.62015 | 0.078141 | 0.65483 | 0 | 0.65483 | 0.075377 | 0.63166 | 0 | 0.63166 | 0.071788 | 0.60158 | 0 | 0.60158 | 0.10679 | 0.11276 | 0.10877 | 0.10359 | 0.075377 | 0.01298 | 0.63166 | 0.10877 | 0 | 0 | 0.63166 | 0.10877
[35 empty] | 7.3.5.15 Identification and remediation of “at-risk species” | WLDFR | HFTD - Distribution - Tier 3 - 5QU CoRE ¦ 1QU LoRE | 2048 | 0.16093 | 0.074003 | 0.65107 | 0 | 0.65107 | 0.078141 | 0.68747 | 0 | 0.68747 | 0.075377 | 0.66316 | 0 | 0.66316 | 0.071788 | 0.63158 | 0 | 0.63158 | 0.10478 | 0.11064 | 0.10672 | 0.10164 | 0.075377 | 0.01213 | 0.66316 | 0.10672 | 0 | 0 | 0.66316 | 0.10672
[35 empty] | 7.3.5.15 Identification and remediation of “at-risk species” | WLDFR | HFTD - Distribution - Tier 3 - 5QU CoRE ¦ 1QU LoRE | 2049 | 0.1504 | 0.074003 | 0.65107 | 0 | 0.65107 | 0.078141 | 0.68747 | 0 | 0.68747 | 0.075377 | 0.66316 | 0 | 0.66316 | 0.071788 | 0.63158 | 0 | 0.63158 | 0.097922 | 0.1034 | 0.09974 | 0.09499 | 0.075377 | 0.011337 | 0.66316 | 0.09974 | 0 | 0 | 0.66316 | 0.09974
[35 empty] | 7.3.5.15 Identification and remediation of “at-risk species” | WLDFR | HFTD - Distribution - Tier 3 - 5QU CoRE ¦ 1QU LoRE | 2050 | 0.14056 | 0 | 0 | 0 | 0 | 0.078141 | 0.68747 | 0 | 0.68747 | 0.075377 | 0.66316 | 0 | 0.66316 | 0.071788 | 0.63158 | 0 | 0.63158 | 0 | 0.096633 | 0.093215 | 0.088776 | 0.075377 | 0.010595 | 0.66316 | 0.093215 | 0 | 0 | 0.66316 | 0.093215
[35 empty] | 7.3.5.15 Identification and remediation of “at-risk species” | WLDFR | HFTD - Distribution - Tier 3 - 5QU CoRE ¦ 1QU LoRE | 2051 | 0.13137 | 0 | 0 | 0 | 0 | 0 | 0 | 0 | 0 | 0.075377 | 0.66316 | 0 | 0.66316 | 0.071788 | 0.63158 | 0 | 0.63158 | 0 | 0 | 0.087117 | 0.082968 | 0.075377 | 0.0099021 | 0.66316 | 0.087117 | 0 | 0 | 0.66316 | 0.087117
[35 empty] | 7.3.5.15 Identification and remediation of “at-risk species” | WLDFR | HFTD - Distribution - Tier 3 - 5QU CoRE ¦ 1QU LoRE | 2052 | 0.12277 | 0 | 0 | 0 | 0 | 0 | 0 | 0 | 0 | 0 | 0 | 0 | 0 | 0.071788 | 0.63158 | 0 | 0.63158 | 0 | 0 | 0 | 0.077541 | 0 | 0 | 0 | 0 | 0 | 0 | 0 | 0
[35 empty] | 7.3.5.15 Identification and remediation of “at-risk species” | WLDFR | HFTD - Distribution - Tier 3 - 5QU CoRE ¦ 2QU LoRE | 2020 | 1 | 0.030104 | 0.21936 | 0 | 0.21936 | 0 | 0 | 0 | 0 | 0 | 0 | 0 | 0 | 0 | 0 | 0 | 0 | 0.21936 | 0 | 0 | 0 | 0 | 0 | 0 | 0 | 0 | 0 | 0 | 0
[35 empty] | 7.3.5.15 Identification and remediation of “at-risk species” | WLDFR | HFTD - Distribution - Tier 3 - 5QU CoRE ¦ 2QU LoRE | 2021 | 1 | 0.017505 | 0.14655 | 0 | 0.14655 | 0.031787 | 0.23163 | 0 | 0.23163 | 0 | 0 | 0 | 0 | 0 | 0 | 0 | 0 | 0.14655 | 0.23163 | 0 | 0 | 0 | 0 | 0 | 0 | 0 | 0 | 0 | 0
[35 empty] | 7.3.5.15 Identification and remediation of “at-risk species” | WLDFR | HFTD - Distribution - Tier 3 - 5QU CoRE ¦ 2QU LoRE | 2022 | 0.93458 | 0.01738 | 0.14311 | 0 | 0.14311 | 0.018352 | 0.15111 | 0 | 0.15111 | 0.028553 | 0.20569 | 0 | 0.20569 | 0 | 0 | 0 | 0 | 0.13375 | 0.14123 | 0.19223 | 0 | 0.028553 | 0.026685 | 0.20569 | 0.19223 | 0 | 0 | 0.20569 | 0.19223
[35 empty] | 7.3.5.15 Identification and remediation of “at-risk species” | WLDFR | HFTD - Distribution - Tier 3 - 5QU CoRE ¦ 2QU LoRE | 2023 | 0.87344 | 0.01738 | 0.14835 | 0 | 0.14835 | 0.018352 | 0.15665 | 0 | 0.15665 | 0.016489 | 0.14074 | 0 | 0.14074 | 0.027194 | 0.20307 | 0 | 0.20307 | 0.12958 | 0.13682 | 0.12293 | 0.17737 | 0.016489 | 0.014402 | 0.14074 | 0.12293 | 0 | 0 | 0.14074 | 0.12293
[35 empty] | 7.3.5.15 Identification and remediation of “at-risk species” | WLDFR | HFTD - Distribution - Tier 3 - 5QU CoRE ¦ 2QU LoRE | 2024 | 0.8163 | 0.01738 | 0.14835 | 0 | 0.14835 | 0.018352 | 0.15665 | 0 | 0.15665 | 0.016489 | 0.14074 | 0 | 0.14074 | 0.015704 | 0.13404 | 0 | 0.13404 | 0.1211 | 0.12787 | 0.11489 | 0.10942 | 0.016489 | 0.01346 | 0.14074 | 0.11489 | 0 | 0 | 0.14074 | 0.11489
[35 empty] | 7.3.5.15 Identification and remediation of “at-risk species” | WLDFR | HFTD - Distribution - Tier 3 - 5QU CoRE ¦ 2QU LoRE | 2025 | 0.7629 | 0.01738 | 0.14835 | 0 | 0.14835 | 0.018352 | 0.15665 | 0 | 0.15665 | 0.016489 | 0.14074 | 0 | 0.14074 | 0.015704 | 0.13404 | 0 | 0.13404 | 0.11318 | 0.11951 | 0.10737 | 0.10226 | 0.016489 | 0.012579 | 0.14074 | 0.10737 | 0 | 0 | 0.14074 | 0.10737
[35 empty] | 7.3.5.15 Identification and remediation of “at-risk species” | WLDFR | HFTD - Distribution - Tier 3 - 5QU CoRE ¦ 2QU LoRE | 2026 | 0.71299 | 0.01738 | 0.14835 | 0 | 0.14835 | 0.018352 | 0.15665 | 0 | 0.15665 | 0.016489 | 0.14074 | 0 | 0.14074 | 0.015704 | 0.13404 | 0 | 0.13404 | 0.10577 | 0.11169 | 0.10035 | 0.095571 | 0.016489 | 0.011756 | 0.14074 | 0.10035 | 0 | 0 | 0.14074 | 0.10035
[35 empty] | 7.3.5.15 Identification and remediation of “at-risk species” | WLDFR | HFTD - Distribution - Tier 3 - 5QU CoRE ¦ 2QU LoRE | 2027 | 0.66634 | 0.01738 | 0.14835 | 0 | 0.14835 | 0.018352 | 0.15665 | 0 | 0.15665 | 0.016489 | 0.14074 | 0 | 0.14074 | 0.015704 | 0.13404 | 0 | 0.13404 | 0.098854 | 0.10438 | 0.093784 | 0.089318 | 0.016489 | 0.010987 | 0.14074 | 0.093784 | 0 | 0 | 0.14074 | 0.093784
[35 empty] | 7.3.5.15 Identification and remediation of “at-risk species” | WLDFR | HFTD - Distribution - Tier 3 - 5QU CoRE ¦ 2QU LoRE | 2028 | 0.62275 | 0.01738 | 0.15496 | 0 | 0.15496 | 0.018352 | 0.16363 | 0 | 0.16363 | 0.016489 | 0.14701 | 0 | 0.14701 | 0.015704 | 0.14001 | 0 | 0.14001 | 0.096503 | 0.1019 | 0.091553 | 0.087193 | 0.016489 | 0.010268 | 0.14701 | 0.091553 | 0 | 0 | 0.14701 | 0.091553
[35 empty] | 7.3.5.15 Identification and remediation of “at-risk species” | WLDFR | HFTD - Distribution - Tier 3 - 5QU CoRE ¦ 2QU LoRE | 2029 | 0.58201 | 0.01738 | 0.15496 | 0 | 0.15496 | 0.018352 | 0.16363 | 0 | 0.16363 | 0.016489 | 0.14701 | 0 | 0.14701 | 0.015704 | 0.14001 | 0 | 0.14001 | 0.09019 | 0.095232 | 0.085564 | 0.081489 | 0.016489 | 0.0095967 | 0.14701 | 0.085564 | 0 | 0 | 0.14701 | 0.085564
[35 empty] | 7.3.5.15 Identification and remediation of “at-risk species” | WLDFR | HFTD - Distribution - Tier 3 - 5QU CoRE ¦ 2QU LoRE | 2030 | 0.54393 | 0.01738 | 0.15496 | 0 | 0.15496 | 0.018352 | 0.16363 | 0 | 0.16363 | 0.016489 | 0.14701 | 0 | 0.14701 | 0.015704 | 0.14001 | 0 | 0.14001 | 0.084289 | 0.089002 | 0.079966 | 0.076158 | 0.016489 | 0.0089689 | 0.14701 | 0.079966 | 0 | 0 | 0.14701 | 0.079966
[35 empty] | 7.3.5.15 Identification and remediation of “at-risk species” | WLDFR | HFTD - Distribution - Tier 3 - 5QU CoRE ¦ 2QU LoRE | 2031 | 0.50835 | 0.01738 | 0.15496 | 0 | 0.15496 | 0.018352 | 0.16363 | 0 | 0.16363 | 0.016489 | 0.14701 | 0 | 0.14701 | 0.015704 | 0.14001 | 0 | 0.14001 | 0.078775 | 0.083179 | 0.074735 | 0.071176 | 0.016489 | 0.0083821 | 0.14701 | 0.074735 | 0 | 0 | 0.14701 | 0.074735
[35 empty] | 7.3.5.15 Identification and remediation of “at-risk species” | WLDFR | HFTD - Distribution - Tier 3 - 5QU CoRE ¦ 2QU LoRE | 2032 | 0.47509 | 0.01738 | 0.15496 | 0 | 0.15496 | 0.018352 | 0.16363 | 0 | 0.16363 | 0.016489 | 0.14701 | 0 | 0.14701 | 0.015704 | 0.14001 | 0 | 0.14001 | 0.073622 | 0.077738 | 0.069845 | 0.066519 | 0.016489 | 0.0078338 | 0.14701 | 0.069845 | 0 | 0 | 0.14701 | 0.069845
[35 empty] | 7.3.5.15 Identification and remediation of “at-risk species” | WLDFR | HFTD - Distribution - Tier 3 - 5QU CoRE ¦ 2QU LoRE | 2033 | 0.44401 | 0.01738 | 0.16231 | 0 | 0.16231 | 0.018352 | 0.17138 | 0 | 0.17138 | 0.016489 | 0.15398 | 0 | 0.15398 | 0.015704 | 0.14665 | 0 | 0.14665 | 0.072067 | 0.076096 | 0.068371 | 0.065115 | 0.016489 | 0.0073213 | 0.15398 | 0.068371 | 0 | 0 | 0.15398 | 0.068371
[35 empty] | 7.3.5.15 Identification and remediation of “at-risk species” | WLDFR | HFTD - Distribution - Tier 3 - 5QU CoRE ¦ 2QU LoRE | 2034 | 0.41496 | 0.01738 | 0.16231 | 0 | 0.16231 | 0.018352 | 0.17138 | 0 | 0.17138 | 0.016489 | 0.15398 | 0 | 0.15398 | 0.015704 | 0.14665 | 0 | 0.14665 | 0.067352 | 0.071118 | 0.063898 | 0.060855 | 0.016489 | 0.0068423 | 0.15398 | 0.063898 | 0 | 0 | 0.15398 | 0.063898
[35 empty] | 7.3.5.15 Identification and remediation of “at-risk species” | WLDFR | HFTD - Distribution - Tier 3 - 5QU CoRE ¦ 2QU LoRE | 2035 | 0.38782 | 0.01738 | 0.16231 | 0 | 0.16231 | 0.018352 | 0.17138 | 0 | 0.17138 | 0.016489 | 0.15398 | 0 | 0.15398 | 0.015704 | 0.14665 | 0 | 0.14665 | 0.062946 | 0.066465 | 0.059717 | 0.056874 | 0.016489 | 0.0063947 | 0.15398 | 0.059717 | 0 | 0 | 0.15398 | 0.059717
[35 empty] | 7.3.5.15 Identification and remediation of “at-risk species” | WLDFR | HFTD - Distribution - Tier 3 - 5QU CoRE ¦ 2QU LoRE | 2036 | 0.36245 | 0.01738 | 0.16231 | 0 | 0.16231 | 0.018352 | 0.17138 | 0 | 0.17138 | 0.016489 | 0.15398 | 0 | 0.15398 | 0.015704 | 0.14665 | 0 | 0.14665 | 0.058828 | 0.062117 | 0.055811 | 0.053153 | 0.016489 | 0.0059763 | 0.15398 | 0.055811 | 0 | 0 | 0.15398 | 0.055811
[35 empty] | 7.3.5.15 Identification and remediation of “at-risk species” | WLDFR | HFTD - Distribution - Tier 3 - 5QU CoRE ¦ 2QU LoRE | 2037 | 0.33873 | 0.01738 | 0.16231 | 0 | 0.16231 | 0.018352 | 0.17138 | 0 | 0.17138 | 0.016489 | 0.15398 | 0 | 0.15398 | 0.015704 | 0.14665 | 0 | 0.14665 | 0.054979 | 0.058053 | 0.05216 | 0.049676 | 0.016489 | 0.0055854 | 0.15398 | 0.05216 | 0 | 0 | 0.15398 | 0.05216
[35 empty] | 7.3.5.15 Identification and remediation of “at-risk species” | WLDFR | HFTD - Distribution - Tier 3 - 5QU CoRE ¦ 2QU LoRE | 2038 | 0.31657 | 0.01738 | 0.17028 | 0 | 0.17028 | 0.018352 | 0.17981 | 0 | 0.17981 | 0.016489 | 0.16155 | 0 | 0.16155 | 0.015704 | 0.15386 | 0 | 0.15386 | 0.053908 | 0.056922 | 0.051143 | 0.048707 | 0.016489 | 0.00522 | 0.16155 | 0.051143 | 0 | 0 | 0.16155 | 0.051143
[35 empty] | 7.3.5.15 Identification and remediation of “at-risk species” | WLDFR | HFTD - Distribution - Tier 3 - 5QU CoRE ¦ 2QU LoRE | 2039 | 0.29586 | 0.01738 | 0.17028 | 0 | 0.17028 | 0.018352 | 0.17981 | 0 | 0.17981 | 0.016489 | 0.16155 | 0 | 0.16155 | 0.015704 | 0.15386 | 0 | 0.15386 | 0.050381 | 0.053198 | 0.047797 | 0.045521 | 0.016489 | 0.0048785 | 0.16155 | 0.047797 | 0 | 0 | 0.16155 | 0.047797
[35 empty] | 7.3.5.15 Identification and remediation of “at-risk species” | WLDFR | HFTD - Distribution - Tier 3 - 5QU CoRE ¦ 2QU LoRE | 2040 | 0.27651 | 0.01738 | 0.17028 | 0 | 0.17028 | 0.018352 | 0.17981 | 0 | 0.17981 | 0.016489 | 0.16155 | 0 | 0.16155 | 0.015704 | 0.15386 | 0 | 0.15386 | 0.047085 | 0.049718 | 0.04467 | 0.042543 | 0.016489 | 0.0045593 | 0.16155 | 0.04467 | 0 | 0 | 0.16155 | 0.04467
[35 empty] | 7.3.5.15 Identification and remediation of “at-risk species” | WLDFR | HFTD - Distribution - Tier 3 - 5QU CoRE ¦ 2QU LoRE | 2041 | 0.25842 | 0.01738 | 0.17028 | 0 | 0.17028 | 0.018352 | 0.17981 | 0 | 0.17981 | 0.016489 | 0.16155 | 0 | 0.16155 | 0.015704 | 0.15386 | 0 | 0.15386 | 0.044005 | 0.046465 | 0.041748 | 0.03976 | 0.016489 | 0.004261 | 0.16155 | 0.041748 | 0 | 0 | 0.16155 | 0.041748
[35 empty] | 7.3.5.15 Identification and remediation of “at-risk species” | WLDFR | HFTD - Distribution - Tier 3 - 5QU CoRE ¦ 2QU LoRE | 2042 | 0.24151 | 0.01738 | 0.17028 | 0 | 0.17028 | 0.018352 | 0.17981 | 0 | 0.17981 | 0.016489 | 0.16155 | 0 | 0.16155 | 0.015704 | 0.15386 | 0 | 0.15386 | 0.041126 | 0.043425 | 0.039017 | 0.037159 | 0.016489 | 0.0039823 | 0.16155 | 0.039017 | 0 | 0 | 0.16155 | 0.039017
[35 empty] | 7.3.5.15 Identification and remediation of “at-risk species” | WLDFR | HFTD - Distribution - Tier 3 - 5QU CoRE ¦ 2QU LoRE | 2043 | 0.22571 | 0.01738 | 0.17878 | 0 | 0.17878 | 0.018352 | 0.18878 | 0 | 0.18878 | 0.016489 | 0.16961 | 0 | 0.16961 | 0.015704 | 0.16154 | 0 | 0.16154 | 0.040354 | 0.04261 | 0.038284 | 0.036461 | 0.016489 | 0.0037218 | 0.16961 | 0.038284 | 0 | 0 | 0.16961 | 0.038284
[35 empty] | 7.3.5.15 Identification and remediation of “at-risk species” | WLDFR | HFTD - Distribution - Tier 3 - 5QU CoRE ¦ 2QU LoRE | 2044 | 0.21095 | 0.01738 | 0.17878 | 0 | 0.17878 | 0.018352 | 0.18878 | 0 | 0.18878 | 0.016489 | 0.16961 | 0 | 0.16961 | 0.015704 | 0.16154 | 0 | 0.16154 | 0.037714 | 0.039822 | 0.035779 | 0.034076 | 0.016489 | 0.0034783 | 0.16961 | 0.035779 | 0 | 0 | 0.16961 | 0.035779
[35 empty] | 7.3.5.15 Identification and remediation of “at-risk species” | WLDFR | HFTD - Distribution - Tier 3 - 5QU CoRE ¦ 2QU LoRE | 2045 | 0.19715 | 0.01738 | 0.17878 | 0 | 0.17878 | 0.018352 | 0.18878 | 0 | 0.18878 | 0.016489 | 0.16961 | 0 | 0.16961 | 0.015704 | 0.16154 | 0 | 0.16154 | 0.035246 | 0.037217 | 0.033439 | 0.031846 | 0.016489 | 0.0032507 | 0.16961 | 0.033439 | 0 | 0 | 0.16961 | 0.033439
[35 empty] | 7.3.5.15 Identification and remediation of “at-risk species” | WLDFR | HFTD - Distribution - Tier 3 - 5QU CoRE ¦ 2QU LoRE | 2046 | 0.18425 | 0.01738 | 0.17878 | 0 | 0.17878 | 0.018352 | 0.18878 | 0 | 0.18878 | 0.016489 | 0.16961 | 0 | 0.16961 | 0.015704 | 0.16154 | 0 | 0.16154 | 0.032941 | 0.034782 | 0.031251 | 0.029763 | 0.016489 | 0.0030381 | 0.16961 | 0.031251 | 0 | 0 | 0.16961 | 0.031251
[35 empty] | 7.3.5.15 Identification and remediation of “at-risk species” | WLDFR | HFTD - Distribution - Tier 3 - 5QU CoRE ¦ 2QU LoRE | 2047 | 0.1722 | 0.01738 | 0.17878 | 0 | 0.17878 | 0.018352 | 0.18878 | 0 | 0.18878 | 0.016489 | 0.16961 | 0 | 0.16961 | 0.015704 | 0.16154 | 0 | 0.16154 | 0.030786 | 0.032507 | 0.029207 | 0.027816 | 0.016489 | 0.0028393 | 0.16961 | 0.029207 | 0 | 0 | 0.16961 | 0.029207
[35 empty] | 7.3.5.15 Identification and remediation of “at-risk species” | WLDFR | HFTD - Distribution - Tier 3 - 5QU CoRE ¦ 2QU LoRE | 2048 | 0.16093 | 0.01738 | 0.18769 | 0 | 0.18769 | 0.018352 | 0.19819 | 0 | 0.19819 | 0.016489 | 0.17807 | 0 | 0.17807 | 0.015704 | 0.16959 | 0 | 0.16959 | 0.030206 | 0.031894 | 0.028656 | 0.027292 | 0.016489 | 0.0026536 | 0.17807 | 0.028656 | 0 | 0 | 0.17807 | 0.028656
[35 empty] | 7.3.5.15 Identification and remediation of “at-risk species” | WLDFR | HFTD - Distribution - Tier 3 - 5QU CoRE ¦ 2QU LoRE | 2049 | 0.1504 | 0.01738 | 0.18769 | 0 | 0.18769 | 0.018352 | 0.19819 | 0 | 0.19819 | 0.016489 | 0.17807 | 0 | 0.17807 | 0.015704 | 0.16959 | 0 | 0.16959 | 0.02823 | 0.029808 | 0.026782 | 0.025506 | 0.016489 | 0.00248 | 0.17807 | 0.026782 | 0 | 0 | 0.17807 | 0.026782
[35 empty] | 7.3.5.15 Identification and remediation of “at-risk species” | WLDFR | HFTD - Distribution - Tier 3 - 5QU CoRE ¦ 2QU LoRE | 2050 | 0.14056 | 0 | 0 | 0 | 0 | 0.018352 | 0.19819 | 0 | 0.19819 | 0.016489 | 0.17807 | 0 | 0.17807 | 0.015704 | 0.16959 | 0 | 0.16959 | 0 | 0.027858 | 0.02503 | 0.023838 | 0.016489 | 0.0023177 | 0.17807 | 0.02503 | 0 | 0 | 0.17807 | 0.02503
[35 empty] | 7.3.5.15 Identification and remediation of “at-risk species” | WLDFR | HFTD - Distribution - Tier 3 - 5QU CoRE ¦ 2QU LoRE | 2051 | 0.13137 | 0 | 0 | 0 | 0 | 0 | 0 | 0 | 0 | 0.016489 | 0.17807 | 0 | 0.17807 | 0.015704 | 0.16959 | 0 | 0.16959 | 0 | 0 | 0.023392 | 0.022278 | 0.016489 | 0.0021661 | 0.17807 | 0.023392 | 0 | 0 | 0.17807 | 0.023392
[35 empty] | 7.3.5.15 Identification and remediation of “at-risk species” | WLDFR | HFTD - Distribution - Tier 3 - 5QU CoRE ¦ 2QU LoRE | 2052 | 0.12277 | 0 | 0 | 0 | 0 | 0 | 0 | 0 | 0 | 0 | 0 | 0 | 0 | 0.015704 | 0.16959 | 0 | 0.16959 | 0 | 0 | 0 | 0.020821 | 0 | 0 | 0 | 0 | 0 | 0 | 0 | 0
[35 empty] | 7.3.5.15 Identification and remediation of “at-risk species” | WLDFR | HFTD - Distribution - Tier 3 - 5QU CoRE ¦ 3QU LoRE | 2020 | 1 | 0.0072615 | 0.073491 | 0 | 0.073491 | 0 | 0 | 0 | 0 | 0 | 0 | 0 | 0 | 0 | 0 | 0 | 0 | 0.073491 | 0 | 0 | 0 | 0 | 0 | 0 | 0 | 0 | 0 | 0 | 0
[35 empty] | 7.3.5.15 Identification and remediation of “at-risk species” | WLDFR | HFTD - Distribution - Tier 3 - 5QU CoRE ¦ 3QU LoRE | 2021 | 1 | 0.0041816 | 0.047699 | 0 | 0.047699 | 0.0076675 | 0.0776 | 0 | 0.0776 | 0 | 0 | 0 | 0 | 0 | 0 | 0 | 0 | 0.047699 | 0.0776 | 0 | 0 | 0 | 0 | 0 | 0 | 0 | 0 | 0 | 0
[35 empty] | 7.3.5.15 Identification and remediation of “at-risk species” | WLDFR | HFTD - Distribution - Tier 3 - 5QU CoRE ¦ 3QU LoRE | 2022 | 0.93458 | 0.0041402 | 0.045395 | 0 | 0.045395 | 0.0043717 | 0.047933 | 0 | 0.047933 | 0.0071981 | 0.069254 | 0 | 0.069254 | 0 | 0 | 0 | 0 | 0.042425 | 0.044797 | 0.064723 | 0 | 0.0071981 | 0.0067272 | 0.069254 | 0.064723 | 0 | 0 | 0.069254 | 0.064723
[35 empty] | 7.3.5.15 Identification and remediation of “at-risk species” | WLDFR | HFTD - Distribution - Tier 3 - 5QU CoRE ¦ 3QU LoRE | 2023 | 0.87344 | 0.0041402 | 0.047058 | 0 | 0.047058 | 0.0043717 | 0.049689 | 0 | 0.049689 | 0.0041981 | 0.047716 | 0 | 0.047716 | 0.0068554 | 0.068372 | 0 | 0.068372 | 0.041102 | 0.0434 | 0.041677 | 0.059719 | 0.0041981 | 0.0036668 | 0.047716 | 0.041677 | 0 | 0 | 0.047716 | 0.041677
[35 empty] | 7.3.5.15 Identification and remediation of “at-risk species” | WLDFR | HFTD - Distribution - Tier 3 - 5QU CoRE ¦ 3QU LoRE | 2024 | 0.8163 | 0.0041402 | 0.047058 | 0 | 0.047058 | 0.0043717 | 0.049689 | 0 | 0.049689 | 0.0041981 | 0.047716 | 0 | 0.047716 | 0.0039982 | 0.045444 | 0 | 0.045444 | 0.038413 | 0.040561 | 0.038951 | 0.037096 | 0.0041981 | 0.0034269 | 0.047716 | 0.038951 | 0 | 0 | 0.047716 | 0.038951
[35 empty] | 7.3.5.15 Identification and remediation of “at-risk species” | WLDFR | HFTD - Distribution - Tier 3 - 5QU CoRE ¦ 3QU LoRE | 2025 | 0.7629 | 0.0041402 | 0.047058 | 0 | 0.047058 | 0.0043717 | 0.049689 | 0 | 0.049689 | 0.0041981 | 0.047716 | 0 | 0.047716 | 0.0039982 | 0.045444 | 0 | 0.045444 | 0.0359 | 0.037908 | 0.036403 | 0.034669 | 0.0041981 | 0.0032027 | 0.047716 | 0.036403 | 0 | 0 | 0.047716 | 0.036403
[35 empty] | 7.3.5.15 Identification and remediation of “at-risk species” | WLDFR | HFTD - Distribution - Tier 3 - 5QU CoRE ¦ 3QU LoRE | 2026 | 0.71299 | 0.0041402 | 0.047058 | 0 | 0.047058 | 0.0043717 | 0.049689 | 0 | 0.049689 | 0.0041981 | 0.047716 | 0 | 0.047716 | 0.0039982 | 0.045444 | 0 | 0.045444 | 0.033552 | 0.035428 | 0.034021 | 0.032401 | 0.0041981 | 0.0029932 | 0.047716 | 0.034021 | 0 | 0 | 0.047716 | 0.034021
[35 empty] | 7.3.5.15 Identification and remediation of “at-risk species” | WLDFR | HFTD - Distribution - Tier 3 - 5QU CoRE ¦ 3QU LoRE | 2027 | 0.66634 | 0.0041402 | 0.047058 | 0 | 0.047058 | 0.0043717 | 0.049689 | 0 | 0.049689 | 0.0041981 | 0.047716 | 0 | 0.047716 | 0.0039982 | 0.045444 | 0 | 0.045444 | 0.031357 | 0.03311 | 0.031796 | 0.030281 | 0.0041981 | 0.0027974 | 0.047716 | 0.031796 | 0 | 0 | 0.047716 | 0.031796
[35 empty] | 7.3.5.15 Identification and remediation of “at-risk species” | WLDFR | HFTD - Distribution - Tier 3 - 5QU CoRE ¦ 3QU LoRE | 2028 | 0.62275 | 0.0041402 | 0.049154 | 0 | 0.049154 | 0.0043717 | 0.051902 | 0 | 0.051902 | 0.0041981 | 0.049842 | 0 | 0.049842 | 0.0039982 | 0.047469 | 0 | 0.047469 | 0.030611 | 0.032322 | 0.031039 | 0.029561 | 0.0041981 | 0.0026144 | 0.049842 | 0.031039 | 0 | 0 | 0.049842 | 0.031039
[35 empty] | 7.3.5.15 Identification and remediation of “at-risk species” | WLDFR | HFTD - Distribution - Tier 3 - 5QU CoRE ¦ 3QU LoRE | 2029 | 0.58201 | 0.0041402 | 0.049154 | 0 | 0.049154 | 0.0043717 | 0.051902 | 0 | 0.051902 | 0.0041981 | 0.049842 | 0 | 0.049842 | 0.0039982 | 0.047469 | 0 | 0.047469 | 0.028608 | 0.030208 | 0.029008 | 0.027627 | 0.0041981 | 0.0024433 | 0.049842 | 0.029008 | 0 | 0 | 0.049842 | 0.029008
[35 empty] | 7.3.5.15 Identification and remediation of “at-risk species” | WLDFR | HFTD - Distribution - Tier 3 - 5QU CoRE ¦ 3QU LoRE | 2030 | 0.54393 | 0.0041402 | 0.049154 | 0 | 0.049154 | 0.0043717 | 0.051902 | 0 | 0.051902 | 0.0041981 | 0.049842 | 0 | 0.049842 | 0.0039982 | 0.047469 | 0 | 0.047469 | 0.026737 | 0.028231 | 0.027111 | 0.02582 | 0.0041981 | 0.0022835 | 0.049842 | 0.027111 | 0 | 0 | 0.049842 | 0.027111
[35 empty] | 7.3.5.15 Identification and remediation of “at-risk species” | WLDFR | HFTD - Distribution - Tier 3 - 5QU CoRE ¦ 3QU LoRE | 2031 | 0.50835 | 0.0041402 | 0.049154 | 0 | 0.049154 | 0.0043717 | 0.051902 | 0 | 0.051902 | 0.0041981 | 0.049842 | 0 | 0.049842 | 0.0039982 | 0.047469 | 0 | 0.047469 | 0.024988 | 0.026385 | 0.025337 | 0.024131 | 0.0041981 | 0.0021341 | 0.049842 | 0.025337 | 0 | 0 | 0.049842 | 0.025337
[35 empty] | 7.3.5.15 Identification and remediation of “at-risk species” | WLDFR | HFTD - Distribution - Tier 3 - 5QU CoRE ¦ 3QU LoRE | 2032 | 0.47509 | 0.0041402 | 0.049154 | 0 | 0.049154 | 0.0043717 | 0.051902 | 0 | 0.051902 | 0.0041981 | 0.049842 | 0 | 0.049842 | 0.0039982 | 0.047469 | 0 | 0.047469 | 0.023353 | 0.024658 | 0.02368 | 0.022552 | 0.0041981 | 0.0019945 | 0.049842 | 0.02368 | 0 | 0 | 0.049842 | 0.02368
[35 empty] | 7.3.5.15 Identification and remediation of “at-risk species” | WLDFR | HFTD - Distribution - Tier 3 - 5QU CoRE ¦ 3QU LoRE | 2033 | 0.44401 | 0.0041402 | 0.051484 | 0 | 0.051484 | 0.0043717 | 0.054363 | 0 | 0.054363 | 0.0041981 | 0.052204 | 0 | 0.052204 | 0.0039982 | 0.049719 | 0 | 0.049719 | 0.02286 | 0.024138 | 0.023179 | 0.022076 | 0.0041981 | 0.001864 | 0.052204 | 0.023179 | 0 | 0 | 0.052204 | 0.023179
[35 empty] | 7.3.5.15 Identification and remediation of “at-risk species” | WLDFR | HFTD - Distribution - Tier 3 - 5QU CoRE ¦ 3QU LoRE | 2034 | 0.41496 | 0.0041402 | 0.051484 | 0 | 0.051484 | 0.0043717 | 0.054363 | 0 | 0.054363 | 0.0041981 | 0.052204 | 0 | 0.052204 | 0.0039982 | 0.049719 | 0 | 0.049719 | 0.021364 | 0.022559 | 0.021663 | 0.020631 | 0.0041981 | 0.0017421 | 0.052204 | 0.021663 | 0 | 0 | 0.052204 | 0.021663
[35 empty] | 7.3.5.15 Identification and remediation of “at-risk species” | WLDFR | HFTD - Distribution - Tier 3 - 5QU CoRE ¦ 3QU LoRE | 2035 | 0.38782 | 0.0041402 | 0.051484 | 0 | 0.051484 | 0.0043717 | 0.054363 | 0 | 0.054363 | 0.0041981 | 0.052204 | 0 | 0.052204 | 0.0039982 | 0.049719 | 0 | 0.049719 | 0.019966 | 0.021083 | 0.020246 | 0.019282 | 0.0041981 | 0.0016281 | 0.052204 | 0.020246 | 0 | 0 | 0.052204 | 0.020246
[35 empty] | 7.3.5.15 Identification and remediation of “at-risk species” | WLDFR | HFTD - Distribution - Tier 3 - 5QU CoRE ¦ 3QU LoRE | 2036 | 0.36245 | 0.0041402 | 0.051484 | 0 | 0.051484 | 0.0043717 | 0.054363 | 0 | 0.054363 | 0.0041981 | 0.052204 | 0 | 0.052204 | 0.0039982 | 0.049719 | 0 | 0.049719 | 0.01866 | 0.019704 | 0.018921 | 0.01802 | 0.0041981 | 0.0015216 | 0.052204 | 0.018921 | 0 | 0 | 0.052204 | 0.018921
[35 empty] | 7.3.5.15 Identification and remediation of “at-risk species” | WLDFR | HFTD - Distribution - Tier 3 - 5QU CoRE ¦ 3QU LoRE | 2037 | 0.33873 | 0.0041402 | 0.051484 | 0 | 0.051484 | 0.0043717 | 0.054363 | 0 | 0.054363 | 0.0041981 | 0.052204 | 0 | 0.052204 | 0.0039982 | 0.049719 | 0 | 0.049719 | 0.017439 | 0.018414 | 0.017683 | 0.016841 | 0.0041981 | 0.001422 | 0.052204 | 0.017683 | 0 | 0 | 0.052204 | 0.017683
[35 empty] | 7.3.5.15 Identification and remediation of “at-risk species” | WLDFR | HFTD - Distribution - Tier 3 - 5QU CoRE ¦ 3QU LoRE | 2038 | 0.31657 | 0.0041402 | 0.054014 | 0 | 0.054014 | 0.0043717 | 0.057034 | 0 | 0.057034 | 0.0041981 | 0.054769 | 0 | 0.054769 | 0.0039982 | 0.052161 | 0 | 0.052161 | 0.017099 | 0.018055 | 0.017339 | 0.016513 | 0.0041981 | 0.001329 | 0.054769 | 0.017339 | 0 | 0 | 0.054769 | 0.017339
[35 empty] | 7.3.5.15 Identification and remediation of “at-risk species” | WLDFR | HFTD - Distribution - Tier 3 - 5QU CoRE ¦ 3QU LoRE | 2039 | 0.29586 | 0.0041402 | 0.054014 | 0 | 0.054014 | 0.0043717 | 0.057034 | 0 | 0.057034 | 0.0041981 | 0.054769 | 0 | 0.054769 | 0.0039982 | 0.052161 | 0 | 0.052161 | 0.015981 | 0.016874 | 0.016204 | 0.015433 | 0.0041981 | 0.0012421 | 0.054769 | 0.016204 | 0 | 0 | 0.054769 | 0.016204
[35 empty] | 7.3.5.15 Identification and remediation of “at-risk species” | WLDFR | HFTD - Distribution - Tier 3 - 5QU CoRE ¦ 3QU LoRE | 2040 | 0.27651 | 0.0041402 | 0.054014 | 0 | 0.054014 | 0.0043717 | 0.057034 | 0 | 0.057034 | 0.0041981 | 0.054769 | 0 | 0.054769 | 0.0039982 | 0.052161 | 0 | 0.052161 | 0.014935 | 0.01577 | 0.015144 | 0.014423 | 0.0041981 | 0.0011608 | 0.054769 | 0.015144 | 0 | 0 | 0.054769 | 0.015144
[35 empty] | 7.3.5.15 Identification and remediation of “at-risk species” | WLDFR | HFTD - Distribution - Tier 3 - 5QU CoRE ¦ 3QU LoRE | 2041 | 0.25842 | 0.0041402 | 0.054014 | 0 | 0.054014 | 0.0043717 | 0.057034 | 0 | 0.057034 | 0.0041981 | 0.054769 | 0 | 0.054769 | 0.0039982 | 0.052161 | 0 | 0.052161 | 0.013958 | 0.014739 | 0.014153 | 0.013479 | 0.0041981 | 0.0010849 | 0.054769 | 0.014153 | 0 | 0 | 0.054769 | 0.014153
[35 empty] | 7.3.5.15 Identification and remediation of “at-risk species” | WLDFR | HFTD - Distribution - Tier 3 - 5QU CoRE ¦ 3QU LoRE | 2042 | 0.24151 | 0.0041402 | 0.054014 | 0 | 0.054014 | 0.0043717 | 0.057034 | 0 | 0.057034 | 0.0041981 | 0.054769 | 0 | 0.054769 | 0.0039982 | 0.052161 | 0 | 0.052161 | 0.013045 | 0.013774 | 0.013228 | 0.012598 | 0.0041981 | 0.0010139 | 0.054769 | 0.013228 | 0 | 0 | 0.054769 | 0.013228
[35 empty] | 7.3.5.15 Identification and remediation of “at-risk species” | WLDFR | HFTD - Distribution - Tier 3 - 5QU CoRE ¦ 3QU LoRE | 2043 | 0.22571 | 0.0041402 | 0.056709 | 0 | 0.056709 | 0.0043717 | 0.059879 | 0 | 0.059879 | 0.0041981 | 0.057502 | 0 | 0.057502 | 0.0039982 | 0.054764 | 0 | 0.054764 | 0.0128 | 0.013516 | 0.012979 | 0.012361 | 0.0041981 | 0.00094757 | 0.057502 | 0.012979 | 0 | 0 | 0.057502 | 0.012979
[35 empty] | 7.3.5.15 Identification and remediation of “at-risk species” | WLDFR | HFTD - Distribution - Tier 3 - 5QU CoRE ¦ 3QU LoRE | 2044 | 0.21095 | 0.0041402 | 0.056709 | 0 | 0.056709 | 0.0043717 | 0.059879 | 0 | 0.059879 | 0.0041981 | 0.057502 | 0 | 0.057502 | 0.0039982 | 0.054764 | 0 | 0.054764 | 0.011963 | 0.012631 | 0.01213 | 0.011552 | 0.0041981 | 0.00088558 | 0.057502 | 0.01213 | 0 | 0 | 0.057502 | 0.01213
[35 empty] | 7.3.5.15 Identification and remediation of “at-risk species” | WLDFR | HFTD - Distribution - Tier 3 - 5QU CoRE ¦ 3QU LoRE | 2045 | 0.19715 | 0.0041402 | 0.056709 | 0 | 0.056709 | 0.0043717 | 0.059879 | 0 | 0.059879 | 0.0041981 | 0.057502 | 0 | 0.057502 | 0.0039982 | 0.054764 | 0 | 0.054764 | 0.01118 | 0.011805 | 0.011336 | 0.010797 | 0.0041981 | 0.00082764 | 0.057502 | 0.011336 | 0 | 0 | 0.057502 | 0.011336
[35 empty] | 7.3.5.15 Identification and remediation of “at-risk species” | WLDFR | HFTD - Distribution - Tier 3 - 5QU CoRE ¦ 3QU LoRE | 2046 | 0.18425 | 0.0041402 | 0.056709 | 0 | 0.056709 | 0.0043717 | 0.059879 | 0 | 0.059879 | 0.0041981 | 0.057502 | 0 | 0.057502 | 0.0039982 | 0.054764 | 0 | 0.054764 | 0.010449 | 0.011033 | 0.010595 | 0.01009 | 0.0041981 | 0.0007735 | 0.057502 | 0.010595 | 0 | 0 | 0.057502 | 0.010595
[35 empty] | 7.3.5.15 Identification and remediation of “at-risk species” | WLDFR | HFTD - Distribution - Tier 3 - 5QU CoRE ¦ 3QU LoRE | 2047 | 0.1722 | 0.0041402 | 0.056709 | 0 | 0.056709 | 0.0043717 | 0.059879 | 0 | 0.059879 | 0.0041981 | 0.057502 | 0 | 0.057502 | 0.0039982 | 0.054764 | 0 | 0.054764 | 0.009765 | 0.010311 | 0.0099016 | 0.0094301 | 0.0041981 | 0.0007229 | 0.057502 | 0.0099016 | 0 | 0 | 0.057502 | 0.0099016
[35 empty] | 7.3.5.15 Identification and remediation of “at-risk species” | WLDFR | HFTD - Distribution - Tier 3 - 5QU CoRE ¦ 3QU LoRE | 2048 | 0.16093 | 0.0041402 | 0.059534 | 0 | 0.059534 | 0.0043717 | 0.062863 | 0 | 0.062863 | 0.0041981 | 0.060367 | 0 | 0.060367 | 0.0039982 | 0.057493 | 0 | 0.057493 | 0.0095809 | 0.010117 | 0.009715 | 0.0092523 | 0.0041981 | 0.0006756 | 0.060367 | 0.009715 | 0 | 0 | 0.060367 | 0.009715
[35 empty] | 7.3.5.15 Identification and remediation of “at-risk species” | WLDFR | HFTD - Distribution - Tier 3 - 5QU CoRE ¦ 3QU LoRE | 2049 | 0.1504 | 0.0041402 | 0.059534 | 0 | 0.059534 | 0.0043717 | 0.062863 | 0 | 0.062863 | 0.0041981 | 0.060367 | 0 | 0.060367 | 0.0039982 | 0.057493 | 0 | 0.057493 | 0.0089541 | 0.0094547 | 0.0090794 | 0.008647 | 0.0041981 | 0.00063141 | 0.060367 | 0.0090794 | 0 | 0 | 0.060367 | 0.0090794
[35 empty] | 7.3.5.15 Identification and remediation of “at-risk species” | WLDFR | HFTD - Distribution - Tier 3 - 5QU CoRE ¦ 3QU LoRE | 2050 | 0.14056 | 0 | 0 | 0 | 0 | 0.0043717 | 0.062863 | 0 | 0.062863 | 0.0041981 | 0.060367 | 0 | 0.060367 | 0.0039982 | 0.057493 | 0 | 0.057493 | 0 | 0.0088362 | 0.0084854 | 0.0080814 | 0.0041981 | 0.0005901 | 0.060367 | 0.0084854 | 0 | 0 | 0.060367 | 0.0084854
[35 empty] | 7.3.5.15 Identification and remediation of “at-risk species” | WLDFR | HFTD - Distribution - Tier 3 - 5QU CoRE ¦ 3QU LoRE | 2051 | 0.13137 | 0 | 0 | 0 | 0 | 0 | 0 | 0 | 0 | 0.0041981 | 0.060367 | 0 | 0.060367 | 0.0039982 | 0.057493 | 0 | 0.057493 | 0 | 0 | 0.0079303 | 0.0075527 | 0.0041981 | 0.00055149 | 0.060367 | 0.0079303 | 0 | 0 | 0.060367 | 0.0079303
[35 empty] | 7.3.5.15 Identification and remediation of “at-risk species” | WLDFR | HFTD - Distribution - Tier 3 - 5QU CoRE ¦ 3QU LoRE | 2052 | 0.12277 | 0 | 0 | 0 | 0 | 0 | 0 | 0 | 0 | 0 | 0 | 0 | 0 | 0.0039982 | 0.057493 | 0 | 0.057493 | 0 | 0 | 0 | 0.0070586 | 0 | 0 | 0 | 0 | 0 | 0 | 0 | 0
[35 empty] | 7.3.5.15 Identification and remediation of “at-risk species” | WLDFR | HFTD - Distribution - Tier 3 - 5QU CoRE ¦ 4QU LoRE | 2020 | 1 | 0.0028752 | 0.027935 | 0 | 0.027935 | 0 | 0 | 0 | 0 | 0 | 0 | 0 | 0 | 0 | 0 | 0 | 0 | 0.027935 | 0 | 0 | 0 | 0 | 0 | 0 | 0 | 0 | 0 | 0 | 0
[35 empty] | 7.3.5.15 Identification and remediation of “at-risk species” | WLDFR | HFTD - Distribution - Tier 3 - 5QU CoRE ¦ 4QU LoRE | 2021 | 1 | 0.0016513 | 0.018669 | 0 | 0.018669 | 0.0030359 | 0.029496 | 0 | 0.029496 | 0 | 0 | 0 | 0 | 0 | 0 | 0 | 0 | 0.018669 | 0.029496 | 0 | 0 | 0 | 0 | 0 | 0 | 0 | 0 | 0 | 0
[35 empty] | 7.3.5.15 Identification and remediation of “at-risk species” | WLDFR | HFTD - Distribution - Tier 3 - 5QU CoRE ¦ 4QU LoRE | 2022 | 0.93458 | 0.0016307 | 0.018853 | 0 | 0.018853 | 0.0017219 | 0.019907 | 0 | 0.019907 | 0.0031087 | 0.031274 | 0 | 0.031274 | 0 | 0 | 0 | 0 | 0.01762 | 0.018605 | 0.029228 | 0 | 0.0031087 | 0.0029053 | 0.031274 | 0.029228 | 0 | 0 | 0.031274 | 0.029228
[35 empty] | 7.3.5.15 Identification and remediation of “at-risk species” | WLDFR | HFTD - Distribution - Tier 3 - 5QU CoRE ¦ 4QU LoRE | 2023 | 0.87344 | 0.0016307 | 0.019544 | 0 | 0.019544 | 0.0017219 | 0.020636 | 0 | 0.020636 | 0.0018129 | 0.021728 | 0 | 0.021728 | 0.0029606 | 0.030875 | 0 | 0.030875 | 0.01707 | 0.018025 | 0.018978 | 0.026968 | 0.0018129 | 0.0015835 | 0.021728 | 0.018978 | 0 | 0 | 0.021728 | 0.018978
[35 empty] | 7.3.5.15 Identification and remediation of “at-risk species” | WLDFR | HFTD - Distribution - Tier 3 - 5QU CoRE ¦ 4QU LoRE | 2024 | 0.8163 | 0.0016307 | 0.019544 | 0 | 0.019544 | 0.0017219 | 0.020636 | 0 | 0.020636 | 0.0018129 | 0.021728 | 0 | 0.021728 | 0.0017266 | 0.020693 | 0 | 0.020693 | 0.015953 | 0.016845 | 0.017737 | 0.016892 | 0.0018129 | 0.0014799 | 0.021728 | 0.017737 | 0 | 0 | 0.021728 | 0.017737
[35 empty] | 7.3.5.15 Identification and remediation of “at-risk species” | WLDFR | HFTD - Distribution - Tier 3 - 5QU CoRE ¦ 4QU LoRE | 2025 | 0.7629 | 0.0016307 | 0.019544 | 0 | 0.019544 | 0.0017219 | 0.020636 | 0 | 0.020636 | 0.0018129 | 0.021728 | 0 | 0.021728 | 0.0017266 | 0.020693 | 0 | 0.020693 | 0.01491 | 0.015743 | 0.016576 | 0.015787 | 0.0018129 | 0.0013831 | 0.021728 | 0.016576 | 0 | 0 | 0.021728 | 0.016576
[35 empty] | 7.3.5.15 Identification and remediation of “at-risk species” | WLDFR | HFTD - Distribution - Tier 3 - 5QU CoRE ¦ 4QU LoRE | 2026 | 0.71299 | 0.0016307 | 0.019544 | 0 | 0.019544 | 0.0017219 | 0.020636 | 0 | 0.020636 | 0.0018129 | 0.021728 | 0 | 0.021728 | 0.0017266 | 0.020693 | 0 | 0.020693 | 0.013934 | 0.014713 | 0.015492 | 0.014754 | 0.0018129 | 0.0012926 | 0.021728 | 0.015492 | 0 | 0 | 0.021728 | 0.015492
[35 empty] | 7.3.5.15 Identification and remediation of “at-risk species” | WLDFR | HFTD - Distribution - Tier 3 - 5QU CoRE ¦ 4QU LoRE | 2027 | 0.66634 | 0.0016307 | 0.019544 | 0 | 0.019544 | 0.0017219 | 0.020636 | 0 | 0.020636 | 0.0018129 | 0.021728 | 0 | 0.021728 | 0.0017266 | 0.020693 | 0 | 0.020693 | 0.013023 | 0.013751 | 0.014478 | 0.013789 | 0.0018129 | 0.001208 | 0.021728 | 0.014478 | 0 | 0 | 0.021728 | 0.014478
[35 empty] | 7.3.5.15 Identification and remediation of “at-risk species” | WLDFR | HFTD - Distribution - Tier 3 - 5QU CoRE ¦ 4QU LoRE | 2028 | 0.62275 | 0.0016307 | 0.020414 | 0 | 0.020414 | 0.0017219 | 0.021556 | 0 | 0.021556 | 0.0018129 | 0.022696 | 0 | 0.022696 | 0.0017266 | 0.021615 | 0 | 0.021615 | 0.012713 | 0.013424 | 0.014134 | 0.013461 | 0.0018129 | 0.001129 | 0.022696 | 0.014134 | 0 | 0 | 0.022696 | 0.014134
[35 empty] | 7.3.5.15 Identification and remediation of “at-risk species” | WLDFR | HFTD - Distribution - Tier 3 - 5QU CoRE ¦ 4QU LoRE | 2029 | 0.58201 | 0.0016307 | 0.020414 | 0 | 0.020414 | 0.0017219 | 0.021556 | 0 | 0.021556 | 0.0018129 | 0.022696 | 0 | 0.022696 | 0.0017266 | 0.021615 | 0 | 0.021615 | 0.011881 | 0.012546 | 0.013209 | 0.01258 | 0.0018129 | 0.0010552 | 0.022696 | 0.013209 | 0 | 0 | 0.022696 | 0.013209
[35 empty] | 7.3.5.15 Identification and remediation of “at-risk species” | WLDFR | HFTD - Distribution - Tier 3 - 5QU CoRE ¦ 4QU LoRE | 2030 | 0.54393 | 0.0016307 | 0.020414 | 0 | 0.020414 | 0.0017219 | 0.021556 | 0 | 0.021556 | 0.0018129 | 0.022696 | 0 | 0.022696 | 0.0017266 | 0.021615 | 0 | 0.021615 | 0.011104 | 0.011725 | 0.012345 | 0.011757 | 0.0018129 | 0.00098612 | 0.022696 | 0.012345 | 0 | 0 | 0.022696 | 0.012345
[35 empty] | 7.3.5.15 Identification and remediation of “at-risk species” | WLDFR | HFTD - Distribution - Tier 3 - 5QU CoRE ¦ 4QU LoRE | 2031 | 0.50835 | 0.0016307 | 0.020414 | 0 | 0.020414 | 0.0017219 | 0.021556 | 0 | 0.021556 | 0.0018129 | 0.022696 | 0 | 0.022696 | 0.0017266 | 0.021615 | 0 | 0.021615 | 0.010378 | 0.010958 | 0.011537 | 0.010988 | 0.0018129 | 0.00092161 | 0.022696 | 0.011537 | 0 | 0 | 0.022696 | 0.011537
[35 empty] | 7.3.5.15 Identification and remediation of “at-risk species” | WLDFR | HFTD - Distribution - Tier 3 - 5QU CoRE ¦ 4QU LoRE | 2032 | 0.47509 | 0.0016307 | 0.020414 | 0 | 0.020414 | 0.0017219 | 0.021556 | 0 | 0.021556 | 0.0018129 | 0.022696 | 0 | 0.022696 | 0.0017266 | 0.021615 | 0 | 0.021615 | 0.0096986 | 0.010241 | 0.010783 | 0.010269 | 0.0018129 | 0.00086132 | 0.022696 | 0.010783 | 0 | 0 | 0.022696 | 0.010783
[35 empty] | 7.3.5.15 Identification and remediation of “at-risk species” | WLDFR | HFTD - Distribution - Tier 3 - 5QU CoRE ¦ 4QU LoRE | 2033 | 0.44401 | 0.0016307 | 0.021382 | 0 | 0.021382 | 0.0017219 | 0.022577 | 0 | 0.022577 | 0.0018129 | 0.023772 | 0 | 0.023772 | 0.0017266 | 0.02264 | 0 | 0.02264 | 0.0094937 | 0.010025 | 0.010555 | 0.010052 | 0.0018129 | 0.00080497 | 0.023772 | 0.010555 | 0 | 0 | 0.023772 | 0.010555
[35 empty] | 7.3.5.15 Identification and remediation of “at-risk species” | WLDFR | HFTD - Distribution - Tier 3 - 5QU CoRE ¦ 4QU LoRE | 2034 | 0.41496 | 0.0016307 | 0.021382 | 0 | 0.021382 | 0.0017219 | 0.022577 | 0 | 0.022577 | 0.0018129 | 0.023772 | 0 | 0.023772 | 0.0017266 | 0.02264 | 0 | 0.02264 | 0.0088727 | 0.0093687 | 0.0098643 | 0.0093946 | 0.0018129 | 0.00075231 | 0.023772 | 0.0098643 | 0 | 0 | 0.023772 | 0.0098643
[35 empty] | 7.3.5.15 Identification and remediation of “at-risk species” | WLDFR | HFTD - Distribution - Tier 3 - 5QU CoRE ¦ 4QU LoRE | 2035 | 0.38782 | 0.0016307 | 0.021382 | 0 | 0.021382 | 0.0017219 | 0.022577 | 0 | 0.022577 | 0.0018129 | 0.023772 | 0 | 0.023772 | 0.0017266 | 0.02264 | 0 | 0.02264 | 0.0082922 | 0.0087558 | 0.009219 | 0.00878 | 0.0018129 | 0.00070309 | 0.023772 | 0.009219 | 0 | 0 | 0.023772 | 0.009219
[35 empty] | 7.3.5.15 Identification and remediation of “at-risk species” | WLDFR | HFTD - Distribution - Tier 3 - 5QU CoRE ¦ 4QU LoRE | 2036 | 0.36245 | 0.0016307 | 0.021382 | 0 | 0.021382 | 0.0017219 | 0.022577 | 0 | 0.022577 | 0.0018129 | 0.023772 | 0 | 0.023772 | 0.0017266 | 0.02264 | 0 | 0.02264 | 0.0077497 | 0.008183 | 0.0086159 | 0.0082056 | 0.0018129 | 0.0006571 | 0.023772 | 0.0086159 | 0 | 0 | 0.023772 | 0.0086159
[35 empty] | 7.3.5.15 Identification and remediation of “at-risk species” | WLDFR | HFTD - Distribution - Tier 3 - 5QU CoRE ¦ 4QU LoRE | 2037 | 0.33873 | 0.0016307 | 0.021382 | 0 | 0.021382 | 0.0017219 | 0.022577 | 0 | 0.022577 | 0.0018129 | 0.023772 | 0 | 0.023772 | 0.0017266 | 0.02264 | 0 | 0.02264 | 0.0072427 | 0.0076477 | 0.0080522 | 0.0076688 | 0.0018129 | 0.00061411 | 0.023772 | 0.0080522 | 0 | 0 | 0.023772 | 0.0080522
[35 empty] | 7.3.5.15 Identification and remediation of “at-risk species” | WLDFR | HFTD - Distribution - Tier 3 - 5QU CoRE ¦ 4QU LoRE | 2038 | 0.31657 | 0.0016307 | 0.022432 | 0 | 0.022432 | 0.0017219 | 0.023686 | 0 | 0.023686 | 0.0018129 | 0.024939 | 0 | 0.024939 | 0.0017266 | 0.023752 | 0 | 0.023752 | 0.0071015 | 0.0074985 | 0.0078952 | 0.0075192 | 0.0018129 | 0.00057393 | 0.024939 | 0.0078952 | 0 | 0 | 0.024939 | 0.0078952
[35 empty] | 7.3.5.15 Identification and remediation of “at-risk species” | WLDFR | HFTD - Distribution - Tier 3 - 5QU CoRE ¦ 4QU LoRE | 2039 | 0.29586 | 0.0016307 | 0.022432 | 0 | 0.022432 | 0.0017219 | 0.023686 | 0 | 0.023686 | 0.0018129 | 0.024939 | 0 | 0.024939 | 0.0017266 | 0.023752 | 0 | 0.023752 | 0.0066369 | 0.0070079 | 0.0073787 | 0.0070273 | 0.0018129 | 0.00053639 | 0.024939 | 0.0073787 | 0 | 0 | 0.024939 | 0.0073787
[35 empty] | 7.3.5.15 Identification and remediation of “at-risk species” | WLDFR | HFTD - Distribution - Tier 3 - 5QU CoRE ¦ 4QU LoRE | 2040 | 0.27651 | 0.0016307 | 0.022432 | 0 | 0.022432 | 0.0017219 | 0.023686 | 0 | 0.023686 | 0.0018129 | 0.024939 | 0 | 0.024939 | 0.0017266 | 0.023752 | 0 | 0.023752 | 0.0062027 | 0.0065495 | 0.0068959 | 0.0065676 | 0.0018129 | 0.0005013 | 0.024939 | 0.0068959 | 0 | 0 | 0.024939 | 0.0068959
[35 empty] | 7.3.5.15 Identification and remediation of “at-risk species” | WLDFR | HFTD - Distribution - Tier 3 - 5QU CoRE ¦ 4QU LoRE | 2041 | 0.25842 | 0.0016307 | 0.022432 | 0 | 0.022432 | 0.0017219 | 0.023686 | 0 | 0.023686 | 0.0018129 | 0.024939 | 0 | 0.024939 | 0.0017266 | 0.023752 | 0 | 0.023752 | 0.0057969 | 0.006121 | 0.0064448 | 0.0061379 | 0.0018129 | 0.0004685 | 0.024939 | 0.0064448 | 0 | 0 | 0.024939 | 0.0064448
[35 empty] | 7.3.5.15 Identification and remediation of “at-risk species” | WLDFR | HFTD - Distribution - Tier 3 - 5QU CoRE ¦ 4QU LoRE | 2042 | 0.24151 | 0.0016307 | 0.022432 | 0 | 0.022432 | 0.0017219 | 0.023686 | 0 | 0.023686 | 0.0018129 | 0.024939 | 0 | 0.024939 | 0.0017266 | 0.023752 | 0 | 0.023752 | 0.0054177 | 0.0057206 | 0.0060232 | 0.0057364 | 0.0018129 | 0.00043785 | 0.024939 | 0.0060232 | 0 | 0 | 0.024939 | 0.0060232
[35 empty] | 7.3.5.15 Identification and remediation of “at-risk species” | WLDFR | HFTD - Distribution - Tier 3 - 5QU CoRE ¦ 4QU LoRE | 2043 | 0.22571 | 0.0016307 | 0.023551 | 0 | 0.023551 | 0.0017219 | 0.024868 | 0 | 0.024868 | 0.0018129 | 0.026184 | 0 | 0.026184 | 0.0017266 | 0.024937 | 0 | 0.024937 | 0.0053158 | 0.0056131 | 0.00591 | 0.0056286 | 0.0018129 | 0.00040921 | 0.026184 | 0.00591 | 0 | 0 | 0.026184 | 0.00591
[35 empty] | 7.3.5.15 Identification and remediation of “at-risk species” | WLDFR | HFTD - Distribution - Tier 3 - 5QU CoRE ¦ 4QU LoRE | 2044 | 0.21095 | 0.0016307 | 0.023551 | 0 | 0.023551 | 0.0017219 | 0.024868 | 0 | 0.024868 | 0.0018129 | 0.026184 | 0 | 0.026184 | 0.0017266 | 0.024937 | 0 | 0.024937 | 0.0049681 | 0.0052459 | 0.0055234 | 0.0052603 | 0.0018129 | 0.00038244 | 0.026184 | 0.0055234 | 0 | 0 | 0.026184 | 0.0055234
[35 empty] | 7.3.5.15 Identification and remediation of “at-risk species” | WLDFR | HFTD - Distribution - Tier 3 - 5QU CoRE ¦ 4QU LoRE | 2045 | 0.19715 | 0.0016307 | 0.023551 | 0 | 0.023551 | 0.0017219 | 0.024868 | 0 | 0.024868 | 0.0018129 | 0.026184 | 0 | 0.026184 | 0.0017266 | 0.024937 | 0 | 0.024937 | 0.0046431 | 0.0049027 | 0.005162 | 0.0049162 | 0.0018129 | 0.00035742 | 0.026184 | 0.005162 | 0 | 0 | 0.026184 | 0.005162
[35 empty] | 7.3.5.15 Identification and remediation of “at-risk species” | WLDFR | HFTD - Distribution - Tier 3 - 5QU CoRE ¦ 4QU LoRE | 2046 | 0.18425 | 0.0016307 | 0.023551 | 0 | 0.023551 | 0.0017219 | 0.024868 | 0 | 0.024868 | 0.0018129 | 0.026184 | 0 | 0.026184 | 0.0017266 | 0.024937 | 0 | 0.024937 | 0.0043393 | 0.0045819 | 0.0048243 | 0.0045946 | 0.0018129 | 0.00033403 | 0.026184 | 0.0048243 | 0 | 0 | 0.026184 | 0.0048243
[35 empty] | 7.3.5.15 Identification and remediation of “at-risk species” | WLDFR | HFTD - Distribution - Tier 3 - 5QU CoRE ¦ 4QU LoRE | 2047 | 0.1722 | 0.0016307 | 0.023551 | 0 | 0.023551 | 0.0017219 | 0.024868 | 0 | 0.024868 | 0.0018129 | 0.026184 | 0 | 0.026184 | 0.0017266 | 0.024937 | 0 | 0.024937 | 0.0040554 | 0.0042822 | 0.0045087 | 0.004294 | 0.0018129 | 0.00031218 | 0.026184 | 0.0045087 | 0 | 0 | 0.026184 | 0.0045087
[35 empty] | 7.3.5.15 Identification and remediation of “at-risk species” | WLDFR | HFTD - Distribution - Tier 3 - 5QU CoRE ¦ 4QU LoRE | 2048 | 0.16093 | 0.0016307 | 0.024725 | 0 | 0.024725 | 0.0017219 | 0.026107 | 0 | 0.026107 | 0.0018129 | 0.027488 | 0 | 0.027488 | 0.0017266 | 0.026179 | 0 | 0.026179 | 0.003979 | 0.0042014 | 0.0044237 | 0.004213 | 0.0018129 | 0.00029176 | 0.027488 | 0.0044237 | 0 | 0 | 0.027488 | 0.0044237
[35 empty] | 7.3.5.15 Identification and remediation of “at-risk species” | WLDFR | HFTD - Distribution - Tier 3 - 5QU CoRE ¦ 4QU LoRE | 2049 | 0.1504 | 0.0016307 | 0.024725 | 0 | 0.024725 | 0.0017219 | 0.026107 | 0 | 0.026107 | 0.0018129 | 0.027488 | 0 | 0.027488 | 0.0017266 | 0.026179 | 0 | 0.026179 | 0.0037187 | 0.0039266 | 0.0041343 | 0.0039374 | 0.0018129 | 0.00027267 | 0.027488 | 0.0041343 | 0 | 0 | 0.027488 | 0.0041343
[35 empty] | 7.3.5.15 Identification and remediation of “at-risk species” | WLDFR | HFTD - Distribution - Tier 3 - 5QU CoRE ¦ 4QU LoRE | 2050 | 0.14056 | 0 | 0 | 0 | 0 | 0.0017219 | 0.026107 | 0 | 0.026107 | 0.0018129 | 0.027488 | 0 | 0.027488 | 0.0017266 | 0.026179 | 0 | 0.026179 | 0 | 0.0036697 | 0.0038638 | 0.0036798 | 0.0018129 | 0.00025483 | 0.027488 | 0.0038638 | 0 | 0 | 0.027488 | 0.0038638
[35 empty] | 7.3.5.15 Identification and remediation of “at-risk species” | WLDFR | HFTD - Distribution - Tier 3 - 5QU CoRE ¦ 4QU LoRE | 2051 | 0.13137 | 0 | 0 | 0 | 0 | 0 | 0 | 0 | 0 | 0.0018129 | 0.027488 | 0 | 0.027488 | 0.0017266 | 0.026179 | 0 | 0.026179 | 0 | 0 | 0.003611 | 0.0034391 | 0.0018129 | 0.00023816 | 0.027488 | 0.003611 | 0 | 0 | 0.027488 | 0.003611
[35 empty] | 7.3.5.15 Identification and remediation of “at-risk species” | WLDFR | HFTD - Distribution - Tier 3 - 5QU CoRE ¦ 4QU LoRE | 2052 | 0.12277 | 0 | 0 | 0 | 0 | 0 | 0 | 0 | 0 | 0 | 0 | 0 | 0 | 0.0017266 | 0.026179 | 0 | 0.026179 | 0 | 0 | 0 | 0.0032141 | 0 | 0 | 0 | 0 | 0 | 0 | 0 | 0
[35 empty] | 7.3.5.15 Identification and remediation of “at-risk species” | WLDFR | HFTD - Distribution - Tier 3 - 5QU CoRE ¦ 5QU LoRE | 2020 | 1 | 0.0019598 | 0.016226 | 0 | 0.016226 | 0 | 0 | 0 | 0 | 0 | 0 | 0 | 0 | 0 | 0 | 0 | 0 | 0.016226 | 0 | 0 | 0 | 0 | 0 | 0 | 0 | 0 | 0 | 0 | 0
[35 empty] | 7.3.5.15 Identification and remediation of “at-risk species” | WLDFR | HFTD - Distribution - Tier 3 - 5QU CoRE ¦ 5QU LoRE | 2021 | 1 | 0.0011765 | 0.010984 | 0 | 0.010984 | 0.0020693 | 0.017133 | 0 | 0.017133 | 0 | 0 | 0 | 0 | 0 | 0 | 0 | 0 | 0.010984 | 0.017133 | 0 | 0 | 0 | 0 | 0 | 0 | 0 | 0 | 0 | 0
[35 empty] | 7.3.5.15 Identification and remediation of “at-risk species” | WLDFR | HFTD - Distribution - Tier 3 - 5QU CoRE ¦ 5QU LoRE | 2022 | 0.93458 | 0.0011399 | 0.0107 | 0 | 0.0107 | 0.0012036 | 0.011299 | 0 | 0.011299 | 0.0020038 | 0.016675 | 0 | 0.016675 | 0 | 0 | 0 | 0 | 0.01 | 0.01056 | 0.015584 | 0 | 0.0020038 | 0.0018727 | 0.016675 | 0.015584 | 0 | 0 | 0.016675 | 0.015584
[35 empty] | 7.3.5.15 Identification and remediation of “at-risk species” | WLDFR | HFTD - Distribution - Tier 3 - 5QU CoRE ¦ 5QU LoRE | 2023 | 0.87344 | 0.0011399 | 0.011093 | 0 | 0.011093 | 0.0012036 | 0.011713 | 0 | 0.011713 | 0.0012029 | 0.011706 | 0 | 0.011706 | 0.0019084 | 0.016463 | 0 | 0.016463 | 0.0096887 | 0.01023 | 0.010224 | 0.014379 | 0.0012029 | 0.0010506 | 0.011706 | 0.010224 | 0 | 0 | 0.011706 | 0.010224
[35 empty] | 7.3.5.15 Identification and remediation of “at-risk species” | WLDFR | HFTD - Distribution - Tier 3 - 5QU CoRE ¦ 5QU LoRE | 2024 | 0.8163 | 0.0011399 | 0.011093 | 0 | 0.011093 | 0.0012036 | 0.011713 | 0 | 0.011713 | 0.0012029 | 0.011706 | 0 | 0.011706 | 0.0011456 | 0.011148 | 0 | 0.011148 | 0.0090548 | 0.0095611 | 0.0095553 | 0.0091003 | 0.0012029 | 0.00098189 | 0.011706 | 0.0095553 | 0 | 0 | 0.011706 | 0.0095553
[35 empty] | 7.3.5.15 Identification and remediation of “at-risk species” | WLDFR | HFTD - Distribution - Tier 3 - 5QU CoRE ¦ 5QU LoRE | 2025 | 0.7629 | 0.0011399 | 0.011093 | 0 | 0.011093 | 0.0012036 | 0.011713 | 0 | 0.011713 | 0.0012029 | 0.011706 | 0 | 0.011706 | 0.0011456 | 0.011148 | 0 | 0.011148 | 0.0084624 | 0.0089356 | 0.0089302 | 0.0085049 | 0.0012029 | 0.00091766 | 0.011706 | 0.0089302 | 0 | 0 | 0.011706 | 0.0089302
[35 empty] | 7.3.5.15 Identification and remediation of “at-risk species” | WLDFR | HFTD - Distribution - Tier 3 - 5QU CoRE ¦ 5QU LoRE | 2026 | 0.71299 | 0.0011399 | 0.011093 | 0 | 0.011093 | 0.0012036 | 0.011713 | 0 | 0.011713 | 0.0012029 | 0.011706 | 0 | 0.011706 | 0.0011456 | 0.011148 | 0 | 0.011148 | 0.0079088 | 0.008351 | 0.0083459 | 0.0079485 | 0.0012029 | 0.00085762 | 0.011706 | 0.0083459 | 0 | 0 | 0.011706 | 0.0083459
[35 empty] | 7.3.5.15 Identification and remediation of “at-risk species” | WLDFR | HFTD - Distribution - Tier 3 - 5QU CoRE ¦ 5QU LoRE | 2027 | 0.66634 | 0.0011399 | 0.011093 | 0 | 0.011093 | 0.0012036 | 0.011713 | 0 | 0.011713 | 0.0012029 | 0.011706 | 0 | 0.011706 | 0.0011456 | 0.011148 | 0 | 0.011148 | 0.0073914 | 0.0078047 | 0.0078 | 0.0074285 | 0.0012029 | 0.00080152 | 0.011706 | 0.0078 | 0 | 0 | 0.011706 | 0.0078
[35 empty] | 7.3.5.15 Identification and remediation of “at-risk species” | WLDFR | HFTD - Distribution - Tier 3 - 5QU CoRE ¦ 5QU LoRE | 2028 | 0.62275 | 0.0011399 | 0.011587 | 0 | 0.011587 | 0.0012036 | 0.012234 | 0 | 0.012234 | 0.0012029 | 0.012227 | 0 | 0.012227 | 0.0011456 | 0.011645 | 0 | 0.011645 | 0.0072156 | 0.007619 | 0.0076144 | 0.0072518 | 0.0012029 | 0.00074908 | 0.012227 | 0.0076144 | 0 | 0 | 0.012227 | 0.0076144
[35 empty] | 7.3.5.15 Identification and remediation of “at-risk species” | WLDFR | HFTD - Distribution - Tier 3 - 5QU CoRE ¦ 5QU LoRE | 2029 | 0.58201 | 0.0011399 | 0.011587 | 0 | 0.011587 | 0.0012036 | 0.012234 | 0 | 0.012234 | 0.0012029 | 0.012227 | 0 | 0.012227 | 0.0011456 | 0.011645 | 0 | 0.011645 | 0.0067435 | 0.0071206 | 0.0071162 | 0.0067774 | 0.0012029 | 0.00070008 | 0.012227 | 0.0071162 | 0 | 0 | 0.012227 | 0.0071162
[35 empty] | 7.3.5.15 Identification and remediation of “at-risk species” | WLDFR | HFTD - Distribution - Tier 3 - 5QU CoRE ¦ 5QU LoRE | 2030 | 0.54393 | 0.0011399 | 0.011587 | 0 | 0.011587 | 0.0012036 | 0.012234 | 0 | 0.012234 | 0.0012029 | 0.012227 | 0 | 0.012227 | 0.0011456 | 0.011645 | 0 | 0.011645 | 0.0063024 | 0.0066547 | 0.0066507 | 0.006334 | 0.0012029 | 0.00065428 | 0.012227 | 0.0066507 | 0 | 0 | 0.012227 | 0.0066507
[35 empty] | 7.3.5.15 Identification and remediation of “at-risk species” | WLDFR | HFTD - Distribution - Tier 3 - 5QU CoRE ¦ 5QU LoRE | 2031 | 0.50835 | 0.0011399 | 0.011587 | 0 | 0.011587 | 0.0012036 | 0.012234 | 0 | 0.012234 | 0.0012029 | 0.012227 | 0 | 0.012227 | 0.0011456 | 0.011645 | 0 | 0.011645 | 0.0058901 | 0.0062194 | 0.0062156 | 0.0059196 | 0.0012029 | 0.00061147 | 0.012227 | 0.0062156 | 0 | 0 | 0.012227 | 0.0062156
[35 empty] | 7.3.5.15 Identification and remediation of “at-risk species” | WLDFR | HFTD - Distribution - Tier 3 - 5QU CoRE ¦ 5QU LoRE | 2032 | 0.47509 | 0.0011399 | 0.011587 | 0 | 0.011587 | 0.0012036 | 0.012234 | 0 | 0.012234 | 0.0012029 | 0.012227 | 0 | 0.012227 | 0.0011456 | 0.011645 | 0 | 0.011645 | 0.0055047 | 0.0058125 | 0.005809 | 0.0055324 | 0.0012029 | 0.00057147 | 0.012227 | 0.005809 | 0 | 0 | 0.012227 | 0.005809
[35 empty] | 7.3.5.15 Identification and remediation of “at-risk species” | WLDFR | HFTD - Distribution - Tier 3 - 5QU CoRE ¦ 5QU LoRE | 2033 | 0.44401 | 0.0011399 | 0.012136 | 0 | 0.012136 | 0.0012036 | 0.012814 | 0 | 0.012814 | 0.0012029 | 0.012807 | 0 | 0.012807 | 0.0011456 | 0.012197 | 0 | 0.012197 | 0.0053885 | 0.0056897 | 0.0056863 | 0.0054155 | 0.0012029 | 0.00053408 | 0.012807 | 0.0056863 | 0 | 0 | 0.012807 | 0.0056863
[35 empty] | 7.3.5.15 Identification and remediation of “at-risk species” | WLDFR | HFTD - Distribution - Tier 3 - 5QU CoRE ¦ 5QU LoRE | 2034 | 0.41496 | 0.0011399 | 0.012136 | 0 | 0.012136 | 0.0012036 | 0.012814 | 0 | 0.012814 | 0.0012029 | 0.012807 | 0 | 0.012807 | 0.0011456 | 0.012197 | 0 | 0.012197 | 0.005036 | 0.0053175 | 0.0053143 | 0.0050612 | 0.0012029 | 0.00049914 | 0.012807 | 0.0053143 | 0 | 0 | 0.012807 | 0.0053143
[35 empty] | 7.3.5.15 Identification and remediation of “at-risk species” | WLDFR | HFTD - Distribution - Tier 3 - 5QU CoRE ¦ 5QU LoRE | 2035 | 0.38782 | 0.0011399 | 0.012136 | 0 | 0.012136 | 0.0012036 | 0.012814 | 0 | 0.012814 | 0.0012029 | 0.012807 | 0 | 0.012807 | 0.0011456 | 0.012197 | 0 | 0.012197 | 0.0047065 | 0.0049696 | 0.0049666 | 0.0047301 | 0.0012029 | 0.00046649 | 0.012807 | 0.0049666 | 0 | 0 | 0.012807 | 0.0049666
[35 empty] | 7.3.5.15 Identification and remediation of “at-risk species” | WLDFR | HFTD - Distribution - Tier 3 - 5QU CoRE ¦ 5QU LoRE | 2036 | 0.36245 | 0.0011399 | 0.012136 | 0 | 0.012136 | 0.0012036 | 0.012814 | 0 | 0.012814 | 0.0012029 | 0.012807 | 0 | 0.012807 | 0.0011456 | 0.012197 | 0 | 0.012197 | 0.0043986 | 0.0046445 | 0.0046417 | 0.0044207 | 0.0012029 | 0.00043597 | 0.012807 | 0.0046417 | 0 | 0 | 0.012807 | 0.0046417
[35 empty] | 7.3.5.15 Identification and remediation of “at-risk species” | WLDFR | HFTD - Distribution - Tier 3 - 5QU CoRE ¦ 5QU LoRE | 2037 | 0.33873 | 0.0011399 | 0.012136 | 0 | 0.012136 | 0.0012036 | 0.012814 | 0 | 0.012814 | 0.0012029 | 0.012807 | 0 | 0.012807 | 0.0011456 | 0.012197 | 0 | 0.012197 | 0.0041108 | 0.0043407 | 0.004338 | 0.0041315 | 0.0012029 | 0.00040745 | 0.012807 | 0.004338 | 0 | 0 | 0.012807 | 0.004338
[35 empty] | 7.3.5.15 Identification and remediation of “at-risk species” | WLDFR | HFTD - Distribution - Tier 3 - 5QU CoRE ¦ 5QU LoRE | 2038 | 0.31657 | 0.0011399 | 0.012732 | 0 | 0.012732 | 0.0012036 | 0.013444 | 0 | 0.013444 | 0.0012029 | 0.013436 | 0 | 0.013436 | 0.0011456 | 0.012796 | 0 | 0.012796 | 0.0040307 | 0.004256 | 0.0042535 | 0.0040509 | 0.0012029 | 0.0003808 | 0.013436 | 0.0042535 | 0 | 0 | 0.013436 | 0.0042535
[35 empty] | 7.3.5.15 Identification and remediation of “at-risk species” | WLDFR | HFTD - Distribution - Tier 3 - 5QU CoRE ¦ 5QU LoRE | 2039 | 0.29586 | 0.0011399 | 0.012732 | 0 | 0.012732 | 0.0012036 | 0.013444 | 0 | 0.013444 | 0.0012029 | 0.013436 | 0 | 0.013436 | 0.0011456 | 0.012796 | 0 | 0.012796 | 0.003767 | 0.0039776 | 0.0039752 | 0.0037859 | 0.0012029 | 0.00035588 | 0.013436 | 0.0039752 | 0 | 0 | 0.013436 | 0.0039752
[35 empty] | 7.3.5.15 Identification and remediation of “at-risk species” | WLDFR | HFTD - Distribution - Tier 3 - 5QU CoRE ¦ 5QU LoRE | 2040 | 0.27651 | 0.0011399 | 0.012732 | 0 | 0.012732 | 0.0012036 | 0.013444 | 0 | 0.013444 | 0.0012029 | 0.013436 | 0 | 0.013436 | 0.0011456 | 0.012796 | 0 | 0.012796 | 0.0035206 | 0.0037174 | 0.0037151 | 0.0035382 | 0.0012029 | 0.0003326 | 0.013436 | 0.0037151 | 0 | 0 | 0.013436 | 0.0037151
[35 empty] | 7.3.5.15 Identification and remediation of “at-risk species” | WLDFR | HFTD - Distribution - Tier 3 - 5QU CoRE ¦ 5QU LoRE | 2041 | 0.25842 | 0.0011399 | 0.012732 | 0 | 0.012732 | 0.0012036 | 0.013444 | 0 | 0.013444 | 0.0012029 | 0.013436 | 0 | 0.013436 | 0.0011456 | 0.012796 | 0 | 0.012796 | 0.0032902 | 0.0034742 | 0.0034721 | 0.0033068 | 0.0012029 | 0.00031084 | 0.013436 | 0.0034721 | 0 | 0 | 0.013436 | 0.0034721
[35 empty] | 7.3.5.15 Identification and remediation of “at-risk species” | WLDFR | HFTD - Distribution - Tier 3 - 5QU CoRE ¦ 5QU LoRE | 2042 | 0.24151 | 0.0011399 | 0.012732 | 0 | 0.012732 | 0.0012036 | 0.013444 | 0 | 0.013444 | 0.0012029 | 0.013436 | 0 | 0.013436 | 0.0011456 | 0.012796 | 0 | 0.012796 | 0.003075 | 0.0032469 | 0.0032449 | 0.0030904 | 0.0012029 | 0.00029051 | 0.013436 | 0.0032449 | 0 | 0 | 0.013436 | 0.0032449
[35 empty] | 7.3.5.15 Identification and remediation of “at-risk species” | WLDFR | HFTD - Distribution - Tier 3 - 5QU CoRE ¦ 5QU LoRE | 2043 | 0.22571 | 0.0011399 | 0.013368 | 0 | 0.013368 | 0.0012036 | 0.014115 | 0 | 0.014115 | 0.0012029 | 0.014106 | 0 | 0.014106 | 0.0011456 | 0.013435 | 0 | 0.013435 | 0.0030172 | 0.0031859 | 0.003184 | 0.0030324 | 0.0012029 | 0.0002715 | 0.014106 | 0.003184 | 0 | 0 | 0.014106 | 0.003184
[35 empty] | 7.3.5.15 Identification and remediation of “at-risk species” | WLDFR | HFTD - Distribution - Tier 3 - 5QU CoRE ¦ 5QU LoRE | 2044 | 0.21095 | 0.0011399 | 0.013368 | 0 | 0.013368 | 0.0012036 | 0.014115 | 0 | 0.014115 | 0.0012029 | 0.014106 | 0 | 0.014106 | 0.0011456 | 0.013435 | 0 | 0.013435 | 0.0028198 | 0.0029775 | 0.0029757 | 0.002834 | 0.0012029 | 0.00025374 | 0.014106 | 0.0029757 | 0 | 0 | 0.014106 | 0.0029757
[35 empty] | 7.3.5.15 Identification and remediation of “at-risk species” | WLDFR | HFTD - Distribution - Tier 3 - 5QU CoRE ¦ 5QU LoRE | 2045 | 0.19715 | 0.0011399 | 0.013368 | 0 | 0.013368 | 0.0012036 | 0.014115 | 0 | 0.014115 | 0.0012029 | 0.014106 | 0 | 0.014106 | 0.0011456 | 0.013435 | 0 | 0.013435 | 0.0026354 | 0.0027827 | 0.002781 | 0.0026486 | 0.0012029 | 0.00023714 | 0.014106 | 0.002781 | 0 | 0 | 0.014106 | 0.002781
[35 empty] | 7.3.5.15 Identification and remediation of “at-risk species” | WLDFR | HFTD - Distribution - Tier 3 - 5QU CoRE ¦ 5QU LoRE | 2046 | 0.18425 | 0.0011399 | 0.013368 | 0 | 0.013368 | 0.0012036 | 0.014115 | 0 | 0.014115 | 0.0012029 | 0.014106 | 0 | 0.014106 | 0.0011456 | 0.013435 | 0 | 0.013435 | 0.002463 | 0.0026007 | 0.0025991 | 0.0024753 | 0.0012029 | 0.00022163 | 0.014106 | 0.0025991 | 0 | 0 | 0.014106 | 0.0025991
[35 empty] | 7.3.5.15 Identification and remediation of “at-risk species” | WLDFR | HFTD - Distribution - Tier 3 - 5QU CoRE ¦ 5QU LoRE | 2047 | 0.1722 | 0.0011399 | 0.013368 | 0 | 0.013368 | 0.0012036 | 0.014115 | 0 | 0.014115 | 0.0012029 | 0.014106 | 0 | 0.014106 | 0.0011456 | 0.013435 | 0 | 0.013435 | 0.0023018 | 0.0024305 | 0.0024291 | 0.0023134 | 0.0012029 | 0.00020713 | 0.014106 | 0.0024291 | 0 | 0 | 0.014106 | 0.0024291
[35 empty] | 7.3.5.15 Identification and remediation of “at-risk species” | WLDFR | HFTD - Distribution - Tier 3 - 5QU CoRE ¦ 5QU LoRE | 2048 | 0.16093 | 0.0011399 | 0.014034 | 0 | 0.014034 | 0.0012036 | 0.014818 | 0 | 0.014818 | 0.0012029 | 0.014809 | 0 | 0.014809 | 0.0011456 | 0.014104 | 0 | 0.014104 | 0.0022585 | 0.0023847 | 0.0023833 | 0.0022698 | 0.0012029 | 0.00019358 | 0.014809 | 0.0023833 | 0 | 0 | 0.014809 | 0.0023833
[35 empty] | 7.3.5.15 Identification and remediation of “at-risk species” | WLDFR | HFTD - Distribution - Tier 3 - 5QU CoRE ¦ 5QU LoRE | 2049 | 0.1504 | 0.0011399 | 0.014034 | 0 | 0.014034 | 0.0012036 | 0.014818 | 0 | 0.014818 | 0.0012029 | 0.014809 | 0 | 0.014809 | 0.0011456 | 0.014104 | 0 | 0.014104 | 0.0021107 | 0.0022287 | 0.0022274 | 0.0021213 | 0.0012029 | 0.00018091 | 0.014809 | 0.0022274 | 0 | 0 | 0.014809 | 0.0022274
[35 empty] | 7.3.5.15 Identification and remediation of “at-risk species” | WLDFR | HFTD - Distribution - Tier 3 - 5QU CoRE ¦ 5QU LoRE | 2050 | 0.14056 | 0 | 0 | 0 | 0 | 0.0012036 | 0.014818 | 0 | 0.014818 | 0.0012029 | 0.014809 | 0 | 0.014809 | 0.0011456 | 0.014104 | 0 | 0.014104 | 0 | 0.0020829 | 0.0020816 | 0.0019825 | 0.0012029 | 0.00016908 | 0.014809 | 0.0020816 | 0 | 0 | 0.014809 | 0.0020816
[35 empty] | 7.3.5.15 Identification and remediation of “at-risk species” | WLDFR | HFTD - Distribution - Tier 3 - 5QU CoRE ¦ 5QU LoRE | 2051 | 0.13137 | 0 | 0 | 0 | 0 | 0 | 0 | 0 | 0 | 0.0012029 | 0.014809 | 0 | 0.014809 | 0.0011456 | 0.014104 | 0 | 0.014104 | 0 | 0 | 0.0019455 | 0.0018528 | 0.0012029 | 0.00015802 | 0.014809 | 0.0019455 | 0 | 0 | 0.014809 | 0.0019455
[35 empty] | 7.3.5.15 Identification and remediation of “at-risk species” | WLDFR | HFTD - Distribution - Tier 3 - 5QU CoRE ¦ 5QU LoRE | 2052 | 0.12277 | 0 | 0 | 0 | 0 | 0 | 0 | 0 | 0 | 0 | 0 | 0 | 0 | 0.0011456 | 0.014104 | 0 | 0.014104 | 0 | 0 | 0 | 0.0017316 | 0 | 0 | 0 | 0 | 0 | 0 | 0 | 0
[35 empty] | 7.3.5.15 Identification and remediation of “at-risk species” | WLDFR | HFTD - Distribution - Zone 1 - 1QU CoRE ¦ 5QU LoRE | 2020 | 1 | 1.2436e-10 | 2.6219e-06 | 0 | 2.6219e-06 | 0 | 0 | 0 | 0 | 0 | 0 | 0 | 0 | 0 | 0 | 0 | 0 | 2.6219e-06 | 0 | 0 | 0 | 0 | 0 | 0 | 0 | 0 | 0 | 0 | 0
[35 empty] | 7.3.5.15 Identification and remediation of “at-risk species” | WLDFR | HFTD - Distribution - Zone 1 - 1QU CoRE ¦ 5QU LoRE | 2021 | 1 | 0 | 0 | 0 | 0 | 1.3131e-10 | 2.7685e-06 | 0 | 2.7685e-06 | 0 | 0 | 0 | 0 | 0 | 0 | 0 | 0 | 0 | 2.7685e-06 | 0 | 0 | 0 | 0 | 0 | 0 | 0 | 0 | 0 | 0
[35 empty] | 7.3.5.15 Identification and remediation of “at-risk species” | WLDFR | HFTD - Distribution - Zone 1 - 1QU CoRE ¦ 5QU LoRE | 2022 | 0.93458 | 0 | 0 | 0 | 0 | 0 | 0 | 0 | 0 | 1.2455e-10 | 2.6259e-06 | 0 | 2.6259e-06 | 0 | 0 | 0 | 0 | 0 | 0 | 2.4541e-06 | 0 | 1.2455e-10 | 1.164e-10 | 2.6259e-06 | 2.4541e-06 | 0 | 0 | 2.6259e-06 | 2.4541e-06
[35 empty] | 7.3.5.15 Identification and remediation of “at-risk species” | WLDFR | HFTD - Distribution - Zone 1 - 1QU CoRE ¦ 5QU LoRE | 2023 | 0.87344 | 0 | 0 | 0 | 0 | 0 | 0 | 0 | 0 | 0 | 0 | 0 | 0 | 1.1861e-10 | 2.5901e-06 | 0 | 2.5901e-06 | 0 | 0 | 0 | 2.2623e-06 | 0 | 0 | 0 | 0 | 0 | 0 | 0 | 0
[35 empty] | 7.3.5.15 Identification and remediation of “at-risk species” | WLDFR | HFTD - Distribution - Zone 1 - 5QU CoRE ¦ 1QU LoRE | 2020 | 1 | 1.4942e-10 | 3.1503e-06 | 0 | 3.1503e-06 | 0 | 0 | 0 | 0 | 0 | 0 | 0 | 0 | 0 | 0 | 0 | 0 | 3.1503e-06 | 0 | 0 | 0 | 0 | 0 | 0 | 0 | 0 | 0 | 0 | 0
[35 empty] | 7.3.5.15 Identification and remediation of “at-risk species” | WLDFR | HFTD - Distribution - Zone 1 - 5QU CoRE ¦ 1QU LoRE | 2021 | 1 | 0 | 0 | 0 | 0 | 1.5777e-10 | 3.3265e-06 | 0 | 3.3265e-06 | 0 | 0 | 0 | 0 | 0 | 0 | 0 | 0 | 0 | 3.3265e-06 | 0 | 0 | 0 | 0 | 0 | 0 | 0 | 0 | 0 | 0
[35 empty] | 7.3.5.15 Identification and remediation of “at-risk species” | WLDFR | HFTD - Distribution - Zone 1 - 5QU CoRE ¦ 1QU LoRE | 2022 | 0.93458 | 0 | 0 | 0 | 0 | 0 | 0 | 0 | 0 | 1.4965e-10 | 3.1551e-06 | 0 | 3.1551e-06 | 0 | 0 | 0 | 0 | 0 | 0 | 2.9487e-06 | 0 | 1.4965e-10 | 1.3986e-10 | 3.1551e-06 | 2.9487e-06 | 0 | 0 | 3.1551e-06 | 2.9487e-06
[35 empty] | 7.3.5.15 Identification and remediation of “at-risk species” | WLDFR | HFTD - Distribution - Zone 1 - 5QU CoRE ¦ 1QU LoRE | 2023 | 0.87344 | 0 | 0 | 0 | 0 | 0 | 0 | 0 | 0 | 0 | 0 | 0 | 0 | 1.4252e-10 | 3.1121e-06 | 0 | 3.1121e-06 | 0 | 0 | 0 | 2.7182e-06 | 0 | 0 | 0 | 0 | 0 | 0 | 0 | 0
[35 empty] | 7.3.5.15 Identification and remediation of “at-risk species” | WLDFR | HFTD - Distribution - Zone 1 - 5QU CoRE ¦ 4QU LoRE | 2020 | 1 | 3.8747e-11 | 8.1693e-07 | 0 | 8.1693e-07 | 0 | 0 | 0 | 0 | 0 | 0 | 0 | 0 | 0 | 0 | 0 | 0 | 8.1693e-07 | 0 | 0 | 0 | 0 | 0 | 0 | 0 | 0 | 0 | 0 | 0
[35 empty] | 7.3.5.15 Identification and remediation of “at-risk species” | WLDFR | HFTD - Distribution - Zone 1 - 5QU CoRE ¦ 4QU LoRE | 2021 | 1 | 0 | 0 | 0 | 0 | 4.0913e-11 | 8.6261e-07 | 0 | 8.6261e-07 | 0 | 0 | 0 | 0 | 0 | 0 | 0 | 0 | 0 | 8.6261e-07 | 0 | 0 | 0 | 0 | 0 | 0 | 0 | 0 | 0 | 0
[35 empty] | 7.3.5.15 Identification and remediation of “at-risk species” | WLDFR | HFTD - Distribution - Zone 1 - 5QU CoRE ¦ 4QU LoRE | 2022 | 0.93458 | 0 | 0 | 0 | 0 | 0 | 0 | 0 | 0 | 3.8806e-11 | 8.1817e-07 | 0 | 8.1817e-07 | 0 | 0 | 0 | 0 | 0 | 0 | 7.6465e-07 | 0 | 3.8806e-11 | 3.6267e-11 | 8.1817e-07 | 7.6465e-07 | 0 | 0 | 8.1817e-07 | 7.6465e-07
[35 empty] | 7.3.5.15 Identification and remediation of “at-risk species” | WLDFR | HFTD - Distribution - Zone 1 - 5QU CoRE ¦ 4QU LoRE | 2023 | 0.87344 | 0 | 0 | 0 | 0 | 0 | 0 | 0 | 0 | 0 | 0 | 0 | 0 | 3.6958e-11 | 8.0701e-07 | 0 | 8.0701e-07 | 0 | 0 | 0 | 7.0487e-07 | 0 | 0 | 0 | 0 | 0 | 0 | 0 | 0
[79 empty] | WLDFR | HFTD - Distribution - Tier 2 - 3QU CoRE ¦ 1QU LoRE | Red Flag Warning - Catastrophic Fires | 2028 | 4.5535e-07 | 4.808e-07 | 4.5371e-07 | 4.321e-07 | 15317.9909 | 247.273 | 9287.6491 | 5783.0689 | 0 | 0 | 0 | 0 | 5.5212e-05 | 0.006975 | 0 | 0.006975 | 0.007365 | 0 | 0.007365 | 0.0069499 | 0 | 0.0069499 | 0.006619 | 0 | 0.006619 | Column30: 6.9671e-05
[79 empty] | WLDFR | HFTD - Distribution - Tier 2 - 3QU CoRE ¦ 1QU LoRE | Red Flag Warning - Catastrophic Fires | 2029 | 4.5535e-07 | 4.808e-07 | 4.5371e-07 | 4.321e-07 | 15317.9909 | 247.273 | 9287.6491 | 5783.0689 | 0 | 0 | 0 | 0 | 5.5212e-05 | 0.006975 | 0 | 0.006975 | 0.007365 | 0 | 0.007365 | 0.0069499 | 0 | 0.0069499 | 0.006619 | 0 | 0.006619 | Column30: 6.9671e-05
[79 empty] | WLDFR | HFTD - Distribution - Tier 2 - 3QU CoRE ¦ 1QU LoRE | Red Flag Warning - Catastrophic Fires | 2030 | 4.5535e-07 | 4.808e-07 | 4.5371e-07 | 4.321e-07 | 15317.9909 | 247.273 | 9287.6491 | 5783.0689 | 0 | 0 | 0 | 0 | 5.5212e-05 | 0.006975 | 0 | 0.006975 | 0.007365 | 0 | 0.007365 | 0.0069499 | 0 | 0.0069499 | 0.006619 | 0 | 0.006619 | Column30: 6.9671e-05
[79 empty] | WLDFR | HFTD - Distribution - Tier 2 - 3QU CoRE ¦ 1QU LoRE | Red Flag Warning - Catastrophic Fires | 2031 | 4.5535e-07 | 4.808e-07 | 4.5371e-07 | 4.321e-07 | 15317.9909 | 247.273 | 9287.6491 | 5783.0689 | 0 | 0 | 0 | 0 | 5.5212e-05 | 0.006975 | 0 | 0.006975 | 0.007365 | 0 | 0.007365 | 0.0069499 | 0 | 0.0069499 | 0.006619 | 0 | 0.006619 | Column30: 6.9671e-05
[79 empty] | WLDFR | HFTD - Distribution - Tier 2 - 3QU CoRE ¦ 1QU LoRE | Red Flag Warning - Catastrophic Fires | 2032 | 4.5535e-07 | 4.808e-07 | 4.5371e-07 | 4.321e-07 | 15317.9909 | 247.273 | 9287.6491 | 5783.0689 | 0 | 0 | 0 | 0 | 5.5212e-05 | 0.006975 | 0 | 0.006975 | 0.007365 | 0 | 0.007365 | 0.0069499 | 0 | 0.0069499 | 0.006619 | 0 | 0.006619 | Column30: 0
[79 empty] | WLDFR | HFTD - Distribution - Tier 2 - 3QU CoRE ¦ 1QU LoRE | Red Flag Warning - Catastrophic Fires | 2033 | 4.5535e-07 | 4.808e-07 | 4.5371e-07 | 4.321e-07 | 16044.1264 | 263.1074 | 9721.74 | 6059.2791 | 0 | 0 | 0 | 0 | 5.5212e-05 | 0.0073056 | 0 | 0.0073056 | 0.0077141 | 0 | 0.0077141 | 0.0072794 | 0 | 0.0072794 | 0.0069327 | 0 | 0.0069327 | Column30: 0
[79 empty] | WLDFR | HFTD - Distribution - Tier 2 - 3QU CoRE ¦ 1QU LoRE | Red Flag Warning - Catastrophic Fires | 2034 | 4.5535e-07 | 4.808e-07 | 4.5371e-07 | 4.321e-07 | 16044.1264 | 263.1074 | 9721.74 | 6059.2791 | 0 | 0 | 0 | 0 | 5.5212e-05 | 0.0073056 | 0 | 0.0073056 | 0.0077141 | 0 | 0.0077141 | 0.0072794 | 0 | 0.0072794 | 0.0069327 | 0 | 0.0069327 | Column30: 0
[79 empty] | WLDFR | HFTD - Distribution - Tier 2 - 3QU CoRE ¦ 1QU LoRE | Red Flag Warning - Catastrophic Fires | 2035 | 4.5535e-07 | 4.808e-07 | 4.5371e-07 | 4.321e-07 | 16044.1264 | 263.1074 | 9721.74 | 6059.2791 | 0 | 0 | 0 | 0 | 5.5212e-05 | 0.0073056 | 0 | 0.0073056 | 0.0077141 | 0 | 0.0077141 | 0.0072794 | 0 | 0.0072794 | 0.0069327 | 0 | 0.0069327 | Column30: 6.5336e-07
[79 empty] | WLDFR | HFTD - Distribution - Tier 2 - 3QU CoRE ¦ 1QU LoRE | Red Flag Warning - Catastrophic Fires | 2036 | 4.5535e-07 | 4.808e-07 | 4.5371e-07 | 4.321e-07 | 16044.1264 | 263.1074 | 9721.74 | 6059.2791 | 0 | 0 | 0 | 0 | 5.5212e-05 | 0.0073056 | 0 | 0.0073056 | 0.0077141 | 0 | 0.0077141 | 0.0072794 | 0 | 0.0072794 | 0.0069327 | 0 | 0.0069327 | Column30: 6.5336e-07
[79 empty] | WLDFR | HFTD - Distribution - Tier 2 - 3QU CoRE ¦ 1QU LoRE | Red Flag Warning - Catastrophic Fires | 2037 | 4.5535e-07 | 4.808e-07 | 4.5371e-07 | 4.321e-07 | 16044.1264 | 263.1074 | 9721.74 | 6059.2791 | 0 | 0 | 0 | 0 | 5.5212e-05 | 0.0073056 | 0 | 0.0073056 | 0.0077141 | 0 | 0.0077141 | 0.0072794 | 0 | 0.0072794 | 0.0069327 | 0 | 0.0069327 | Column30: 6.5336e-07
[79 empty] | WLDFR | HFTD - Distribution - Tier 2 - 3QU CoRE ¦ 1QU LoRE | Red Flag Warning - Catastrophic Fires | 2038 | 4.5535e-07 | 4.808e-07 | 4.5371e-07 | 4.321e-07 | 16832.3912 | 280.5544 | 10192.2718 | 6359.5651 | 0 | 0 | 0 | 0 | 5.5212e-05 | 0.0076646 | 0 | 0.0076646 | 0.0080931 | 0 | 0.0080931 | 0.007637 | 0 | 0.007637 | 0.0072733 | 0 | 0.0072733 | Column30: 6.5336e-07
[79 empty] | WLDFR | HFTD - Distribution - Tier 2 - 3QU CoRE ¦ 1QU LoRE | Red Flag Warning - Catastrophic Fires | 2039 | 4.5535e-07 | 4.808e-07 | 4.5371e-07 | 4.321e-07 | 16832.3912 | 280.5544 | 10192.2718 | 6359.5651 | 0 | 0 | 0 | 0 | 5.5212e-05 | 0.0076646 | 0 | 0.0076646 | 0.0080931 | 0 | 0.0080931 | 0.007637 | 0 | 0.007637 | 0.0072733 | 0 | 0.0072733 | Column30: 6.5336e-07
[79 empty] | WLDFR | HFTD - Distribution - Tier 2 - 3QU CoRE ¦ 1QU LoRE | Red Flag Warning - Catastrophic Fires | 2040 | 4.5535e-07 | 4.808e-07 | 4.5371e-07 | 4.321e-07 | 16832.3912 | 280.5544 | 10192.2718 | 6359.5651 | 0 | 0 | 0 | 0 | 5.5212e-05 | 0.0076646 | 0 | 0.0076646 | 0.0080931 | 0 | 0.0080931 | 0.007637 | 0 | 0.007637 | 0.0072733 | 0 | 0.0072733 | Column30: 0
[79 empty] | WLDFR | HFTD - Distribution - Tier 2 - 3QU CoRE ¦ 1QU LoRE | Red Flag Warning - Catastrophic Fires | 2041 | 4.5535e-07 | 4.808e-07 | 4.5371e-07 | 4.321e-07 | 16832.3912 | 280.5544 | 10192.2718 | 6359.5651 | 0 | 0 | 0 | 0 | 5.5212e-05 | 0.0076646 | 0 | 0.0076646 | 0.0080931 | 0 | 0.0080931 | 0.007637 | 0 | 0.007637 | 0.0072733 | 0 | 0.0072733 | Column30: 0
[79 empty] | WLDFR | HFTD - Distribution - Tier 2 - 3QU CoRE ¦ 1QU LoRE | Red Flag Warning - Catastrophic Fires | 2042 | 4.5535e-07 | 4.808e-07 | 4.5371e-07 | 4.321e-07 | 16832.3912 | 280.5544 | 10192.2718 | 6359.5651 | 0 | 0 | 0 | 0 | 5.5212e-05 | 0.0076646 | 0 | 0.0076646 | 0.0080931 | 0 | 0.0080931 | 0.007637 | 0 | 0.007637 | 0.0072733 | 0 | 0.0072733 | Column30: 0
[79 empty] | WLDFR | HFTD - Distribution - Tier 2 - 3QU CoRE ¦ 1QU LoRE | Red Flag Warning - Catastrophic Fires | 2043 | 4.5535e-07 | 4.808e-07 | 4.5371e-07 | 4.321e-07 | 17672.0852 | 299.42 | 10692.7362 | 6679.929 | 0 | 0 | 0 | 0 | 5.5212e-05 | 0.0080469 | 0 | 0.0080469 | 0.0084968 | 0 | 0.0084968 | 0.008018 | 0 | 0.008018 | 0.0076362 | 0 | 0.0076362 | Column30: 2.7022e-07
[79 empty] | WLDFR | HFTD - Distribution - Tier 2 - 3QU CoRE ¦ 1QU LoRE | Red Flag Warning - Catastrophic Fires | 2044 | 4.5535e-07 | 4.808e-07 | 4.5371e-07 | 4.321e-07 | 17672.0852 | 299.42 | 10692.7362 | 6679.929 | 0 | 0 | 0 | 0 | 5.5212e-05 | 0.0080469 | 0 | 0.0080469 | 0.0084968 | 0 | 0.0084968 | 0.008018 | 0 | 0.008018 | 0.0076362 | 0 | 0.0076362 | Column30: 2.7022e-07
[79 empty] | WLDFR | HFTD - Distribution - Tier 2 - 3QU CoRE ¦ 1QU LoRE | Red Flag Warning - Catastrophic Fires | 2045 | 4.5535e-07 | 4.808e-07 | 4.5371e-07 | 4.321e-07 | 17672.0852 | 299.42 | 10692.7362 | 6679.929 | 0 | 0 | 0 | 0 | 5.5212e-05 | 0.0080469 | 0 | 0.0080469 | 0.0084968 | 0 | 0.0084968 | 0.008018 | 0 | 0.008018 | 0.0076362 | 0 | 0.0076362 | Column30: 2.7022e-07
[79 empty] | WLDFR | HFTD - Distribution - Tier 2 - 3QU CoRE ¦ 1QU LoRE | Red Flag Warning - Catastrophic Fires | 2046 | 4.5535e-07 | 4.808e-07 | 4.5371e-07 | 4.321e-07 | 17672.0852 | 299.42 | 10692.7362 | 6679.929 | 0 | 0 | 0 | 0 | 5.5212e-05 | 0.0080469 | 0 | 0.0080469 | 0.0084968 | 0 | 0.0084968 | 0.008018 | 0 | 0.008018 | 0.0076362 | 0 | 0.0076362 | Column30: 2.7022e-07
[79 empty] | WLDFR | HFTD - Distribution - Tier 2 - 3QU CoRE ¦ 1QU LoRE | Red Flag Warning - Catastrophic Fires | 2047 | 4.5535e-07 | 4.808e-07 | 4.5371e-07 | 4.321e-07 | 17672.0852 | 299.42 | 10692.7362 | 6679.929 | 0 | 0 | 0 | 0 | 5.5212e-05 | 0.0080469 | 0 | 0.0080469 | 0.0084968 | 0 | 0.0084968 | 0.008018 | 0 | 0.008018 | 0.0076362 | 0 | 0.0076362 | Column30: 2.7022e-07
[79 empty] | WLDFR | HFTD - Distribution - Tier 2 - 3QU CoRE ¦ 1QU LoRE | Red Flag Warning - Catastrophic Fires | 2048 | 4.5535e-07 | 4.808e-07 | 4.5371e-07 | 4.321e-07 | 18552.3348 | 319.4911 | 11216.5626 | 7016.281 | 0 | 0 | 0 | 0 | 5.5212e-05 | 0.0084477 | 0 | 0.0084477 | 0.00892 | 0 | 0.00892 | 0.0084173 | 0 | 0.0084173 | 0.0080165 | 0 | 0.0080165 | Column30: 0
[79 empty] | WLDFR | HFTD - Distribution - Tier 2 - 3QU CoRE ¦ 1QU LoRE | Red Flag Warning - Catastrophic Fires | 2049 | 4.5535e-07 | 4.808e-07 | 4.5371e-07 | 4.321e-07 | 18552.3348 | 319.4911 | 11216.5626 | 7016.281 | 0 | 0 | 0 | 0 | 5.5212e-05 | 0.0084477 | 0 | 0.0084477 | 0.00892 | 0 | 0.00892 | 0.0084173 | 0 | 0.0084173 | 0.0080165 | 0 | 0.0080165 | Column30: 0
[79 empty] | WLDFR | HFTD - Distribution - Tier 2 - 3QU CoRE ¦ 1QU LoRE | Red Flag Warning - Catastrophic Fires | 2050 | 0 | 4.808e-07 | 4.5371e-07 | 4.321e-07 | 18552.3348 | 319.4911 | 11216.5626 | 7016.281 | 0 | 0 | 0 | 0 | 5.5212e-05 | 0 | 0 | 0 | 0.00892 | 0 | 0.00892 | 0.0084173 | 0 | 0.0084173 | 0.0080165 | 0 | 0.0080165 | Column30: 0
[79 empty] | WLDFR | HFTD - Distribution - Tier 2 - 3QU CoRE ¦ 1QU LoRE | Red Flag Warning - Catastrophic Fires | 2051 | 0 | 0 | 4.5371e-07 | 4.321e-07 | 18552.3348 | 319.4911 | 11216.5626 | 7016.281 | 0 | 0 | 0 | 0 | 5.5212e-05 | 0 | 0 | 0 | 0 | 0 | 0 | 0.0084173 | 0 | 0.0084173 | 0.0080165 | 0 | 0.0080165 | Column30: 3.4177e-06
[79 empty] | WLDFR | HFTD - Distribution - Tier 2 - 3QU CoRE ¦ 1QU LoRE | Red Flag Warning - Catastrophic Fires | 2052 | 0 | 0 | 0 | 4.321e-07 | 18552.3348 | 319.4911 | 11216.5626 | 7016.281 | 0 | 0 | 0 | 0 | 5.5212e-05 | 0 | 0 | 0 | 0 | 0 | 0 | 0 | 0 | 0 | 0.0080165 | 0 | 0.0080165 | Column30: 3.4177e-06
[79 empty] | WLDFR | HFTD - Distribution - Tier 2 - 3QU CoRE ¦ 1QU LoRE | Red Flag Warning - Destructive Fires | 2020 | 9.5123e-08 | 0 | 0 | 0 | 8807.9522 | 222.2294 | 8585.7228 | 0 | 0 | 0 | 0 | 0 | 9.4451e-06 | 0.00083784 | 0 | 0.00083784 | 0 | 0 | 0 | 0 | 0 | 0 | 0 | 0 | 0 | Column30: 3.4177e-06
[79 empty] | WLDFR | HFTD - Distribution - Tier 2 - 3QU CoRE ¦ 1QU LoRE | Red Flag Warning - Destructive Fires | 2021 | 6.5254e-08 | 1.0044e-07 | 0 | 0 | 8807.9522 | 222.2294 | 8585.7228 | 0 | 0 | 0 | 0 | 0 | 9.4451e-06 | 0.00057476 | 0 | 0.00057476 | 0.00088468 | 0 | 0.00088468 | 0 | 0 | 0 | 0 | 0 | 0 | Column30: 3.4177e-06
[79 empty] | WLDFR | HFTD - Distribution - Tier 2 - 3QU CoRE ¦ 1QU LoRE | Red Flag Warning - Destructive Fires | 2022 | 6.1789e-08 | 6.5244e-08 | 9.1605e-08 | 0 | 8807.9522 | 222.2294 | 8585.7228 | 0 | 0 | 0 | 0 | 0 | 9.3543e-06 | 0.00054424 | 0 | 0.00054424 | 0.00057466 | 0 | 0.00057466 | 0.00080685 | 0 | 0.00080685 | 0 | 0 | 0 | Column30: 3.4177e-06
[79 empty] | WLDFR | HFTD - Distribution - Tier 2 - 3QU CoRE ¦ 1QU LoRE | Red Flag Warning - Destructive Fires | 2023 | 6.1789e-08 | 6.5244e-08 | 6.1567e-08 | 8.7243e-08 | 9129.7461 | 233.2301 | 8896.516 | 0 | 0 | 0 | 0 | 0 | 9.3543e-06 | 0.00056412 | 0 | 0.00056412 | 0.00059566 | 0 | 0.00059566 | 0.00056209 | 0 | 0.00056209 | 0.00079651 | 0 | 0.00079651 | Column30: 0
[79 empty] | WLDFR | HFTD - Distribution - Tier 2 - 3QU CoRE ¦ 1QU LoRE | Red Flag Warning - Destructive Fires | 2024 | 6.1789e-08 | 6.5244e-08 | 6.1567e-08 | 5.8635e-08 | 9129.7461 | 233.2301 | 8896.516 | 0 | 0 | 0 | 0 | 0 | 9.3543e-06 | 0.00056412 | 0 | 0.00056412 | 0.00059566 | 0 | 0.00059566 | 0.00056209 | 0 | 0.00056209 | 0.00053532 | 0 | 0.00053532 | Column30: 0
[79 empty] | WLDFR | HFTD - Distribution - Tier 2 - 3QU CoRE ¦ 1QU LoRE | Red Flag Warning - Destructive Fires | 2025 | 6.1789e-08 | 6.5244e-08 | 6.1567e-08 | 5.8635e-08 | 9129.7461 | 233.2301 | 8896.516 | 0 | 0 | 0 | 0 | 0 | 9.3543e-06 | 0.00056412 | 0 | 0.00056412 | 0.00059566 | 0 | 0.00059566 | 0.00056209 | 0 | 0.00056209 | 0.00053532 | 0 | 0.00053532 | Column30: 0
[79 empty] | WLDFR | HFTD - Distribution - Tier 2 - 3QU CoRE ¦ 1QU LoRE | Red Flag Warning - Destructive Fires | 2026 | 6.1789e-08 | 6.5244e-08 | 6.1567e-08 | 5.8635e-08 | 9129.7461 | 233.2301 | 8896.516 | 0 | 0 | 0 | 0 | 0 | 9.3543e-06 | 0.00056412 | 0 | 0.00056412 | 0.00059566 | 0 | 0.00059566 | 0.00056209 | 0 | 0.00056209 | 0.00053532 | 0 | 0.00053532 | Column30: 6.4711e-06
[79 empty] | WLDFR | HFTD - Distribution - Tier 2 - 3QU CoRE ¦ 1QU LoRE | Red Flag Warning - Destructive Fires | 2027 | 6.1789e-08 | 6.5244e-08 | 6.1567e-08 | 5.8635e-08 | 9129.7461 | 233.2301 | 8896.516 | 0 | 0 | 0 | 0 | 0 | 9.3543e-06 | 0.00056412 | 0 | 0.00056412 | 0.00059566 | 0 | 0.00059566 | 0.00056209 | 0 | 0.00056209 | 0.00053532 | 0 | 0.00053532 | Column30: 6.4711e-06
[79 empty] | WLDFR | HFTD - Distribution - Tier 2 - 3QU CoRE ¦ 1QU LoRE | Red Flag Warning - Destructive Fires | 2028 | 6.1789e-08 | 6.5244e-08 | 6.1567e-08 | 5.8635e-08 | 9534.9221 | 247.273 | 9287.6491 | 0 | 0 | 0 | 0 | 0 | 9.3543e-06 | 0.00058915 | 0 | 0.00058915 | 0.00062209 | 0 | 0.00062209 | 0.00058704 | 0 | 0.00058704 | 0.00055908 | 0 | 0.00055908 | Column30: 6.4711e-06
[79 empty] | WLDFR | HFTD - Distribution - Tier 2 - 3QU CoRE ¦ 1QU LoRE | Red Flag Warning - Destructive Fires | 2029 | 6.1789e-08 | 6.5244e-08 | 6.1567e-08 | 5.8635e-08 | 9534.9221 | 247.273 | 9287.6491 | 0 | 0 | 0 | 0 | 0 | 9.3543e-06 | 0.00058915 | 0 | 0.00058915 | 0.00062209 | 0 | 0.00062209 | 0.00058704 | 0 | 0.00058704 | 0.00055908 | 0 | 0.00055908 | Column30: 6.4711e-06
[79 empty] | WLDFR | HFTD - Distribution - Tier 2 - 3QU CoRE ¦ 1QU LoRE | Red Flag Warning - Destructive Fires | 2030 | 6.1789e-08 | 6.5244e-08 | 6.1567e-08 | 5.8635e-08 | 9534.9221 | 247.273 | 9287.6491 | 0 | 0 | 0 | 0 | 0 | 9.3543e-06 | 0.00058915 | 0 | 0.00058915 | 0.00062209 | 0 | 0.00062209 | 0.00058704 | 0 | 0.00058704 | 0.00055908 | 0 | 0.00055908 | Column30: 6.4711e-06
[79 empty] | WLDFR | HFTD - Distribution - Tier 2 - 3QU CoRE ¦ 1QU LoRE | Red Flag Warning - Destructive Fires | 2031 | 6.1789e-08 | 6.5244e-08 | 6.1567e-08 | 5.8635e-08 | 9534.9221 | 247.273 | 9287.6491 | 0 | 0 | 0 | 0 | 0 | 9.3543e-06 | 0.00058915 | 0 | 0.00058915 | 0.00062209 | 0 | 0.00062209 | 0.00058704 | 0 | 0.00058704 | 0.00055908 | 0 | 0.00055908 | Column30: 0
[79 empty] | WLDFR | HFTD - Distribution - Tier 2 - 3QU CoRE ¦ 1QU LoRE | Red Flag Warning - Destructive Fires | 2032 | 6.1789e-08 | 6.5244e-08 | 6.1567e-08 | 5.8635e-08 | 9534.9221 | 247.273 | 9287.6491 | 0 | 0 | 0 | 0 | 0 | 9.3543e-06 | 0.00058915 | 0 | 0.00058915 | 0.00062209 | 0 | 0.00062209 | 0.00058704 | 0 | 0.00058704 | 0.00055908 | 0 | 0.00055908 | Column30: 0
[79 empty] | WLDFR | HFTD - Distribution - Tier 2 - 3QU CoRE ¦ 1QU LoRE | Red Flag Warning - Destructive Fires | 2033 | 6.1789e-08 | 6.5244e-08 | 6.1567e-08 | 5.8635e-08 | 9984.8474 | 263.1074 | 9721.74 | 0 | 0 | 0 | 0 | 0 | 9.3543e-06 | 0.00061695 | 0 | 0.00061695 | 0.00065145 | 0 | 0.00065145 | 0.00061474 | 0 | 0.00061474 | 0.00058546 | 0 | 0.00058546 | Column30: 0
[79 empty] | WLDFR | HFTD - Distribution - Tier 2 - 3QU CoRE ¦ 1QU LoRE | Red Flag Warning - Destructive Fires | 2034 | 6.1789e-08 | 6.5244e-08 | 6.1567e-08 | 5.8635e-08 | 9984.8474 | 263.1074 | 9721.74 | 0 | 0 | 0 | 0 | 0 | 9.3543e-06 | 0.00061695 | 0 | 0.00061695 | 0.00065145 | 0 | 0.00065145 | 0.00061474 | 0 | 0.00061474 | 0.00058546 | 0 | 0.00058546 | Column30: 6.6553e-07
[79 empty] | WLDFR | HFTD - Distribution - Tier 2 - 3QU CoRE ¦ 1QU LoRE | Red Flag Warning - Destructive Fires | 2035 | 6.1789e-08 | 6.5244e-08 | 6.1567e-08 | 5.8635e-08 | 9984.8474 | 263.1074 | 9721.74 | 0 | 0 | 0 | 0 | 0 | 9.3543e-06 | 0.00061695 | 0 | 0.00061695 | 0.00065145 | 0 | 0.00065145 | 0.00061474 | 0 | 0.00061474 | 0.00058546 | 0 | 0.00058546 | Column30: 6.6553e-07
[79 empty] | WLDFR | HFTD - Distribution - Tier 2 - 3QU CoRE ¦ 1QU LoRE | Red Flag Warning - Destructive Fires | 2036 | 6.1789e-08 | 6.5244e-08 | 6.1567e-08 | 5.8635e-08 | 9984.8474 | 263.1074 | 9721.74 | 0 | 0 | 0 | 0 | 0 | 9.3543e-06 | 0.00061695 | 0 | 0.00061695 | 0.00065145 | 0 | 0.00065145 | 0.00061474 | 0 | 0.00061474 | 0.00058546 | 0 | 0.00058546 | Column30: 6.6553e-07
[79 empty] | WLDFR | HFTD - Distribution - Tier 2 - 3QU CoRE ¦ 1QU LoRE | Red Flag Warning - Destructive Fires | 2037 | 6.1789e-08 | 6.5244e-08 | 6.1567e-08 | 5.8635e-08 | 9984.8474 | 263.1074 | 9721.74 | 0 | 0 | 0 | 0 | 0 | 9.3543e-06 | 0.00061695 | 0 | 0.00061695 | 0.00065145 | 0 | 0.00065145 | 0.00061474 | 0 | 0.00061474 | 0.00058546 | 0 | 0.00058546 | Column30: 6.6553e-07
[79 empty] | WLDFR | HFTD - Distribution - Tier 2 - 3QU CoRE ¦ 1QU LoRE | Red Flag Warning - Destructive Fires | 2038 | 6.1789e-08 | 6.5244e-08 | 6.1567e-08 | 5.8635e-08 | 10472.8261 | 280.5544 | 10192.2718 | 0 | 0 | 0 | 0 | 0 | 9.3543e-06 | 0.00064711 | 0 | 0.00064711 | 0.00068329 | 0 | 0.00068329 | 0.00064478 | 0 | 0.00064478 | 0.00061408 | 0 | 0.00061408 | Column30: 6.6553e-07
[79 empty] | WLDFR | HFTD - Distribution - Tier 2 - 3QU CoRE ¦ 1QU LoRE | Red Flag Warning - Destructive Fires | 2039 | 6.1789e-08 | 6.5244e-08 | 6.1567e-08 | 5.8635e-08 | 10472.8261 | 280.5544 | 10192.2718 | 0 | 0 | 0 | 0 | 0 | 9.3543e-06 | 0.00064711 | 0 | 0.00064711 | 0.00068329 | 0 | 0.00068329 | 0.00064478 | 0 | 0.00064478 | 0.00061408 | 0 | 0.00061408 | Column30: 0
[79 empty] | WLDFR | HFTD - Distribution - Tier 2 - 3QU CoRE ¦ 1QU LoRE | Red Flag Warning - Destructive Fires | 2040 | 6.1789e-08 | 6.5244e-08 | 6.1567e-08 | 5.8635e-08 | 10472.8261 | 280.5544 | 10192.2718 | 0 | 0 | 0 | 0 | 0 | 9.3543e-06 | 0.00064711 | 0 | 0.00064711 | 0.00068329 | 0 | 0.00068329 | 0.00064478 | 0 | 0.00064478 | 0.00061408 | 0 | 0.00061408 | Column30: 0
[79 empty] | WLDFR | HFTD - Distribution - Tier 2 - 3QU CoRE ¦ 1QU LoRE | Red Flag Warning - Destructive Fires | 2041 | 6.1789e-08 | 6.5244e-08 | 6.1567e-08 | 5.8635e-08 | 10472.8261 | 280.5544 | 10192.2718 | 0 | 0 | 0 | 0 | 0 | 9.3543e-06 | 0.00064711 | 0 | 0.00064711 | 0.00068329 | 0 | 0.00068329 | 0.00064478 | 0 | 0.00064478 | 0.00061408 | 0 | 0.00061408 | Column30: 0
[79 empty] | WLDFR | HFTD - Distribution - Tier 2 - 3QU CoRE ¦ 1QU LoRE | Red Flag Warning - Destructive Fires | 2042 | 6.1789e-08 | 6.5244e-08 | 6.1567e-08 | 5.8635e-08 | 10472.8261 | 280.5544 | 10192.2718 | 0 | 0 | 0 | 0 | 0 | 9.3543e-06 | 0.00064711 | 0 | 0.00064711 | 0.00068329 | 0 | 0.00068329 | 0.00064478 | 0 | 0.00064478 | 0.00061408 | 0 | 0.00061408 | Column30: 4.2391e-06
[79 empty] | WLDFR | HFTD - Distribution - Tier 2 - 3QU CoRE ¦ 1QU LoRE | Red Flag Warning - Destructive Fires | 2043 | 6.1789e-08 | 6.5244e-08 | 6.1567e-08 | 5.8635e-08 | 10992.1562 | 299.42 | 10692.7362 | 0 | 0 | 0 | 0 | 0 | 9.3543e-06 | 0.00067919 | 0 | 0.00067919 | 0.00071717 | 0 | 0.00071717 | 0.00067675 | 0 | 0.00067675 | 0.00064453 | 0 | 0.00064453 | Column30: 4.2391e-06
[79 empty] | WLDFR | HFTD - Distribution - Tier 2 - 3QU CoRE ¦ 1QU LoRE | Red Flag Warning - Destructive Fires | 2044 | 6.1789e-08 | 6.5244e-08 | 6.1567e-08 | 5.8635e-08 | 10992.1562 | 299.42 | 10692.7362 | 0 | 0 | 0 | 0 | 0 | 9.3543e-06 | 0.00067919 | 0 | 0.00067919 | 0.00071717 | 0 | 0.00071717 | 0.00067675 | 0 | 0.00067675 | 0.00064453 | 0 | 0.00064453 | Column30: 4.2391e-06
[79 empty] | WLDFR | HFTD - Distribution - Tier 2 - 3QU CoRE ¦ 1QU LoRE | Red Flag Warning - Destructive Fires | 2045 | 6.1789e-08 | 6.5244e-08 | 6.1567e-08 | 5.8635e-08 | 10992.1562 | 299.42 | 10692.7362 | 0 | 0 | 0 | 0 | 0 | 9.3543e-06 | 0.00067919 | 0 | 0.00067919 | 0.00071717 | 0 | 0.00071717 | 0.00067675 | 0 | 0.00067675 | 0.00064453 | 0 | 0.00064453 | Column30: 4.2391e-06
[79 empty] | WLDFR | HFTD - Distribution - Tier 2 - 3QU CoRE ¦ 1QU LoRE | Red Flag Warning - Destructive Fires | 2046 | 6.1789e-08 | 6.5244e-08 | 6.1567e-08 | 5.8635e-08 | 10992.1562 | 299.42 | 10692.7362 | 0 | 0 | 0 | 0 | 0 | 9.3543e-06 | 0.00067919 | 0 | 0.00067919 | 0.00071717 | 0 | 0.00071717 | 0.00067675 | 0 | 0.00067675 | 0.00064453 | 0 | 0.00064453 | Column30: 4.2391e-06
[79 empty] | WLDFR | HFTD - Distribution - Tier 2 - 3QU CoRE ¦ 1QU LoRE | Red Flag Warning - Destructive Fires | 2047 | 6.1789e-08 | 6.5244e-08 | 6.1567e-08 | 5.8635e-08 | 10992.1562 | 299.42 | 10692.7362 | 0 | 0 | 0 | 0 | 0 | 9.3543e-06 | 0.00067919 | 0 | 0.00067919 | 0.00071717 | 0 | 0.00071717 | 0.00067675 | 0 | 0.00067675 | 0.00064453 | 0 | 0.00064453 | Column30: 0
[79 empty] | WLDFR | HFTD - Distribution - Tier 2 - 3QU CoRE ¦ 1QU LoRE | Red Flag Warning - Destructive Fires | 2048 | 6.1789e-08 | 6.5244e-08 | 6.1567e-08 | 5.8635e-08 | 11536.0538 | 319.4911 | 11216.5626 | 0 | 0 | 0 | 0 | 0 | 9.3543e-06 | 0.0007128 | 0 | 0.0007128 | 0.00075266 | 0 | 0.00075266 | 0.00071024 | 0 | 0.00071024 | 0.00067642 | 0 | 0.00067642 | Column30: 0
[79 empty] | WLDFR | HFTD - Distribution - Tier 2 - 3QU CoRE ¦ 1QU LoRE | Red Flag Warning - Destructive Fires | 2049 | 6.1789e-08 | 6.5244e-08 | 6.1567e-08 | 5.8635e-08 | 11536.0538 | 319.4911 | 11216.5626 | 0 | 0 | 0 | 0 | 0 | 9.3543e-06 | 0.0007128 | 0 | 0.0007128 | 0.00075266 | 0 | 0.00075266 | 0.00071024 | 0 | 0.00071024 | 0.00067642 | 0 | 0.00067642 | Column30: 0
[79 empty] | WLDFR | HFTD - Distribution - Tier 2 - 3QU CoRE ¦ 1QU LoRE | Red Flag Warning - Destructive Fires | 2050 | 0 | 6.5244e-08 | 6.1567e-08 | 5.8635e-08 | 11536.0538 | 319.4911 | 11216.5626 | 0 | 0 | 0 | 0 | 0 | 9.3543e-06 | 0 | 0 | 0 | 0.00075266 | 0 | 0.00075266 | 0.00071024 | 0 | 0.00071024 | 0.00067642 | 0 | 0.00067642 | Column30: 0.00023874
[79 empty] | WLDFR | HFTD - Distribution - Tier 2 - 3QU CoRE ¦ 1QU LoRE | Red Flag Warning - Destructive Fires | 2051 | 0 | 0 | 6.1567e-08 | 5.8635e-08 | 11536.0538 | 319.4911 | 11216.5626 | 0 | 0 | 0 | 0 | 0 | 9.3543e-06 | 0 | 0 | 0 | 0 | 0 | 0 | 0.00071024 | 0 | 0.00071024 | 0.00067642 | 0 | 0.00067642 | Column30: 0.00023874
[79 empty] | WLDFR | HFTD - Distribution - Tier 2 - 3QU CoRE ¦ 1QU LoRE | Red Flag Warning - Destructive Fires | 2052 | 0 | 0 | 0 | 5.8635e-08 | 11536.0538 | 319.4911 | 11216.5626 | 0 | 0 | 0 | 0 | 0 | 9.3543e-06 | 0 | 0 | 0 | 0 | 0 | 0 | 0 | 0 | 0 | 0.00067642 | 0 | 0.00067642 | Column30: 0.00023874
[79 empty] | WLDFR | HFTD - Distribution - Tier 2 - 3QU CoRE ¦ 1QU LoRE | Red Flag Warning - Large Fires | 2020 | 5.7664e-07 | 0 | 0 | 0 | 5.2406 | 0.69642 | 2.942 | 1.6022 | 0 | 0 | 0 | 0 | 5.8806e-05 | 3.0219e-06 | 0 | 3.0219e-06 | 0 | 0 | 0 | 0 | 0 | 0 | 0 | 0 | 0 | Column30: 0.00023874
[79 empty] | WLDFR | HFTD - Distribution - Tier 2 - 3QU CoRE ¦ 1QU LoRE | Red Flag Warning - Large Fires | 2021 | 3.9418e-07 | 6.0888e-07 | 0 | 0 | 5.2406 | 0.69642 | 2.942 | 1.6022 | 0 | 0 | 0 | 0 | 5.8806e-05 | 2.0657e-06 | 0 | 2.0657e-06 | 3.1909e-06 | 0 | 3.1909e-06 | 0 | 0 | 0 | 0 | 0 | 0 | Column30: 0.00023874
[79 empty] | WLDFR | HFTD - Distribution - Tier 2 - 3QU CoRE ¦ 1QU LoRE | Red Flag Warning - Large Fires | 2022 | 3.7007e-07 | 3.9076e-07 | 5.5248e-07 | 0 | 5.2406 | 0.69642 | 2.942 | 1.6022 | 0 | 0 | 0 | 0 | 5.8459e-05 | 1.9394e-06 | 0 | 1.9394e-06 | 2.0478e-06 | 0 | 2.0478e-06 | 2.8953e-06 | 0 | 2.8953e-06 | 0 | 0 | 0 | Column30: 0
[79 empty] | WLDFR | HFTD - Distribution - Tier 2 - 3QU CoRE ¦ 1QU LoRE | Red Flag Warning - Large Fires | 2023 | 3.7007e-07 | 3.9076e-07 | 3.6873e-07 | 5.2617e-07 | 5.475 | 0.71896 | 3.0715 | 1.6846 | 0 | 0 | 0 | 0 | 5.8459e-05 | 2.0261e-06 | 0 | 2.0261e-06 | 2.1394e-06 | 0 | 2.1394e-06 | 2.0188e-06 | 0 | 2.0188e-06 | 2.8808e-06 | 0 | 2.8808e-06 | Column30: 0
[79 empty] | WLDFR | HFTD - Distribution - Tier 2 - 3QU CoRE ¦ 1QU LoRE | Red Flag Warning - Large Fires | 2024 | 3.7007e-07 | 3.9076e-07 | 3.6873e-07 | 3.5118e-07 | 5.475 | 0.71896 | 3.0715 | 1.6846 | 0 | 0 | 0 | 0 | 5.8459e-05 | 2.0261e-06 | 0 | 2.0261e-06 | 2.1394e-06 | 0 | 2.1394e-06 | 2.0188e-06 | 0 | 2.0188e-06 | 1.9227e-06 | 0 | 1.9227e-06 | Column30: 0
[79 empty] | WLDFR | HFTD - Distribution - Tier 2 - 3QU CoRE ¦ 1QU LoRE | Red Flag Warning - Large Fires | 2025 | 3.7007e-07 | 3.9076e-07 | 3.6873e-07 | 3.5118e-07 | 5.475 | 0.71896 | 3.0715 | 1.6846 | 0 | 0 | 0 | 0 | 5.8459e-05 | 2.0261e-06 | 0 | 2.0261e-06 | 2.1394e-06 | 0 | 2.1394e-06 | 2.0188e-06 | 0 | 2.0188e-06 | 1.9227e-06 | 0 | 1.9227e-06 | Column30: 2.275e-05
[79 empty] | WLDFR | HFTD - Distribution - Tier 2 - 3QU CoRE ¦ 1QU LoRE | Red Flag Warning - Large Fires | 2026 | 3.7007e-07 | 3.9076e-07 | 3.6873e-07 | 3.5118e-07 | 5.475 | 0.71896 | 3.0715 | 1.6846 | 0 | 0 | 0 | 0 | 5.8459e-05 | 2.0261e-06 | 0 | 2.0261e-06 | 2.1394e-06 | 0 | 2.1394e-06 | 2.0188e-06 | 0 | 2.0188e-06 | 1.9227e-06 | 0 | 1.9227e-06 | Column30: 2.275e-05
[79 empty] | WLDFR | HFTD - Distribution - Tier 2 - 3QU CoRE ¦ 1QU LoRE | Red Flag Warning - Large Fires | 2027 | 3.7007e-07 | 3.9076e-07 | 3.6873e-07 | 3.5118e-07 | 5.475 | 0.71896 | 3.0715 | 1.6846 | 0 | 0 | 0 | 0 | 5.8459e-05 | 2.0261e-06 | 0 | 2.0261e-06 | 2.1394e-06 | 0 | 2.1394e-06 | 2.0188e-06 | 0 | 2.0188e-06 | 1.9227e-06 | 0 | 1.9227e-06 | Column30: 2.275e-05
[79 empty] | WLDFR | HFTD - Distribution - Tier 2 - 3QU CoRE ¦ 1QU LoRE | Red Flag Warning - Large Fires | 2028 | 3.7007e-07 | 3.9076e-07 | 3.6873e-07 | 3.5118e-07 | 5.777 | 0.74734 | 3.238 | 1.7917 | 0 | 0 | 0 | 0 | 5.8459e-05 | 2.1379e-06 | 0 | 2.1379e-06 | 2.2574e-06 | 0 | 2.2574e-06 | 2.1302e-06 | 0 | 2.1302e-06 | 2.0287e-06 | 0 | 2.0287e-06 | Column30: 2.275e-05
[79 empty] | WLDFR | HFTD - Distribution - Tier 2 - 3QU CoRE ¦ 1QU LoRE | Red Flag Warning - Large Fires | 2029 | 3.7007e-07 | 3.9076e-07 | 3.6873e-07 | 3.5118e-07 | 5.777 | 0.74734 | 3.238 | 1.7917 | 0 | 0 | 0 | 0 | 5.8459e-05 | 2.1379e-06 | 0 | 2.1379e-06 | 2.2574e-06 | 0 | 2.2574e-06 | 2.1302e-06 | 0 | 2.1302e-06 | 2.0287e-06 | 0 | 2.0287e-06 | Column30: 2.275e-05
[79 empty] | WLDFR | HFTD - Distribution - Tier 2 - 3QU CoRE ¦ 1QU LoRE | Red Flag Warning - Large Fires | 2030 | 3.7007e-07 | 3.9076e-07 | 3.6873e-07 | 3.5118e-07 | 5.777 | 0.74734 | 3.238 | 1.7917 | 0 | 0 | 0 | 0 | 5.8459e-05 | 2.1379e-06 | 0 | 2.1379e-06 | 2.2574e-06 | 0 | 2.2574e-06 | 2.1302e-06 | 0 | 2.1302e-06 | 2.0287e-06 | 0 | 2.0287e-06 | Column30: 0
[79 empty] | WLDFR | HFTD - Distribution - Tier 2 - 3QU CoRE ¦ 1QU LoRE | Red Flag Warning - Large Fires | 2031 | 3.7007e-07 | 3.9076e-07 | 3.6873e-07 | 3.5118e-07 | 5.777 | 0.74734 | 3.238 | 1.7917 | 0 | 0 | 0 | 0 | 5.8459e-05 | 2.1379e-06 | 0 | 2.1379e-06 | 2.2574e-06 | 0 | 2.2574e-06 | 2.1302e-06 | 0 | 2.1302e-06 | 2.0287e-06 | 0 | 2.0287e-06 | Column30: 0
[79 empty] | WLDFR | HFTD - Distribution - Tier 2 - 3QU CoRE ¦ 1QU LoRE | Red Flag Warning - Large Fires | 2032 | 3.7007e-07 | 3.9076e-07 | 3.6873e-07 | 3.5118e-07 | 5.777 | 0.74734 | 3.238 | 1.7917 | 0 | 0 | 0 | 0 | 5.8459e-05 | 2.1379e-06 | 0 | 2.1379e-06 | 2.2574e-06 | 0 | 2.2574e-06 | 2.1302e-06 | 0 | 2.1302e-06 | 2.0287e-06 | 0 | 2.0287e-06 | Column30: 0
[79 empty] | WLDFR | HFTD - Distribution - Tier 2 - 3QU CoRE ¦ 1QU LoRE | Red Flag Warning - Large Fires | 2033 | 3.7007e-07 | 3.9076e-07 | 3.6873e-07 | 3.5118e-07 | 6.1205 | 0.77885 | 3.4265 | 1.9151 | 0 | 0 | 0 | 0 | 5.8459e-05 | 2.265e-06 | 0 | 2.265e-06 | 2.3916e-06 | 0 | 2.3916e-06 | 2.2568e-06 | 0 | 2.2568e-06 | 2.1494e-06 | 0 | 2.1494e-06 | Column30: 1.2811e-06
[79 empty] | WLDFR | HFTD - Distribution - Tier 2 - 3QU CoRE ¦ 1QU LoRE | Red Flag Warning - Large Fires | 2034 | 3.7007e-07 | 3.9076e-07 | 3.6873e-07 | 3.5118e-07 | 6.1205 | 0.77885 | 3.4265 | 1.9151 | 0 | 0 | 0 | 0 | 5.8459e-05 | 2.265e-06 | 0 | 2.265e-06 | 2.3916e-06 | 0 | 2.3916e-06 | 2.2568e-06 | 0 | 2.2568e-06 | 2.1494e-06 | 0 | 2.1494e-06 | Column30: 1.2811e-06
[79 empty] | WLDFR | HFTD - Distribution - Tier 2 - 3QU CoRE ¦ 1QU LoRE | Red Flag Warning - Large Fires | 2035 | 3.7007e-07 | 3.9076e-07 | 3.6873e-07 | 3.5118e-07 | 6.1205 | 0.77885 | 3.4265 | 1.9151 | 0 | 0 | 0 | 0 | 5.8459e-05 | 2.265e-06 | 0 | 2.265e-06 | 2.3916e-06 | 0 | 2.3916e-06 | 2.2568e-06 | 0 | 2.2568e-06 | 2.1494e-06 | 0 | 2.1494e-06 | Column30: 1.2811e-06
[79 empty] | WLDFR | HFTD - Distribution - Tier 2 - 3QU CoRE ¦ 1QU LoRE | Red Flag Warning - Large Fires | 2036 | 3.7007e-07 | 3.9076e-07 | 3.6873e-07 | 3.5118e-07 | 6.1205 | 0.77885 | 3.4265 | 1.9151 | 0 | 0 | 0 | 0 | 5.8459e-05 | 2.265e-06 | 0 | 2.265e-06 | 2.3916e-06 | 0 | 2.3916e-06 | 2.2568e-06 | 0 | 2.2568e-06 | 2.1494e-06 | 0 | 2.1494e-06 | Column30: 1.2811e-06
[79 empty] | WLDFR | HFTD - Distribution - Tier 2 - 3QU CoRE ¦ 1QU LoRE | Red Flag Warning - Large Fires | 2037 | 3.7007e-07 | 3.9076e-07 | 3.6873e-07 | 3.5118e-07 | 6.1205 | 0.77885 | 3.4265 | 1.9151 | 0 | 0 | 0 | 0 | 5.8459e-05 | 2.265e-06 | 0 | 2.265e-06 | 2.3916e-06 | 0 | 2.3916e-06 | 2.2568e-06 | 0 | 2.2568e-06 | 2.1494e-06 | 0 | 2.1494e-06 | Column30: 1.2811e-06
[79 empty] | WLDFR | HFTD - Distribution - Tier 2 - 3QU CoRE ¦ 1QU LoRE | Red Flag Warning - Large Fires | 2038 | 3.7007e-07 | 3.9076e-07 | 3.6873e-07 | 3.5118e-07 | 6.5028 | 0.81304 | 3.6355 | 2.0543 | 0 | 0 | 0 | 0 | 5.8459e-05 | 2.4065e-06 | 0 | 2.4065e-06 | 2.541e-06 | 0 | 2.541e-06 | 2.3978e-06 | 0 | 2.3978e-06 | 2.2836e-06 | 0 | 2.2836e-06 | Column30: 0
[79 empty] | WLDFR | HFTD - Distribution - Tier 2 - 3QU CoRE ¦ 1QU LoRE | Red Flag Warning - Large Fires | 2039 | 3.7007e-07 | 3.9076e-07 | 3.6873e-07 | 3.5118e-07 | 6.5028 | 0.81304 | 3.6355 | 2.0543 | 0 | 0 | 0 | 0 | 5.8459e-05 | 2.4065e-06 | 0 | 2.4065e-06 | 2.541e-06 | 0 | 2.541e-06 | 2.3978e-06 | 0 | 2.3978e-06 | 2.2836e-06 | 0 | 2.2836e-06 | Column30: 0
[79 empty] | WLDFR | HFTD - Distribution - Tier 2 - 3QU CoRE ¦ 1QU LoRE | Red Flag Warning - Large Fires | 2040 | 3.7007e-07 | 3.9076e-07 | 3.6873e-07 | 3.5118e-07 | 6.5028 | 0.81304 | 3.6355 | 2.0543 | 0 | 0 | 0 | 0 | 5.8459e-05 | 2.4065e-06 | 0 | 2.4065e-06 | 2.541e-06 | 0 | 2.541e-06 | 2.3978e-06 | 0 | 2.3978e-06 | 2.2836e-06 | 0 | 2.2836e-06 | Column30: 0
[79 empty] | WLDFR | HFTD - Distribution - Tier 2 - 3QU CoRE ¦ 1QU LoRE | Red Flag Warning - Large Fires | 2041 | 3.7007e-07 | 3.9076e-07 | 3.6873e-07 | 3.5118e-07 | 6.5028 | 0.81304 | 3.6355 | 2.0543 | 0 | 0 | 0 | 0 | 5.8459e-05 | 2.4065e-06 | 0 | 2.4065e-06 | 2.541e-06 | 0 | 2.541e-06 | 2.3978e-06 | 0 | 2.3978e-06 | 2.2836e-06 | 0 | 2.2836e-06 | Column30: 7.3582e-07
[79 empty] | WLDFR | HFTD - Distribution - Tier 2 - 3QU CoRE ¦ 1QU LoRE | Red Flag Warning - Large Fires | 2042 | 3.7007e-07 | 3.9076e-07 | 3.6873e-07 | 3.5118e-07 | 6.5028 | 0.81304 | 3.6355 | 2.0543 | 0 | 0 | 0 | 0 | 5.8459e-05 | 2.4065e-06 | 0 | 2.4065e-06 | 2.541e-06 | 0 | 2.541e-06 | 2.3978e-06 | 0 | 2.3978e-06 | 2.2836e-06 | 0 | 2.2836e-06 | Column30: 7.3582e-07
[79 empty] | WLDFR | HFTD - Distribution - Tier 2 - 3QU CoRE ¦ 1QU LoRE | Red Flag Warning - Large Fires | 2043 | 3.7007e-07 | 3.9076e-07 | 3.6873e-07 | 3.5118e-07 | 6.9209 | 0.84944 | 3.8632 | 2.2083 | 0 | 0 | 0 | 0 | 5.8459e-05 | 2.5612e-06 | 0 | 2.5612e-06 | 2.7044e-06 | 0 | 2.7044e-06 | 2.552e-06 | 0 | 2.552e-06 | 2.4305e-06 | 0 | 2.4305e-06 | Column30: 7.3582e-07
[79 empty] | WLDFR | HFTD - Distribution - Tier 2 - 3QU CoRE ¦ 1QU LoRE | Red Flag Warning - Large Fires | 2044 | 3.7007e-07 | 3.9076e-07 | 3.6873e-07 | 3.5118e-07 | 6.9209 | 0.84944 | 3.8632 | 2.2083 | 0 | 0 | 0 | 0 | 5.8459e-05 | 2.5612e-06 | 0 | 2.5612e-06 | 2.7044e-06 | 0 | 2.7044e-06 | 2.552e-06 | 0 | 2.552e-06 | 2.4305e-06 | 0 | 2.4305e-06 | Column30: 7.3582e-07
[79 empty] | WLDFR | HFTD - Distribution - Tier 2 - 3QU CoRE ¦ 1QU LoRE | Red Flag Warning - Large Fires | 2045 | 3.7007e-07 | 3.9076e-07 | 3.6873e-07 | 3.5118e-07 | 6.9209 | 0.84944 | 3.8632 | 2.2083 | 0 | 0 | 0 | 0 | 5.8459e-05 | 2.5612e-06 | 0 | 2.5612e-06 | 2.7044e-06 | 0 | 2.7044e-06 | 2.552e-06 | 0 | 2.552e-06 | 2.4305e-06 | 0 | 2.4305e-06 | Column30: 7.3582e-07
[79 empty] | WLDFR | HFTD - Distribution - Tier 2 - 3QU CoRE ¦ 1QU LoRE | Red Flag Warning - Large Fires | 2046 | 3.7007e-07 | 3.9076e-07 | 3.6873e-07 | 3.5118e-07 | 6.9209 | 0.84944 | 3.8632 | 2.2083 | 0 | 0 | 0 | 0 | 5.8459e-05 | 2.5612e-06 | 0 | 2.5612e-06 | 2.7044e-06 | 0 | 2.7044e-06 | 2.552e-06 | 0 | 2.552e-06 | 2.4305e-06 | 0 | 2.4305e-06 | Column30: 0
[79 empty] | WLDFR | HFTD - Distribution - Tier 2 - 3QU CoRE ¦ 1QU LoRE | Red Flag Warning - Large Fires | 2047 | 3.7007e-07 | 3.9076e-07 | 3.6873e-07 | 3.5118e-07 | 6.9209 | 0.84944 | 3.8632 | 2.2083 | 0 | 0 | 0 | 0 | 5.8459e-05 | 2.5612e-06 | 0 | 2.5612e-06 | 2.7044e-06 | 0 | 2.7044e-06 | 2.552e-06 | 0 | 2.552e-06 | 2.4305e-06 | 0 | 2.4305e-06 | Column30: 0
[79 empty] | WLDFR | HFTD - Distribution - Tier 2 - 3QU CoRE ¦ 1QU LoRE | Red Flag Warning - Large Fires | 2048 | 3.7007e-07 | 3.9076e-07 | 3.6873e-07 | 3.5118e-07 | 7.3713 | 0.88759 | 4.1075 | 2.3763 | 0 | 0 | 0 | 0 | 5.8459e-05 | 2.7279e-06 | 0 | 2.7279e-06 | 2.8804e-06 | 0 | 2.8804e-06 | 2.7181e-06 | 0 | 2.7181e-06 | 2.5886e-06 | 0 | 2.5886e-06 | Column30: 0
[79 empty] | WLDFR | HFTD - Distribution - Tier 2 - 3QU CoRE ¦ 1QU LoRE | Red Flag Warning - Large Fires | 2049 | 3.7007e-07 | 3.9076e-07 | 3.6873e-07 | 3.5118e-07 | 7.3713 | 0.88759 | 4.1075 | 2.3763 | 0 | 0 | 0 | 0 | 5.8459e-05 | 2.7279e-06 | 0 | 2.7279e-06 | 2.8804e-06 | 0 | 2.8804e-06 | 2.7181e-06 | 0 | 2.7181e-06 | 2.5886e-06 | 0 | 2.5886e-06 | Column30: 2.8615e-06
[79 empty] | WLDFR | HFTD - Distribution - Tier 2 - 3QU CoRE ¦ 1QU LoRE | Red Flag Warning - Large Fires | 2050 | 0 | 3.9076e-07 | 3.6873e-07 | 3.5118e-07 | 7.3713 | 0.88759 | 4.1075 | 2.3763 | 0 | 0 | 0 | 0 | 5.8459e-05 | 0 | 0 | 0 | 2.8804e-06 | 0 | 2.8804e-06 | 2.7181e-06 | 0 | 2.7181e-06 | 2.5886e-06 | 0 | 2.5886e-06 | Column30: 2.8615e-06
[79 empty] | WLDFR | HFTD - Distribution - Tier 2 - 3QU CoRE ¦ 1QU LoRE | Red Flag Warning - Large Fires | 2051 | 0 | 0 | 3.6873e-07 | 3.5118e-07 | 7.3713 | 0.88759 | 4.1075 | 2.3763 | 0 | 0 | 0 | 0 | 5.8459e-05 | 0 | 0 | 0 | 0 | 0 | 0 | 2.7181e-06 | 0 | 2.7181e-06 | 2.5886e-06 | 0 | 2.5886e-06 | Column30: 2.8615e-06
[79 empty] | WLDFR | HFTD - Distribution - Tier 2 - 3QU CoRE ¦ 1QU LoRE | Red Flag Warning - Large Fires | 2052 | 0 | 0 | 0 | 3.5118e-07 | 7.3713 | 0.88759 | 4.1075 | 2.3763 | 0 | 0 | 0 | 0 | 5.8459e-05 | 0 | 0 | 0 | 0 | 0 | 0 | 0 | 0 | 0 | 2.5886e-06 | 0 | 2.5886e-06 | Column30: 2.8615e-06
[79 empty] | WLDFR | HFTD - Distribution - Tier 2 - 3QU CoRE ¦ 1QU LoRE | Red Flag Warning - Small Fires | 2020 | 1.6774e-05 | 0 | 0 | 0 | 0.077901 | 0.036425 | 0.0015809 | 0.039895 | 0 | 0 | 0 | 0 | 0.0012528 | 1.3067e-06 | 0 | 1.3067e-06 | 0 | 0 | 0 | 0 | 0 | 0 | 0 | 0 | 0 | Column30: 2.8615e-06
[79 empty] | WLDFR | HFTD - Distribution - Tier 2 - 3QU CoRE ¦ 1QU LoRE | Red Flag Warning - Small Fires | 2021 | 1.1507e-05 | 1.7712e-05 | 0 | 0 | 0.077901 | 0.036425 | 0.0015809 | 0.039895 | 0 | 0 | 0 | 0 | 0.0012528 | 8.9641e-07 | 0 | 8.9641e-07 | 1.3798e-06 | 0 | 1.3798e-06 | 0 | 0 | 0 | 0 | 0 | 0 | Column30: 0
[79 empty] | WLDFR | HFTD - Distribution - Tier 2 - 3QU CoRE ¦ 1QU LoRE | Red Flag Warning - Small Fires | 2022 | 1.088e-05 | 1.1488e-05 | 1.617e-05 | 0 | 0.077901 | 0.036425 | 0.0015809 | 0.039895 | 0 | 0 | 0 | 0 | 0.001244 | 8.4755e-07 | 0 | 8.4755e-07 | 8.9493e-07 | 0 | 8.9493e-07 | 1.2597e-06 | 0 | 1.2597e-06 | 0 | 0 | 0 | Column30: 0
[79 empty] | WLDFR | HFTD - Distribution - Tier 2 - 3QU CoRE ¦ 1QU LoRE | Red Flag Warning - Small Fires | 2023 | 1.088e-05 | 1.1488e-05 | 1.0841e-05 | 1.54e-05 | 0.080408 | 0.03759 | 0.0016314 | 0.041187 | 0 | 0 | 0 | 0 | 0.001244 | 8.7483e-07 | 0 | 8.7483e-07 | 9.2374e-07 | 0 | 9.2374e-07 | 8.7168e-07 | 0 | 8.7168e-07 | 1.2383e-06 | 0 | 1.2383e-06 | Column30: 0
[79 empty] | WLDFR | HFTD - Distribution - Tier 2 - 3QU CoRE ¦ 1QU LoRE | Red Flag Warning - Small Fires | 2024 | 1.088e-05 | 1.1488e-05 | 1.0841e-05 | 1.0325e-05 | 0.080408 | 0.03759 | 0.0016314 | 0.041187 | 0 | 0 | 0 | 0 | 0.001244 | 8.7483e-07 | 0 | 8.7483e-07 | 9.2374e-07 | 0 | 9.2374e-07 | 8.7168e-07 | 0 | 8.7168e-07 | 8.3018e-07 | 0 | 8.3018e-07 | Column30: 5.261e-06
[79 empty] | WLDFR | HFTD - Distribution - Tier 2 - 3QU CoRE ¦ 1QU LoRE | Red Flag Warning - Small Fires | 2025 | 1.088e-05 | 1.1488e-05 | 1.0841e-05 | 1.0325e-05 | 0.080408 | 0.03759 | 0.0016314 | 0.041187 | 0 | 0 | 0 | 0 | 0.001244 | 8.7483e-07 | 0 | 8.7483e-07 | 9.2374e-07 | 0 | 9.2374e-07 | 8.7168e-07 | 0 | 8.7168e-07 | 8.3018e-07 | 0 | 8.3018e-07 | Column30: 5.261e-06
[79 empty] | WLDFR | HFTD - Distribution - Tier 2 - 3QU CoRE ¦ 1QU LoRE | Red Flag Warning - Small Fires | 2026 | 1.088e-05 | 1.1488e-05 | 1.0841e-05 | 1.0325e-05 | 0.080408 | 0.03759 | 0.0016314 | 0.041187 | 0 | 0 | 0 | 0 | 0.001244 | 8.7483e-07 | 0 | 8.7483e-07 | 9.2374e-07 | 0 | 9.2374e-07 | 8.7168e-07 | 0 | 8.7168e-07 | 8.3018e-07 | 0 | 8.3018e-07 | Column30: 5.261e-06
[79 empty] | WLDFR | HFTD - Distribution - Tier 2 - 3QU CoRE ¦ 1QU LoRE | Red Flag Warning - Small Fires | 2027 | 1.088e-05 | 1.1488e-05 | 1.0841e-05 | 1.0325e-05 | 0.080408 | 0.03759 | 0.0016314 | 0.041187 | 0 | 0 | 0 | 0 | 0.001244 | 8.7483e-07 | 0 | 8.7483e-07 | 9.2374e-07 | 0 | 9.2374e-07 | 8.7168e-07 | 0 | 8.7168e-07 | 8.3018e-07 | 0 | 8.3018e-07 | Column30: 5.261e-06
[79 empty] | WLDFR | HFTD - Distribution - Tier 2 - 3QU CoRE ¦ 1QU LoRE | Red Flag Warning - Small Fires | 2028 | 1.088e-05 | 1.1488e-05 | 1.0841e-05 | 1.0325e-05 | 0.083606 | 0.039055 | 0.001695 | 0.042856 | 0 | 0 | 0 | 0 | 0.001244 | 9.0963e-07 | 0 | 9.0963e-07 | 9.6048e-07 | 0 | 9.6048e-07 | 9.0635e-07 | 0 | 9.0635e-07 | 8.6319e-07 | 0 | 8.6319e-07 | Column30: 5.261e-06
[79 empty] | WLDFR | HFTD - Distribution - Tier 2 - 3QU CoRE ¦ 1QU LoRE | Red Flag Warning - Small Fires | 2029 | 1.088e-05 | 1.1488e-05 | 1.0841e-05 | 1.0325e-05 | 0.083606 | 0.039055 | 0.001695 | 0.042856 | 0 | 0 | 0 | 0 | 0.001244 | 9.0963e-07 | 0 | 9.0963e-07 | 9.6048e-07 | 0 | 9.6048e-07 | 9.0635e-07 | 0 | 9.0635e-07 | 8.6319e-07 | 0 | 8.6319e-07 | Column30: 0
[79 empty] | WLDFR | HFTD - Distribution - Tier 2 - 3QU CoRE ¦ 1QU LoRE | Red Flag Warning - Small Fires | 2030 | 1.088e-05 | 1.1488e-05 | 1.0841e-05 | 1.0325e-05 | 0.083606 | 0.039055 | 0.001695 | 0.042856 | 0 | 0 | 0 | 0 | 0.001244 | 9.0963e-07 | 0 | 9.0963e-07 | 9.6048e-07 | 0 | 9.6048e-07 | 9.0635e-07 | 0 | 9.0635e-07 | 8.6319e-07 | 0 | 8.6319e-07 | Column30: 0
[79 empty] | WLDFR | HFTD - Distribution - Tier 2 - 3QU CoRE ¦ 1QU LoRE | Red Flag Warning - Small Fires | 2031 | 1.088e-05 | 1.1488e-05 | 1.0841e-05 | 1.0325e-05 | 0.083606 | 0.039055 | 0.001695 | 0.042856 | 0 | 0 | 0 | 0 | 0.001244 | 9.0963e-07 | 0 | 9.0963e-07 | 9.6048e-07 | 0 | 9.6048e-07 | 9.0635e-07 | 0 | 9.0635e-07 | 8.6319e-07 | 0 | 8.6319e-07 | Column30: 0
[79 empty] | WLDFR | HFTD - Distribution - Tier 2 - 3QU CoRE ¦ 1QU LoRE | Red Flag Warning - Small Fires | 2032 | 1.088e-05 | 1.1488e-05 | 1.0841e-05 | 1.0325e-05 | 0.083606 | 0.039055 | 0.001695 | 0.042856 | 0 | 0 | 0 | 0 | 0.001244 | 9.0963e-07 | 0 | 9.0963e-07 | 9.6048e-07 | 0 | 9.6048e-07 | 9.0635e-07 | 0 | 9.0635e-07 | 8.6319e-07 | 0 | 8.6319e-07 | Column30: 4.1169e-07
[79 empty] | WLDFR | HFTD - Distribution - Tier 2 - 3QU CoRE ¦ 1QU LoRE | Red Flag Warning - Small Fires | 2033 | 1.088e-05 | 1.1488e-05 | 1.0841e-05 | 1.0325e-05 | 0.087211 | 0.040679 | 0.0017655 | 0.044766 | 0 | 0 | 0 | 0 | 0.001244 | 9.4884e-07 | 0 | 9.4884e-07 | 1.0019e-06 | 0 | 1.0019e-06 | 9.4543e-07 | 0 | 9.4543e-07 | 9.0041e-07 | 0 | 9.0041e-07 | Column30: 4.1169e-07
[79 empty] | WLDFR | HFTD - Distribution - Tier 2 - 3QU CoRE ¦ 1QU LoRE | Red Flag Warning - Small Fires | 2034 | 1.088e-05 | 1.1488e-05 | 1.0841e-05 | 1.0325e-05 | 0.087211 | 0.040679 | 0.0017655 | 0.044766 | 0 | 0 | 0 | 0 | 0.001244 | 9.4884e-07 | 0 | 9.4884e-07 | 1.0019e-06 | 0 | 1.0019e-06 | 9.4543e-07 | 0 | 9.4543e-07 | 9.0041e-07 | 0 | 9.0041e-07 | Column30: 4.1169e-07
[79 empty] | WLDFR | HFTD - Distribution - Tier 2 - 3QU CoRE ¦ 1QU LoRE | Red Flag Warning - Small Fires | 2035 | 1.088e-05 | 1.1488e-05 | 1.0841e-05 | 1.0325e-05 | 0.087211 | 0.040679 | 0.0017655 | 0.044766 | 0 | 0 | 0 | 0 | 0.001244 | 9.4884e-07 | 0 | 9.4884e-07 | 1.0019e-06 | 0 | 1.0019e-06 | 9.4543e-07 | 0 | 9.4543e-07 | 9.0041e-07 | 0 | 9.0041e-07 | Column30: 4.1169e-07
[79 empty] | WLDFR | HFTD - Distribution - Tier 2 - 3QU CoRE ¦ 1QU LoRE | Red Flag Warning - Small Fires | 2036 | 1.088e-05 | 1.1488e-05 | 1.0841e-05 | 1.0325e-05 | 0.087211 | 0.040679 | 0.0017655 | 0.044766 | 0 | 0 | 0 | 0 | 0.001244 | 9.4884e-07 | 0 | 9.4884e-07 | 1.0019e-06 | 0 | 1.0019e-06 | 9.4543e-07 | 0 | 9.4543e-07 | 9.0041e-07 | 0 | 9.0041e-07 | Column30: 4.1169e-07
[79 empty] | WLDFR | HFTD - Distribution - Tier 2 - 3QU CoRE ¦ 1QU LoRE | Red Flag Warning - Small Fires | 2037 | 1.088e-05 | 1.1488e-05 | 1.0841e-05 | 1.0325e-05 | 0.087211 | 0.040679 | 0.0017655 | 0.044766 | 0 | 0 | 0 | 0 | 0.001244 | 9.4884e-07 | 0 | 9.4884e-07 | 1.0019e-06 | 0 | 1.0019e-06 | 9.4543e-07 | 0 | 9.4543e-07 | 9.0041e-07 | 0 | 9.0041e-07 | Column30: 0
[79 empty] | WLDFR | HFTD - Distribution - Tier 2 - 3QU CoRE ¦ 1QU LoRE | Red Flag Warning - Small Fires | 2038 | 1.088e-05 | 1.1488e-05 | 1.0841e-05 | 1.0325e-05 | 0.091184 | 0.042438 | 0.0018418 | 0.046905 | 0 | 0 | 0 | 0 | 0.001244 | 9.9207e-07 | 0 | 9.9207e-07 | 1.0475e-06 | 0 | 1.0475e-06 | 9.885e-07 | 0 | 9.885e-07 | 9.4143e-07 | 0 | 9.4143e-07 | Column30: 0
[79 empty] | WLDFR | HFTD - Distribution - Tier 2 - 3QU CoRE ¦ 1QU LoRE | Red Flag Warning - Small Fires | 2039 | 1.088e-05 | 1.1488e-05 | 1.0841e-05 | 1.0325e-05 | 0.091184 | 0.042438 | 0.0018418 | 0.046905 | 0 | 0 | 0 | 0 | 0.001244 | 9.9207e-07 | 0 | 9.9207e-07 | 1.0475e-06 | 0 | 1.0475e-06 | 9.885e-07 | 0 | 9.885e-07 | 9.4143e-07 | 0 | 9.4143e-07 | Column30: 0
[79 empty] | WLDFR | HFTD - Distribution - Tier 2 - 3QU CoRE ¦ 1QU LoRE | Red Flag Warning - Small Fires | 2040 | 1.088e-05 | 1.1488e-05 | 1.0841e-05 | 1.0325e-05 | 0.091184 | 0.042438 | 0.0018418 | 0.046905 | 0 | 0 | 0 | 0 | 0.001244 | 9.9207e-07 | 0 | 9.9207e-07 | 1.0475e-06 | 0 | 1.0475e-06 | 9.885e-07 | 0 | 9.885e-07 | 9.4143e-07 | 0 | 9.4143e-07 | Column30: 2.6038e-06
[79 empty] | WLDFR | HFTD - Distribution - Tier 2 - 3QU CoRE ¦ 1QU LoRE | Red Flag Warning - Small Fires | 2041 | 1.088e-05 | 1.1488e-05 | 1.0841e-05 | 1.0325e-05 | 0.091184 | 0.042438 | 0.0018418 | 0.046905 | 0 | 0 | 0 | 0 | 0.001244 | 9.9207e-07 | 0 | 9.9207e-07 | 1.0475e-06 | 0 | 1.0475e-06 | 9.885e-07 | 0 | 9.885e-07 | 9.4143e-07 | 0 | 9.4143e-07 | Column30: 2.6038e-06
[79 empty] | WLDFR | HFTD - Distribution - Tier 2 - 3QU CoRE ¦ 1QU LoRE | Red Flag Warning - Small Fires | 2042 | 1.088e-05 | 1.1488e-05 | 1.0841e-05 | 1.0325e-05 | 0.091184 | 0.042438 | 0.0018418 | 0.046905 | 0 | 0 | 0 | 0 | 0.001244 | 9.9207e-07 | 0 | 9.9207e-07 | 1.0475e-06 | 0 | 1.0475e-06 | 9.885e-07 | 0 | 9.885e-07 | 9.4143e-07 | 0 | 9.4143e-07 | Column30: 2.6038e-06
[79 empty] | WLDFR | HFTD - Distribution - Tier 2 - 3QU CoRE ¦ 1QU LoRE | Red Flag Warning - Small Fires | 2043 | 1.088e-05 | 1.1488e-05 | 1.0841e-05 | 1.0325e-05 | 0.095486 | 0.044306 | 0.0019228 | 0.049257 | 0 | 0 | 0 | 0 | 0.001244 | 1.0389e-06 | 0 | 1.0389e-06 | 1.097e-06 | 0 | 1.097e-06 | 1.0351e-06 | 0 | 1.0351e-06 | 9.8584e-07 | 0 | 9.8584e-07 | Column30: 2.6038e-06
[79 empty] | WLDFR | HFTD - Distribution - Tier 2 - 3QU CoRE ¦ 1QU LoRE | Red Flag Warning - Small Fires | 2044 | 1.088e-05 | 1.1488e-05 | 1.0841e-05 | 1.0325e-05 | 0.095486 | 0.044306 | 0.0019228 | 0.049257 | 0 | 0 | 0 | 0 | 0.001244 | 1.0389e-06 | 0 | 1.0389e-06 | 1.097e-06 | 0 | 1.097e-06 | 1.0351e-06 | 0 | 1.0351e-06 | 9.8584e-07 | 0 | 9.8584e-07 | Column30: 2.6038e-06
[79 empty] | WLDFR | HFTD - Distribution - Tier 2 - 3QU CoRE ¦ 1QU LoRE | Red Flag Warning - Small Fires | 2045 | 1.088e-05 | 1.1488e-05 | 1.0841e-05 | 1.0325e-05 | 0.095486 | 0.044306 | 0.0019228 | 0.049257 | 0 | 0 | 0 | 0 | 0.001244 | 1.0389e-06 | 0 | 1.0389e-06 | 1.097e-06 | 0 | 1.097e-06 | 1.0351e-06 | 0 | 1.0351e-06 | 9.8584e-07 | 0 | 9.8584e-07 | Column30: 0
[79 empty] | WLDFR | HFTD - Distribution - Tier 2 - 3QU CoRE ¦ 1QU LoRE | Red Flag Warning - Small Fires | 2046 | 1.088e-05 | 1.1488e-05 | 1.0841e-05 | 1.0325e-05 | 0.095486 | 0.044306 | 0.0019228 | 0.049257 | 0 | 0 | 0 | 0 | 0.001244 | 1.0389e-06 | 0 | 1.0389e-06 | 1.097e-06 | 0 | 1.097e-06 | 1.0351e-06 | 0 | 1.0351e-06 | 9.8584e-07 | 0 | 9.8584e-07 | Column30: 0
[79 empty] | WLDFR | HFTD - Distribution - Tier 2 - 3QU CoRE ¦ 1QU LoRE | Red Flag Warning - Small Fires | 2047 | 1.088e-05 | 1.1488e-05 | 1.0841e-05 | 1.0325e-05 | 0.095486 | 0.044306 | 0.0019228 | 0.049257 | 0 | 0 | 0 | 0 | 0.001244 | 1.0389e-06 | 0 | 1.0389e-06 | 1.097e-06 | 0 | 1.097e-06 | 1.0351e-06 | 0 | 1.0351e-06 | 9.8584e-07 | 0 | 9.8584e-07 | Column30: 0
[79 empty] | WLDFR | HFTD - Distribution - Tier 2 - 3QU CoRE ¦ 1QU LoRE | Red Flag Warning - Small Fires | 2048 | 1.088e-05 | 1.1488e-05 | 1.0841e-05 | 1.0325e-05 | 0.10007 | 0.04626 | 0.0020076 | 0.051804 | 0 | 0 | 0 | 0 | 0.001244 | 1.0888e-06 | 0 | 1.0888e-06 | 1.1496e-06 | 0 | 1.1496e-06 | 1.0849e-06 | 0 | 1.0849e-06 | 1.0332e-06 | 0 | 1.0332e-06 | Column30: 0.00019989
[79 empty] | WLDFR | HFTD - Distribution - Tier 2 - 3QU CoRE ¦ 1QU LoRE | Red Flag Warning - Small Fires | 2049 | 1.088e-05 | 1.1488e-05 | 1.0841e-05 | 1.0325e-05 | 0.10007 | 0.04626 | 0.0020076 | 0.051804 | 0 | 0 | 0 | 0 | 0.001244 | 1.0888e-06 | 0 | 1.0888e-06 | 1.1496e-06 | 0 | 1.1496e-06 | 1.0849e-06 | 0 | 1.0849e-06 | 1.0332e-06 | 0 | 1.0332e-06 | Column30: 0.00019989
[79 empty] | WLDFR | HFTD - Distribution - Tier 2 - 3QU CoRE ¦ 1QU LoRE | Red Flag Warning - Small Fires | 2050 | 0 | 1.1488e-05 | 1.0841e-05 | 1.0325e-05 | 0.10007 | 0.04626 | 0.0020076 | 0.051804 | 0 | 0 | 0 | 0 | 0.001244 | 0 | 0 | 0 | 1.1496e-06 | 0 | 1.1496e-06 | 1.0849e-06 | 0 | 1.0849e-06 | 1.0332e-06 | 0 | 1.0332e-06 | Column30: 0.00019989
[79 empty] | WLDFR | HFTD - Distribution - Tier 2 - 3QU CoRE ¦ 1QU LoRE | Red Flag Warning - Small Fires | 2051 | 0 | 0 | 1.0841e-05 | 1.0325e-05 | 0.10007 | 0.04626 | 0.0020076 | 0.051804 | 0 | 0 | 0 | 0 | 0.001244 | 0 | 0 | 0 | 0 | 0 | 0 | 1.0849e-06 | 0 | 1.0849e-06 | 1.0332e-06 | 0 | 1.0332e-06 | Column30: 0.00019989
[79 empty] | WLDFR | HFTD - Distribution - Tier 2 - 3QU CoRE ¦ 1QU LoRE | Red Flag Warning - Small Fires | 2052 | 0 | 0 | 0 | 1.0325e-05 | 0.10007 | 0.04626 | 0.0020076 | 0.051804 | 0 | 0 | 0 | 0 | 0.001244 | 0 | 0 | 0 | 0 | 0 | 0 | 0 | 0 | 0 | 1.0332e-06 | 0 | 1.0332e-06 | Column30: 0.00019989
[79 empty] | WLDFR | HFTD - Distribution - Tier 2 - 3QU CoRE ¦ 1QU LoRE | Seismic - Non-Red Flag Warning - Catastrophic Fires | 2020 | 3.3658e-12 | 0 | 0 | 0 | 21083.8428 | 409.2237 | 13469.0878 | 7205.5313 | 0 | 0 | 0 | 0 | 5.5613e-10 | 7.0965e-08 | 0 | 7.0965e-08 | 0 | 0 | 0 | 0 | 0 | 0 | 0 | 0 | 0 | Column30: 0
[79 empty] | WLDFR | HFTD - Distribution - Tier 2 - 3QU CoRE ¦ 1QU LoRE | Seismic - Non-Red Flag Warning - Catastrophic Fires | 2021 | 0 | 3.554e-12 | 0 | 0 | 21083.8428 | 409.2237 | 13469.0878 | 7205.5313 | 0 | 0 | 0 | 0 | 5.5613e-10 | 0 | 0 | 0 | 7.4933e-08 | 0 | 7.4933e-08 | 0 | 0 | 0 | 0 | 0 | 0 | Column30: 0
[79 empty] | WLDFR | HFTD - Distribution - Tier 2 - 3QU CoRE ¦ 1QU LoRE | Seismic - Non-Red Flag Warning - Catastrophic Fires | 2022 | 0 | 0 | 3.4062e-12 | 0 | 21083.8428 | 409.2237 | 13469.0878 | 7205.5313 | 0 | 0 | 0 | 0 | 5.5923e-10 | 0 | 0 | 0 | 0 | 0 | 0 | 7.1816e-08 | 0 | 7.1816e-08 | 0 | 0 | 0 | Column30: 0
[79 empty] | WLDFR | HFTD - Distribution - Tier 2 - 3QU CoRE ¦ 1QU LoRE | Seismic - Non-Red Flag Warning - Catastrophic Fires | 2023 | 0 | 0 | 0 | 3.244e-12 | 21835.9781 | 428.6023 | 13939.561 | 7467.8148 | 0 | 0 | 0 | 0 | 5.5923e-10 | 0 | 0 | 0 | 0 | 0 | 0 | 0 | 0 | 0 | 7.0836e-08 | 0 | 7.0836e-08 | Column30: 1.8495e-05
[79 empty] | WLDFR | HFTD - Distribution - Tier 2 - 3QU CoRE ¦ 1QU LoRE | Seismic - Red Flag Warning - Catastrophic Fires | 2020 | 1.4513e-10 | 0 | 0 | 0 | 21083.8428 | 409.2237 | 13469.0878 | 7205.5313 | 0 | 0 | 0 | 0 | 2.398e-08 | 3.06e-06 | 0 | 3.06e-06 | 0 | 0 | 0 | 0 | 0 | 0 | 0 | 0 | 0 | Column30: 1.8495e-05
[79 empty] | WLDFR | HFTD - Distribution - Tier 2 - 3QU CoRE ¦ 1QU LoRE | Seismic - Red Flag Warning - Catastrophic Fires | 2021 | 0 | 1.5325e-10 | 0 | 0 | 21083.8428 | 409.2237 | 13469.0878 | 7205.5313 | 0 | 0 | 0 | 0 | 2.398e-08 | 0 | 0 | 0 | 3.2311e-06 | 0 | 3.2311e-06 | 0 | 0 | 0 | 0 | 0 | 0 | Column30: 1.8495e-05
[79 empty] | WLDFR | HFTD - Distribution - Tier 2 - 3QU CoRE ¦ 1QU LoRE | Seismic - Red Flag Warning - Catastrophic Fires | 2022 | 0 | 0 | 1.4687e-10 | 0 | 21083.8428 | 409.2237 | 13469.0878 | 7205.5313 | 0 | 0 | 0 | 0 | 2.4114e-08 | 0 | 0 | 0 | 0 | 0 | 0 | 3.0967e-06 | 0 | 3.0967e-06 | 0 | 0 | 0 | Column30: 1.8495e-05
[79 empty] | WLDFR | HFTD - Distribution - Tier 2 - 3QU CoRE ¦ 1QU LoRE | Seismic - Red Flag Warning - Catastrophic Fires | 2023 | 0 | 0 | 0 | 1.3988e-10 | 21835.9781 | 428.6023 | 13939.561 | 7467.8148 | 0 | 0 | 0 | 0 | 2.4114e-08 | 0 | 0 | 0 | 0 | 0 | 0 | 0 | 0 | 0 | 3.0544e-06 | 0 | 3.0544e-06 | Column30: 1.8495e-05
[79 empty] | WLDFR | HFTD - Distribution - Tier 2 - 3QU CoRE ¦ 2QU LoRE | Non-Red Flag Warning - Catastrophic Fires | 2020 | 4.8499e-09 | 0 | 0 | 0 | 14146.1306 | 222.2294 | 8585.7228 | 5338.1784 | 0 | 0 | 0 | 0 | 2.1117e-06 | 6.8607e-05 | 0 | 6.8607e-05 | 0 | 0 | 0 | 0 | 0 | 0 | 0 | 0 | 0 | Column30: 0
[79 empty] | WLDFR | HFTD - Distribution - Tier 2 - 3QU CoRE ¦ 2QU LoRE | Non-Red Flag Warning - Catastrophic Fires | 2021 | 2.6688e-09 | 5.121e-09 | 0 | 0 | 14146.1306 | 222.2294 | 8585.7228 | 5338.1784 | 0 | 0 | 0 | 0 | 2.1117e-06 | 3.7753e-05 | 0 | 3.7753e-05 | 7.2443e-05 | 0 | 7.2443e-05 | 0 | 0 | 0 | 0 | 0 | 0 | Column30: 0
[79 empty] | WLDFR | HFTD - Distribution - Tier 2 - 3QU CoRE ¦ 2QU LoRE | Non-Red Flag Warning - Catastrophic Fires | 2022 | 2.3207e-09 | 2.4504e-09 | 4.6833e-09 | 0 | 14146.1306 | 222.2294 | 8585.7228 | 5338.1784 | 0 | 0 | 0 | 0 | 2.1246e-06 | 3.2829e-05 | 0 | 3.2829e-05 | 3.4664e-05 | 0 | 3.4664e-05 | 6.6251e-05 | 0 | 6.6251e-05 | 0 | 0 | 0 | Column30: 0
[79 empty] | WLDFR | HFTD - Distribution - Tier 2 - 3QU CoRE ¦ 2QU LoRE | Non-Red Flag Warning - Catastrophic Fires | 2023 | 2.3207e-09 | 2.4504e-09 | 2.5002e-09 | 4.4603e-09 | 14664.6376 | 233.2301 | 8896.516 | 5534.8915 | 0 | 0 | 0 | 0 | 2.1246e-06 | 3.4032e-05 | 0 | 3.4032e-05 | 3.5935e-05 | 0 | 3.5935e-05 | 3.6664e-05 | 0 | 3.6664e-05 | 6.5409e-05 | 0 | 6.5409e-05 | Column30: 7.9244e-07
[79 empty] | WLDFR | HFTD - Distribution - Tier 2 - 3QU CoRE ¦ 2QU LoRE | Non-Red Flag Warning - Catastrophic Fires | 2024 | 2.3207e-09 | 2.4504e-09 | 2.5002e-09 | 2.3811e-09 | 14664.6376 | 233.2301 | 8896.516 | 5534.8915 | 0 | 0 | 0 | 0 | 2.1246e-06 | 3.4032e-05 | 0 | 3.4032e-05 | 3.5935e-05 | 0 | 3.5935e-05 | 3.6664e-05 | 0 | 3.6664e-05 | 3.4918e-05 | 0 | 3.4918e-05 | Column30: 7.9244e-07
[79 empty] | WLDFR | HFTD - Distribution - Tier 2 - 3QU CoRE ¦ 2QU LoRE | Non-Red Flag Warning - Catastrophic Fires | 2025 | 2.3207e-09 | 2.4504e-09 | 2.5002e-09 | 2.3811e-09 | 14664.6376 | 233.2301 | 8896.516 | 5534.8915 | 0 | 0 | 0 | 0 | 2.1246e-06 | 3.4032e-05 | 0 | 3.4032e-05 | 3.5935e-05 | 0 | 3.5935e-05 | 3.6664e-05 | 0 | 3.6664e-05 | 3.4918e-05 | 0 | 3.4918e-05 | Column30: 7.9244e-07
[79 empty] | WLDFR | HFTD - Distribution - Tier 2 - 3QU CoRE ¦ 2QU LoRE | Non-Red Flag Warning - Catastrophic Fires | 2026 | 2.3207e-09 | 2.4504e-09 | 2.5002e-09 | 2.3811e-09 | 14664.6376 | 233.2301 | 8896.516 | 5534.8915 | 0 | 0 | 0 | 0 | 2.1246e-06 | 3.4032e-05 | 0 | 3.4032e-05 | 3.5935e-05 | 0 | 3.5935e-05 | 3.6664e-05 | 0 | 3.6664e-05 | 3.4918e-05 | 0 | 3.4918e-05 | Column30: 7.9244e-07
[79 empty] | WLDFR | HFTD - Distribution - Tier 2 - 3QU CoRE ¦ 2QU LoRE | Non-Red Flag Warning - Catastrophic Fires | 2027 | 2.3207e-09 | 2.4504e-09 | 2.5002e-09 | 2.3811e-09 | 14664.6376 | 233.2301 | 8896.516 | 5534.8915 | 0 | 0 | 0 | 0 | 2.1246e-06 | 3.4032e-05 | 0 | 3.4032e-05 | 3.5935e-05 | 0 | 3.5935e-05 | 3.6664e-05 | 0 | 3.6664e-05 | 3.4918e-05 | 0 | 3.4918e-05 | Column30: 7.9244e-07
[79 empty] | WLDFR | HFTD - Distribution - Tier 2 - 3QU CoRE ¦ 2QU LoRE | Non-Red Flag Warning - Catastrophic Fires | 2028 | 2.3207e-09 | 2.4504e-09 | 2.5002e-09 | 2.3811e-09 | 15317.9909 | 247.273 | 9287.6491 | 5783.0689 | 0 | 0 | 0 | 0 | 2.1246e-06 | 3.5548e-05 | 0 | 3.5548e-05 | 3.7536e-05 | 0 | 3.7536e-05 | 3.8297e-05 | 0 | 3.8297e-05 | 3.6474e-05 | 0 | 3.6474e-05 | Column30: 0
[79 empty] | WLDFR | HFTD - Distribution - Tier 2 - 3QU CoRE ¦ 2QU LoRE | Non-Red Flag Warning - Catastrophic Fires | 2029 | 2.3207e-09 | 2.4504e-09 | 2.5002e-09 | 2.3811e-09 | 15317.9909 | 247.273 | 9287.6491 | 5783.0689 | 0 | 0 | 0 | 0 | 2.1246e-06 | 3.5548e-05 | 0 | 3.5548e-05 | 3.7536e-05 | 0 | 3.7536e-05 | 3.8297e-05 | 0 | 3.8297e-05 | 3.6474e-05 | 0 | 3.6474e-05 | Column30: 0
[79 empty] | WLDFR | HFTD - Distribution - Tier 2 - 3QU CoRE ¦ 2QU LoRE | Non-Red Flag Warning - Catastrophic Fires | 2030 | 2.3207e-09 | 2.4504e-09 | 2.5002e-09 | 2.3811e-09 | 15317.9909 | 247.273 | 9287.6491 | 5783.0689 | 0 | 0 | 0 | 0 | 2.1246e-06 | 3.5548e-05 | 0 | 3.5548e-05 | 3.7536e-05 | 0 | 3.7536e-05 | 3.8297e-05 | 0 | 3.8297e-05 | 3.6474e-05 | 0 | 3.6474e-05 | Column30: 0
[79 empty] | WLDFR | HFTD - Distribution - Tier 2 - 3QU CoRE ¦ 2QU LoRE | Non-Red Flag Warning - Catastrophic Fires | 2031 | 2.3207e-09 | 2.4504e-09 | 2.5002e-09 | 2.3811e-09 | 15317.9909 | 247.273 | 9287.6491 | 5783.0689 | 0 | 0 | 0 | 0 | 2.1246e-06 | 3.5548e-05 | 0 | 3.5548e-05 | 3.7536e-05 | 0 | 3.7536e-05 | 3.8297e-05 | 0 | 3.8297e-05 | 3.6474e-05 | 0 | 3.6474e-05 | Column30: 4.5197e-07
[79 empty] | WLDFR | HFTD - Distribution - Tier 2 - 3QU CoRE ¦ 2QU LoRE | Non-Red Flag Warning - Catastrophic Fires | 2032 | 2.3207e-09 | 2.4504e-09 | 2.5002e-09 | 2.3811e-09 | 15317.9909 | 247.273 | 9287.6491 | 5783.0689 | 0 | 0 | 0 | 0 | 2.1246e-06 | 3.5548e-05 | 0 | 3.5548e-05 | 3.7536e-05 | 0 | 3.7536e-05 | 3.8297e-05 | 0 | 3.8297e-05 | 3.6474e-05 | 0 | 3.6474e-05 | Column30: 4.5197e-07
[79 empty] | WLDFR | HFTD - Distribution - Tier 2 - 3QU CoRE ¦ 2QU LoRE | Non-Red Flag Warning - Catastrophic Fires | 2033 | 2.3207e-09 | 2.4504e-09 | 2.5002e-09 | 2.3811e-09 | 16044.1264 | 263.1074 | 9721.74 | 6059.2791 | 0 | 0 | 0 | 0 | 2.1246e-06 | 3.7233e-05 | 0 | 3.7233e-05 | 3.9315e-05 | 0 | 3.9315e-05 | 4.0113e-05 | 0 | 4.0113e-05 | 3.8203e-05 | 0 | 3.8203e-05 | Column30: 4.5197e-07
[79 empty] | WLDFR | HFTD - Distribution - Tier 2 - 3QU CoRE ¦ 2QU LoRE | Non-Red Flag Warning - Catastrophic Fires | 2034 | 2.3207e-09 | 2.4504e-09 | 2.5002e-09 | 2.3811e-09 | 16044.1264 | 263.1074 | 9721.74 | 6059.2791 | 0 | 0 | 0 | 0 | 2.1246e-06 | 3.7233e-05 | 0 | 3.7233e-05 | 3.9315e-05 | 0 | 3.9315e-05 | 4.0113e-05 | 0 | 4.0113e-05 | 3.8203e-05 | 0 | 3.8203e-05 | Column30: 4.5197e-07
[79 empty] | WLDFR | HFTD - Distribution - Tier 2 - 3QU CoRE ¦ 2QU LoRE | Non-Red Flag Warning - Catastrophic Fires | 2035 | 2.3207e-09 | 2.4504e-09 | 2.5002e-09 | 2.3811e-09 | 16044.1264 | 263.1074 | 9721.74 | 6059.2791 | 0 | 0 | 0 | 0 | 2.1246e-06 | 3.7233e-05 | 0 | 3.7233e-05 | 3.9315e-05 | 0 | 3.9315e-05 | 4.0113e-05 | 0 | 4.0113e-05 | 3.8203e-05 | 0 | 3.8203e-05 | Column30: 4.5197e-07
[79 empty] | WLDFR | HFTD - Distribution - Tier 2 - 3QU CoRE ¦ 2QU LoRE | Non-Red Flag Warning - Catastrophic Fires | 2036 | 2.3207e-09 | 2.4504e-09 | 2.5002e-09 | 2.3811e-09 | 16044.1264 | 263.1074 | 9721.74 | 6059.2791 | 0 | 0 | 0 | 0 | 2.1246e-06 | 3.7233e-05 | 0 | 3.7233e-05 | 3.9315e-05 | 0 | 3.9315e-05 | 4.0113e-05 | 0 | 4.0113e-05 | 3.8203e-05 | 0 | 3.8203e-05 | Column30: 0
[79 empty] | WLDFR | HFTD - Distribution - Tier 2 - 3QU CoRE ¦ 2QU LoRE | Non-Red Flag Warning - Catastrophic Fires | 2037 | 2.3207e-09 | 2.4504e-09 | 2.5002e-09 | 2.3811e-09 | 16044.1264 | 263.1074 | 9721.74 | 6059.2791 | 0 | 0 | 0 | 0 | 2.1246e-06 | 3.7233e-05 | 0 | 3.7233e-05 | 3.9315e-05 | 0 | 3.9315e-05 | 4.0113e-05 | 0 | 4.0113e-05 | 3.8203e-05 | 0 | 3.8203e-05 | Column30: 0
[79 empty] | WLDFR | HFTD - Distribution - Tier 2 - 3QU CoRE ¦ 2QU LoRE | Non-Red Flag Warning - Catastrophic Fires | 2038 | 2.3207e-09 | 2.4504e-09 | 2.5002e-09 | 2.3811e-09 | 16832.3912 | 280.5544 | 10192.2718 | 6359.5651 | 0 | 0 | 0 | 0 | 2.1246e-06 | 3.9062e-05 | 0 | 3.9062e-05 | 4.1246e-05 | 0 | 4.1246e-05 | 4.2084e-05 | 0 | 4.2084e-05 | 4.008e-05 | 0 | 4.008e-05 | Column30: 0
[79 empty] | WLDFR | HFTD - Distribution - Tier 2 - 3QU CoRE ¦ 2QU LoRE | Non-Red Flag Warning - Catastrophic Fires | 2039 | 2.3207e-09 | 2.4504e-09 | 2.5002e-09 | 2.3811e-09 | 16832.3912 | 280.5544 | 10192.2718 | 6359.5651 | 0 | 0 | 0 | 0 | 2.1246e-06 | 3.9062e-05 | 0 | 3.9062e-05 | 4.1246e-05 | 0 | 4.1246e-05 | 4.2084e-05 | 0 | 4.2084e-05 | 4.008e-05 | 0 | 4.008e-05 | Column30: 2.5941e-06
[79 empty] | WLDFR | HFTD - Distribution - Tier 2 - 3QU CoRE ¦ 2QU LoRE | Non-Red Flag Warning - Catastrophic Fires | 2040 | 2.3207e-09 | 2.4504e-09 | 2.5002e-09 | 2.3811e-09 | 16832.3912 | 280.5544 | 10192.2718 | 6359.5651 | 0 | 0 | 0 | 0 | 2.1246e-06 | 3.9062e-05 | 0 | 3.9062e-05 | 4.1246e-05 | 0 | 4.1246e-05 | 4.2084e-05 | 0 | 4.2084e-05 | 4.008e-05 | 0 | 4.008e-05 | Column30: 2.5941e-06
[79 empty] | WLDFR | HFTD - Distribution - Tier 2 - 3QU CoRE ¦ 2QU LoRE | Non-Red Flag Warning - Catastrophic Fires | 2041 | 2.3207e-09 | 2.4504e-09 | 2.5002e-09 | 2.3811e-09 | 16832.3912 | 280.5544 | 10192.2718 | 6359.5651 | 0 | 0 | 0 | 0 | 2.1246e-06 | 3.9062e-05 | 0 | 3.9062e-05 | 4.1246e-05 | 0 | 4.1246e-05 | 4.2084e-05 | 0 | 4.2084e-05 | 4.008e-05 | 0 | 4.008e-05 | Column30: 2.5941e-06
[79 empty] | WLDFR | HFTD - Distribution - Tier 2 - 3QU CoRE ¦ 2QU LoRE | Non-Red Flag Warning - Catastrophic Fires | 2042 | 2.3207e-09 | 2.4504e-09 | 2.5002e-09 | 2.3811e-09 | 16832.3912 | 280.5544 | 10192.2718 | 6359.5651 | 0 | 0 | 0 | 0 | 2.1246e-06 | 3.9062e-05 | 0 | 3.9062e-05 | 4.1246e-05 | 0 | 4.1246e-05 | 4.2084e-05 | 0 | 4.2084e-05 | 4.008e-05 | 0 | 4.008e-05 | Column30: 2.5941e-06
[79 empty] | WLDFR | HFTD - Distribution - Tier 2 - 3QU CoRE ¦ 2QU LoRE | Non-Red Flag Warning - Catastrophic Fires | 2043 | 2.3207e-09 | 2.4504e-09 | 2.5002e-09 | 2.3811e-09 | 17672.0852 | 299.42 | 10692.7362 | 6679.929 | 0 | 0 | 0 | 0 | 2.1246e-06 | 4.1011e-05 | 0 | 4.1011e-05 | 4.3304e-05 | 0 | 4.3304e-05 | 4.4183e-05 | 0 | 4.4183e-05 | 4.2079e-05 | 0 | 4.2079e-05 | Column30: 2.5941e-06
[79 empty] | WLDFR | HFTD - Distribution - Tier 2 - 3QU CoRE ¦ 2QU LoRE | Non-Red Flag Warning - Catastrophic Fires | 2044 | 2.3207e-09 | 2.4504e-09 | 2.5002e-09 | 2.3811e-09 | 17672.0852 | 299.42 | 10692.7362 | 6679.929 | 0 | 0 | 0 | 0 | 2.1246e-06 | 4.1011e-05 | 0 | 4.1011e-05 | 4.3304e-05 | 0 | 4.3304e-05 | 4.4183e-05 | 0 | 4.4183e-05 | 4.2079e-05 | 0 | 4.2079e-05 | Column30: 0
[79 empty] | WLDFR | HFTD - Distribution - Tier 2 - 3QU CoRE ¦ 2QU LoRE | Non-Red Flag Warning - Catastrophic Fires | 2045 | 2.3207e-09 | 2.4504e-09 | 2.5002e-09 | 2.3811e-09 | 17672.0852 | 299.42 | 10692.7362 | 6679.929 | 0 | 0 | 0 | 0 | 2.1246e-06 | 4.1011e-05 | 0 | 4.1011e-05 | 4.3304e-05 | 0 | 4.3304e-05 | 4.4183e-05 | 0 | 4.4183e-05 | 4.2079e-05 | 0 | 4.2079e-05 | Column30: 0
[79 empty] | WLDFR | HFTD - Distribution - Tier 2 - 3QU CoRE ¦ 2QU LoRE | Non-Red Flag Warning - Catastrophic Fires | 2046 | 2.3207e-09 | 2.4504e-09 | 2.5002e-09 | 2.3811e-09 | 17672.0852 | 299.42 | 10692.7362 | 6679.929 | 0 | 0 | 0 | 0 | 2.1246e-06 | 4.1011e-05 | 0 | 4.1011e-05 | 4.3304e-05 | 0 | 4.3304e-05 | 4.4183e-05 | 0 | 4.4183e-05 | 4.2079e-05 | 0 | 4.2079e-05 | Column30: 0
[79 empty] | WLDFR | HFTD - Distribution - Tier 2 - 3QU CoRE ¦ 2QU LoRE | Non-Red Flag Warning - Catastrophic Fires | 2047 | 2.3207e-09 | 2.4504e-09 | 2.5002e-09 | 2.3811e-09 | 17672.0852 | 299.42 | 10692.7362 | 6679.929 | 0 | 0 | 0 | 0 | 2.1246e-06 | 4.1011e-05 | 0 | 4.1011e-05 | 4.3304e-05 | 0 | 4.3304e-05 | 4.4183e-05 | 0 | 4.4183e-05 | 4.2079e-05 | 0 | 4.2079e-05 | Column30: 4.539e-06
[79 empty] | WLDFR | HFTD - Distribution - Tier 2 - 3QU CoRE ¦ 2QU LoRE | Non-Red Flag Warning - Catastrophic Fires | 2048 | 2.3207e-09 | 2.4504e-09 | 2.5002e-09 | 2.3811e-09 | 18552.3348 | 319.4911 | 11216.5626 | 7016.281 | 0 | 0 | 0 | 0 | 2.1246e-06 | 4.3054e-05 | 0 | 4.3054e-05 | 4.5461e-05 | 0 | 4.5461e-05 | 4.6384e-05 | 0 | 4.6384e-05 | 4.4175e-05 | 0 | 4.4175e-05 | Column30: 4.539e-06
[79 empty] | WLDFR | HFTD - Distribution - Tier 2 - 3QU CoRE ¦ 2QU LoRE | Non-Red Flag Warning - Catastrophic Fires | 2049 | 2.3207e-09 | 2.4504e-09 | 2.5002e-09 | 2.3811e-09 | 18552.3348 | 319.4911 | 11216.5626 | 7016.281 | 0 | 0 | 0 | 0 | 2.1246e-06 | 4.3054e-05 | 0 | 4.3054e-05 | 4.5461e-05 | 0 | 4.5461e-05 | 4.6384e-05 | 0 | 4.6384e-05 | 4.4175e-05 | 0 | 4.4175e-05 | Column30: 4.539e-06
[79 empty] | WLDFR | HFTD - Distribution - Tier 2 - 3QU CoRE ¦ 2QU LoRE | Non-Red Flag Warning - Catastrophic Fires | 2050 | 0 | 2.4504e-09 | 2.5002e-09 | 2.3811e-09 | 18552.3348 | 319.4911 | 11216.5626 | 7016.281 | 0 | 0 | 0 | 0 | 2.1246e-06 | 0 | 0 | 0 | 4.5461e-05 | 0 | 4.5461e-05 | 4.6384e-05 | 0 | 4.6384e-05 | 4.4175e-05 | 0 | 4.4175e-05 | Column30: 4.539e-06
[79 empty] | WLDFR | HFTD - Distribution - Tier 2 - 3QU CoRE ¦ 2QU LoRE | Non-Red Flag Warning - Catastrophic Fires | 2051 | 0 | 0 | 2.5002e-09 | 2.3811e-09 | 18552.3348 | 319.4911 | 11216.5626 | 7016.281 | 0 | 0 | 0 | 0 | 2.1246e-06 | 0 | 0 | 0 | 0 | 0 | 0 | 4.6384e-05 | 0 | 4.6384e-05 | 4.4175e-05 | 0 | 4.4175e-05 | Column30: 4.539e-06
[79 empty] | WLDFR | HFTD - Distribution - Tier 2 - 3QU CoRE ¦ 2QU LoRE | Non-Red Flag Warning - Catastrophic Fires | 2052 | 0 | 0 | 0 | 2.3811e-09 | 18552.3348 | 319.4911 | 11216.5626 | 7016.281 | 0 | 0 | 0 | 0 | 2.1246e-06 | 0 | 0 | 0 | 0 | 0 | 0 | 0 | 0 | 0 | 4.4175e-05 | 0 | 4.4175e-05 | Column30: 0
[79 empty] | WLDFR | HFTD - Distribution - Tier 2 - 3QU CoRE ¦ 2QU LoRE | Non-Red Flag Warning - Destructive Fires | 2020 | 1.2357e-08 | 0 | 0 | 0 | 8807.9522 | 222.2294 | 8585.7228 | 0 | 0 | 0 | 0 | 0 | 2.1918e-06 | 0.00010884 | 0 | 0.00010884 | 0 | 0 | 0 | 0 | 0 | 0 | 0 | 0 | 0 | Column30: 0
[79 empty] | WLDFR | HFTD - Distribution - Tier 2 - 3QU CoRE ¦ 2QU LoRE | Non-Red Flag Warning - Destructive Fires | 2021 | 6.8011e-09 | 1.3047e-08 | 0 | 0 | 8807.9522 | 222.2294 | 8585.7228 | 0 | 0 | 0 | 0 | 0 | 2.1918e-06 | 5.9904e-05 | 0 | 5.9904e-05 | 0.00011492 | 0 | 0.00011492 | 0 | 0 | 0 | 0 | 0 | 0 | Column30: 0
[79 empty] | WLDFR | HFTD - Distribution - Tier 2 - 3QU CoRE ¦ 2QU LoRE | Non-Red Flag Warning - Destructive Fires | 2022 | 5.9031e-09 | 6.2332e-09 | 1.1902e-08 | 0 | 8807.9522 | 222.2294 | 8585.7228 | 0 | 0 | 0 | 0 | 0 | 2.1862e-06 | 5.1994e-05 | 0 | 5.1994e-05 | 5.4901e-05 | 0 | 5.4901e-05 | 0.00010484 | 0 | 0.00010484 | 0 | 0 | 0 | Column30: 3.0856e-07
[79 empty] | WLDFR | HFTD - Distribution - Tier 2 - 3QU CoRE ¦ 2QU LoRE | Non-Red Flag Warning - Destructive Fires | 2023 | 5.9031e-09 | 6.2332e-09 | 6.3597e-09 | 1.1336e-08 | 9129.7461 | 233.2301 | 8896.516 | 0 | 0 | 0 | 0 | 0 | 2.1862e-06 | 5.3894e-05 | 0 | 5.3894e-05 | 5.6907e-05 | 0 | 5.6907e-05 | 5.8062e-05 | 0 | 5.8062e-05 | 0.00010349 | 0 | 0.00010349 | Column30: 3.0856e-07
[79 empty] | WLDFR | HFTD - Distribution - Tier 2 - 3QU CoRE ¦ 2QU LoRE | Non-Red Flag Warning - Destructive Fires | 2024 | 5.9031e-09 | 6.2332e-09 | 6.3597e-09 | 6.0568e-09 | 9129.7461 | 233.2301 | 8896.516 | 0 | 0 | 0 | 0 | 0 | 2.1862e-06 | 5.3894e-05 | 0 | 5.3894e-05 | 5.6907e-05 | 0 | 5.6907e-05 | 5.8062e-05 | 0 | 5.8062e-05 | 5.5297e-05 | 0 | 5.5297e-05 | Column30: 3.0856e-07
[79 empty] | WLDFR | HFTD - Distribution - Tier 2 - 3QU CoRE ¦ 2QU LoRE | Non-Red Flag Warning - Destructive Fires | 2025 | 5.9031e-09 | 6.2332e-09 | 6.3597e-09 | 6.0568e-09 | 9129.7461 | 233.2301 | 8896.516 | 0 | 0 | 0 | 0 | 0 | 2.1862e-06 | 5.3894e-05 | 0 | 5.3894e-05 | 5.6907e-05 | 0 | 5.6907e-05 | 5.8062e-05 | 0 | 5.8062e-05 | 5.5297e-05 | 0 | 5.5297e-05 | Column30: 3.0856e-07
[79 empty] | WLDFR | HFTD - Distribution - Tier 2 - 3QU CoRE ¦ 2QU LoRE | Non-Red Flag Warning - Destructive Fires | 2026 | 5.9031e-09 | 6.2332e-09 | 6.3597e-09 | 6.0568e-09 | 9129.7461 | 233.2301 | 8896.516 | 0 | 0 | 0 | 0 | 0 | 2.1862e-06 | 5.3894e-05 | 0 | 5.3894e-05 | 5.6907e-05 | 0 | 5.6907e-05 | 5.8062e-05 | 0 | 5.8062e-05 | 5.5297e-05 | 0 | 5.5297e-05 | Column30: 3.0856e-07
[79 empty] | WLDFR | HFTD - Distribution - Tier 2 - 3QU CoRE ¦ 2QU LoRE | Non-Red Flag Warning - Destructive Fires | 2027 | 5.9031e-09 | 6.2332e-09 | 6.3597e-09 | 6.0568e-09 | 9129.7461 | 233.2301 | 8896.516 | 0 | 0 | 0 | 0 | 0 | 2.1862e-06 | 5.3894e-05 | 0 | 5.3894e-05 | 5.6907e-05 | 0 | 5.6907e-05 | 5.8062e-05 | 0 | 5.8062e-05 | 5.5297e-05 | 0 | 5.5297e-05 | Column30: 0
[79 empty] | WLDFR | HFTD - Distribution - Tier 2 - 3QU CoRE ¦ 2QU LoRE | Non-Red Flag Warning - Destructive Fires | 2028 | 5.9031e-09 | 6.2332e-09 | 6.3597e-09 | 6.0568e-09 | 9534.9221 | 247.273 | 9287.6491 | 0 | 0 | 0 | 0 | 0 | 2.1862e-06 | 5.6286e-05 | 0 | 5.6286e-05 | 5.9433e-05 | 0 | 5.9433e-05 | 6.0639e-05 | 0 | 6.0639e-05 | 5.7751e-05 | 0 | 5.7751e-05 | Column30: 0
[79 empty] | WLDFR | HFTD - Distribution - Tier 2 - 3QU CoRE ¦ 2QU LoRE | Non-Red Flag Warning - Destructive Fires | 2029 | 5.9031e-09 | 6.2332e-09 | 6.3597e-09 | 6.0568e-09 | 9534.9221 | 247.273 | 9287.6491 | 0 | 0 | 0 | 0 | 0 | 2.1862e-06 | 5.6286e-05 | 0 | 5.6286e-05 | 5.9433e-05 | 0 | 5.9433e-05 | 6.0639e-05 | 0 | 6.0639e-05 | 5.7751e-05 | 0 | 5.7751e-05 | Column30: 0
[79 empty] | WLDFR | HFTD - Distribution - Tier 2 - 3QU CoRE ¦ 2QU LoRE | Non-Red Flag Warning - Destructive Fires | 2030 | 5.9031e-09 | 6.2332e-09 | 6.3597e-09 | 6.0568e-09 | 9534.9221 | 247.273 | 9287.6491 | 0 | 0 | 0 | 0 | 0 | 2.1862e-06 | 5.6286e-05 | 0 | 5.6286e-05 | 5.9433e-05 | 0 | 5.9433e-05 | 6.0639e-05 | 0 | 6.0639e-05 | 5.7751e-05 | 0 | 5.7751e-05 | Column30: 1.9691e-06
[79 empty] | WLDFR | HFTD - Distribution - Tier 2 - 3QU CoRE ¦ 2QU LoRE | Non-Red Flag Warning - Destructive Fires | 2031 | 5.9031e-09 | 6.2332e-09 | 6.3597e-09 | 6.0568e-09 | 9534.9221 | 247.273 | 9287.6491 | 0 | 0 | 0 | 0 | 0 | 2.1862e-06 | 5.6286e-05 | 0 | 5.6286e-05 | 5.9433e-05 | 0 | 5.9433e-05 | 6.0639e-05 | 0 | 6.0639e-05 | 5.7751e-05 | 0 | 5.7751e-05 | Column30: 1.9691e-06
[79 empty] | WLDFR | HFTD - Distribution - Tier 2 - 3QU CoRE ¦ 2QU LoRE | Non-Red Flag Warning - Destructive Fires | 2032 | 5.9031e-09 | 6.2332e-09 | 6.3597e-09 | 6.0568e-09 | 9534.9221 | 247.273 | 9287.6491 | 0 | 0 | 0 | 0 | 0 | 2.1862e-06 | 5.6286e-05 | 0 | 5.6286e-05 | 5.9433e-05 | 0 | 5.9433e-05 | 6.0639e-05 | 0 | 6.0639e-05 | 5.7751e-05 | 0 | 5.7751e-05 | Column30: 1.9691e-06
[79 empty] | WLDFR | HFTD - Distribution - Tier 2 - 3QU CoRE ¦ 2QU LoRE | Non-Red Flag Warning - Destructive Fires | 2033 | 5.9031e-09 | 6.2332e-09 | 6.3597e-09 | 6.0568e-09 | 9984.8474 | 263.1074 | 9721.74 | 0 | 0 | 0 | 0 | 0 | 2.1862e-06 | 5.8942e-05 | 0 | 5.8942e-05 | 6.2237e-05 | 0 | 6.2237e-05 | 6.35e-05 | 0 | 6.35e-05 | 6.0477e-05 | 0 | 6.0477e-05 | Column30: 1.9691e-06
[79 empty] | WLDFR | HFTD - Distribution - Tier 2 - 3QU CoRE ¦ 2QU LoRE | Non-Red Flag Warning - Destructive Fires | 2034 | 5.9031e-09 | 6.2332e-09 | 6.3597e-09 | 6.0568e-09 | 9984.8474 | 263.1074 | 9721.74 | 0 | 0 | 0 | 0 | 0 | 2.1862e-06 | 5.8942e-05 | 0 | 5.8942e-05 | 6.2237e-05 | 0 | 6.2237e-05 | 6.35e-05 | 0 | 6.35e-05 | 6.0477e-05 | 0 | 6.0477e-05 | Column30: 1.9691e-06
[79 empty] | WLDFR | HFTD - Distribution - Tier 2 - 3QU CoRE ¦ 2QU LoRE | Non-Red Flag Warning - Destructive Fires | 2035 | 5.9031e-09 | 6.2332e-09 | 6.3597e-09 | 6.0568e-09 | 9984.8474 | 263.1074 | 9721.74 | 0 | 0 | 0 | 0 | 0 | 2.1862e-06 | 5.8942e-05 | 0 | 5.8942e-05 | 6.2237e-05 | 0 | 6.2237e-05 | 6.35e-05 | 0 | 6.35e-05 | 6.0477e-05 | 0 | 6.0477e-05 | Column30: 0
[79 empty] | WLDFR | HFTD - Distribution - Tier 2 - 3QU CoRE ¦ 2QU LoRE | Non-Red Flag Warning - Destructive Fires | 2036 | 5.9031e-09 | 6.2332e-09 | 6.3597e-09 | 6.0568e-09 | 9984.8474 | 263.1074 | 9721.74 | 0 | 0 | 0 | 0 | 0 | 2.1862e-06 | 5.8942e-05 | 0 | 5.8942e-05 | 6.2237e-05 | 0 | 6.2237e-05 | 6.35e-05 | 0 | 6.35e-05 | 6.0477e-05 | 0 | 6.0477e-05 | Column30: 0
[79 empty] | WLDFR | HFTD - Distribution - Tier 2 - 3QU CoRE ¦ 2QU LoRE | Non-Red Flag Warning - Destructive Fires | 2037 | 5.9031e-09 | 6.2332e-09 | 6.3597e-09 | 6.0568e-09 | 9984.8474 | 263.1074 | 9721.74 | 0 | 0 | 0 | 0 | 0 | 2.1862e-06 | 5.8942e-05 | 0 | 5.8942e-05 | 6.2237e-05 | 0 | 6.2237e-05 | 6.35e-05 | 0 | 6.35e-05 | 6.0477e-05 | 0 | 6.0477e-05 | Column30: 0
[79 empty] | WLDFR | HFTD - Distribution - Tier 2 - 3QU CoRE ¦ 2QU LoRE | Non-Red Flag Warning - Destructive Fires | 2038 | 5.9031e-09 | 6.2332e-09 | 6.3597e-09 | 6.0568e-09 | 10472.8261 | 280.5544 | 10192.2718 | 0 | 0 | 0 | 0 | 0 | 2.1862e-06 | 6.1822e-05 | 0 | 6.1822e-05 | 6.5279e-05 | 0 | 6.5279e-05 | 6.6604e-05 | 0 | 6.6604e-05 | 6.3432e-05 | 0 | 6.3432e-05 | Column30: 0.00018121
[79 empty] | WLDFR | HFTD - Distribution - Tier 2 - 3QU CoRE ¦ 2QU LoRE | Non-Red Flag Warning - Destructive Fires | 2039 | 5.9031e-09 | 6.2332e-09 | 6.3597e-09 | 6.0568e-09 | 10472.8261 | 280.5544 | 10192.2718 | 0 | 0 | 0 | 0 | 0 | 2.1862e-06 | 6.1822e-05 | 0 | 6.1822e-05 | 6.5279e-05 | 0 | 6.5279e-05 | 6.6604e-05 | 0 | 6.6604e-05 | 6.3432e-05 | 0 | 6.3432e-05 | Column30: 0.00018121
[79 empty] | WLDFR | HFTD - Distribution - Tier 2 - 3QU CoRE ¦ 2QU LoRE | Non-Red Flag Warning - Destructive Fires | 2040 | 5.9031e-09 | 6.2332e-09 | 6.3597e-09 | 6.0568e-09 | 10472.8261 | 280.5544 | 10192.2718 | 0 | 0 | 0 | 0 | 0 | 2.1862e-06 | 6.1822e-05 | 0 | 6.1822e-05 | 6.5279e-05 | 0 | 6.5279e-05 | 6.6604e-05 | 0 | 6.6604e-05 | 6.3432e-05 | 0 | 6.3432e-05 | Column30: 0.00018121
[79 empty] | WLDFR | HFTD - Distribution - Tier 2 - 3QU CoRE ¦ 2QU LoRE | Non-Red Flag Warning - Destructive Fires | 2041 | 5.9031e-09 | 6.2332e-09 | 6.3597e-09 | 6.0568e-09 | 10472.8261 | 280.5544 | 10192.2718 | 0 | 0 | 0 | 0 | 0 | 2.1862e-06 | 6.1822e-05 | 0 | 6.1822e-05 | 6.5279e-05 | 0 | 6.5279e-05 | 6.6604e-05 | 0 | 6.6604e-05 | 6.3432e-05 | 0 | 6.3432e-05 | Column30: 0.00018121
[79 empty] | WLDFR | HFTD - Distribution - Tier 2 - 3QU CoRE ¦ 2QU LoRE | Non-Red Flag Warning - Destructive Fires | 2042 | 5.9031e-09 | 6.2332e-09 | 6.3597e-09 | 6.0568e-09 | 10472.8261 | 280.5544 | 10192.2718 | 0 | 0 | 0 | 0 | 0 | 2.1862e-06 | 6.1822e-05 | 0 | 6.1822e-05 | 6.5279e-05 | 0 | 6.5279e-05 | 6.6604e-05 | 0 | 6.6604e-05 | 6.3432e-05 | 0 | 6.3432e-05 | Column30: 0.00018121
[79 empty] | WLDFR | HFTD - Distribution - Tier 2 - 3QU CoRE ¦ 2QU LoRE | Non-Red Flag Warning - Destructive Fires | 2043 | 5.9031e-09 | 6.2332e-09 | 6.3597e-09 | 6.0568e-09 | 10992.1562 | 299.42 | 10692.7362 | 0 | 0 | 0 | 0 | 0 | 2.1862e-06 | 6.4888e-05 | 0 | 6.4888e-05 | 6.8516e-05 | 0 | 6.8516e-05 | 6.9907e-05 | 0 | 6.9907e-05 | 6.6578e-05 | 0 | 6.6578e-05 | Column30: 0
[79 empty] | WLDFR | HFTD - Distribution - Tier 2 - 3QU CoRE ¦ 2QU LoRE | Non-Red Flag Warning - Destructive Fires | 2044 | 5.9031e-09 | 6.2332e-09 | 6.3597e-09 | 6.0568e-09 | 10992.1562 | 299.42 | 10692.7362 | 0 | 0 | 0 | 0 | 0 | 2.1862e-06 | 6.4888e-05 | 0 | 6.4888e-05 | 6.8516e-05 | 0 | 6.8516e-05 | 6.9907e-05 | 0 | 6.9907e-05 | 6.6578e-05 | 0 | 6.6578e-05 | Column30: 0
[79 empty] | WLDFR | HFTD - Distribution - Tier 2 - 3QU CoRE ¦ 2QU LoRE | Non-Red Flag Warning - Destructive Fires | 2045 | 5.9031e-09 | 6.2332e-09 | 6.3597e-09 | 6.0568e-09 | 10992.1562 | 299.42 | 10692.7362 | 0 | 0 | 0 | 0 | 0 | 2.1862e-06 | 6.4888e-05 | 0 | 6.4888e-05 | 6.8516e-05 | 0 | 6.8516e-05 | 6.9907e-05 | 0 | 6.9907e-05 | 6.6578e-05 | 0 | 6.6578e-05 | Column30: 0
[79 empty] | WLDFR | HFTD - Distribution - Tier 2 - 3QU CoRE ¦ 2QU LoRE | Non-Red Flag Warning - Destructive Fires | 2046 | 5.9031e-09 | 6.2332e-09 | 6.3597e-09 | 6.0568e-09 | 10992.1562 | 299.42 | 10692.7362 | 0 | 0 | 0 | 0 | 0 | 2.1862e-06 | 6.4888e-05 | 0 | 6.4888e-05 | 6.8516e-05 | 0 | 6.8516e-05 | 6.9907e-05 | 0 | 6.9907e-05 | 6.6578e-05 | 0 | 6.6578e-05 | Column30: 1.5957e-05
[79 empty] | WLDFR | HFTD - Distribution - Tier 2 - 3QU CoRE ¦ 2QU LoRE | Non-Red Flag Warning - Destructive Fires | 2047 | 5.9031e-09 | 6.2332e-09 | 6.3597e-09 | 6.0568e-09 | 10992.1562 | 299.42 | 10692.7362 | 0 | 0 | 0 | 0 | 0 | 2.1862e-06 | 6.4888e-05 | 0 | 6.4888e-05 | 6.8516e-05 | 0 | 6.8516e-05 | 6.9907e-05 | 0 | 6.9907e-05 | 6.6578e-05 | 0 | 6.6578e-05 | Column30: 1.5957e-05
[79 empty] | WLDFR | HFTD - Distribution - Tier 2 - 3QU CoRE ¦ 2QU LoRE | Non-Red Flag Warning - Destructive Fires | 2048 | 5.9031e-09 | 6.2332e-09 | 6.3597e-09 | 6.0568e-09 | 11536.0538 | 319.4911 | 11216.5626 | 0 | 0 | 0 | 0 | 0 | 2.1862e-06 | 6.8099e-05 | 0 | 6.8099e-05 | 7.1906e-05 | 0 | 7.1906e-05 | 7.3366e-05 | 0 | 7.3366e-05 | 6.9872e-05 | 0 | 6.9872e-05 | Column30: 1.5957e-05
[79 empty] | WLDFR | HFTD - Distribution - Tier 2 - 3QU CoRE ¦ 2QU LoRE | Non-Red Flag Warning - Destructive Fires | 2049 | 5.9031e-09 | 6.2332e-09 | 6.3597e-09 | 6.0568e-09 | 11536.0538 | 319.4911 | 11216.5626 | 0 | 0 | 0 | 0 | 0 | 2.1862e-06 | 6.8099e-05 | 0 | 6.8099e-05 | 7.1906e-05 | 0 | 7.1906e-05 | 7.3366e-05 | 0 | 7.3366e-05 | 6.9872e-05 | 0 | 6.9872e-05 | Column30: 1.5957e-05
[79 empty] | WLDFR | HFTD - Distribution - Tier 2 - 3QU CoRE ¦ 2QU LoRE | Non-Red Flag Warning - Destructive Fires | 2050 | 0 | 6.2332e-09 | 6.3597e-09 | 6.0568e-09 | 11536.0538 | 319.4911 | 11216.5626 | 0 | 0 | 0 | 0 | 0 | 2.1862e-06 | 0 | 0 | 0 | 7.1906e-05 | 0 | 7.1906e-05 | 7.3366e-05 | 0 | 7.3366e-05 | 6.9872e-05 | 0 | 6.9872e-05 | Column30: 1.5957e-05
[79 empty] | WLDFR | HFTD - Distribution - Tier 2 - 3QU CoRE ¦ 2QU LoRE | Non-Red Flag Warning - Destructive Fires | 2051 | 0 | 0 | 6.3597e-09 | 6.0568e-09 | 11536.0538 | 319.4911 | 11216.5626 | 0 | 0 | 0 | 0 | 0 | 2.1862e-06 | 0 | 0 | 0 | 0 | 0 | 0 | 7.3366e-05 | 0 | 7.3366e-05 | 6.9872e-05 | 0 | 6.9872e-05 | Column30: 0
[79 empty] | WLDFR | HFTD - Distribution - Tier 2 - 3QU CoRE ¦ 2QU LoRE | Non-Red Flag Warning - Destructive Fires | 2052 | 0 | 0 | 0 | 6.0568e-09 | 11536.0538 | 319.4911 | 11216.5626 | 0 | 0 | 0 | 0 | 0 | 2.1862e-06 | 0 | 0 | 0 | 0 | 0 | 0 | 0 | 0 | 0 | 6.9872e-05 | 0 | 6.9872e-05 | Column30: 0
[79 empty] | WLDFR | HFTD - Distribution - Tier 2 - 3QU CoRE ¦ 2QU LoRE | Non-Red Flag Warning - Large Fires | 2020 | 1.5516e-07 | 0 | 0 | 0 | 5.2406 | 0.69642 | 2.942 | 1.6022 | 0 | 0 | 0 | 0 | 2.4308e-05 | 8.1313e-07 | 0 | 8.1313e-07 | 0 | 0 | 0 | 0 | 0 | 0 | 0 | 0 | 0 | Column30: 0
[79 empty] | WLDFR | HFTD - Distribution - Tier 2 - 3QU CoRE ¦ 2QU LoRE | Non-Red Flag Warning - Large Fires | 2021 | 8.5293e-08 | 1.6384e-07 | 0 | 0 | 5.2406 | 0.69642 | 2.942 | 1.6022 | 0 | 0 | 0 | 0 | 2.4308e-05 | 4.4698e-07 | 0 | 4.4698e-07 | 8.5859e-07 | 0 | 8.5859e-07 | 0 | 0 | 0 | 0 | 0 | 0 | Column30: 5.9393e-07
[79 empty] | WLDFR | HFTD - Distribution - Tier 2 - 3QU CoRE ¦ 2QU LoRE | Non-Red Flag Warning - Large Fires | 2022 | 7.494e-08 | 7.9129e-08 | 1.5058e-07 | 0 | 5.2406 | 0.69642 | 2.942 | 1.6022 | 0 | 0 | 0 | 0 | 2.4148e-05 | 3.9273e-07 | 0 | 3.9273e-07 | 4.1468e-07 | 0 | 4.1468e-07 | 7.8914e-07 | 0 | 7.8914e-07 | 0 | 0 | 0 | Column30: 5.9393e-07
[79 empty] | WLDFR | HFTD - Distribution - Tier 2 - 3QU CoRE ¦ 2QU LoRE | Non-Red Flag Warning - Large Fires | 2023 | 7.494e-08 | 7.9129e-08 | 8.0736e-08 | 1.4341e-07 | 5.475 | 0.71896 | 3.0715 | 1.6846 | 0 | 0 | 0 | 0 | 2.4148e-05 | 4.103e-07 | 0 | 4.103e-07 | 4.3324e-07 | 0 | 4.3324e-07 | 4.4203e-07 | 0 | 4.4203e-07 | 7.8519e-07 | 0 | 7.8519e-07 | Column30: 5.9393e-07
[79 empty] | WLDFR | HFTD - Distribution - Tier 2 - 3QU CoRE ¦ 2QU LoRE | Non-Red Flag Warning - Large Fires | 2024 | 7.494e-08 | 7.9129e-08 | 8.0736e-08 | 7.6891e-08 | 5.475 | 0.71896 | 3.0715 | 1.6846 | 0 | 0 | 0 | 0 | 2.4148e-05 | 4.103e-07 | 0 | 4.103e-07 | 4.3324e-07 | 0 | 4.3324e-07 | 4.4203e-07 | 0 | 4.4203e-07 | 4.2098e-07 | 0 | 4.2098e-07 | Column30: 5.9393e-07
[79 empty] | WLDFR | HFTD - Distribution - Tier 2 - 3QU CoRE ¦ 2QU LoRE | Non-Red Flag Warning - Large Fires | 2025 | 7.494e-08 | 7.9129e-08 | 8.0736e-08 | 7.6891e-08 | 5.475 | 0.71896 | 3.0715 | 1.6846 | 0 | 0 | 0 | 0 | 2.4148e-05 | 4.103e-07 | 0 | 4.103e-07 | 4.3324e-07 | 0 | 4.3324e-07 | 4.4203e-07 | 0 | 4.4203e-07 | 4.2098e-07 | 0 | 4.2098e-07 | Column30: 5.9393e-07
[79 empty] | WLDFR | HFTD - Distribution - Tier 2 - 3QU CoRE ¦ 2QU LoRE | Non-Red Flag Warning - Large Fires | 2026 | 7.494e-08 | 7.9129e-08 | 8.0736e-08 | 7.6891e-08 | 5.475 | 0.71896 | 3.0715 | 1.6846 | 0 | 0 | 0 | 0 | 2.4148e-05 | 4.103e-07 | 0 | 4.103e-07 | 4.3324e-07 | 0 | 4.3324e-07 | 4.4203e-07 | 0 | 4.4203e-07 | 4.2098e-07 | 0 | 4.2098e-07 | Column30: 0
[79 empty] | WLDFR | HFTD - Distribution - Tier 2 - 3QU CoRE ¦ 2QU LoRE | Non-Red Flag Warning - Large Fires | 2027 | 7.494e-08 | 7.9129e-08 | 8.0736e-08 | 7.6891e-08 | 5.475 | 0.71896 | 3.0715 | 1.6846 | 0 | 0 | 0 | 0 | 2.4148e-05 | 4.103e-07 | 0 | 4.103e-07 | 4.3324e-07 | 0 | 4.3324e-07 | 4.4203e-07 | 0 | 4.4203e-07 | 4.2098e-07 | 0 | 4.2098e-07 | Column30: 0
[79 empty] | WLDFR | HFTD - Distribution - Tier 2 - 3QU CoRE ¦ 2QU LoRE | Non-Red Flag Warning - Large Fires | 2028 | 7.494e-08 | 7.9129e-08 | 8.0736e-08 | 7.6891e-08 | 5.777 | 0.74734 | 3.238 | 1.7917 | 0 | 0 | 0 | 0 | 2.4148e-05 | 4.3293e-07 | 0 | 4.3293e-07 | 4.5713e-07 | 0 | 4.5713e-07 | 4.6641e-07 | 0 | 4.6641e-07 | 4.442e-07 | 0 | 4.442e-07 | Column30: 0
[79 empty] | WLDFR | HFTD - Distribution - Tier 2 - 3QU CoRE ¦ 2QU LoRE | Non-Red Flag Warning - Large Fires | 2029 | 7.494e-08 | 7.9129e-08 | 8.0736e-08 | 7.6891e-08 | 5.777 | 0.74734 | 3.238 | 1.7917 | 0 | 0 | 0 | 0 | 2.4148e-05 | 4.3293e-07 | 0 | 4.3293e-07 | 4.5713e-07 | 0 | 4.5713e-07 | 4.6641e-07 | 0 | 4.6641e-07 | 4.442e-07 | 0 | 4.442e-07 | Column30: 3.418e-07
[79 empty] | WLDFR | HFTD - Distribution - Tier 2 - 3QU CoRE ¦ 2QU LoRE | Non-Red Flag Warning - Large Fires | 2030 | 7.494e-08 | 7.9129e-08 | 8.0736e-08 | 7.6891e-08 | 5.777 | 0.74734 | 3.238 | 1.7917 | 0 | 0 | 0 | 0 | 2.4148e-05 | 4.3293e-07 | 0 | 4.3293e-07 | 4.5713e-07 | 0 | 4.5713e-07 | 4.6641e-07 | 0 | 4.6641e-07 | 4.442e-07 | 0 | 4.442e-07 | Column30: 3.418e-07
[79 empty] | WLDFR | HFTD - Distribution - Tier 2 - 3QU CoRE ¦ 2QU LoRE | Non-Red Flag Warning - Large Fires | 2031 | 7.494e-08 | 7.9129e-08 | 8.0736e-08 | 7.6891e-08 | 5.777 | 0.74734 | 3.238 | 1.7917 | 0 | 0 | 0 | 0 | 2.4148e-05 | 4.3293e-07 | 0 | 4.3293e-07 | 4.5713e-07 | 0 | 4.5713e-07 | 4.6641e-07 | 0 | 4.6641e-07 | 4.442e-07 | 0 | 4.442e-07 | Column30: 3.418e-07
[79 empty] | WLDFR | HFTD - Distribution - Tier 2 - 3QU CoRE ¦ 2QU LoRE | Non-Red Flag Warning - Large Fires | 2032 | 7.494e-08 | 7.9129e-08 | 8.0736e-08 | 7.6891e-08 | 5.777 | 0.74734 | 3.238 | 1.7917 | 0 | 0 | 0 | 0 | 2.4148e-05 | 4.3293e-07 | 0 | 4.3293e-07 | 4.5713e-07 | 0 | 4.5713e-07 | 4.6641e-07 | 0 | 4.6641e-07 | 4.442e-07 | 0 | 4.442e-07 | Column30: 3.418e-07
[79 empty] | WLDFR | HFTD - Distribution - Tier 2 - 3QU CoRE ¦ 2QU LoRE | Non-Red Flag Warning - Large Fires | 2033 | 7.494e-08 | 7.9129e-08 | 8.0736e-08 | 7.6891e-08 | 6.1205 | 0.77885 | 3.4265 | 1.9151 | 0 | 0 | 0 | 0 | 2.4148e-05 | 4.5867e-07 | 0 | 4.5867e-07 | 4.8431e-07 | 0 | 4.8431e-07 | 4.9414e-07 | 0 | 4.9414e-07 | 4.7061e-07 | 0 | 4.7061e-07 | Column30: 3.418e-07
[79 empty] | WLDFR | HFTD - Distribution - Tier 2 - 3QU CoRE ¦ 2QU LoRE | Non-Red Flag Warning - Large Fires | 2034 | 7.494e-08 | 7.9129e-08 | 8.0736e-08 | 7.6891e-08 | 6.1205 | 0.77885 | 3.4265 | 1.9151 | 0 | 0 | 0 | 0 | 2.4148e-05 | 4.5867e-07 | 0 | 4.5867e-07 | 4.8431e-07 | 0 | 4.8431e-07 | 4.9414e-07 | 0 | 4.9414e-07 | 4.7061e-07 | 0 | 4.7061e-07 | Column30: 0
[79 empty] | WLDFR | HFTD - Distribution - Tier 2 - 3QU CoRE ¦ 2QU LoRE | Non-Red Flag Warning - Large Fires | 2035 | 7.494e-08 | 7.9129e-08 | 8.0736e-08 | 7.6891e-08 | 6.1205 | 0.77885 | 3.4265 | 1.9151 | 0 | 0 | 0 | 0 | 2.4148e-05 | 4.5867e-07 | 0 | 4.5867e-07 | 4.8431e-07 | 0 | 4.8431e-07 | 4.9414e-07 | 0 | 4.9414e-07 | 4.7061e-07 | 0 | 4.7061e-07 | Column30: 0
[79 empty] | WLDFR | HFTD - Distribution - Tier 2 - 3QU CoRE ¦ 2QU LoRE | Non-Red Flag Warning - Large Fires | 2036 | 7.494e-08 | 7.9129e-08 | 8.0736e-08 | 7.6891e-08 | 6.1205 | 0.77885 | 3.4265 | 1.9151 | 0 | 0 | 0 | 0 | 2.4148e-05 | 4.5867e-07 | 0 | 4.5867e-07 | 4.8431e-07 | 0 | 4.8431e-07 | 4.9414e-07 | 0 | 4.9414e-07 | 4.7061e-07 | 0 | 4.7061e-07 | Column30: 0
[79 empty] | WLDFR | HFTD - Distribution - Tier 2 - 3QU CoRE ¦ 2QU LoRE | Non-Red Flag Warning - Large Fires | 2037 | 7.494e-08 | 7.9129e-08 | 8.0736e-08 | 7.6891e-08 | 6.1205 | 0.77885 | 3.4265 | 1.9151 | 0 | 0 | 0 | 0 | 2.4148e-05 | 4.5867e-07 | 0 | 4.5867e-07 | 4.8431e-07 | 0 | 4.8431e-07 | 4.9414e-07 | 0 | 4.9414e-07 | 4.7061e-07 | 0 | 4.7061e-07 | Column30: 2.9557e-06
[79 empty] | WLDFR | HFTD - Distribution - Tier 2 - 3QU CoRE ¦ 2QU LoRE | Non-Red Flag Warning - Large Fires | 2038 | 7.494e-08 | 7.9129e-08 | 8.0736e-08 | 7.6891e-08 | 6.5028 | 0.81304 | 3.6355 | 2.0543 | 0 | 0 | 0 | 0 | 2.4148e-05 | 4.8732e-07 | 0 | 4.8732e-07 | 5.1456e-07 | 0 | 5.1456e-07 | 5.2501e-07 | 0 | 5.2501e-07 | 5.0001e-07 | 0 | 5.0001e-07 | Column30: 2.9557e-06
[79 empty] | WLDFR | HFTD - Distribution - Tier 2 - 3QU CoRE ¦ 2QU LoRE | Non-Red Flag Warning - Large Fires | 2039 | 7.494e-08 | 7.9129e-08 | 8.0736e-08 | 7.6891e-08 | 6.5028 | 0.81304 | 3.6355 | 2.0543 | 0 | 0 | 0 | 0 | 2.4148e-05 | 4.8732e-07 | 0 | 4.8732e-07 | 5.1456e-07 | 0 | 5.1456e-07 | 5.2501e-07 | 0 | 5.2501e-07 | 5.0001e-07 | 0 | 5.0001e-07 | Column30: 2.9557e-06
[79 empty] | WLDFR | HFTD - Distribution - Tier 2 - 3QU CoRE ¦ 2QU LoRE | Non-Red Flag Warning - Large Fires | 2040 | 7.494e-08 | 7.9129e-08 | 8.0736e-08 | 7.6891e-08 | 6.5028 | 0.81304 | 3.6355 | 2.0543 | 0 | 0 | 0 | 0 | 2.4148e-05 | 4.8732e-07 | 0 | 4.8732e-07 | 5.1456e-07 | 0 | 5.1456e-07 | 5.2501e-07 | 0 | 5.2501e-07 | 5.0001e-07 | 0 | 5.0001e-07 | Column30: 2.9557e-06
[79 empty] | WLDFR | HFTD - Distribution - Tier 2 - 3QU CoRE ¦ 2QU LoRE | Non-Red Flag Warning - Large Fires | 2041 | 7.494e-08 | 7.9129e-08 | 8.0736e-08 | 7.6891e-08 | 6.5028 | 0.81304 | 3.6355 | 2.0543 | 0 | 0 | 0 | 0 | 2.4148e-05 | 4.8732e-07 | 0 | 4.8732e-07 | 5.1456e-07 | 0 | 5.1456e-07 | 5.2501e-07 | 0 | 5.2501e-07 | 5.0001e-07 | 0 | 5.0001e-07 | Column30: 2.9557e-06
[79 empty] | WLDFR | HFTD - Distribution - Tier 2 - 3QU CoRE ¦ 2QU LoRE | Non-Red Flag Warning - Large Fires | 2042 | 7.494e-08 | 7.9129e-08 | 8.0736e-08 | 7.6891e-08 | 6.5028 | 0.81304 | 3.6355 | 2.0543 | 0 | 0 | 0 | 0 | 2.4148e-05 | 4.8732e-07 | 0 | 4.8732e-07 | 5.1456e-07 | 0 | 5.1456e-07 | 5.2501e-07 | 0 | 5.2501e-07 | 5.0001e-07 | 0 | 5.0001e-07 | Column30: 0
[79 empty] | WLDFR | HFTD - Distribution - Tier 2 - 3QU CoRE ¦ 2QU LoRE | Non-Red Flag Warning - Large Fires | 2043 | 7.494e-08 | 7.9129e-08 | 8.0736e-08 | 7.6891e-08 | 6.9209 | 0.84944 | 3.8632 | 2.2083 | 0 | 0 | 0 | 0 | 2.4148e-05 | 5.1865e-07 | 0 | 5.1865e-07 | 5.4765e-07 | 0 | 5.4765e-07 | 5.5877e-07 | 0 | 5.5877e-07 | 5.3216e-07 | 0 | 5.3216e-07 | Column30: 0
[79 empty] | WLDFR | HFTD - Distribution - Tier 2 - 3QU CoRE ¦ 2QU LoRE | Non-Red Flag Warning - Large Fires | 2044 | 7.494e-08 | 7.9129e-08 | 8.0736e-08 | 7.6891e-08 | 6.9209 | 0.84944 | 3.8632 | 2.2083 | 0 | 0 | 0 | 0 | 2.4148e-05 | 5.1865e-07 | 0 | 5.1865e-07 | 5.4765e-07 | 0 | 5.4765e-07 | 5.5877e-07 | 0 | 5.5877e-07 | 5.3216e-07 | 0 | 5.3216e-07 | Column30: 0
[79 empty] | WLDFR | HFTD - Distribution - Tier 2 - 3QU CoRE ¦ 2QU LoRE | Non-Red Flag Warning - Large Fires | 2045 | 7.494e-08 | 7.9129e-08 | 8.0736e-08 | 7.6891e-08 | 6.9209 | 0.84944 | 3.8632 | 2.2083 | 0 | 0 | 0 | 0 | 2.4148e-05 | 5.1865e-07 | 0 | 5.1865e-07 | 5.4765e-07 | 0 | 5.4765e-07 | 5.5877e-07 | 0 | 5.5877e-07 | 5.3216e-07 | 0 | 5.3216e-07 | Column30: 5.2745e-06
[79 empty] | WLDFR | HFTD - Distribution - Tier 2 - 3QU CoRE ¦ 2QU LoRE | Non-Red Flag Warning - Large Fires | 2046 | 7.494e-08 | 7.9129e-08 | 8.0736e-08 | 7.6891e-08 | 6.9209 | 0.84944 | 3.8632 | 2.2083 | 0 | 0 | 0 | 0 | 2.4148e-05 | 5.1865e-07 | 0 | 5.1865e-07 | 5.4765e-07 | 0 | 5.4765e-07 | 5.5877e-07 | 0 | 5.5877e-07 | 5.3216e-07 | 0 | 5.3216e-07 | Column30: 5.2745e-06
[79 empty] | WLDFR | HFTD - Distribution - Tier 2 - 3QU CoRE ¦ 2QU LoRE | Non-Red Flag Warning - Large Fires | 2047 | 7.494e-08 | 7.9129e-08 | 8.0736e-08 | 7.6891e-08 | 6.9209 | 0.84944 | 3.8632 | 2.2083 | 0 | 0 | 0 | 0 | 2.4148e-05 | 5.1865e-07 | 0 | 5.1865e-07 | 5.4765e-07 | 0 | 5.4765e-07 | 5.5877e-07 | 0 | 5.5877e-07 | 5.3216e-07 | 0 | 5.3216e-07 | Column30: 5.2745e-06
[79 empty] | WLDFR | HFTD - Distribution - Tier 2 - 3QU CoRE ¦ 2QU LoRE | Non-Red Flag Warning - Large Fires | 2048 | 7.494e-08 | 7.9129e-08 | 8.0736e-08 | 7.6891e-08 | 7.3713 | 0.88759 | 4.1075 | 2.3763 | 0 | 0 | 0 | 0 | 2.4148e-05 | 5.5241e-07 | 0 | 5.5241e-07 | 5.8329e-07 | 0 | 5.8329e-07 | 5.9513e-07 | 0 | 5.9513e-07 | 5.6679e-07 | 0 | 5.6679e-07 | Column30: 5.2745e-06
[79 empty] | WLDFR | HFTD - Distribution - Tier 2 - 3QU CoRE ¦ 2QU LoRE | Non-Red Flag Warning - Large Fires | 2049 | 7.494e-08 | 7.9129e-08 | 8.0736e-08 | 7.6891e-08 | 7.3713 | 0.88759 | 4.1075 | 2.3763 | 0 | 0 | 0 | 0 | 2.4148e-05 | 5.5241e-07 | 0 | 5.5241e-07 | 5.8329e-07 | 0 | 5.8329e-07 | 5.9513e-07 | 0 | 5.9513e-07 | 5.6679e-07 | 0 | 5.6679e-07 | Column30: 5.2745e-06
[79 empty] | WLDFR | HFTD - Distribution - Tier 2 - 3QU CoRE ¦ 2QU LoRE | Non-Red Flag Warning - Large Fires | 2050 | 0 | 7.9129e-08 | 8.0736e-08 | 7.6891e-08 | 7.3713 | 0.88759 | 4.1075 | 2.3763 | 0 | 0 | 0 | 0 | 2.4148e-05 | 0 | 0 | 0 | 5.8329e-07 | 0 | 5.8329e-07 | 5.9513e-07 | 0 | 5.9513e-07 | 5.6679e-07 | 0 | 5.6679e-07 | Column30: 0
[79 empty] | WLDFR | HFTD - Distribution - Tier 2 - 3QU CoRE ¦ 2QU LoRE | Non-Red Flag Warning - Large Fires | 2051 | 0 | 0 | 8.0736e-08 | 7.6891e-08 | 7.3713 | 0.88759 | 4.1075 | 2.3763 | 0 | 0 | 0 | 0 | 2.4148e-05 | 0 | 0 | 0 | 0 | 0 | 0 | 5.9513e-07 | 0 | 5.9513e-07 | 5.6679e-07 | 0 | 5.6679e-07 | Column30: 0
[79 empty] | WLDFR | HFTD - Distribution - Tier 2 - 3QU CoRE ¦ 2QU LoRE | Non-Red Flag Warning - Large Fires | 2052 | 0 | 0 | 0 | 7.6891e-08 | 7.3713 | 0.88759 | 4.1075 | 2.3763 | 0 | 0 | 0 | 0 | 2.4148e-05 | 0 | 0 | 0 | 0 | 0 | 0 | 0 | 0 | 0 | 5.6679e-07 | 0 | 5.6679e-07 | Column30: 0
[79 empty] | WLDFR | HFTD - Distribution - Tier 2 - 3QU CoRE ¦ 2QU LoRE | Non-Red Flag Warning - Small Fires | 2020 | 3.9358e-05 | 0 | 0 | 0 | 0.077901 | 0.036425 | 0.0015809 | 0.039895 | 0 | 0 | 0 | 0 | 0.0053681 | 3.066e-06 | 0 | 3.066e-06 | 0 | 0 | 0 | 0 | 0 | 0 | 0 | 0 | 0 | Column30: 2.6421e-07
[79 empty] | WLDFR | HFTD - Distribution - Tier 2 - 3QU CoRE ¦ 2QU LoRE | Non-Red Flag Warning - Small Fires | 2021 | 2.1712e-05 | 4.1559e-05 | 0 | 0 | 0.077901 | 0.036425 | 0.0015809 | 0.039895 | 0 | 0 | 0 | 0 | 0.0053681 | 1.6914e-06 | 0 | 1.6914e-06 | 3.2375e-06 | 0 | 3.2375e-06 | 0 | 0 | 0 | 0 | 0 | 0 | Column30: 2.6421e-07
[79 empty] | WLDFR | HFTD - Distribution - Tier 2 - 3QU CoRE ¦ 2QU LoRE | Non-Red Flag Warning - Small Fires | 2022 | 1.9127e-05 | 2.0197e-05 | 3.8199e-05 | 0 | 0.077901 | 0.036425 | 0.0015809 | 0.039895 | 0 | 0 | 0 | 0 | 0.0053379 | 1.49e-06 | 0 | 1.49e-06 | 1.5733e-06 | 0 | 1.5733e-06 | 2.9757e-06 | 0 | 2.9757e-06 | 0 | 0 | 0 | Column30: 2.6421e-07
[79 empty] | WLDFR | HFTD - Distribution - Tier 2 - 3QU CoRE ¦ 2QU LoRE | Non-Red Flag Warning - Small Fires | 2023 | 1.9127e-05 | 2.0197e-05 | 2.0607e-05 | 3.638e-05 | 0.080408 | 0.03759 | 0.0016314 | 0.041187 | 0 | 0 | 0 | 0 | 0.0053379 | 1.538e-06 | 0 | 1.538e-06 | 1.624e-06 | 0 | 1.624e-06 | 1.6569e-06 | 0 | 1.6569e-06 | 2.9252e-06 | 0 | 2.9252e-06 | Column30: 2.6421e-07
[79 empty] | WLDFR | HFTD - Distribution - Tier 2 - 3QU CoRE ¦ 2QU LoRE | Non-Red Flag Warning - Small Fires | 2024 | 1.9127e-05 | 2.0197e-05 | 2.0607e-05 | 1.9625e-05 | 0.080408 | 0.03759 | 0.0016314 | 0.041187 | 0 | 0 | 0 | 0 | 0.0053379 | 1.538e-06 | 0 | 1.538e-06 | 1.624e-06 | 0 | 1.624e-06 | 1.6569e-06 | 0 | 1.6569e-06 | 1.578e-06 | 0 | 1.578e-06 | Column30: 2.6421e-07
[79 empty] | WLDFR | HFTD - Distribution - Tier 2 - 3QU CoRE ¦ 2QU LoRE | Non-Red Flag Warning - Small Fires | 2025 | 1.9127e-05 | 2.0197e-05 | 2.0607e-05 | 1.9625e-05 | 0.080408 | 0.03759 | 0.0016314 | 0.041187 | 0 | 0 | 0 | 0 | 0.0053379 | 1.538e-06 | 0 | 1.538e-06 | 1.624e-06 | 0 | 1.624e-06 | 1.6569e-06 | 0 | 1.6569e-06 | 1.578e-06 | 0 | 1.578e-06 | Column30: 0
[79 empty] | WLDFR | HFTD - Distribution - Tier 2 - 3QU CoRE ¦ 2QU LoRE | Non-Red Flag Warning - Small Fires | 2026 | 1.9127e-05 | 2.0197e-05 | 2.0607e-05 | 1.9625e-05 | 0.080408 | 0.03759 | 0.0016314 | 0.041187 | 0 | 0 | 0 | 0 | 0.0053379 | 1.538e-06 | 0 | 1.538e-06 | 1.624e-06 | 0 | 1.624e-06 | 1.6569e-06 | 0 | 1.6569e-06 | 1.578e-06 | 0 | 1.578e-06 | Column30: 0
[79 empty] | WLDFR | HFTD - Distribution - Tier 2 - 3QU CoRE ¦ 2QU LoRE | Non-Red Flag Warning - Small Fires | 2027 | 1.9127e-05 | 2.0197e-05 | 2.0607e-05 | 1.9625e-05 | 0.080408 | 0.03759 | 0.0016314 | 0.041187 | 0 | 0 | 0 | 0 | 0.0053379 | 1.538e-06 | 0 | 1.538e-06 | 1.624e-06 | 0 | 1.624e-06 | 1.6569e-06 | 0 | 1.6569e-06 | 1.578e-06 | 0 | 1.578e-06 | Column30: 0
[79 empty] | WLDFR | HFTD - Distribution - Tier 2 - 3QU CoRE ¦ 2QU LoRE | Non-Red Flag Warning - Small Fires | 2028 | 1.9127e-05 | 2.0197e-05 | 2.0607e-05 | 1.9625e-05 | 0.083606 | 0.039055 | 0.001695 | 0.042856 | 0 | 0 | 0 | 0 | 0.0053379 | 1.5992e-06 | 0 | 1.5992e-06 | 1.6886e-06 | 0 | 1.6886e-06 | 1.7228e-06 | 0 | 1.7228e-06 | 1.6408e-06 | 0 | 1.6408e-06 | Column30: 1.6495e-06
[79 empty] | WLDFR | HFTD - Distribution - Tier 2 - 3QU CoRE ¦ 2QU LoRE | Non-Red Flag Warning - Small Fires | 2029 | 1.9127e-05 | 2.0197e-05 | 2.0607e-05 | 1.9625e-05 | 0.083606 | 0.039055 | 0.001695 | 0.042856 | 0 | 0 | 0 | 0 | 0.0053379 | 1.5992e-06 | 0 | 1.5992e-06 | 1.6886e-06 | 0 | 1.6886e-06 | 1.7228e-06 | 0 | 1.7228e-06 | 1.6408e-06 | 0 | 1.6408e-06 | Column30: 1.6495e-06
[79 empty] | WLDFR | HFTD - Distribution - Tier 2 - 3QU CoRE ¦ 2QU LoRE | Non-Red Flag Warning - Small Fires | 2030 | 1.9127e-05 | 2.0197e-05 | 2.0607e-05 | 1.9625e-05 | 0.083606 | 0.039055 | 0.001695 | 0.042856 | 0 | 0 | 0 | 0 | 0.0053379 | 1.5992e-06 | 0 | 1.5992e-06 | 1.6886e-06 | 0 | 1.6886e-06 | 1.7228e-06 | 0 | 1.7228e-06 | 1.6408e-06 | 0 | 1.6408e-06 | Column30: 1.6495e-06
[79 empty] | WLDFR | HFTD - Distribution - Tier 2 - 3QU CoRE ¦ 2QU LoRE | Non-Red Flag Warning - Small Fires | 2031 | 1.9127e-05 | 2.0197e-05 | 2.0607e-05 | 1.9625e-05 | 0.083606 | 0.039055 | 0.001695 | 0.042856 | 0 | 0 | 0 | 0 | 0.0053379 | 1.5992e-06 | 0 | 1.5992e-06 | 1.6886e-06 | 0 | 1.6886e-06 | 1.7228e-06 | 0 | 1.7228e-06 | 1.6408e-06 | 0 | 1.6408e-06 | Column30: 1.6495e-06
[79 empty] | WLDFR | HFTD - Distribution - Tier 2 - 3QU CoRE ¦ 2QU LoRE | Non-Red Flag Warning - Small Fires | 2032 | 1.9127e-05 | 2.0197e-05 | 2.0607e-05 | 1.9625e-05 | 0.083606 | 0.039055 | 0.001695 | 0.042856 | 0 | 0 | 0 | 0 | 0.0053379 | 1.5992e-06 | 0 | 1.5992e-06 | 1.6886e-06 | 0 | 1.6886e-06 | 1.7228e-06 | 0 | 1.7228e-06 | 1.6408e-06 | 0 | 1.6408e-06 | Column30: 1.6495e-06
[79 empty] | WLDFR | HFTD - Distribution - Tier 2 - 3QU CoRE ¦ 2QU LoRE | Non-Red Flag Warning - Small Fires | 2033 | 1.9127e-05 | 2.0197e-05 | 2.0607e-05 | 1.9625e-05 | 0.087211 | 0.040679 | 0.0017655 | 0.044766 | 0 | 0 | 0 | 0 | 0.0053379 | 1.6681e-06 | 0 | 1.6681e-06 | 1.7614e-06 | 0 | 1.7614e-06 | 1.7971e-06 | 0 | 1.7971e-06 | 1.7115e-06 | 0 | 1.7115e-06 | Column30: 0
[79 empty] | WLDFR | HFTD - Distribution - Tier 2 - 3QU CoRE ¦ 2QU LoRE | Non-Red Flag Warning - Small Fires | 2034 | 1.9127e-05 | 2.0197e-05 | 2.0607e-05 | 1.9625e-05 | 0.087211 | 0.040679 | 0.0017655 | 0.044766 | 0 | 0 | 0 | 0 | 0.0053379 | 1.6681e-06 | 0 | 1.6681e-06 | 1.7614e-06 | 0 | 1.7614e-06 | 1.7971e-06 | 0 | 1.7971e-06 | 1.7115e-06 | 0 | 1.7115e-06 | Column30: 0
[79 empty] | WLDFR | HFTD - Distribution - Tier 2 - 3QU CoRE ¦ 2QU LoRE | Non-Red Flag Warning - Small Fires | 2035 | 1.9127e-05 | 2.0197e-05 | 2.0607e-05 | 1.9625e-05 | 0.087211 | 0.040679 | 0.0017655 | 0.044766 | 0 | 0 | 0 | 0 | 0.0053379 | 1.6681e-06 | 0 | 1.6681e-06 | 1.7614e-06 | 0 | 1.7614e-06 | 1.7971e-06 | 0 | 1.7971e-06 | 1.7115e-06 | 0 | 1.7115e-06 | Column30: 0
[79 empty] | WLDFR | HFTD - Distribution - Tier 2 - 3QU CoRE ¦ 2QU LoRE | Non-Red Flag Warning - Small Fires | 2036 | 1.9127e-05 | 2.0197e-05 | 2.0607e-05 | 1.9625e-05 | 0.087211 | 0.040679 | 0.0017655 | 0.044766 | 0 | 0 | 0 | 0 | 0.0053379 | 1.6681e-06 | 0 | 1.6681e-06 | 1.7614e-06 | 0 | 1.7614e-06 | 1.7971e-06 | 0 | 1.7971e-06 | 1.7115e-06 | 0 | 1.7115e-06 | Column30: 0.00020647
[79 empty] | WLDFR | HFTD - Distribution - Tier 2 - 3QU CoRE ¦ 2QU LoRE | Non-Red Flag Warning - Small Fires | 2037 | 1.9127e-05 | 2.0197e-05 | 2.0607e-05 | 1.9625e-05 | 0.087211 | 0.040679 | 0.0017655 | 0.044766 | 0 | 0 | 0 | 0 | 0.0053379 | 1.6681e-06 | 0 | 1.6681e-06 | 1.7614e-06 | 0 | 1.7614e-06 | 1.7971e-06 | 0 | 1.7971e-06 | 1.7115e-06 | 0 | 1.7115e-06 | Column30: 0.00020647
[79 empty] | WLDFR | HFTD - Distribution - Tier 2 - 3QU CoRE ¦ 2QU LoRE | Non-Red Flag Warning - Small Fires | 2038 | 1.9127e-05 | 2.0197e-05 | 2.0607e-05 | 1.9625e-05 | 0.091184 | 0.042438 | 0.0018418 | 0.046905 | 0 | 0 | 0 | 0 | 0.0053379 | 1.7441e-06 | 0 | 1.7441e-06 | 1.8416e-06 | 0 | 1.8416e-06 | 1.879e-06 | 0 | 1.879e-06 | 1.7895e-06 | 0 | 1.7895e-06 | Column30: 0.00020647
[79 empty] | WLDFR | HFTD - Distribution - Tier 2 - 3QU CoRE ¦ 2QU LoRE | Non-Red Flag Warning - Small Fires | 2039 | 1.9127e-05 | 2.0197e-05 | 2.0607e-05 | 1.9625e-05 | 0.091184 | 0.042438 | 0.0018418 | 0.046905 | 0 | 0 | 0 | 0 | 0.0053379 | 1.7441e-06 | 0 | 1.7441e-06 | 1.8416e-06 | 0 | 1.8416e-06 | 1.879e-06 | 0 | 1.879e-06 | 1.7895e-06 | 0 | 1.7895e-06 | Column30: 0.00020647
[79 empty] | WLDFR | HFTD - Distribution - Tier 2 - 3QU CoRE ¦ 2QU LoRE | Non-Red Flag Warning - Small Fires | 2040 | 1.9127e-05 | 2.0197e-05 | 2.0607e-05 | 1.9625e-05 | 0.091184 | 0.042438 | 0.0018418 | 0.046905 | 0 | 0 | 0 | 0 | 0.0053379 | 1.7441e-06 | 0 | 1.7441e-06 | 1.8416e-06 | 0 | 1.8416e-06 | 1.879e-06 | 0 | 1.879e-06 | 1.7895e-06 | 0 | 1.7895e-06 | Column30: 0.00020647
[79 empty] | WLDFR | HFTD - Distribution - Tier 2 - 3QU CoRE ¦ 2QU LoRE | Non-Red Flag Warning - Small Fires | 2041 | 1.9127e-05 | 2.0197e-05 | 2.0607e-05 | 1.9625e-05 | 0.091184 | 0.042438 | 0.0018418 | 0.046905 | 0 | 0 | 0 | 0 | 0.0053379 | 1.7441e-06 | 0 | 1.7441e-06 | 1.8416e-06 | 0 | 1.8416e-06 | 1.879e-06 | 0 | 1.879e-06 | 1.7895e-06 | 0 | 1.7895e-06 | Column30: 0
[79 empty] | WLDFR | HFTD - Distribution - Tier 2 - 3QU CoRE ¦ 2QU LoRE | Non-Red Flag Warning - Small Fires | 2042 | 1.9127e-05 | 2.0197e-05 | 2.0607e-05 | 1.9625e-05 | 0.091184 | 0.042438 | 0.0018418 | 0.046905 | 0 | 0 | 0 | 0 | 0.0053379 | 1.7441e-06 | 0 | 1.7441e-06 | 1.8416e-06 | 0 | 1.8416e-06 | 1.879e-06 | 0 | 1.879e-06 | 1.7895e-06 | 0 | 1.7895e-06 | Column30: 0
[79 empty] | WLDFR | HFTD - Distribution - Tier 2 - 3QU CoRE ¦ 2QU LoRE | Non-Red Flag Warning - Small Fires | 2043 | 1.9127e-05 | 2.0197e-05 | 2.0607e-05 | 1.9625e-05 | 0.095486 | 0.044306 | 0.0019228 | 0.049257 | 0 | 0 | 0 | 0 | 0.0053379 | 1.8264e-06 | 0 | 1.8264e-06 | 1.9285e-06 | 0 | 1.9285e-06 | 1.9676e-06 | 0 | 1.9676e-06 | 1.8739e-06 | 0 | 1.8739e-06 | Column30: 0
[79 empty] | WLDFR | HFTD - Distribution - Tier 2 - 3QU CoRE ¦ 2QU LoRE | Non-Red Flag Warning - Small Fires | 2044 | 1.9127e-05 | 2.0197e-05 | 2.0607e-05 | 1.9625e-05 | 0.095486 | 0.044306 | 0.0019228 | 0.049257 | 0 | 0 | 0 | 0 | 0.0053379 | 1.8264e-06 | 0 | 1.8264e-06 | 1.9285e-06 | 0 | 1.9285e-06 | 1.9676e-06 | 0 | 1.9676e-06 | 1.8739e-06 | 0 | 1.8739e-06 | Column30: 1.8543e-05
[79 empty] | WLDFR | HFTD - Distribution - Tier 2 - 3QU CoRE ¦ 2QU LoRE | Non-Red Flag Warning - Small Fires | 2045 | 1.9127e-05 | 2.0197e-05 | 2.0607e-05 | 1.9625e-05 | 0.095486 | 0.044306 | 0.0019228 | 0.049257 | 0 | 0 | 0 | 0 | 0.0053379 | 1.8264e-06 | 0 | 1.8264e-06 | 1.9285e-06 | 0 | 1.9285e-06 | 1.9676e-06 | 0 | 1.9676e-06 | 1.8739e-06 | 0 | 1.8739e-06 | Column30: 1.8543e-05
[79 empty] | WLDFR | HFTD - Distribution - Tier 2 - 3QU CoRE ¦ 2QU LoRE | Non-Red Flag Warning - Small Fires | 2046 | 1.9127e-05 | 2.0197e-05 | 2.0607e-05 | 1.9625e-05 | 0.095486 | 0.044306 | 0.0019228 | 0.049257 | 0 | 0 | 0 | 0 | 0.0053379 | 1.8264e-06 | 0 | 1.8264e-06 | 1.9285e-06 | 0 | 1.9285e-06 | 1.9676e-06 | 0 | 1.9676e-06 | 1.8739e-06 | 0 | 1.8739e-06 | Column30: 1.8543e-05
[79 empty] | WLDFR | HFTD - Distribution - Tier 2 - 3QU CoRE ¦ 2QU LoRE | Non-Red Flag Warning - Small Fires | 2047 | 1.9127e-05 | 2.0197e-05 | 2.0607e-05 | 1.9625e-05 | 0.095486 | 0.044306 | 0.0019228 | 0.049257 | 0 | 0 | 0 | 0 | 0.0053379 | 1.8264e-06 | 0 | 1.8264e-06 | 1.9285e-06 | 0 | 1.9285e-06 | 1.9676e-06 | 0 | 1.9676e-06 | 1.8739e-06 | 0 | 1.8739e-06 | Column30: 1.8543e-05
[79 empty] | WLDFR | HFTD - Distribution - Tier 2 - 3QU CoRE ¦ 2QU LoRE | Non-Red Flag Warning - Small Fires | 2048 | 1.9127e-05 | 2.0197e-05 | 2.0607e-05 | 1.9625e-05 | 0.10007 | 0.04626 | 0.0020076 | 0.051804 | 0 | 0 | 0 | 0 | 0.0053379 | 1.9141e-06 | 0 | 1.9141e-06 | 2.0211e-06 | 0 | 2.0211e-06 | 2.0621e-06 | 0 | 2.0621e-06 | 1.9639e-06 | 0 | 1.9639e-06 | Column30: 1.8543e-05
[79 empty] | WLDFR | HFTD - Distribution - Tier 2 - 3QU CoRE ¦ 2QU LoRE | Non-Red Flag Warning - Small Fires | 2049 | 1.9127e-05 | 2.0197e-05 | 2.0607e-05 | 1.9625e-05 | 0.10007 | 0.04626 | 0.0020076 | 0.051804 | 0 | 0 | 0 | 0 | 0.0053379 | 1.9141e-06 | 0 | 1.9141e-06 | 2.0211e-06 | 0 | 2.0211e-06 | 2.0621e-06 | 0 | 2.0621e-06 | 1.9639e-06 | 0 | 1.9639e-06 | Column30: 0
[79 empty] | WLDFR | HFTD - Distribution - Tier 2 - 3QU CoRE ¦ 2QU LoRE | Non-Red Flag Warning - Small Fires | 2050 | 0 | 2.0197e-05 | 2.0607e-05 | 1.9625e-05 | 0.10007 | 0.04626 | 0.0020076 | 0.051804 | 0 | 0 | 0 | 0 | 0.0053379 | 0 | 0 | 0 | 2.0211e-06 | 0 | 2.0211e-06 | 2.0621e-06 | 0 | 2.0621e-06 | 1.9639e-06 | 0 | 1.9639e-06 | Column30: 0
[79 empty] | WLDFR | HFTD - Distribution - Tier 2 - 3QU CoRE ¦ 2QU LoRE | Non-Red Flag Warning - Small Fires | 2051 | 0 | 0 | 2.0607e-05 | 1.9625e-05 | 0.10007 | 0.04626 | 0.0020076 | 0.051804 | 0 | 0 | 0 | 0 | 0.0053379 | 0 | 0 | 0 | 0 | 0 | 0 | 2.0621e-06 | 0 | 2.0621e-06 | 1.9639e-06 | 0 | 1.9639e-06 | Column30: 0
[79 empty] | WLDFR | HFTD - Distribution - Tier 2 - 3QU CoRE ¦ 2QU LoRE | Non-Red Flag Warning - Small Fires | 2052 | 0 | 0 | 0 | 1.9625e-05 | 0.10007 | 0.04626 | 0.0020076 | 0.051804 | 0 | 0 | 0 | 0 | 0.0053379 | 0 | 0 | 0 | 0 | 0 | 0 | 0 | 0 | 0 | 1.9639e-06 | 0 | 1.9639e-06 | Column30: 5.0858e-07
[79 empty] | WLDFR | HFTD - Distribution - Tier 2 - 3QU CoRE ¦ 2QU LoRE | Red Flag Warning - Catastrophic Fires | 2020 | 4.9381e-07 | 0 | 0 | 0 | 14146.1306 | 222.2294 | 8585.7228 | 5338.1784 | 0 | 0 | 0 | 0 | 3.7742e-05 | 0.0069856 | 0 | 0.0069856 | 0 | 0 | 0 | 0 | 0 | 0 | 0 | 0 | 0 | Column30: 5.0858e-07
[79 empty] | WLDFR | HFTD - Distribution - Tier 2 - 3QU CoRE ¦ 2QU LoRE | Red Flag Warning - Catastrophic Fires | 2021 | 3.3157e-07 | 5.2142e-07 | 0 | 0 | 14146.1306 | 222.2294 | 8585.7228 | 5338.1784 | 0 | 0 | 0 | 0 | 3.7742e-05 | 0.0046905 | 0 | 0.0046905 | 0.0073761 | 0 | 0.0073761 | 0 | 0 | 0 | 0 | 0 | 0 | Column30: 5.0858e-07
[79 empty] | WLDFR | HFTD - Distribution - Tier 2 - 3QU CoRE ¦ 2QU LoRE | Red Flag Warning - Catastrophic Fires | 2022 | 2.884e-07 | 3.0453e-07 | 4.7311e-07 | 0 | 14146.1306 | 222.2294 | 8585.7228 | 5338.1784 | 0 | 0 | 0 | 0 | 3.7355e-05 | 0.0040798 | 0 | 0.0040798 | 0.0043079 | 0 | 0.0043079 | 0.0066926 | 0 | 0.0066926 | 0 | 0 | 0 | Column30: 5.0858e-07
[79 empty] | WLDFR | HFTD - Distribution - Tier 2 - 3QU CoRE ¦ 2QU LoRE | Red Flag Warning - Catastrophic Fires | 2023 | 2.884e-07 | 3.0453e-07 | 3.1071e-07 | 4.5058e-07 | 14664.6376 | 233.2301 | 8896.516 | 5534.8915 | 0 | 0 | 0 | 0 | 3.7355e-05 | 0.0042294 | 0 | 0.0042294 | 0.0044658 | 0 | 0.0044658 | 0.0045565 | 0 | 0.0045565 | 0.0066075 | 0 | 0.0066075 | Column30: 5.0858e-07
[79 empty] | WLDFR | HFTD - Distribution - Tier 2 - 3QU CoRE ¦ 2QU LoRE | Red Flag Warning - Catastrophic Fires | 2024 | 2.884e-07 | 3.0453e-07 | 3.1071e-07 | 2.9591e-07 | 14664.6376 | 233.2301 | 8896.516 | 5534.8915 | 0 | 0 | 0 | 0 | 3.7355e-05 | 0.0042294 | 0 | 0.0042294 | 0.0044658 | 0 | 0.0044658 | 0.0045565 | 0 | 0.0045565 | 0.0043395 | 0 | 0.0043395 | Column30: 0
[79 empty] | WLDFR | HFTD - Distribution - Tier 2 - 3QU CoRE ¦ 2QU LoRE | Red Flag Warning - Catastrophic Fires | 2025 | 2.884e-07 | 3.0453e-07 | 3.1071e-07 | 2.9591e-07 | 14664.6376 | 233.2301 | 8896.516 | 5534.8915 | 0 | 0 | 0 | 0 | 3.7355e-05 | 0.0042294 | 0 | 0.0042294 | 0.0044658 | 0 | 0.0044658 | 0.0045565 | 0 | 0.0045565 | 0.0043395 | 0 | 0.0043395 | Column30: 0
[79 empty] | WLDFR | HFTD - Distribution - Tier 2 - 3QU CoRE ¦ 2QU LoRE | Red Flag Warning - Catastrophic Fires | 2026 | 2.884e-07 | 3.0453e-07 | 3.1071e-07 | 2.9591e-07 | 14664.6376 | 233.2301 | 8896.516 | 5534.8915 | 0 | 0 | 0 | 0 | 3.7355e-05 | 0.0042294 | 0 | 0.0042294 | 0.0044658 | 0 | 0.0044658 | 0.0045565 | 0 | 0.0045565 | 0.0043395 | 0 | 0.0043395 | Column30: 0
[79 empty] | WLDFR | HFTD - Distribution - Tier 2 - 3QU CoRE ¦ 2QU LoRE | Red Flag Warning - Catastrophic Fires | 2027 | 2.884e-07 | 3.0453e-07 | 3.1071e-07 | 2.9591e-07 | 14664.6376 | 233.2301 | 8896.516 | 5534.8915 | 0 | 0 | 0 | 0 | 3.7355e-05 | 0.0042294 | 0 | 0.0042294 | 0.0044658 | 0 | 0.0044658 | 0.0045565 | 0 | 0.0045565 | 0.0043395 | 0 | 0.0043395 | Column30: 2.8632e-07
[79 empty] | WLDFR | HFTD - Distribution - Tier 2 - 3QU CoRE ¦ 2QU LoRE | Red Flag Warning - Catastrophic Fires | 2028 | 2.884e-07 | 3.0453e-07 | 3.1071e-07 | 2.9591e-07 | 15317.9909 | 247.273 | 9287.6491 | 5783.0689 | 0 | 0 | 0 | 0 | 3.7355e-05 | 0.0044178 | 0 | 0.0044178 | 0.0046648 | 0 | 0.0046648 | 0.0047595 | 0 | 0.0047595 | 0.0045328 | 0 | 0.0045328 | Column30: 2.8632e-07
[79 empty] | WLDFR | HFTD - Distribution - Tier 2 - 3QU CoRE ¦ 2QU LoRE | Red Flag Warning - Catastrophic Fires | 2029 | 2.884e-07 | 3.0453e-07 | 3.1071e-07 | 2.9591e-07 | 15317.9909 | 247.273 | 9287.6491 | 5783.0689 | 0 | 0 | 0 | 0 | 3.7355e-05 | 0.0044178 | 0 | 0.0044178 | 0.0046648 | 0 | 0.0046648 | 0.0047595 | 0 | 0.0047595 | 0.0045328 | 0 | 0.0045328 | Column30: 2.8632e-07
[79 empty] | WLDFR | HFTD - Distribution - Tier 2 - 3QU CoRE ¦ 2QU LoRE | Red Flag Warning - Catastrophic Fires | 2030 | 2.884e-07 | 3.0453e-07 | 3.1071e-07 | 2.9591e-07 | 15317.9909 | 247.273 | 9287.6491 | 5783.0689 | 0 | 0 | 0 | 0 | 3.7355e-05 | 0.0044178 | 0 | 0.0044178 | 0.0046648 | 0 | 0.0046648 | 0.0047595 | 0 | 0.0047595 | 0.0045328 | 0 | 0.0045328 | Column30: 2.8632e-07
[79 empty] | WLDFR | HFTD - Distribution - Tier 2 - 3QU CoRE ¦ 2QU LoRE | Red Flag Warning - Catastrophic Fires | 2031 | 2.884e-07 | 3.0453e-07 | 3.1071e-07 | 2.9591e-07 | 15317.9909 | 247.273 | 9287.6491 | 5783.0689 | 0 | 0 | 0 | 0 | 3.7355e-05 | 0.0044178 | 0 | 0.0044178 | 0.0046648 | 0 | 0.0046648 | 0.0047595 | 0 | 0.0047595 | 0.0045328 | 0 | 0.0045328 | Column30: 2.8632e-07
[79 empty] | WLDFR | HFTD - Distribution - Tier 2 - 3QU CoRE ¦ 2QU LoRE | Red Flag Warning - Catastrophic Fires | 2032 | 2.884e-07 | 3.0453e-07 | 3.1071e-07 | 2.9591e-07 | 15317.9909 | 247.273 | 9287.6491 | 5783.0689 | 0 | 0 | 0 | 0 | 3.7355e-05 | 0.0044178 | 0 | 0.0044178 | 0.0046648 | 0 | 0.0046648 | 0.0047595 | 0 | 0.0047595 | 0.0045328 | 0 | 0.0045328 | Column30: 0
[79 empty] | WLDFR | HFTD - Distribution - Tier 2 - 3QU CoRE ¦ 2QU LoRE | Red Flag Warning - Catastrophic Fires | 2033 | 2.884e-07 | 3.0453e-07 | 3.1071e-07 | 2.9591e-07 | 16044.1264 | 263.1074 | 9721.74 | 6059.2791 | 0 | 0 | 0 | 0 | 3.7355e-05 | 0.0046272 | 0 | 0.0046272 | 0.0048859 | 0 | 0.0048859 | 0.0049851 | 0 | 0.0049851 | 0.0047477 | 0 | 0.0047477 | Column30: 0
[79 empty] | WLDFR | HFTD - Distribution - Tier 2 - 3QU CoRE ¦ 2QU LoRE | Red Flag Warning - Catastrophic Fires | 2034 | 2.884e-07 | 3.0453e-07 | 3.1071e-07 | 2.9591e-07 | 16044.1264 | 263.1074 | 9721.74 | 6059.2791 | 0 | 0 | 0 | 0 | 3.7355e-05 | 0.0046272 | 0 | 0.0046272 | 0.0048859 | 0 | 0.0048859 | 0.0049851 | 0 | 0.0049851 | 0.0047477 | 0 | 0.0047477 | Column30: 0
[79 empty] | WLDFR | HFTD - Distribution - Tier 2 - 3QU CoRE ¦ 2QU LoRE | Red Flag Warning - Catastrophic Fires | 2035 | 2.884e-07 | 3.0453e-07 | 3.1071e-07 | 2.9591e-07 | 16044.1264 | 263.1074 | 9721.74 | 6059.2791 | 0 | 0 | 0 | 0 | 3.7355e-05 | 0.0046272 | 0 | 0.0046272 | 0.0048859 | 0 | 0.0048859 | 0.0049851 | 0 | 0.0049851 | 0.0047477 | 0 | 0.0047477 | Column30: 1.199e-06
[79 empty] | WLDFR | HFTD - Distribution - Tier 2 - 3QU CoRE ¦ 2QU LoRE | Red Flag Warning - Catastrophic Fires | 2036 | 2.884e-07 | 3.0453e-07 | 3.1071e-07 | 2.9591e-07 | 16044.1264 | 263.1074 | 9721.74 | 6059.2791 | 0 | 0 | 0 | 0 | 3.7355e-05 | 0.0046272 | 0 | 0.0046272 | 0.0048859 | 0 | 0.0048859 | 0.0049851 | 0 | 0.0049851 | 0.0047477 | 0 | 0.0047477 | Column30: 1.199e-06
[79 empty] | WLDFR | HFTD - Distribution - Tier 2 - 3QU CoRE ¦ 2QU LoRE | Red Flag Warning - Catastrophic Fires | 2037 | 2.884e-07 | 3.0453e-07 | 3.1071e-07 | 2.9591e-07 | 16044.1264 | 263.1074 | 9721.74 | 6059.2791 | 0 | 0 | 0 | 0 | 3.7355e-05 | 0.0046272 | 0 | 0.0046272 | 0.0048859 | 0 | 0.0048859 | 0.0049851 | 0 | 0.0049851 | 0.0047477 | 0 | 0.0047477 | Column30: 1.199e-06
[79 empty] | WLDFR | HFTD - Distribution - Tier 2 - 3QU CoRE ¦ 2QU LoRE | Red Flag Warning - Catastrophic Fires | 2038 | 2.884e-07 | 3.0453e-07 | 3.1071e-07 | 2.9591e-07 | 16832.3912 | 280.5544 | 10192.2718 | 6359.5651 | 0 | 0 | 0 | 0 | 3.7355e-05 | 0.0048545 | 0 | 0.0048545 | 0.005126 | 0 | 0.005126 | 0.00523 | 0 | 0.00523 | 0.004981 | 0 | 0.004981 | Column30: 1.199e-06
[79 empty] | WLDFR | HFTD - Distribution - Tier 2 - 3QU CoRE ¦ 2QU LoRE | Red Flag Warning - Catastrophic Fires | 2039 | 2.884e-07 | 3.0453e-07 | 3.1071e-07 | 2.9591e-07 | 16832.3912 | 280.5544 | 10192.2718 | 6359.5651 | 0 | 0 | 0 | 0 | 3.7355e-05 | 0.0048545 | 0 | 0.0048545 | 0.005126 | 0 | 0.005126 | 0.00523 | 0 | 0.00523 | 0.004981 | 0 | 0.004981 | Column30: 1.199e-06
[79 empty] | WLDFR | HFTD - Distribution - Tier 2 - 3QU CoRE ¦ 2QU LoRE | Red Flag Warning - Catastrophic Fires | 2040 | 2.884e-07 | 3.0453e-07 | 3.1071e-07 | 2.9591e-07 | 16832.3912 | 280.5544 | 10192.2718 | 6359.5651 | 0 | 0 | 0 | 0 | 3.7355e-05 | 0.0048545 | 0 | 0.0048545 | 0.005126 | 0 | 0.005126 | 0.00523 | 0 | 0.00523 | 0.004981 | 0 | 0.004981 | Column30: 0
[79 empty] | WLDFR | HFTD - Distribution - Tier 2 - 3QU CoRE ¦ 2QU LoRE | Red Flag Warning - Catastrophic Fires | 2041 | 2.884e-07 | 3.0453e-07 | 3.1071e-07 | 2.9591e-07 | 16832.3912 | 280.5544 | 10192.2718 | 6359.5651 | 0 | 0 | 0 | 0 | 3.7355e-05 | 0.0048545 | 0 | 0.0048545 | 0.005126 | 0 | 0.005126 | 0.00523 | 0 | 0.00523 | 0.004981 | 0 | 0.004981 | Column30: 0
[79 empty] | WLDFR | HFTD - Distribution - Tier 2 - 3QU CoRE ¦ 2QU LoRE | Red Flag Warning - Catastrophic Fires | 2042 | 2.884e-07 | 3.0453e-07 | 3.1071e-07 | 2.9591e-07 | 16832.3912 | 280.5544 | 10192.2718 | 6359.5651 | 0 | 0 | 0 | 0 | 3.7355e-05 | 0.0048545 | 0 | 0.0048545 | 0.005126 | 0 | 0.005126 | 0.00523 | 0 | 0.00523 | 0.004981 | 0 | 0.004981 | Column30: 0
[79 empty] | WLDFR | HFTD - Distribution - Tier 2 - 3QU CoRE ¦ 2QU LoRE | Red Flag Warning - Catastrophic Fires | 2043 | 2.884e-07 | 3.0453e-07 | 3.1071e-07 | 2.9591e-07 | 17672.0852 | 299.42 | 10692.7362 | 6679.929 | 0 | 0 | 0 | 0 | 3.7355e-05 | 0.0050967 | 0 | 0.0050967 | 0.0053817 | 0 | 0.0053817 | 0.0054909 | 0 | 0.0054909 | 0.0052294 | 0 | 0.0052294 | Column30: 2.1251e-06
[79 empty] | WLDFR | HFTD - Distribution - Tier 2 - 3QU CoRE ¦ 2QU LoRE | Red Flag Warning - Catastrophic Fires | 2044 | 2.884e-07 | 3.0453e-07 | 3.1071e-07 | 2.9591e-07 | 17672.0852 | 299.42 | 10692.7362 | 6679.929 | 0 | 0 | 0 | 0 | 3.7355e-05 | 0.0050967 | 0 | 0.0050967 | 0.0053817 | 0 | 0.0053817 | 0.0054909 | 0 | 0.0054909 | 0.0052294 | 0 | 0.0052294 | Column30: 2.1251e-06
[79 empty] | WLDFR | HFTD - Distribution - Tier 2 - 3QU CoRE ¦ 2QU LoRE | Red Flag Warning - Catastrophic Fires | 2045 | 2.884e-07 | 3.0453e-07 | 3.1071e-07 | 2.9591e-07 | 17672.0852 | 299.42 | 10692.7362 | 6679.929 | 0 | 0 | 0 | 0 | 3.7355e-05 | 0.0050967 | 0 | 0.0050967 | 0.0053817 | 0 | 0.0053817 | 0.0054909 | 0 | 0.0054909 | 0.0052294 | 0 | 0.0052294 | Column30: 2.1251e-06
[79 empty] | WLDFR | HFTD - Distribution - Tier 2 - 3QU CoRE ¦ 2QU LoRE | Red Flag Warning - Catastrophic Fires | 2046 | 2.884e-07 | 3.0453e-07 | 3.1071e-07 | 2.9591e-07 | 17672.0852 | 299.42 | 10692.7362 | 6679.929 | 0 | 0 | 0 | 0 | 3.7355e-05 | 0.0050967 | 0 | 0.0050967 | 0.0053817 | 0 | 0.0053817 | 0.0054909 | 0 | 0.0054909 | 0.0052294 | 0 | 0.0052294 | Column30: 2.1251e-06
[79 empty] | WLDFR | HFTD - Distribution - Tier 2 - 3QU CoRE ¦ 2QU LoRE | Red Flag Warning - Catastrophic Fires | 2047 | 2.884e-07 | 3.0453e-07 | 3.1071e-07 | 2.9591e-07 | 17672.0852 | 299.42 | 10692.7362 | 6679.929 | 0 | 0 | 0 | 0 | 3.7355e-05 | 0.0050967 | 0 | 0.0050967 | 0.0053817 | 0 | 0.0053817 | 0.0054909 | 0 | 0.0054909 | 0.0052294 | 0 | 0.0052294 | Column30: 2.1251e-06
[79 empty] | WLDFR | HFTD - Distribution - Tier 2 - 3QU CoRE ¦ 2QU LoRE | Red Flag Warning - Catastrophic Fires | 2048 | 2.884e-07 | 3.0453e-07 | 3.1071e-07 | 2.9591e-07 | 18552.3348 | 319.4911 | 11216.5626 | 7016.281 | 0 | 0 | 0 | 0 | 3.7355e-05 | 0.0053506 | 0 | 0.0053506 | 0.0056497 | 0 | 0.0056497 | 0.0057644 | 0 | 0.0057644 | 0.0054899 | 0 | 0.0054899 | Column30: 0
[79 empty] | WLDFR | HFTD - Distribution - Tier 2 - 3QU CoRE ¦ 2QU LoRE | Red Flag Warning - Catastrophic Fires | 2049 | 2.884e-07 | 3.0453e-07 | 3.1071e-07 | 2.9591e-07 | 18552.3348 | 319.4911 | 11216.5626 | 7016.281 | 0 | 0 | 0 | 0 | 3.7355e-05 | 0.0053506 | 0 | 0.0053506 | 0.0056497 | 0 | 0.0056497 | 0.0057644 | 0 | 0.0057644 | 0.0054899 | 0 | 0.0054899 | Column30: 0
[79 empty] | WLDFR | HFTD - Distribution - Tier 2 - 3QU CoRE ¦ 2QU LoRE | Red Flag Warning - Catastrophic Fires | 2050 | 0 | 3.0453e-07 | 3.1071e-07 | 2.9591e-07 | 18552.3348 | 319.4911 | 11216.5626 | 7016.281 | 0 | 0 | 0 | 0 | 3.7355e-05 | 0 | 0 | 0 | 0.0056497 | 0 | 0.0056497 | 0.0057644 | 0 | 0.0057644 | 0.0054899 | 0 | 0.0054899 | Column30: 0
[79 empty] | WLDFR | HFTD - Distribution - Tier 2 - 3QU CoRE ¦ 2QU LoRE | Red Flag Warning - Catastrophic Fires | 2051 | 0 | 0 | 3.1071e-07 | 2.9591e-07 | 18552.3348 | 319.4911 | 11216.5626 | 7016.281 | 0 | 0 | 0 | 0 | 3.7355e-05 | 0 | 0 | 0 | 0 | 0 | 0 | 0.0057644 | 0 | 0.0057644 | 0.0054899 | 0 | 0.0054899 | Column30: 1.6665e-07
[79 empty] | WLDFR | HFTD - Distribution - Tier 2 - 3QU CoRE ¦ 2QU LoRE | Red Flag Warning - Catastrophic Fires | 2052 | 0 | 0 | 0 | 2.9591e-07 | 18552.3348 | 319.4911 | 11216.5626 | 7016.281 | 0 | 0 | 0 | 0 | 3.7355e-05 | 0 | 0 | 0 | 0 | 0 | 0 | 0 | 0 | 0 | 0.0054899 | 0 | 0.0054899 | Column30: 1.6665e-07
[79 empty] | WLDFR | HFTD - Distribution - Tier 2 - 3QU CoRE ¦ 2QU LoRE | Red Flag Warning - Destructive Fires | 2020 | 6.3271e-08 | 0 | 0 | 0 | 8807.9522 | 222.2294 | 8585.7228 | 0 | 0 | 0 | 0 | 0 | 5.5255e-06 | 0.00055728 | 0 | 0.00055728 | 0 | 0 | 0 | 0 | 0 | 0 | 0 | 0 | 0 | Column30: 1.6665e-07
[79 empty] | WLDFR | HFTD - Distribution - Tier 2 - 3QU CoRE ¦ 2QU LoRE | Red Flag Warning - Destructive Fires | 2021 | 4.249e-08 | 6.6808e-08 | 0 | 0 | 8807.9522 | 222.2294 | 8585.7228 | 0 | 0 | 0 | 0 | 0 | 5.5255e-06 | 0.00037425 | 0 | 0.00037425 | 0.00058844 | 0 | 0.00058844 | 0 | 0 | 0 | 0 | 0 | 0 | Column30: 1.6665e-07
[79 empty] | WLDFR | HFTD - Distribution - Tier 2 - 3QU CoRE ¦ 2QU LoRE | Red Flag Warning - Destructive Fires | 2022 | 3.689e-08 | 3.8953e-08 | 6.0476e-08 | 0 | 8807.9522 | 222.2294 | 8585.7228 | 0 | 0 | 0 | 0 | 0 | 5.4664e-06 | 0.00032493 | 0 | 0.00032493 | 0.00034309 | 0 | 0.00034309 | 0.00053267 | 0 | 0.00053267 | 0 | 0 | 0 | Column30: 1.6665e-07
[79 empty] | WLDFR | HFTD - Distribution - Tier 2 - 3QU CoRE ¦ 2QU LoRE | Red Flag Warning - Destructive Fires | 2023 | 3.689e-08 | 3.8953e-08 | 3.9743e-08 | 5.7596e-08 | 9129.7461 | 233.2301 | 8896.516 | 0 | 0 | 0 | 0 | 0 | 5.4664e-06 | 0.0003368 | 0 | 0.0003368 | 0.00035563 | 0 | 0.00035563 | 0.00036285 | 0 | 0.00036285 | 0.00052584 | 0 | 0.00052584 | Column30: 0
[79 empty] | WLDFR | HFTD - Distribution - Tier 2 - 3QU CoRE ¦ 2QU LoRE | Red Flag Warning - Destructive Fires | 2024 | 3.689e-08 | 3.8953e-08 | 3.9743e-08 | 3.7851e-08 | 9129.7461 | 233.2301 | 8896.516 | 0 | 0 | 0 | 0 | 0 | 5.4664e-06 | 0.0003368 | 0 | 0.0003368 | 0.00035563 | 0 | 0.00035563 | 0.00036285 | 0 | 0.00036285 | 0.00034557 | 0 | 0.00034557 | Column30: 0
[79 empty] | WLDFR | HFTD - Distribution - Tier 2 - 3QU CoRE ¦ 2QU LoRE | Red Flag Warning - Destructive Fires | 2025 | 3.689e-08 | 3.8953e-08 | 3.9743e-08 | 3.7851e-08 | 9129.7461 | 233.2301 | 8896.516 | 0 | 0 | 0 | 0 | 0 | 5.4664e-06 | 0.0003368 | 0 | 0.0003368 | 0.00035563 | 0 | 0.00035563 | 0.00036285 | 0 | 0.00036285 | 0.00034557 | 0 | 0.00034557 | Column30: 0
[79 empty] | WLDFR | HFTD - Distribution - Tier 2 - 3QU CoRE ¦ 2QU LoRE | Red Flag Warning - Destructive Fires | 2026 | 3.689e-08 | 3.8953e-08 | 3.9743e-08 | 3.7851e-08 | 9129.7461 | 233.2301 | 8896.516 | 0 | 0 | 0 | 0 | 0 | 5.4664e-06 | 0.0003368 | 0 | 0.0003368 | 0.00035563 | 0 | 0.00035563 | 0.00036285 | 0 | 0.00036285 | 0.00034557 | 0 | 0.00034557 | Column30: 1.0258e-06
[79 empty] | WLDFR | HFTD - Distribution - Tier 2 - 3QU CoRE ¦ 2QU LoRE | Red Flag Warning - Destructive Fires | 2027 | 3.689e-08 | 3.8953e-08 | 3.9743e-08 | 3.7851e-08 | 9129.7461 | 233.2301 | 8896.516 | 0 | 0 | 0 | 0 | 0 | 5.4664e-06 | 0.0003368 | 0 | 0.0003368 | 0.00035563 | 0 | 0.00035563 | 0.00036285 | 0 | 0.00036285 | 0.00034557 | 0 | 0.00034557 | Column30: 1.0258e-06
[79 empty] | WLDFR | HFTD - Distribution - Tier 2 - 3QU CoRE ¦ 2QU LoRE | Red Flag Warning - Destructive Fires | 2028 | 3.689e-08 | 3.8953e-08 | 3.9743e-08 | 3.7851e-08 | 9534.9221 | 247.273 | 9287.6491 | 0 | 0 | 0 | 0 | 0 | 5.4664e-06 | 0.00035175 | 0 | 0.00035175 | 0.00037141 | 0 | 0.00037141 | 0.00037895 | 0 | 0.00037895 | 0.00036091 | 0 | 0.00036091 | Column30: 1.0258e-06
[79 empty] | WLDFR | HFTD - Distribution - Tier 2 - 3QU CoRE ¦ 2QU LoRE | Red Flag Warning - Destructive Fires | 2029 | 3.689e-08 | 3.8953e-08 | 3.9743e-08 | 3.7851e-08 | 9534.9221 | 247.273 | 9287.6491 | 0 | 0 | 0 | 0 | 0 | 5.4664e-06 | 0.00035175 | 0 | 0.00035175 | 0.00037141 | 0 | 0.00037141 | 0.00037895 | 0 | 0.00037895 | 0.00036091 | 0 | 0.00036091 | Column30: 1.0258e-06
[79 empty] | WLDFR | HFTD - Distribution - Tier 2 - 3QU CoRE ¦ 2QU LoRE | Red Flag Warning - Destructive Fires | 2030 | 3.689e-08 | 3.8953e-08 | 3.9743e-08 | 3.7851e-08 | 9534.9221 | 247.273 | 9287.6491 | 0 | 0 | 0 | 0 | 0 | 5.4664e-06 | 0.00035175 | 0 | 0.00035175 | 0.00037141 | 0 | 0.00037141 | 0.00037895 | 0 | 0.00037895 | 0.00036091 | 0 | 0.00036091 | Column30: 1.0258e-06
[79 empty] | WLDFR | HFTD - Distribution - Tier 2 - 3QU CoRE ¦ 2QU LoRE | Red Flag Warning - Destructive Fires | 2031 | 3.689e-08 | 3.8953e-08 | 3.9743e-08 | 3.7851e-08 | 9534.9221 | 247.273 | 9287.6491 | 0 | 0 | 0 | 0 | 0 | 5.4664e-06 | 0.00035175 | 0 | 0.00035175 | 0.00037141 | 0 | 0.00037141 | 0.00037895 | 0 | 0.00037895 | 0.00036091 | 0 | 0.00036091 | Column30: 0
[79 empty] | WLDFR | HFTD - Distribution - Tier 2 - 3QU CoRE ¦ 2QU LoRE | Red Flag Warning - Destructive Fires | 2032 | 3.689e-08 | 3.8953e-08 | 3.9743e-08 | 3.7851e-08 | 9534.9221 | 247.273 | 9287.6491 | 0 | 0 | 0 | 0 | 0 | 5.4664e-06 | 0.00035175 | 0 | 0.00035175 | 0.00037141 | 0 | 0.00037141 | 0.00037895 | 0 | 0.00037895 | 0.00036091 | 0 | 0.00036091 | Column30: 0
[79 empty] | WLDFR | HFTD - Distribution - Tier 2 - 3QU CoRE ¦ 2QU LoRE | Red Flag Warning - Destructive Fires | 2033 | 3.689e-08 | 3.8953e-08 | 3.9743e-08 | 3.7851e-08 | 9984.8474 | 263.1074 | 9721.74 | 0 | 0 | 0 | 0 | 0 | 5.4664e-06 | 0.00036834 | 0 | 0.00036834 | 0.00038894 | 0 | 0.00038894 | 0.00039683 | 0 | 0.00039683 | 0.00037794 | 0 | 0.00037794 | Column30: 0
[79 empty] | WLDFR | HFTD - Distribution - Tier 2 - 3QU CoRE ¦ 2QU LoRE | Red Flag Warning - Destructive Fires | 2034 | 3.689e-08 | 3.8953e-08 | 3.9743e-08 | 3.7851e-08 | 9984.8474 | 263.1074 | 9721.74 | 0 | 0 | 0 | 0 | 0 | 5.4664e-06 | 0.00036834 | 0 | 0.00036834 | 0.00038894 | 0 | 0.00038894 | 0.00039683 | 0 | 0.00039683 | 0.00037794 | 0 | 0.00037794 | Column30: 8.3755e-05
[79 empty] | WLDFR | HFTD - Distribution - Tier 2 - 3QU CoRE ¦ 2QU LoRE | Red Flag Warning - Destructive Fires | 2035 | 3.689e-08 | 3.8953e-08 | 3.9743e-08 | 3.7851e-08 | 9984.8474 | 263.1074 | 9721.74 | 0 | 0 | 0 | 0 | 0 | 5.4664e-06 | 0.00036834 | 0 | 0.00036834 | 0.00038894 | 0 | 0.00038894 | 0.00039683 | 0 | 0.00039683 | 0.00037794 | 0 | 0.00037794 | Column30: 8.3755e-05
[79 empty] | WLDFR | HFTD - Distribution - Tier 2 - 3QU CoRE ¦ 2QU LoRE | Red Flag Warning - Destructive Fires | 2036 | 3.689e-08 | 3.8953e-08 | 3.9743e-08 | 3.7851e-08 | 9984.8474 | 263.1074 | 9721.74 | 0 | 0 | 0 | 0 | 0 | 5.4664e-06 | 0.00036834 | 0 | 0.00036834 | 0.00038894 | 0 | 0.00038894 | 0.00039683 | 0 | 0.00039683 | 0.00037794 | 0 | 0.00037794 | Column30: 8.3755e-05
[79 empty] | WLDFR | HFTD - Distribution - Tier 2 - 3QU CoRE ¦ 2QU LoRE | Red Flag Warning - Destructive Fires | 2037 | 3.689e-08 | 3.8953e-08 | 3.9743e-08 | 3.7851e-08 | 9984.8474 | 263.1074 | 9721.74 | 0 | 0 | 0 | 0 | 0 | 5.4664e-06 | 0.00036834 | 0 | 0.00036834 | 0.00038894 | 0 | 0.00038894 | 0.00039683 | 0 | 0.00039683 | 0.00037794 | 0 | 0.00037794 | Column30: 8.3755e-05
[79 empty] | WLDFR | HFTD - Distribution - Tier 2 - 3QU CoRE ¦ 2QU LoRE | Red Flag Warning - Destructive Fires | 2038 | 3.689e-08 | 3.8953e-08 | 3.9743e-08 | 3.7851e-08 | 10472.8261 | 280.5544 | 10192.2718 | 0 | 0 | 0 | 0 | 0 | 5.4664e-06 | 0.00038635 | 0 | 0.00038635 | 0.00040795 | 0 | 0.00040795 | 0.00041623 | 0 | 0.00041623 | 0.00039641 | 0 | 0.00039641 | Column30: 8.3755e-05
[79 empty] | WLDFR | HFTD - Distribution - Tier 2 - 3QU CoRE ¦ 2QU LoRE | Red Flag Warning - Destructive Fires | 2039 | 3.689e-08 | 3.8953e-08 | 3.9743e-08 | 3.7851e-08 | 10472.8261 | 280.5544 | 10192.2718 | 0 | 0 | 0 | 0 | 0 | 5.4664e-06 | 0.00038635 | 0 | 0.00038635 | 0.00040795 | 0 | 0.00040795 | 0.00041623 | 0 | 0.00041623 | 0.00039641 | 0 | 0.00039641 | Column30: 0
[79 empty] | WLDFR | HFTD - Distribution - Tier 2 - 3QU CoRE ¦ 2QU LoRE | Red Flag Warning - Destructive Fires | 2040 | 3.689e-08 | 3.8953e-08 | 3.9743e-08 | 3.7851e-08 | 10472.8261 | 280.5544 | 10192.2718 | 0 | 0 | 0 | 0 | 0 | 5.4664e-06 | 0.00038635 | 0 | 0.00038635 | 0.00040795 | 0 | 0.00040795 | 0.00041623 | 0 | 0.00041623 | 0.00039641 | 0 | 0.00039641 | Column30: 0
[79 empty] | WLDFR | HFTD - Distribution - Tier 2 - 3QU CoRE ¦ 2QU LoRE | Red Flag Warning - Destructive Fires | 2041 | 3.689e-08 | 3.8953e-08 | 3.9743e-08 | 3.7851e-08 | 10472.8261 | 280.5544 | 10192.2718 | 0 | 0 | 0 | 0 | 0 | 5.4664e-06 | 0.00038635 | 0 | 0.00038635 | 0.00040795 | 0 | 0.00040795 | 0.00041623 | 0 | 0.00041623 | 0.00039641 | 0 | 0.00039641 | Column30: 0
[79 empty] | WLDFR | HFTD - Distribution - Tier 2 - 3QU CoRE ¦ 2QU LoRE | Red Flag Warning - Destructive Fires | 2042 | 3.689e-08 | 3.8953e-08 | 3.9743e-08 | 3.7851e-08 | 10472.8261 | 280.5544 | 10192.2718 | 0 | 0 | 0 | 0 | 0 | 5.4664e-06 | 0.00038635 | 0 | 0.00038635 | 0.00040795 | 0 | 0.00040795 | 0.00041623 | 0 | 0.00041623 | 0.00039641 | 0 | 0.00039641 | Column30: 7.4708e-06
[79 empty] | WLDFR | HFTD - Distribution - Tier 2 - 3QU CoRE ¦ 2QU LoRE | Red Flag Warning - Destructive Fires | 2043 | 3.689e-08 | 3.8953e-08 | 3.9743e-08 | 3.7851e-08 | 10992.1562 | 299.42 | 10692.7362 | 0 | 0 | 0 | 0 | 0 | 5.4664e-06 | 0.0004055 | 0 | 0.0004055 | 0.00042818 | 0 | 0.00042818 | 0.00043687 | 0 | 0.00043687 | 0.00041606 | 0 | 0.00041606 | Column30: 7.4708e-06
[79 empty] | WLDFR | HFTD - Distribution - Tier 2 - 3QU CoRE ¦ 2QU LoRE | Red Flag Warning - Destructive Fires | 2044 | 3.689e-08 | 3.8953e-08 | 3.9743e-08 | 3.7851e-08 | 10992.1562 | 299.42 | 10692.7362 | 0 | 0 | 0 | 0 | 0 | 5.4664e-06 | 0.0004055 | 0 | 0.0004055 | 0.00042818 | 0 | 0.00042818 | 0.00043687 | 0 | 0.00043687 | 0.00041606 | 0 | 0.00041606 | Column30: 7.4708e-06
[79 empty] | WLDFR | HFTD - Distribution - Tier 2 - 3QU CoRE ¦ 2QU LoRE | Red Flag Warning - Destructive Fires | 2045 | 3.689e-08 | 3.8953e-08 | 3.9743e-08 | 3.7851e-08 | 10992.1562 | 299.42 | 10692.7362 | 0 | 0 | 0 | 0 | 0 | 5.4664e-06 | 0.0004055 | 0 | 0.0004055 | 0.00042818 | 0 | 0.00042818 | 0.00043687 | 0 | 0.00043687 | 0.00041606 | 0 | 0.00041606 | Column30: 7.4708e-06
[79 empty] | WLDFR | HFTD - Distribution - Tier 2 - 3QU CoRE ¦ 2QU LoRE | Red Flag Warning - Destructive Fires | 2046 | 3.689e-08 | 3.8953e-08 | 3.9743e-08 | 3.7851e-08 | 10992.1562 | 299.42 | 10692.7362 | 0 | 0 | 0 | 0 | 0 | 5.4664e-06 | 0.0004055 | 0 | 0.0004055 | 0.00042818 | 0 | 0.00042818 | 0.00043687 | 0 | 0.00043687 | 0.00041606 | 0 | 0.00041606 | Column30: 7.4708e-06
[79 empty] | WLDFR | HFTD - Distribution - Tier 2 - 3QU CoRE ¦ 2QU LoRE | Red Flag Warning - Destructive Fires | 2047 | 3.689e-08 | 3.8953e-08 | 3.9743e-08 | 3.7851e-08 | 10992.1562 | 299.42 | 10692.7362 | 0 | 0 | 0 | 0 | 0 | 5.4664e-06 | 0.0004055 | 0 | 0.0004055 | 0.00042818 | 0 | 0.00042818 | 0.00043687 | 0 | 0.00043687 | 0.00041606 | 0 | 0.00041606 | Column30: 0
[79 empty] | WLDFR | HFTD - Distribution - Tier 2 - 3QU CoRE ¦ 2QU LoRE | Red Flag Warning - Destructive Fires | 2048 | 3.689e-08 | 3.8953e-08 | 3.9743e-08 | 3.7851e-08 | 11536.0538 | 319.4911 | 11216.5626 | 0 | 0 | 0 | 0 | 0 | 5.4664e-06 | 0.00042557 | 0 | 0.00042557 | 0.00044936 | 0 | 0.00044936 | 0.00045848 | 0 | 0.00045848 | 0.00043665 | 0 | 0.00043665 | Column30: 0
[79 empty] | WLDFR | HFTD - Distribution - Tier 2 - 3QU CoRE ¦ 2QU LoRE | Red Flag Warning - Destructive Fires | 2049 | 3.689e-08 | 3.8953e-08 | 3.9743e-08 | 3.7851e-08 | 11536.0538 | 319.4911 | 11216.5626 | 0 | 0 | 0 | 0 | 0 | 5.4664e-06 | 0.00042557 | 0 | 0.00042557 | 0.00044936 | 0 | 0.00044936 | 0.00045848 | 0 | 0.00045848 | 0.00043665 | 0 | 0.00043665 | Column30: 0
[79 empty] | WLDFR | HFTD - Distribution - Tier 2 - 3QU CoRE ¦ 2QU LoRE | Red Flag Warning - Destructive Fires | 2050 | 0 | 3.8953e-08 | 3.9743e-08 | 3.7851e-08 | 11536.0538 | 319.4911 | 11216.5626 | 0 | 0 | 0 | 0 | 0 | 5.4664e-06 | 0 | 0 | 0 | 0.00044936 | 0 | 0.00044936 | 0.00045848 | 0 | 0.00045848 | 0.00043665 | 0 | 0.00043665 | Column30: 3.2078e-07
[79 empty] | WLDFR | HFTD - Distribution - Tier 2 - 3QU CoRE ¦ 2QU LoRE | Red Flag Warning - Destructive Fires | 2051 | 0 | 0 | 3.9743e-08 | 3.7851e-08 | 11536.0538 | 319.4911 | 11216.5626 | 0 | 0 | 0 | 0 | 0 | 5.4664e-06 | 0 | 0 | 0 | 0 | 0 | 0 | 0.00045848 | 0 | 0.00045848 | 0.00043665 | 0 | 0.00043665 | Column30: 3.2078e-07
[79 empty] | WLDFR | HFTD - Distribution - Tier 2 - 3QU CoRE ¦ 2QU LoRE | Red Flag Warning - Destructive Fires | 2052 | 0 | 0 | 0 | 3.7851e-08 | 11536.0538 | 319.4911 | 11216.5626 | 0 | 0 | 0 | 0 | 0 | 5.4664e-06 | 0 | 0 | 0 | 0 | 0 | 0 | 0 | 0 | 0 | 0.00043665 | 0 | 0.00043665 | Column30: 3.2078e-07
[79 empty] | WLDFR | HFTD - Distribution - Tier 2 - 3QU CoRE ¦ 2QU LoRE | Red Flag Warning - Large Fires | 2020 | 4.3422e-07 | 0 | 0 | 0 | 5.2406 | 0.69642 | 2.942 | 1.6022 | 0 | 0 | 0 | 0 | 4.0568e-05 | 2.2755e-06 | 0 | 2.2755e-06 | 0 | 0 | 0 | 0 | 0 | 0 | 0 | 0 | 0 | Column30: 3.2078e-07
[79 empty] | WLDFR | HFTD - Distribution - Tier 2 - 3QU CoRE ¦ 2QU LoRE | Red Flag Warning - Large Fires | 2021 | 2.9134e-07 | 4.585e-07 | 0 | 0 | 5.2406 | 0.69642 | 2.942 | 1.6022 | 0 | 0 | 0 | 0 | 4.0568e-05 | 1.5268e-06 | 0 | 1.5268e-06 | 2.4028e-06 | 0 | 2.4028e-06 | 0 | 0 | 0 | 0 | 0 | 0 | Column30: 3.2078e-07
[79 empty] | WLDFR | HFTD - Distribution - Tier 2 - 3QU CoRE ¦ 2QU LoRE | Red Flag Warning - Large Fires | 2022 | 2.5603e-07 | 2.7035e-07 | 4.1868e-07 | 0 | 5.2406 | 0.69642 | 2.942 | 1.6022 | 0 | 0 | 0 | 0 | 3.9994e-05 | 1.3418e-06 | 0 | 1.3418e-06 | 1.4168e-06 | 0 | 1.4168e-06 | 2.1941e-06 | 0 | 2.1941e-06 | 0 | 0 | 0 | Column30: 0
[79 empty] | WLDFR | HFTD - Distribution - Tier 2 - 3QU CoRE ¦ 2QU LoRE | Red Flag Warning - Large Fires | 2023 | 2.5603e-07 | 2.7035e-07 | 2.7583e-07 | 3.9874e-07 | 5.475 | 0.71896 | 3.0715 | 1.6846 | 0 | 0 | 0 | 0 | 3.9994e-05 | 1.4018e-06 | 0 | 1.4018e-06 | 1.4802e-06 | 0 | 1.4802e-06 | 1.5102e-06 | 0 | 1.5102e-06 | 2.1831e-06 | 0 | 2.1831e-06 | Column30: 0
[79 empty] | WLDFR | HFTD - Distribution - Tier 2 - 3QU CoRE ¦ 2QU LoRE | Red Flag Warning - Large Fires | 2024 | 2.5603e-07 | 2.7035e-07 | 2.7583e-07 | 2.627e-07 | 5.475 | 0.71896 | 3.0715 | 1.6846 | 0 | 0 | 0 | 0 | 3.9994e-05 | 1.4018e-06 | 0 | 1.4018e-06 | 1.4802e-06 | 0 | 1.4802e-06 | 1.5102e-06 | 0 | 1.5102e-06 | 1.4383e-06 | 0 | 1.4383e-06 | Column30: 0
[79 empty] | WLDFR | HFTD - Distribution - Tier 2 - 3QU CoRE ¦ 2QU LoRE | Red Flag Warning - Large Fires | 2025 | 2.5603e-07 | 2.7035e-07 | 2.7583e-07 | 2.627e-07 | 5.475 | 0.71896 | 3.0715 | 1.6846 | 0 | 0 | 0 | 0 | 3.9994e-05 | 1.4018e-06 | 0 | 1.4018e-06 | 1.4802e-06 | 0 | 1.4802e-06 | 1.5102e-06 | 0 | 1.5102e-06 | 1.4383e-06 | 0 | 1.4383e-06 | Column30: 1.7805e-07
[79 empty] | WLDFR | HFTD - Distribution - Tier 2 - 3QU CoRE ¦ 2QU LoRE | Red Flag Warning - Large Fires | 2026 | 2.5603e-07 | 2.7035e-07 | 2.7583e-07 | 2.627e-07 | 5.475 | 0.71896 | 3.0715 | 1.6846 | 0 | 0 | 0 | 0 | 3.9994e-05 | 1.4018e-06 | 0 | 1.4018e-06 | 1.4802e-06 | 0 | 1.4802e-06 | 1.5102e-06 | 0 | 1.5102e-06 | 1.4383e-06 | 0 | 1.4383e-06 | Column30: 1.7805e-07
[79 empty] | WLDFR | HFTD - Distribution - Tier 2 - 3QU CoRE ¦ 2QU LoRE | Red Flag Warning - Large Fires | 2027 | 2.5603e-07 | 2.7035e-07 | 2.7583e-07 | 2.627e-07 | 5.475 | 0.71896 | 3.0715 | 1.6846 | 0 | 0 | 0 | 0 | 3.9994e-05 | 1.4018e-06 | 0 | 1.4018e-06 | 1.4802e-06 | 0 | 1.4802e-06 | 1.5102e-06 | 0 | 1.5102e-06 | 1.4383e-06 | 0 | 1.4383e-06 | Column30: 1.7805e-07
[79 empty] | WLDFR | HFTD - Distribution - Tier 2 - 3QU CoRE ¦ 2QU LoRE | Red Flag Warning - Large Fires | 2028 | 2.5603e-07 | 2.7035e-07 | 2.7583e-07 | 2.627e-07 | 5.777 | 0.74734 | 3.238 | 1.7917 | 0 | 0 | 0 | 0 | 3.9994e-05 | 1.4791e-06 | 0 | 1.4791e-06 | 1.5618e-06 | 0 | 1.5618e-06 | 1.5935e-06 | 0 | 1.5935e-06 | 1.5176e-06 | 0 | 1.5176e-06 | Column30: 1.7805e-07
[79 empty] | WLDFR | HFTD - Distribution - Tier 2 - 3QU CoRE ¦ 2QU LoRE | Red Flag Warning - Large Fires | 2029 | 2.5603e-07 | 2.7035e-07 | 2.7583e-07 | 2.627e-07 | 5.777 | 0.74734 | 3.238 | 1.7917 | 0 | 0 | 0 | 0 | 3.9994e-05 | 1.4791e-06 | 0 | 1.4791e-06 | 1.5618e-06 | 0 | 1.5618e-06 | 1.5935e-06 | 0 | 1.5935e-06 | 1.5176e-06 | 0 | 1.5176e-06 | Column30: 1.7805e-07
[79 empty] | WLDFR | HFTD - Distribution - Tier 2 - 3QU CoRE ¦ 2QU LoRE | Red Flag Warning - Large Fires | 2030 | 2.5603e-07 | 2.7035e-07 | 2.7583e-07 | 2.627e-07 | 5.777 | 0.74734 | 3.238 | 1.7917 | 0 | 0 | 0 | 0 | 3.9994e-05 | 1.4791e-06 | 0 | 1.4791e-06 | 1.5618e-06 | 0 | 1.5618e-06 | 1.5935e-06 | 0 | 1.5935e-06 | 1.5176e-06 | 0 | 1.5176e-06
[79 empty] | WLDFR | HFTD - Distribution - Tier 2 - 3QU CoRE ¦ 2QU LoRE | Red Flag Warning - Large Fires | 2031 | 2.5603e-07 | 2.7035e-07 | 2.7583e-07 | 2.627e-07 | 5.777 | 0.74734 | 3.238 | 1.7917 | 0 | 0 | 0 | 0 | 3.9994e-05 | 1.4791e-06 | 0 | 1.4791e-06 | 1.5618e-06 | 0 | 1.5618e-06 | 1.5935e-06 | 0 | 1.5935e-06 | 1.5176e-06 | 0 | 1.5176e-06
[79 empty] | WLDFR | HFTD - Distribution - Tier 2 - 3QU CoRE ¦ 2QU LoRE | Red Flag Warning - Large Fires | 2032 | 2.5603e-07 | 2.7035e-07 | 2.7583e-07 | 2.627e-07 | 5.777 | 0.74734 | 3.238 | 1.7917 | 0 | 0 | 0 | 0 | 3.9994e-05 | 1.4791e-06 | 0 | 1.4791e-06 | 1.5618e-06 | 0 | 1.5618e-06 | 1.5935e-06 | 0 | 1.5935e-06 | 1.5176e-06 | 0 | 1.5176e-06
[79 empty] | WLDFR | HFTD - Distribution - Tier 2 - 3QU CoRE ¦ 2QU LoRE | Red Flag Warning - Large Fires | 2033 | 2.5603e-07 | 2.7035e-07 | 2.7583e-07 | 2.627e-07 | 6.1205 | 0.77885 | 3.4265 | 1.9151 | 0 | 0 | 0 | 0 | 3.9994e-05 | 1.567e-06 | 0 | 1.567e-06 | 1.6547e-06 | 0 | 1.6547e-06 | 1.6882e-06 | 0 | 1.6882e-06 | 1.6079e-06 | 0 | 1.6079e-06
[79 empty] | WLDFR | HFTD - Distribution - Tier 2 - 3QU CoRE ¦ 2QU LoRE | Red Flag Warning - Large Fires | 2034 | 2.5603e-07 | 2.7035e-07 | 2.7583e-07 | 2.627e-07 | 6.1205 | 0.77885 | 3.4265 | 1.9151 | 0 | 0 | 0 | 0 | 3.9994e-05 | 1.567e-06 | 0 | 1.567e-06 | 1.6547e-06 | 0 | 1.6547e-06 | 1.6882e-06 | 0 | 1.6882e-06 | 1.6079e-06 | 0 | 1.6079e-06
[79 empty] | WLDFR | HFTD - Distribution - Tier 2 - 3QU CoRE ¦ 2QU LoRE | Red Flag Warning - Large Fires | 2035 | 2.5603e-07 | 2.7035e-07 | 2.7583e-07 | 2.627e-07 | 6.1205 | 0.77885 | 3.4265 | 1.9151 | 0 | 0 | 0 | 0 | 3.9994e-05 | 1.567e-06 | 0 | 1.567e-06 | 1.6547e-06 | 0 | 1.6547e-06 | 1.6882e-06 | 0 | 1.6882e-06 | 1.6079e-06 | 0 | 1.6079e-06
[79 empty] | WLDFR | HFTD - Distribution - Tier 2 - 3QU CoRE ¦ 2QU LoRE | Red Flag Warning - Large Fires | 2036 | 2.5603e-07 | 2.7035e-07 | 2.7583e-07 | 2.627e-07 | 6.1205 | 0.77885 | 3.4265 | 1.9151 | 0 | 0 | 0 | 0 | 3.9994e-05 | 1.567e-06 | 0 | 1.567e-06 | 1.6547e-06 | 0 | 1.6547e-06 | 1.6882e-06 | 0 | 1.6882e-06 | 1.6079e-06 | 0 | 1.6079e-06
[79 empty] | WLDFR | HFTD - Distribution - Tier 2 - 3QU CoRE ¦ 2QU LoRE | Red Flag Warning - Large Fires | 2037 | 2.5603e-07 | 2.7035e-07 | 2.7583e-07 | 2.627e-07 | 6.1205 | 0.77885 | 3.4265 | 1.9151 | 0 | 0 | 0 | 0 | 3.9994e-05 | 1.567e-06 | 0 | 1.567e-06 | 1.6547e-06 | 0 | 1.6547e-06 | 1.6882e-06 | 0 | 1.6882e-06 | 1.6079e-06 | 0 | 1.6079e-06
[79 empty] | WLDFR | HFTD - Distribution - Tier 2 - 3QU CoRE ¦ 2QU LoRE | Red Flag Warning - Large Fires | 2038 | 2.5603e-07 | 2.7035e-07 | 2.7583e-07 | 2.627e-07 | 6.5028 | 0.81304 | 3.6355 | 2.0543 | 0 | 0 | 0 | 0 | 3.9994e-05 | 1.6649e-06 | 0 | 1.6649e-06 | 1.758e-06 | 0 | 1.758e-06 | 1.7937e-06 | 0 | 1.7937e-06 | 1.7083e-06 | 0 | 1.7083e-06
[79 empty] | WLDFR | HFTD - Distribution - Tier 2 - 3QU CoRE ¦ 2QU LoRE | Red Flag Warning - Large Fires | 2039 | 2.5603e-07 | 2.7035e-07 | 2.7583e-07 | 2.627e-07 | 6.5028 | 0.81304 | 3.6355 | 2.0543 | 0 | 0 | 0 | 0 | 3.9994e-05 | 1.6649e-06 | 0 | 1.6649e-06 | 1.758e-06 | 0 | 1.758e-06 | 1.7937e-06 | 0 | 1.7937e-06 | 1.7083e-06 | 0 | 1.7083e-06
[79 empty] | WLDFR | HFTD - Distribution - Tier 2 - 3QU CoRE ¦ 2QU LoRE | Red Flag Warning - Large Fires | 2040 | 2.5603e-07 | 2.7035e-07 | 2.7583e-07 | 2.627e-07 | 6.5028 | 0.81304 | 3.6355 | 2.0543 | 0 | 0 | 0 | 0 | 3.9994e-05 | 1.6649e-06 | 0 | 1.6649e-06 | 1.758e-06 | 0 | 1.758e-06 | 1.7937e-06 | 0 | 1.7937e-06 | 1.7083e-06 | 0 | 1.7083e-06
[79 empty] | WLDFR | HFTD - Distribution - Tier 2 - 3QU CoRE ¦ 2QU LoRE | Red Flag Warning - Large Fires | 2041 | 2.5603e-07 | 2.7035e-07 | 2.7583e-07 | 2.627e-07 | 6.5028 | 0.81304 | 3.6355 | 2.0543 | 0 | 0 | 0 | 0 | 3.9994e-05 | 1.6649e-06 | 0 | 1.6649e-06 | 1.758e-06 | 0 | 1.758e-06 | 1.7937e-06 | 0 | 1.7937e-06 | 1.7083e-06 | 0 | 1.7083e-06
[79 empty] | WLDFR | HFTD - Distribution - Tier 2 - 3QU CoRE ¦ 2QU LoRE | Red Flag Warning - Large Fires | 2042 | 2.5603e-07 | 2.7035e-07 | 2.7583e-07 | 2.627e-07 | 6.5028 | 0.81304 | 3.6355 | 2.0543 | 0 | 0 | 0 | 0 | 3.9994e-05 | 1.6649e-06 | 0 | 1.6649e-06 | 1.758e-06 | 0 | 1.758e-06 | 1.7937e-06 | 0 | 1.7937e-06 | 1.7083e-06 | 0 | 1.7083e-06
[79 empty] | WLDFR | HFTD - Distribution - Tier 2 - 3QU CoRE ¦ 2QU LoRE | Red Flag Warning - Large Fires | 2043 | 2.5603e-07 | 2.7035e-07 | 2.7583e-07 | 2.627e-07 | 6.9209 | 0.84944 | 3.8632 | 2.2083 | 0 | 0 | 0 | 0 | 3.9994e-05 | 1.772e-06 | 0 | 1.772e-06 | 1.8711e-06 | 0 | 1.8711e-06 | 1.909e-06 | 0 | 1.909e-06 | 1.8181e-06 | 0 | 1.8181e-06
[79 empty] | WLDFR | HFTD - Distribution - Tier 2 - 3QU CoRE ¦ 2QU LoRE | Red Flag Warning - Large Fires | 2044 | 2.5603e-07 | 2.7035e-07 | 2.7583e-07 | 2.627e-07 | 6.9209 | 0.84944 | 3.8632 | 2.2083 | 0 | 0 | 0 | 0 | 3.9994e-05 | 1.772e-06 | 0 | 1.772e-06 | 1.8711e-06 | 0 | 1.8711e-06 | 1.909e-06 | 0 | 1.909e-06 | 1.8181e-06 | 0 | 1.8181e-06
[79 empty] | WLDFR | HFTD - Distribution - Tier 2 - 3QU CoRE ¦ 2QU LoRE | Red Flag Warning - Large Fires | 2045 | 2.5603e-07 | 2.7035e-07 | 2.7583e-07 | 2.627e-07 | 6.9209 | 0.84944 | 3.8632 | 2.2083 | 0 | 0 | 0 | 0 | 3.9994e-05 | 1.772e-06 | 0 | 1.772e-06 | 1.8711e-06 | 0 | 1.8711e-06 | 1.909e-06 | 0 | 1.909e-06 | 1.8181e-06 | 0 | 1.8181e-06
[79 empty] | WLDFR | HFTD - Distribution - Tier 2 - 3QU CoRE ¦ 2QU LoRE | Red Flag Warning - Large Fires | 2046 | 2.5603e-07 | 2.7035e-07 | 2.7583e-07 | 2.627e-07 | 6.9209 | 0.84944 | 3.8632 | 2.2083 | 0 | 0 | 0 | 0 | 3.9994e-05 | 1.772e-06 | 0 | 1.772e-06 | 1.8711e-06 | 0 | 1.8711e-06 | 1.909e-06 | 0 | 1.909e-06 | 1.8181e-06 | 0 | 1.8181e-06
[79 empty] | WLDFR | HFTD - Distribution - Tier 2 - 3QU CoRE ¦ 2QU LoRE | Red Flag Warning - Large Fires | 2047 | 2.5603e-07 | 2.7035e-07 | 2.7583e-07 | 2.627e-07 | 6.9209 | 0.84944 | 3.8632 | 2.2083 | 0 | 0 | 0 | 0 | 3.9994e-05 | 1.772e-06 | 0 | 1.772e-06 | 1.8711e-06 | 0 | 1.8711e-06 | 1.909e-06 | 0 | 1.909e-06 | 1.8181e-06 | 0 | 1.8181e-06
[79 empty] | WLDFR | HFTD - Distribution - Tier 2 - 3QU CoRE ¦ 2QU LoRE | Red Flag Warning - Large Fires | 2048 | 2.5603e-07 | 2.7035e-07 | 2.7583e-07 | 2.627e-07 | 7.3713 | 0.88759 | 4.1075 | 2.3763 | 0 | 0 | 0 | 0 | 3.9994e-05 | 1.8873e-06 | 0 | 1.8873e-06 | 1.9928e-06 | 0 | 1.9928e-06 | 2.0333e-06 | 0 | 2.0333e-06 | 1.9364e-06 | 0 | 1.9364e-06
[79 empty] | WLDFR | HFTD - Distribution - Tier 2 - 3QU CoRE ¦ 2QU LoRE | Red Flag Warning - Large Fires | 2049 | 2.5603e-07 | 2.7035e-07 | 2.7583e-07 | 2.627e-07 | 7.3713 | 0.88759 | 4.1075 | 2.3763 | 0 | 0 | 0 | 0 | 3.9994e-05 | 1.8873e-06 | 0 | 1.8873e-06 | 1.9928e-06 | 0 | 1.9928e-06 | 2.0333e-06 | 0 | 2.0333e-06 | 1.9364e-06 | 0 | 1.9364e-06
[79 empty] | WLDFR | HFTD - Distribution - Tier 2 - 3QU CoRE ¦ 2QU LoRE | Red Flag Warning - Large Fires | 2050 | 0 | 2.7035e-07 | 2.7583e-07 | 2.627e-07 | 7.3713 | 0.88759 | 4.1075 | 2.3763 | 0 | 0 | 0 | 0 | 3.9994e-05 | 0 | 0 | 0 | 1.9928e-06 | 0 | 1.9928e-06 | 2.0333e-06 | 0 | 2.0333e-06 | 1.9364e-06 | 0 | 1.9364e-06
[79 empty] | WLDFR | HFTD - Distribution - Tier 2 - 3QU CoRE ¦ 2QU LoRE | Red Flag Warning - Large Fires | 2051 | 0 | 0 | 2.7583e-07 | 2.627e-07 | 7.3713 | 0.88759 | 4.1075 | 2.3763 | 0 | 0 | 0 | 0 | 3.9994e-05 | 0 | 0 | 0 | 0 | 0 | 0 | 2.0333e-06 | 0 | 2.0333e-06 | 1.9364e-06 | 0 | 1.9364e-06
[79 empty] | WLDFR | HFTD - Distribution - Tier 2 - 3QU CoRE ¦ 2QU LoRE | Red Flag Warning - Large Fires | 2052 | 0 | 0 | 0 | 2.627e-07 | 7.3713 | 0.88759 | 4.1075 | 2.3763 | 0 | 0 | 0 | 0 | 3.9994e-05 | 0 | 0 | 0 | 0 | 0 | 0 | 0 | 0 | 0 | 1.9364e-06 | 0 | 1.9364e-06
[79 empty] | WLDFR | HFTD - Distribution - Tier 2 - 3QU CoRE ¦ 2QU LoRE | Red Flag Warning - Small Fires | 2020 | 9.9744e-06 | 0 | 0 | 0 | 0.077901 | 0.036425 | 0.0015809 | 0.039895 | 0 | 0 | 0 | 0 | 0.00071956 | 7.7701e-07 | 0 | 7.7701e-07 | 0 | 0 | 0 | 0 | 0 | 0 | 0 | 0 | 0
[79 empty] | WLDFR | HFTD - Distribution - Tier 2 - 3QU CoRE ¦ 2QU LoRE | Red Flag Warning - Small Fires | 2021 | 6.7094e-06 | 1.0532e-05 | 0 | 0 | 0.077901 | 0.036425 | 0.0015809 | 0.039895 | 0 | 0 | 0 | 0 | 0.00071956 | 5.2267e-07 | 0 | 5.2267e-07 | 8.2045e-07 | 0 | 8.2045e-07 | 0 | 0 | 0 | 0 | 0 | 0
[79 empty] | WLDFR | HFTD - Distribution - Tier 2 - 3QU CoRE ¦ 2QU LoRE | Red Flag Warning - Small Fires | 2022 | 5.9119e-06 | 6.2425e-06 | 9.624e-06 | 0 | 0.077901 | 0.036425 | 0.0015809 | 0.039895 | 0 | 0 | 0 | 0 | 0.00070927 | 4.6054e-07 | 0 | 4.6054e-07 | 4.8629e-07 | 0 | 4.8629e-07 | 7.4972e-07 | 0 | 7.4972e-07 | 0 | 0 | 0
[79 empty] | WLDFR | HFTD - Distribution - Tier 2 - 3QU CoRE ¦ 2QU LoRE | Red Flag Warning - Small Fires | 2023 | 5.9119e-06 | 6.2425e-06 | 6.3692e-06 | 9.1657e-06 | 0.080408 | 0.03759 | 0.0016314 | 0.041187 | 0 | 0 | 0 | 0 | 0.00070927 | 4.7537e-07 | 0 | 4.7537e-07 | 5.0194e-07 | 0 | 5.0194e-07 | 5.1213e-07 | 0 | 5.1213e-07 | 7.37e-07 | 0 | 7.37e-07
[79 empty] | WLDFR | HFTD - Distribution - Tier 2 - 3QU CoRE ¦ 2QU LoRE | Red Flag Warning - Small Fires | 2024 | 5.9119e-06 | 6.2425e-06 | 6.3692e-06 | 6.0659e-06 | 0.080408 | 0.03759 | 0.0016314 | 0.041187 | 0 | 0 | 0 | 0 | 0.00070927 | 4.7537e-07 | 0 | 4.7537e-07 | 5.0194e-07 | 0 | 5.0194e-07 | 5.1213e-07 | 0 | 5.1213e-07 | 4.8775e-07 | 0 | 4.8775e-07
[79 empty] | WLDFR | HFTD - Distribution - Tier 2 - 3QU CoRE ¦ 2QU LoRE | Red Flag Warning - Small Fires | 2025 | 5.9119e-06 | 6.2425e-06 | 6.3692e-06 | 6.0659e-06 | 0.080408 | 0.03759 | 0.0016314 | 0.041187 | 0 | 0 | 0 | 0 | 0.00070927 | 4.7537e-07 | 0 | 4.7537e-07 | 5.0194e-07 | 0 | 5.0194e-07 | 5.1213e-07 | 0 | 5.1213e-07 | 4.8775e-07 | 0 | 4.8775e-07
[79 empty] | WLDFR | HFTD - Distribution - Tier 2 - 3QU CoRE ¦ 2QU LoRE | Red Flag Warning - Small Fires | 2026 | 5.9119e-06 | 6.2425e-06 | 6.3692e-06 | 6.0659e-06 | 0.080408 | 0.03759 | 0.0016314 | 0.041187 | 0 | 0 | 0 | 0 | 0.00070927 | 4.7537e-07 | 0 | 4.7537e-07 | 5.0194e-07 | 0 | 5.0194e-07 | 5.1213e-07 | 0 | 5.1213e-07 | 4.8775e-07 | 0 | 4.8775e-07
[79 empty] | WLDFR | HFTD - Distribution - Tier 2 - 3QU CoRE ¦ 2QU LoRE | Red Flag Warning - Small Fires | 2027 | 5.9119e-06 | 6.2425e-06 | 6.3692e-06 | 6.0659e-06 | 0.080408 | 0.03759 | 0.0016314 | 0.041187 | 0 | 0 | 0 | 0 | 0.00070927 | 4.7537e-07 | 0 | 4.7537e-07 | 5.0194e-07 | 0 | 5.0194e-07 | 5.1213e-07 | 0 | 5.1213e-07 | 4.8775e-07 | 0 | 4.8775e-07
[79 empty] | WLDFR | HFTD - Distribution - Tier 2 - 3QU CoRE ¦ 2QU LoRE | Red Flag Warning - Small Fires | 2028 | 5.9119e-06 | 6.2425e-06 | 6.3692e-06 | 6.0659e-06 | 0.083606 | 0.039055 | 0.001695 | 0.042856 | 0 | 0 | 0 | 0 | 0.00070927 | 4.9427e-07 | 0 | 4.9427e-07 | 5.2191e-07 | 0 | 5.2191e-07 | 5.325e-07 | 0 | 5.325e-07 | 5.0714e-07 | 0 | 5.0714e-07
[79 empty] | WLDFR | HFTD - Distribution - Tier 2 - 3QU CoRE ¦ 2QU LoRE | Red Flag Warning - Small Fires | 2029 | 5.9119e-06 | 6.2425e-06 | 6.3692e-06 | 6.0659e-06 | 0.083606 | 0.039055 | 0.001695 | 0.042856 | 0 | 0 | 0 | 0 | 0.00070927 | 4.9427e-07 | 0 | 4.9427e-07 | 5.2191e-07 | 0 | 5.2191e-07 | 5.325e-07 | 0 | 5.325e-07 | 5.0714e-07 | 0 | 5.0714e-07
[79 empty] | WLDFR | HFTD - Distribution - Tier 2 - 3QU CoRE ¦ 2QU LoRE | Red Flag Warning - Small Fires | 2030 | 5.9119e-06 | 6.2425e-06 | 6.3692e-06 | 6.0659e-06 | 0.083606 | 0.039055 | 0.001695 | 0.042856 | 0 | 0 | 0 | 0 | 0.00070927 | 4.9427e-07 | 0 | 4.9427e-07 | 5.2191e-07 | 0 | 5.2191e-07 | 5.325e-07 | 0 | 5.325e-07 | 5.0714e-07 | 0 | 5.0714e-07
[79 empty] | WLDFR | HFTD - Distribution - Tier 2 - 3QU CoRE ¦ 2QU LoRE | Red Flag Warning - Small Fires | 2031 | 5.9119e-06 | 6.2425e-06 | 6.3692e-06 | 6.0659e-06 | 0.083606 | 0.039055 | 0.001695 | 0.042856 | 0 | 0 | 0 | 0 | 0.00070927 | 4.9427e-07 | 0 | 4.9427e-07 | 5.2191e-07 | 0 | 5.2191e-07 | 5.325e-07 | 0 | 5.325e-07 | 5.0714e-07 | 0 | 5.0714e-07
[79 empty] | WLDFR | HFTD - Distribution - Tier 2 - 3QU CoRE ¦ 2QU LoRE | Red Flag Warning - Small Fires | 2032 | 5.9119e-06 | 6.2425e-06 | 6.3692e-06 | 6.0659e-06 | 0.083606 | 0.039055 | 0.001695 | 0.042856 | 0 | 0 | 0 | 0 | 0.00070927 | 4.9427e-07 | 0 | 4.9427e-07 | 5.2191e-07 | 0 | 5.2191e-07 | 5.325e-07 | 0 | 5.325e-07 | 5.0714e-07 | 0 | 5.0714e-07
[79 empty] | WLDFR | HFTD - Distribution - Tier 2 - 3QU CoRE ¦ 2QU LoRE | Red Flag Warning - Small Fires | 2033 | 5.9119e-06 | 6.2425e-06 | 6.3692e-06 | 6.0659e-06 | 0.087211 | 0.040679 | 0.0017655 | 0.044766 | 0 | 0 | 0 | 0 | 0.00070927 | 5.1558e-07 | 0 | 5.1558e-07 | 5.4441e-07 | 0 | 5.4441e-07 | 5.5546e-07 | 0 | 5.5546e-07 | 5.2901e-07 | 0 | 5.2901e-07
[79 empty] | WLDFR | HFTD - Distribution - Tier 2 - 3QU CoRE ¦ 2QU LoRE | Red Flag Warning - Small Fires | 2034 | 5.9119e-06 | 6.2425e-06 | 6.3692e-06 | 6.0659e-06 | 0.087211 | 0.040679 | 0.0017655 | 0.044766 | 0 | 0 | 0 | 0 | 0.00070927 | 5.1558e-07 | 0 | 5.1558e-07 | 5.4441e-07 | 0 | 5.4441e-07 | 5.5546e-07 | 0 | 5.5546e-07 | 5.2901e-07 | 0 | 5.2901e-07
[79 empty] | WLDFR | HFTD - Distribution - Tier 2 - 3QU CoRE ¦ 2QU LoRE | Red Flag Warning - Small Fires | 2035 | 5.9119e-06 | 6.2425e-06 | 6.3692e-06 | 6.0659e-06 | 0.087211 | 0.040679 | 0.0017655 | 0.044766 | 0 | 0 | 0 | 0 | 0.00070927 | 5.1558e-07 | 0 | 5.1558e-07 | 5.4441e-07 | 0 | 5.4441e-07 | 5.5546e-07 | 0 | 5.5546e-07 | 5.2901e-07 | 0 | 5.2901e-07
[79 empty] | WLDFR | HFTD - Distribution - Tier 2 - 3QU CoRE ¦ 2QU LoRE | Red Flag Warning - Small Fires | 2036 | 5.9119e-06 | 6.2425e-06 | 6.3692e-06 | 6.0659e-06 | 0.087211 | 0.040679 | 0.0017655 | 0.044766 | 0 | 0 | 0 | 0 | 0.00070927 | 5.1558e-07 | 0 | 5.1558e-07 | 5.4441e-07 | 0 | 5.4441e-07 | 5.5546e-07 | 0 | 5.5546e-07 | 5.2901e-07 | 0 | 5.2901e-07
[79 empty] | WLDFR | HFTD - Distribution - Tier 2 - 3QU CoRE ¦ 2QU LoRE | Red Flag Warning - Small Fires | 2037 | 5.9119e-06 | 6.2425e-06 | 6.3692e-06 | 6.0659e-06 | 0.087211 | 0.040679 | 0.0017655 | 0.044766 | 0 | 0 | 0 | 0 | 0.00070927 | 5.1558e-07 | 0 | 5.1558e-07 | 5.4441e-07 | 0 | 5.4441e-07 | 5.5546e-07 | 0 | 5.5546e-07 | 5.2901e-07 | 0 | 5.2901e-07
[79 empty] | WLDFR | HFTD - Distribution - Tier 2 - 3QU CoRE ¦ 2QU LoRE | Red Flag Warning - Small Fires | 2038 | 5.9119e-06 | 6.2425e-06 | 6.3692e-06 | 6.0659e-06 | 0.091184 | 0.042438 | 0.0018418 | 0.046905 | 0 | 0 | 0 | 0 | 0.00070927 | 5.3907e-07 | 0 | 5.3907e-07 | 5.6921e-07 | 0 | 5.6921e-07 | 5.8077e-07 | 0 | 5.8077e-07 | 5.5311e-07 | 0 | 5.5311e-07
[79 empty] | WLDFR | HFTD - Distribution - Tier 2 - 3QU CoRE ¦ 2QU LoRE | Red Flag Warning - Small Fires | 2039 | 5.9119e-06 | 6.2425e-06 | 6.3692e-06 | 6.0659e-06 | 0.091184 | 0.042438 | 0.0018418 | 0.046905 | 0 | 0 | 0 | 0 | 0.00070927 | 5.3907e-07 | 0 | 5.3907e-07 | 5.6921e-07 | 0 | 5.6921e-07 | 5.8077e-07 | 0 | 5.8077e-07 | 5.5311e-07 | 0 | 5.5311e-07
[79 empty] | WLDFR | HFTD - Distribution - Tier 2 - 3QU CoRE ¦ 2QU LoRE | Red Flag Warning - Small Fires | 2040 | 5.9119e-06 | 6.2425e-06 | 6.3692e-06 | 6.0659e-06 | 0.091184 | 0.042438 | 0.0018418 | 0.046905 | 0 | 0 | 0 | 0 | 0.00070927 | 5.3907e-07 | 0 | 5.3907e-07 | 5.6921e-07 | 0 | 5.6921e-07 | 5.8077e-07 | 0 | 5.8077e-07 | 5.5311e-07 | 0 | 5.5311e-07
[79 empty] | WLDFR | HFTD - Distribution - Tier 2 - 3QU CoRE ¦ 2QU LoRE | Red Flag Warning - Small Fires | 2041 | 5.9119e-06 | 6.2425e-06 | 6.3692e-06 | 6.0659e-06 | 0.091184 | 0.042438 | 0.0018418 | 0.046905 | 0 | 0 | 0 | 0 | 0.00070927 | 5.3907e-07 | 0 | 5.3907e-07 | 5.6921e-07 | 0 | 5.6921e-07 | 5.8077e-07 | 0 | 5.8077e-07 | 5.5311e-07 | 0 | 5.5311e-07
[79 empty] | WLDFR | HFTD - Distribution - Tier 2 - 3QU CoRE ¦ 2QU LoRE | Red Flag Warning - Small Fires | 2042 | 5.9119e-06 | 6.2425e-06 | 6.3692e-06 | 6.0659e-06 | 0.091184 | 0.042438 | 0.0018418 | 0.046905 | 0 | 0 | 0 | 0 | 0.00070927 | 5.3907e-07 | 0 | 5.3907e-07 | 5.6921e-07 | 0 | 5.6921e-07 | 5.8077e-07 | 0 | 5.8077e-07 | 5.5311e-07 | 0 | 5.5311e-07
[79 empty] | WLDFR | HFTD - Distribution - Tier 2 - 3QU CoRE ¦ 2QU LoRE | Red Flag Warning - Small Fires | 2043 | 5.9119e-06 | 6.2425e-06 | 6.3692e-06 | 6.0659e-06 | 0.095486 | 0.044306 | 0.0019228 | 0.049257 | 0 | 0 | 0 | 0 | 0.00070927 | 5.645e-07 | 0 | 5.645e-07 | 5.9606e-07 | 0 | 5.9606e-07 | 6.0816e-07 | 0 | 6.0816e-07 | 5.792e-07 | 0 | 5.792e-07
[79 empty] | WLDFR | HFTD - Distribution - Tier 2 - 3QU CoRE ¦ 2QU LoRE | Red Flag Warning - Small Fires | 2044 | 5.9119e-06 | 6.2425e-06 | 6.3692e-06 | 6.0659e-06 | 0.095486 | 0.044306 | 0.0019228 | 0.049257 | 0 | 0 | 0 | 0 | 0.00070927 | 5.645e-07 | 0 | 5.645e-07 | 5.9606e-07 | 0 | 5.9606e-07 | 6.0816e-07 | 0 | 6.0816e-07 | 5.792e-07 | 0 | 5.792e-07
[79 empty] | WLDFR | HFTD - Distribution - Tier 2 - 3QU CoRE ¦ 2QU LoRE | Red Flag Warning - Small Fires | 2045 | 5.9119e-06 | 6.2425e-06 | 6.3692e-06 | 6.0659e-06 | 0.095486 | 0.044306 | 0.0019228 | 0.049257 | 0 | 0 | 0 | 0 | 0.00070927 | 5.645e-07 | 0 | 5.645e-07 | 5.9606e-07 | 0 | 5.9606e-07 | 6.0816e-07 | 0 | 6.0816e-07 | 5.792e-07 | 0 | 5.792e-07
[79 empty] | WLDFR | HFTD - Distribution - Tier 2 - 3QU CoRE ¦ 2QU LoRE | Red Flag Warning - Small Fires | 2046 | 5.9119e-06 | 6.2425e-06 | 6.3692e-06 | 6.0659e-06 | 0.095486 | 0.044306 | 0.0019228 | 0.049257 | 0 | 0 | 0 | 0 | 0.00070927 | 5.645e-07 | 0 | 5.645e-07 | 5.9606e-07 | 0 | 5.9606e-07 | 6.0816e-07 | 0 | 6.0816e-07 | 5.792e-07 | 0 | 5.792e-07
[79 empty] | WLDFR | HFTD - Distribution - Tier 2 - 3QU CoRE ¦ 2QU LoRE | Red Flag Warning - Small Fires | 2047 | 5.9119e-06 | 6.2425e-06 | 6.3692e-06 | 6.0659e-06 | 0.095486 | 0.044306 | 0.0019228 | 0.049257 | 0 | 0 | 0 | 0 | 0.00070927 | 5.645e-07 | 0 | 5.645e-07 | 5.9606e-07 | 0 | 5.9606e-07 | 6.0816e-07 | 0 | 6.0816e-07 | 5.792e-07 | 0 | 5.792e-07
[79 empty] | WLDFR | HFTD - Distribution - Tier 2 - 3QU CoRE ¦ 2QU LoRE | Red Flag Warning - Small Fires | 2048 | 5.9119e-06 | 6.2425e-06 | 6.3692e-06 | 6.0659e-06 | 0.10007 | 0.04626 | 0.0020076 | 0.051804 | 0 | 0 | 0 | 0 | 0.00070927 | 5.9162e-07 | 0 | 5.9162e-07 | 6.2469e-07 | 0 | 6.2469e-07 | 6.3737e-07 | 0 | 6.3737e-07 | 6.0702e-07 | 0 | 6.0702e-07
[79 empty] | WLDFR | HFTD - Distribution - Tier 2 - 3QU CoRE ¦ 2QU LoRE | Red Flag Warning - Small Fires | 2049 | 5.9119e-06 | 6.2425e-06 | 6.3692e-06 | 6.0659e-06 | 0.10007 | 0.04626 | 0.0020076 | 0.051804 | 0 | 0 | 0 | 0 | 0.00070927 | 5.9162e-07 | 0 | 5.9162e-07 | 6.2469e-07 | 0 | 6.2469e-07 | 6.3737e-07 | 0 | 6.3737e-07 | 6.0702e-07 | 0 | 6.0702e-07
[79 empty] | WLDFR | HFTD - Distribution - Tier 2 - 3QU CoRE ¦ 2QU LoRE | Red Flag Warning - Small Fires | 2050 | 0 | 6.2425e-06 | 6.3692e-06 | 6.0659e-06 | 0.10007 | 0.04626 | 0.0020076 | 0.051804 | 0 | 0 | 0 | 0 | 0.00070927 | 0 | 0 | 0 | 6.2469e-07 | 0 | 6.2469e-07 | 6.3737e-07 | 0 | 6.3737e-07 | 6.0702e-07 | 0 | 6.0702e-07
[79 empty] | WLDFR | HFTD - Distribution - Tier 2 - 3QU CoRE ¦ 2QU LoRE | Red Flag Warning - Small Fires | 2051 | 0 | 0 | 6.3692e-06 | 6.0659e-06 | 0.10007 | 0.04626 | 0.0020076 | 0.051804 | 0 | 0 | 0 | 0 | 0.00070927 | 0 | 0 | 0 | 0 | 0 | 0 | 6.3737e-07 | 0 | 6.3737e-07 | 6.0702e-07 | 0 | 6.0702e-07
[79 empty] | WLDFR | HFTD - Distribution - Tier 2 - 3QU CoRE ¦ 2QU LoRE | Red Flag Warning - Small Fires | 2052 | 0 | 0 | 0 | 6.0659e-06 | 0.10007 | 0.04626 | 0.0020076 | 0.051804 | 0 | 0 | 0 | 0 | 0.00070927 | 0 | 0 | 0 | 0 | 0 | 0 | 0 | 0 | 0 | 6.0702e-07 | 0 | 6.0702e-07
[79 empty] | WLDFR | HFTD - Distribution - Tier 2 - 3QU CoRE ¦ 2QU LoRE | Seismic - Non-Red Flag Warning - Catastrophic Fires | 2020 | 1.2651e-12 | 0 | 0 | 0 | 21083.8428 | 409.2237 | 13469.0878 | 7205.5313 | 0 | 0 | 0 | 0 | 2.0904e-10 | 2.6674e-08 | 0 | 2.6674e-08 | 0 | 0 | 0 | 0 | 0 | 0 | 0 | 0 | 0
[79 empty] | WLDFR | HFTD - Distribution - Tier 2 - 3QU CoRE ¦ 2QU LoRE | Seismic - Non-Red Flag Warning - Catastrophic Fires | 2021 | 0 | 1.3359e-12 | 0 | 0 | 21083.8428 | 409.2237 | 13469.0878 | 7205.5313 | 0 | 0 | 0 | 0 | 2.0904e-10 | 0 | 0 | 0 | 2.8165e-08 | 0 | 2.8165e-08 | 0 | 0 | 0 | 0 | 0 | 0
[79 empty] | WLDFR | HFTD - Distribution - Tier 2 - 3QU CoRE ¦ 2QU LoRE | Seismic - Non-Red Flag Warning - Catastrophic Fires | 2022 | 0 | 0 | 1.1831e-12 | 0 | 21083.8428 | 409.2237 | 13469.0878 | 7205.5313 | 0 | 0 | 0 | 0 | 1.9423e-10 | 0 | 0 | 0 | 0 | 0 | 0 | 2.4943e-08 | 0 | 2.4943e-08 | 0 | 0 | 0
[79 empty] | WLDFR | HFTD - Distribution - Tier 2 - 3QU CoRE ¦ 2QU LoRE | Seismic - Non-Red Flag Warning - Catastrophic Fires | 2023 | 0 | 0 | 0 | 1.1267e-12 | 21835.9781 | 428.6023 | 13939.561 | 7467.8148 | 0 | 0 | 0 | 0 | 1.9423e-10 | 0 | 0 | 0 | 0 | 0 | 0 | 0 | 0 | 0 | 2.4603e-08 | 0 | 2.4603e-08
[79 empty] | WLDFR | HFTD - Distribution - Tier 2 - 3QU CoRE ¦ 2QU LoRE | Seismic - Red Flag Warning - Catastrophic Fires | 2020 | 5.4552e-11 | 0 | 0 | 0 | 21083.8428 | 409.2237 | 13469.0878 | 7205.5313 | 0 | 0 | 0 | 0 | 9.0136e-09 | 1.1502e-06 | 0 | 1.1502e-06 | 0 | 0 | 0 | 0 | 0 | 0 | 0 | 0 | 0
[79 empty] | WLDFR | HFTD - Distribution - Tier 2 - 3QU CoRE ¦ 2QU LoRE | Seismic - Red Flag Warning - Catastrophic Fires | 2021 | 0 | 5.7603e-11 | 0 | 0 | 21083.8428 | 409.2237 | 13469.0878 | 7205.5313 | 0 | 0 | 0 | 0 | 9.0136e-09 | 0 | 0 | 0 | 1.2145e-06 | 0 | 1.2145e-06 | 0 | 0 | 0 | 0 | 0 | 0
[79 empty] | WLDFR | HFTD - Distribution - Tier 2 - 3QU CoRE ¦ 2QU LoRE | Seismic - Red Flag Warning - Catastrophic Fires | 2022 | 0 | 0 | 5.1013e-11 | 0 | 21083.8428 | 409.2237 | 13469.0878 | 7205.5313 | 0 | 0 | 0 | 0 | 8.3752e-09 | 0 | 0 | 0 | 0 | 0 | 0 | 1.0755e-06 | 0 | 1.0755e-06 | 0 | 0 | 0
[79 empty] | WLDFR | HFTD - Distribution - Tier 2 - 3QU CoRE ¦ 2QU LoRE | Seismic - Red Flag Warning - Catastrophic Fires | 2023 | 0 | 0 | 0 | 4.8583e-11 | 21835.9781 | 428.6023 | 13939.561 | 7467.8148 | 0 | 0 | 0 | 0 | 8.3752e-09 | 0 | 0 | 0 | 0 | 0 | 0 | 0 | 0 | 0 | 1.0609e-06 | 0 | 1.0609e-06
[79 empty] | WLDFR | HFTD - Distribution - Tier 2 - 3QU CoRE ¦ 3QU LoRE | Non-Red Flag Warning - Catastrophic Fires | 2020 | 3.6725e-09 | 0 | 0 | 0 | 14146.1306 | 222.2294 | 8585.7228 | 5338.1784 | 0 | 0 | 0 | 0 | 1.7482e-06 | 5.1952e-05 | 0 | 5.1952e-05 | 0 | 0 | 0 | 0 | 0 | 0 | 0 | 0 | 0
[79 empty] | WLDFR | HFTD - Distribution - Tier 2 - 3QU CoRE ¦ 3QU LoRE | Non-Red Flag Warning - Catastrophic Fires | 2021 | 1.9435e-09 | 3.8779e-09 | 0 | 0 | 14146.1306 | 222.2294 | 8585.7228 | 5338.1784 | 0 | 0 | 0 | 0 | 1.7482e-06 | 2.7494e-05 | 0 | 2.7494e-05 | 5.4857e-05 | 0 | 5.4857e-05 | 0 | 0 | 0 | 0 | 0 | 0
[79 empty] | WLDFR | HFTD - Distribution - Tier 2 - 3QU CoRE ¦ 3QU LoRE | Non-Red Flag Warning - Catastrophic Fires | 2022 | 1.9562e-09 | 2.0655e-09 | 3.7004e-09 | 0 | 14146.1306 | 222.2294 | 8585.7228 | 5338.1784 | 0 | 0 | 0 | 0 | 1.7372e-06 | 2.7672e-05 | 0 | 2.7672e-05 | 2.9219e-05 | 0 | 2.9219e-05 | 5.2346e-05 | 0 | 5.2346e-05 | 0 | 0 | 0
[79 empty] | WLDFR | HFTD - Distribution - Tier 2 - 3QU CoRE ¦ 3QU LoRE | Non-Red Flag Warning - Catastrophic Fires | 2023 | 1.9562e-09 | 2.0655e-09 | 1.9562e-09 | 3.5242e-09 | 14664.6376 | 233.2301 | 8896.516 | 5534.8915 | 0 | 0 | 0 | 0 | 1.7372e-06 | 2.8687e-05 | 0 | 2.8687e-05 | 3.029e-05 | 0 | 3.029e-05 | 2.8687e-05 | 0 | 2.8687e-05 | 5.1681e-05 | 0 | 5.1681e-05
[79 empty] | WLDFR | HFTD - Distribution - Tier 2 - 3QU CoRE ¦ 3QU LoRE | Non-Red Flag Warning - Catastrophic Fires | 2024 | 1.9562e-09 | 2.0655e-09 | 1.9562e-09 | 1.8631e-09 | 14664.6376 | 233.2301 | 8896.516 | 5534.8915 | 0 | 0 | 0 | 0 | 1.7372e-06 | 2.8687e-05 | 0 | 2.8687e-05 | 3.029e-05 | 0 | 3.029e-05 | 2.8687e-05 | 0 | 2.8687e-05 | 2.7321e-05 | 0 | 2.7321e-05
[79 empty] | WLDFR | HFTD - Distribution - Tier 2 - 3QU CoRE ¦ 3QU LoRE | Non-Red Flag Warning - Catastrophic Fires | 2025 | 1.9562e-09 | 2.0655e-09 | 1.9562e-09 | 1.8631e-09 | 14664.6376 | 233.2301 | 8896.516 | 5534.8915 | 0 | 0 | 0 | 0 | 1.7372e-06 | 2.8687e-05 | 0 | 2.8687e-05 | 3.029e-05 | 0 | 3.029e-05 | 2.8687e-05 | 0 | 2.8687e-05 | 2.7321e-05 | 0 | 2.7321e-05
[79 empty] | WLDFR | HFTD - Distribution - Tier 2 - 3QU CoRE ¦ 3QU LoRE | Non-Red Flag Warning - Catastrophic Fires | 2026 | 1.9562e-09 | 2.0655e-09 | 1.9562e-09 | 1.8631e-09 | 14664.6376 | 233.2301 | 8896.516 | 5534.8915 | 0 | 0 | 0 | 0 | 1.7372e-06 | 2.8687e-05 | 0 | 2.8687e-05 | 3.029e-05 | 0 | 3.029e-05 | 2.8687e-05 | 0 | 2.8687e-05 | 2.7321e-05 | 0 | 2.7321e-05
[79 empty] | WLDFR | HFTD - Distribution - Tier 2 - 3QU CoRE ¦ 3QU LoRE | Non-Red Flag Warning - Catastrophic Fires | 2027 | 1.9562e-09 | 2.0655e-09 | 1.9562e-09 | 1.8631e-09 | 14664.6376 | 233.2301 | 8896.516 | 5534.8915 | 0 | 0 | 0 | 0 | 1.7372e-06 | 2.8687e-05 | 0 | 2.8687e-05 | 3.029e-05 | 0 | 3.029e-05 | 2.8687e-05 | 0 | 2.8687e-05 | 2.7321e-05 | 0 | 2.7321e-05
[79 empty] | WLDFR | HFTD - Distribution - Tier 2 - 3QU CoRE ¦ 3QU LoRE | Non-Red Flag Warning - Catastrophic Fires | 2028 | 1.9562e-09 | 2.0655e-09 | 1.9562e-09 | 1.8631e-09 | 15317.9909 | 247.273 | 9287.6491 | 5783.0689 | 0 | 0 | 0 | 0 | 1.7372e-06 | 2.9965e-05 | 0 | 2.9965e-05 | 3.164e-05 | 0 | 3.164e-05 | 2.9965e-05 | 0 | 2.9965e-05 | 2.8538e-05 | 0 | 2.8538e-05
[79 empty] | WLDFR | HFTD - Distribution - Tier 2 - 3QU CoRE ¦ 3QU LoRE | Non-Red Flag Warning - Catastrophic Fires | 2029 | 1.9562e-09 | 2.0655e-09 | 1.9562e-09 | 1.8631e-09 | 15317.9909 | 247.273 | 9287.6491 | 5783.0689 | 0 | 0 | 0 | 0 | 1.7372e-06 | 2.9965e-05 | 0 | 2.9965e-05 | 3.164e-05 | 0 | 3.164e-05 | 2.9965e-05 | 0 | 2.9965e-05 | 2.8538e-05 | 0 | 2.8538e-05
[79 empty] | WLDFR | HFTD - Distribution - Tier 2 - 3QU CoRE ¦ 3QU LoRE | Non-Red Flag Warning - Catastrophic Fires | 2030 | 1.9562e-09 | 2.0655e-09 | 1.9562e-09 | 1.8631e-09 | 15317.9909 | 247.273 | 9287.6491 | 5783.0689 | 0 | 0 | 0 | 0 | 1.7372e-06 | 2.9965e-05 | 0 | 2.9965e-05 | 3.164e-05 | 0 | 3.164e-05 | 2.9965e-05 | 0 | 2.9965e-05 | 2.8538e-05 | 0 | 2.8538e-05
[79 empty] | WLDFR | HFTD - Distribution - Tier 2 - 3QU CoRE ¦ 3QU LoRE | Non-Red Flag Warning - Catastrophic Fires | 2031 | 1.9562e-09 | 2.0655e-09 | 1.9562e-09 | 1.8631e-09 | 15317.9909 | 247.273 | 9287.6491 | 5783.0689 | 0 | 0 | 0 | 0 | 1.7372e-06 | 2.9965e-05 | 0 | 2.9965e-05 | 3.164e-05 | 0 | 3.164e-05 | 2.9965e-05 | 0 | 2.9965e-05 | 2.8538e-05 | 0 | 2.8538e-05
[79 empty] | WLDFR | HFTD - Distribution - Tier 2 - 3QU CoRE ¦ 3QU LoRE | Non-Red Flag Warning - Catastrophic Fires | 2032 | 1.9562e-09 | 2.0655e-09 | 1.9562e-09 | 1.8631e-09 | 15317.9909 | 247.273 | 9287.6491 | 5783.0689 | 0 | 0 | 0 | 0 | 1.7372e-06 | 2.9965e-05 | 0 | 2.9965e-05 | 3.164e-05 | 0 | 3.164e-05 | 2.9965e-05 | 0 | 2.9965e-05 | 2.8538e-05 | 0 | 2.8538e-05
[79 empty] | WLDFR | HFTD - Distribution - Tier 2 - 3QU CoRE ¦ 3QU LoRE | Non-Red Flag Warning - Catastrophic Fires | 2033 | 1.9562e-09 | 2.0655e-09 | 1.9562e-09 | 1.8631e-09 | 16044.1264 | 263.1074 | 9721.74 | 6059.2791 | 0 | 0 | 0 | 0 | 1.7372e-06 | 3.1385e-05 | 0 | 3.1385e-05 | 3.314e-05 | 0 | 3.314e-05 | 3.1386e-05 | 0 | 3.1386e-05 | 2.9891e-05 | 0 | 2.9891e-05
[79 empty] | WLDFR | HFTD - Distribution - Tier 2 - 3QU CoRE ¦ 3QU LoRE | Non-Red Flag Warning - Catastrophic Fires | 2034 | 1.9562e-09 | 2.0655e-09 | 1.9562e-09 | 1.8631e-09 | 16044.1264 | 263.1074 | 9721.74 | 6059.2791 | 0 | 0 | 0 | 0 | 1.7372e-06 | 3.1385e-05 | 0 | 3.1385e-05 | 3.314e-05 | 0 | 3.314e-05 | 3.1386e-05 | 0 | 3.1386e-05 | 2.9891e-05 | 0 | 2.9891e-05
[79 empty] | WLDFR | HFTD - Distribution - Tier 2 - 3QU CoRE ¦ 3QU LoRE | Non-Red Flag Warning - Catastrophic Fires | 2035 | 1.9562e-09 | 2.0655e-09 | 1.9562e-09 | 1.8631e-09 | 16044.1264 | 263.1074 | 9721.74 | 6059.2791 | 0 | 0 | 0 | 0 | 1.7372e-06 | 3.1385e-05 | 0 | 3.1385e-05 | 3.314e-05 | 0 | 3.314e-05 | 3.1386e-05 | 0 | 3.1386e-05 | 2.9891e-05 | 0 | 2.9891e-05
[79 empty] | WLDFR | HFTD - Distribution - Tier 2 - 3QU CoRE ¦ 3QU LoRE | Non-Red Flag Warning - Catastrophic Fires | 2036 | 1.9562e-09 | 2.0655e-09 | 1.9562e-09 | 1.8631e-09 | 16044.1264 | 263.1074 | 9721.74 | 6059.2791 | 0 | 0 | 0 | 0 | 1.7372e-06 | 3.1385e-05 | 0 | 3.1385e-05 | 3.314e-05 | 0 | 3.314e-05 | 3.1386e-05 | 0 | 3.1386e-05 | 2.9891e-05 | 0 | 2.9891e-05
[79 empty] | WLDFR | HFTD - Distribution - Tier 2 - 3QU CoRE ¦ 3QU LoRE | Non-Red Flag Warning - Catastrophic Fires | 2037 | 1.9562e-09 | 2.0655e-09 | 1.9562e-09 | 1.8631e-09 | 16044.1264 | 263.1074 | 9721.74 | 6059.2791 | 0 | 0 | 0 | 0 | 1.7372e-06 | 3.1385e-05 | 0 | 3.1385e-05 | 3.314e-05 | 0 | 3.314e-05 | 3.1386e-05 | 0 | 3.1386e-05 | 2.9891e-05 | 0 | 2.9891e-05
[79 empty] | WLDFR | HFTD - Distribution - Tier 2 - 3QU CoRE ¦ 3QU LoRE | Non-Red Flag Warning - Catastrophic Fires | 2038 | 1.9562e-09 | 2.0655e-09 | 1.9562e-09 | 1.8631e-09 | 16832.3912 | 280.5544 | 10192.2718 | 6359.5651 | 0 | 0 | 0 | 0 | 1.7372e-06 | 3.2927e-05 | 0 | 3.2927e-05 | 3.4768e-05 | 0 | 3.4768e-05 | 3.2928e-05 | 0 | 3.2928e-05 | 3.136e-05 | 0 | 3.136e-05
[79 empty] | WLDFR | HFTD - Distribution - Tier 2 - 3QU CoRE ¦ 3QU LoRE | Non-Red Flag Warning - Catastrophic Fires | 2039 | 1.9562e-09 | 2.0655e-09 | 1.9562e-09 | 1.8631e-09 | 16832.3912 | 280.5544 | 10192.2718 | 6359.5651 | 0 | 0 | 0 | 0 | 1.7372e-06 | 3.2927e-05 | 0 | 3.2927e-05 | 3.4768e-05 | 0 | 3.4768e-05 | 3.2928e-05 | 0 | 3.2928e-05 | 3.136e-05 | 0 | 3.136e-05
[79 empty] | WLDFR | HFTD - Distribution - Tier 2 - 3QU CoRE ¦ 3QU LoRE | Non-Red Flag Warning - Catastrophic Fires | 2040 | 1.9562e-09 | 2.0655e-09 | 1.9562e-09 | 1.8631e-09 | 16832.3912 | 280.5544 | 10192.2718 | 6359.5651 | 0 | 0 | 0 | 0 | 1.7372e-06 | 3.2927e-05 | 0 | 3.2927e-05 | 3.4768e-05 | 0 | 3.4768e-05 | 3.2928e-05 | 0 | 3.2928e-05 | 3.136e-05 | 0 | 3.136e-05
[79 empty] | WLDFR | HFTD - Distribution - Tier 2 - 3QU CoRE ¦ 3QU LoRE | Non-Red Flag Warning - Catastrophic Fires | 2041 | 1.9562e-09 | 2.0655e-09 | 1.9562e-09 | 1.8631e-09 | 16832.3912 | 280.5544 | 10192.2718 | 6359.5651 | 0 | 0 | 0 | 0 | 1.7372e-06 | 3.2927e-05 | 0 | 3.2927e-05 | 3.4768e-05 | 0 | 3.4768e-05 | 3.2928e-05 | 0 | 3.2928e-05 | 3.136e-05 | 0 | 3.136e-05
[79 empty] | WLDFR | HFTD - Distribution - Tier 2 - 3QU CoRE ¦ 3QU LoRE | Non-Red Flag Warning - Catastrophic Fires | 2042 | 1.9562e-09 | 2.0655e-09 | 1.9562e-09 | 1.8631e-09 | 16832.3912 | 280.5544 | 10192.2718 | 6359.5651 | 0 | 0 | 0 | 0 | 1.7372e-06 | 3.2927e-05 | 0 | 3.2927e-05 | 3.4768e-05 | 0 | 3.4768e-05 | 3.2928e-05 | 0 | 3.2928e-05 | 3.136e-05 | 0 | 3.136e-05
[79 empty] | WLDFR | HFTD - Distribution - Tier 2 - 3QU CoRE ¦ 3QU LoRE | Non-Red Flag Warning - Catastrophic Fires | 2043 | 1.9562e-09 | 2.0655e-09 | 1.9562e-09 | 1.8631e-09 | 17672.0852 | 299.42 | 10692.7362 | 6679.929 | 0 | 0 | 0 | 0 | 1.7372e-06 | 3.457e-05 | 0 | 3.457e-05 | 3.6502e-05 | 0 | 3.6502e-05 | 3.457e-05 | 0 | 3.457e-05 | 3.2924e-05 | 0 | 3.2924e-05
[79 empty] | WLDFR | HFTD - Distribution - Tier 2 - 3QU CoRE ¦ 3QU LoRE | Non-Red Flag Warning - Catastrophic Fires | 2044 | 1.9562e-09 | 2.0655e-09 | 1.9562e-09 | 1.8631e-09 | 17672.0852 | 299.42 | 10692.7362 | 6679.929 | 0 | 0 | 0 | 0 | 1.7372e-06 | 3.457e-05 | 0 | 3.457e-05 | 3.6502e-05 | 0 | 3.6502e-05 | 3.457e-05 | 0 | 3.457e-05 | 3.2924e-05 | 0 | 3.2924e-05
[79 empty] | WLDFR | HFTD - Distribution - Tier 2 - 3QU CoRE ¦ 3QU LoRE | Non-Red Flag Warning - Catastrophic Fires | 2045 | 1.9562e-09 | 2.0655e-09 | 1.9562e-09 | 1.8631e-09 | 17672.0852 | 299.42 | 10692.7362 | 6679.929 | 0 | 0 | 0 | 0 | 1.7372e-06 | 3.457e-05 | 0 | 3.457e-05 | 3.6502e-05 | 0 | 3.6502e-05 | 3.457e-05 | 0 | 3.457e-05 | 3.2924e-05 | 0 | 3.2924e-05
[79 empty] | WLDFR | HFTD - Distribution - Tier 2 - 3QU CoRE ¦ 3QU LoRE | Non-Red Flag Warning - Catastrophic Fires | 2046 | 1.9562e-09 | 2.0655e-09 | 1.9562e-09 | 1.8631e-09 | 17672.0852 | 299.42 | 10692.7362 | 6679.929 | 0 | 0 | 0 | 0 | 1.7372e-06 | 3.457e-05 | 0 | 3.457e-05 | 3.6502e-05 | 0 | 3.6502e-05 | 3.457e-05 | 0 | 3.457e-05 | 3.2924e-05 | 0 | 3.2924e-05
[79 empty] | WLDFR | HFTD - Distribution - Tier 2 - 3QU CoRE ¦ 3QU LoRE | Non-Red Flag Warning - Catastrophic Fires | 2047 | 1.9562e-09 | 2.0655e-09 | 1.9562e-09 | 1.8631e-09 | 17672.0852 | 299.42 | 10692.7362 | 6679.929 | 0 | 0 | 0 | 0 | 1.7372e-06 | 3.457e-05 | 0 | 3.457e-05 | 3.6502e-05 | 0 | 3.6502e-05 | 3.457e-05 | 0 | 3.457e-05 | 3.2924e-05 | 0 | 3.2924e-05
[79 empty] | WLDFR | HFTD - Distribution - Tier 2 - 3QU CoRE ¦ 3QU LoRE | Non-Red Flag Warning - Catastrophic Fires | 2048 | 1.9562e-09 | 2.0655e-09 | 1.9562e-09 | 1.8631e-09 | 18552.3348 | 319.4911 | 11216.5626 | 7016.281 | 0 | 0 | 0 | 0 | 1.7372e-06 | 3.6292e-05 | 0 | 3.6292e-05 | 3.8321e-05 | 0 | 3.8321e-05 | 3.6292e-05 | 0 | 3.6292e-05 | 3.4564e-05 | 0 | 3.4564e-05
[79 empty] | WLDFR | HFTD - Distribution - Tier 2 - 3QU CoRE ¦ 3QU LoRE | Non-Red Flag Warning - Catastrophic Fires | 2049 | 1.9562e-09 | 2.0655e-09 | 1.9562e-09 | 1.8631e-09 | 18552.3348 | 319.4911 | 11216.5626 | 7016.281 | 0 | 0 | 0 | 0 | 1.7372e-06 | 3.6292e-05 | 0 | 3.6292e-05 | 3.8321e-05 | 0 | 3.8321e-05 | 3.6292e-05 | 0 | 3.6292e-05 | 3.4564e-05 | 0 | 3.4564e-05
[79 empty] | WLDFR | HFTD - Distribution - Tier 2 - 3QU CoRE ¦ 3QU LoRE | Non-Red Flag Warning - Catastrophic Fires | 2050 | 0 | 2.0655e-09 | 1.9562e-09 | 1.8631e-09 | 18552.3348 | 319.4911 | 11216.5626 | 7016.281 | 0 | 0 | 0 | 0 | 1.7372e-06 | 0 | 0 | 0 | 3.8321e-05 | 0 | 3.8321e-05 | 3.6292e-05 | 0 | 3.6292e-05 | 3.4564e-05 | 0 | 3.4564e-05
[79 empty] | WLDFR | HFTD - Distribution - Tier 2 - 3QU CoRE ¦ 3QU LoRE | Non-Red Flag Warning - Catastrophic Fires | 2051 | 0 | 0 | 1.9562e-09 | 1.8631e-09 | 18552.3348 | 319.4911 | 11216.5626 | 7016.281 | 0 | 0 | 0 | 0 | 1.7372e-06 | 0 | 0 | 0 | 0 | 0 | 0 | 3.6292e-05 | 0 | 3.6292e-05 | 3.4564e-05 | 0 | 3.4564e-05
[79 empty] | WLDFR | HFTD - Distribution - Tier 2 - 3QU CoRE ¦ 3QU LoRE | Non-Red Flag Warning - Catastrophic Fires | 2052 | 0 | 0 | 0 | 1.8631e-09 | 18552.3348 | 319.4911 | 11216.5626 | 7016.281 | 0 | 0 | 0 | 0 | 1.7372e-06 | 0 | 0 | 0 | 0 | 0 | 0 | 0 | 0 | 0 | 3.4564e-05 | 0 | 3.4564e-05
[79 empty] | WLDFR | HFTD - Distribution - Tier 2 - 3QU CoRE ¦ 3QU LoRE | Non-Red Flag Warning - Destructive Fires | 2020 | 9.3175e-09 | 0 | 0 | 0 | 8807.9522 | 222.2294 | 8585.7228 | 0 | 0 | 0 | 0 | 0 | 1.7688e-06 | 8.2068e-05 | 0 | 8.2068e-05 | 0 | 0 | 0 | 0 | 0 | 0 | 0 | 0 | 0
[79 empty] | WLDFR | HFTD - Distribution - Tier 2 - 3QU CoRE ¦ 3QU LoRE | Non-Red Flag Warning - Destructive Fires | 2021 | 4.9201e-09 | 9.8384e-09 | 0 | 0 | 8807.9522 | 222.2294 | 8585.7228 | 0 | 0 | 0 | 0 | 0 | 1.7688e-06 | 4.3336e-05 | 0 | 4.3336e-05 | 8.6657e-05 | 0 | 8.6657e-05 | 0 | 0 | 0 | 0 | 0 | 0
[79 empty] | WLDFR | HFTD - Distribution - Tier 2 - 3QU CoRE ¦ 3QU LoRE | Non-Red Flag Warning - Destructive Fires | 2022 | 4.9653e-09 | 5.2429e-09 | 9.411e-09 | 0 | 8807.9522 | 222.2294 | 8585.7228 | 0 | 0 | 0 | 0 | 0 | 1.7719e-06 | 4.3734e-05 | 0 | 4.3734e-05 | 4.6179e-05 | 0 | 4.6179e-05 | 8.2892e-05 | 0 | 8.2892e-05 | 0 | 0 | 0
[79 empty] | WLDFR | HFTD - Distribution - Tier 2 - 3QU CoRE ¦ 3QU LoRE | Non-Red Flag Warning - Destructive Fires | 2023 | 4.9653e-09 | 5.2429e-09 | 4.9654e-09 | 8.9629e-09 | 9129.7461 | 233.2301 | 8896.516 | 0 | 0 | 0 | 0 | 0 | 1.7719e-06 | 4.5332e-05 | 0 | 4.5332e-05 | 4.7866e-05 | 0 | 4.7866e-05 | 4.5333e-05 | 0 | 4.5333e-05 | 8.1829e-05 | 0 | 8.1829e-05
[79 empty] | WLDFR | HFTD - Distribution - Tier 2 - 3QU CoRE ¦ 3QU LoRE | Non-Red Flag Warning - Destructive Fires | 2024 | 4.9653e-09 | 5.2429e-09 | 4.9654e-09 | 4.7289e-09 | 9129.7461 | 233.2301 | 8896.516 | 0 | 0 | 0 | 0 | 0 | 1.7719e-06 | 4.5332e-05 | 0 | 4.5332e-05 | 4.7866e-05 | 0 | 4.7866e-05 | 4.5333e-05 | 0 | 4.5333e-05 | 4.3174e-05 | 0 | 4.3174e-05
[79 empty] | WLDFR | HFTD - Distribution - Tier 2 - 3QU CoRE ¦ 3QU LoRE | Non-Red Flag Warning - Destructive Fires | 2025 | 4.9653e-09 | 5.2429e-09 | 4.9654e-09 | 4.7289e-09 | 9129.7461 | 233.2301 | 8896.516 | 0 | 0 | 0 | 0 | 0 | 1.7719e-06 | 4.5332e-05 | 0 | 4.5332e-05 | 4.7866e-05 | 0 | 4.7866e-05 | 4.5333e-05 | 0 | 4.5333e-05 | 4.3174e-05 | 0 | 4.3174e-05
[79 empty] | WLDFR | HFTD - Distribution - Tier 2 - 3QU CoRE ¦ 3QU LoRE | Non-Red Flag Warning - Destructive Fires | 2026 | 4.9653e-09 | 5.2429e-09 | 4.9654e-09 | 4.7289e-09 | 9129.7461 | 233.2301 | 8896.516 | 0 | 0 | 0 | 0 | 0 | 1.7719e-06 | 4.5332e-05 | 0 | 4.5332e-05 | 4.7866e-05 | 0 | 4.7866e-05 | 4.5333e-05 | 0 | 4.5333e-05 | 4.3174e-05 | 0 | 4.3174e-05
[79 empty] | WLDFR | HFTD - Distribution - Tier 2 - 3QU CoRE ¦ 3QU LoRE | Non-Red Flag Warning - Destructive Fires | 2027 | 4.9653e-09 | 5.2429e-09 | 4.9654e-09 | 4.7289e-09 | 9129.7461 | 233.2301 | 8896.516 | 0 | 0 | 0 | 0 | 0 | 1.7719e-06 | 4.5332e-05 | 0 | 4.5332e-05 | 4.7866e-05 | 0 | 4.7866e-05 | 4.5333e-05 | 0 | 4.5333e-05 | 4.3174e-05 | 0 | 4.3174e-05
[79 empty] | WLDFR | HFTD - Distribution - Tier 2 - 3QU CoRE ¦ 3QU LoRE | Non-Red Flag Warning - Destructive Fires | 2028 | 4.9653e-09 | 5.2429e-09 | 4.9654e-09 | 4.7289e-09 | 9534.9221 | 247.273 | 9287.6491 | 0 | 0 | 0 | 0 | 0 | 1.7719e-06 | 4.7343e-05 | 0 | 4.7343e-05 | 4.999e-05 | 0 | 4.999e-05 | 4.7345e-05 | 0 | 4.7345e-05 | 4.509e-05 | 0 | 4.509e-05
[79 empty] | WLDFR | HFTD - Distribution - Tier 2 - 3QU CoRE ¦ 3QU LoRE | Non-Red Flag Warning - Destructive Fires | 2029 | 4.9653e-09 | 5.2429e-09 | 4.9654e-09 | 4.7289e-09 | 9534.9221 | 247.273 | 9287.6491 | 0 | 0 | 0 | 0 | 0 | 1.7719e-06 | 4.7343e-05 | 0 | 4.7343e-05 | 4.999e-05 | 0 | 4.999e-05 | 4.7345e-05 | 0 | 4.7345e-05 | 4.509e-05 | 0 | 4.509e-05
[79 empty] | WLDFR | HFTD - Distribution - Tier 2 - 3QU CoRE ¦ 3QU LoRE | Non-Red Flag Warning - Destructive Fires | 2030 | 4.9653e-09 | 5.2429e-09 | 4.9654e-09 | 4.7289e-09 | 9534.9221 | 247.273 | 9287.6491 | 0 | 0 | 0 | 0 | 0 | 1.7719e-06 | 4.7343e-05 | 0 | 4.7343e-05 | 4.999e-05 | 0 | 4.999e-05 | 4.7345e-05 | 0 | 4.7345e-05 | 4.509e-05 | 0 | 4.509e-05
[79 empty] | WLDFR | HFTD - Distribution - Tier 2 - 3QU CoRE ¦ 3QU LoRE | Non-Red Flag Warning - Destructive Fires | 2031 | 4.9653e-09 | 5.2429e-09 | 4.9654e-09 | 4.7289e-09 | 9534.9221 | 247.273 | 9287.6491 | 0 | 0 | 0 | 0 | 0 | 1.7719e-06 | 4.7343e-05 | 0 | 4.7343e-05 | 4.999e-05 | 0 | 4.999e-05 | 4.7345e-05 | 0 | 4.7345e-05 | 4.509e-05 | 0 | 4.509e-05
[79 empty] | WLDFR | HFTD - Distribution - Tier 2 - 3QU CoRE ¦ 3QU LoRE | Non-Red Flag Warning - Destructive Fires | 2032 | 4.9653e-09 | 5.2429e-09 | 4.9654e-09 | 4.7289e-09 | 9534.9221 | 247.273 | 9287.6491 | 0 | 0 | 0 | 0 | 0 | 1.7719e-06 | 4.7343e-05 | 0 | 4.7343e-05 | 4.999e-05 | 0 | 4.999e-05 | 4.7345e-05 | 0 | 4.7345e-05 | 4.509e-05 | 0 | 4.509e-05
[79 empty] | WLDFR | HFTD - Distribution - Tier 2 - 3QU CoRE ¦ 3QU LoRE | Non-Red Flag Warning - Destructive Fires | 2033 | 4.9653e-09 | 5.2429e-09 | 4.9654e-09 | 4.7289e-09 | 9984.8474 | 263.1074 | 9721.74 | 0 | 0 | 0 | 0 | 0 | 1.7719e-06 | 4.9577e-05 | 0 | 4.9577e-05 | 5.2349e-05 | 0 | 5.2349e-05 | 4.9579e-05 | 0 | 4.9579e-05 | 4.7218e-05 | 0 | 4.7218e-05
[79 empty] | WLDFR | HFTD - Distribution - Tier 2 - 3QU CoRE ¦ 3QU LoRE | Non-Red Flag Warning - Destructive Fires | 2034 | 4.9653e-09 | 5.2429e-09 | 4.9654e-09 | 4.7289e-09 | 9984.8474 | 263.1074 | 9721.74 | 0 | 0 | 0 | 0 | 0 | 1.7719e-06 | 4.9577e-05 | 0 | 4.9577e-05 | 5.2349e-05 | 0 | 5.2349e-05 | 4.9579e-05 | 0 | 4.9579e-05 | 4.7218e-05 | 0 | 4.7218e-05
[79 empty] | WLDFR | HFTD - Distribution - Tier 2 - 3QU CoRE ¦ 3QU LoRE | Non-Red Flag Warning - Destructive Fires | 2035 | 4.9653e-09 | 5.2429e-09 | 4.9654e-09 | 4.7289e-09 | 9984.8474 | 263.1074 | 9721.74 | 0 | 0 | 0 | 0 | 0 | 1.7719e-06 | 4.9577e-05 | 0 | 4.9577e-05 | 5.2349e-05 | 0 | 5.2349e-05 | 4.9579e-05 | 0 | 4.9579e-05 | 4.7218e-05 | 0 | 4.7218e-05
[79 empty] | WLDFR | HFTD - Distribution - Tier 2 - 3QU CoRE ¦ 3QU LoRE | Non-Red Flag Warning - Destructive Fires | 2036 | 4.9653e-09 | 5.2429e-09 | 4.9654e-09 | 4.7289e-09 | 9984.8474 | 263.1074 | 9721.74 | 0 | 0 | 0 | 0 | 0 | 1.7719e-06 | 4.9577e-05 | 0 | 4.9577e-05 | 5.2349e-05 | 0 | 5.2349e-05 | 4.9579e-05 | 0 | 4.9579e-05 | 4.7218e-05 | 0 | 4.7218e-05
[79 empty] | WLDFR | HFTD - Distribution - Tier 2 - 3QU CoRE ¦ 3QU LoRE | Non-Red Flag Warning - Destructive Fires | 2037 | 4.9653e-09 | 5.2429e-09 | 4.9654e-09 | 4.7289e-09 | 9984.8474 | 263.1074 | 9721.74 | 0 | 0 | 0 | 0 | 0 | 1.7719e-06 | 4.9577e-05 | 0 | 4.9577e-05 | 5.2349e-05 | 0 | 5.2349e-05 | 4.9579e-05 | 0 | 4.9579e-05 | 4.7218e-05 | 0 | 4.7218e-05
[79 empty] | WLDFR | HFTD - Distribution - Tier 2 - 3QU CoRE ¦ 3QU LoRE | Non-Red Flag Warning - Destructive Fires | 2038 | 4.9653e-09 | 5.2429e-09 | 4.9654e-09 | 4.7289e-09 | 10472.8261 | 280.5544 | 10192.2718 | 0 | 0 | 0 | 0 | 0 | 1.7719e-06 | 5.2e-05 | 0 | 5.2e-05 | 5.4908e-05 | 0 | 5.4908e-05 | 5.2002e-05 | 0 | 5.2002e-05 | 4.9525e-05 | 0 | 4.9525e-05
[79 empty] | WLDFR | HFTD - Distribution - Tier 2 - 3QU CoRE ¦ 3QU LoRE | Non-Red Flag Warning - Destructive Fires | 2039 | 4.9653e-09 | 5.2429e-09 | 4.9654e-09 | 4.7289e-09 | 10472.8261 | 280.5544 | 10192.2718 | 0 | 0 | 0 | 0 | 0 | 1.7719e-06 | 5.2e-05 | 0 | 5.2e-05 | 5.4908e-05 | 0 | 5.4908e-05 | 5.2002e-05 | 0 | 5.2002e-05 | 4.9525e-05 | 0 | 4.9525e-05
[79 empty] | WLDFR | HFTD - Distribution - Tier 2 - 3QU CoRE ¦ 3QU LoRE | Non-Red Flag Warning - Destructive Fires | 2040 | 4.9653e-09 | 5.2429e-09 | 4.9654e-09 | 4.7289e-09 | 10472.8261 | 280.5544 | 10192.2718 | 0 | 0 | 0 | 0 | 0 | 1.7719e-06 | 5.2e-05 | 0 | 5.2e-05 | 5.4908e-05 | 0 | 5.4908e-05 | 5.2002e-05 | 0 | 5.2002e-05 | 4.9525e-05 | 0 | 4.9525e-05
[79 empty] | WLDFR | HFTD - Distribution - Tier 2 - 3QU CoRE ¦ 3QU LoRE | Non-Red Flag Warning - Destructive Fires | 2041 | 4.9653e-09 | 5.2429e-09 | 4.9654e-09 | 4.7289e-09 | 10472.8261 | 280.5544 | 10192.2718 | 0 | 0 | 0 | 0 | 0 | 1.7719e-06 | 5.2e-05 | 0 | 5.2e-05 | 5.4908e-05 | 0 | 5.4908e-05 | 5.2002e-05 | 0 | 5.2002e-05 | 4.9525e-05 | 0 | 4.9525e-05
[79 empty] | WLDFR | HFTD - Distribution - Tier 2 - 3QU CoRE ¦ 3QU LoRE | Non-Red Flag Warning - Destructive Fires | 2042 | 4.9653e-09 | 5.2429e-09 | 4.9654e-09 | 4.7289e-09 | 10472.8261 | 280.5544 | 10192.2718 | 0 | 0 | 0 | 0 | 0 | 1.7719e-06 | 5.2e-05 | 0 | 5.2e-05 | 5.4908e-05 | 0 | 5.4908e-05 | 5.2002e-05 | 0 | 5.2002e-05 | 4.9525e-05 | 0 | 4.9525e-05
[79 empty] | WLDFR | HFTD - Distribution - Tier 2 - 3QU CoRE ¦ 3QU LoRE | Non-Red Flag Warning - Destructive Fires | 2043 | 4.9653e-09 | 5.2429e-09 | 4.9654e-09 | 4.7289e-09 | 10992.1562 | 299.42 | 10692.7362 | 0 | 0 | 0 | 0 | 0 | 1.7719e-06 | 5.4579e-05 | 0 | 5.4579e-05 | 5.763e-05 | 0 | 5.763e-05 | 5.458e-05 | 0 | 5.458e-05 | 5.1981e-05 | 0 | 5.1981e-05
[79 empty] | WLDFR | HFTD - Distribution - Tier 2 - 3QU CoRE ¦ 3QU LoRE | Non-Red Flag Warning - Destructive Fires | 2044 | 4.9653e-09 | 5.2429e-09 | 4.9654e-09 | 4.7289e-09 | 10992.1562 | 299.42 | 10692.7362 | 0 | 0 | 0 | 0 | 0 | 1.7719e-06 | 5.4579e-05 | 0 | 5.4579e-05 | 5.763e-05 | 0 | 5.763e-05 | 5.458e-05 | 0 | 5.458e-05 | 5.1981e-05 | 0 | 5.1981e-05
[79 empty] | WLDFR | HFTD - Distribution - Tier 2 - 3QU CoRE ¦ 3QU LoRE | Non-Red Flag Warning - Destructive Fires | 2045 | 4.9653e-09 | 5.2429e-09 | 4.9654e-09 | 4.7289e-09 | 10992.1562 | 299.42 | 10692.7362 | 0 | 0 | 0 | 0 | 0 | 1.7719e-06 | 5.4579e-05 | 0 | 5.4579e-05 | 5.763e-05 | 0 | 5.763e-05 | 5.458e-05 | 0 | 5.458e-05 | 5.1981e-05 | 0 | 5.1981e-05
[79 empty] | WLDFR | HFTD - Distribution - Tier 2 - 3QU CoRE ¦ 3QU LoRE | Non-Red Flag Warning - Destructive Fires | 2046 | 4.9653e-09 | 5.2429e-09 | 4.9654e-09 | 4.7289e-09 | 10992.1562 | 299.42 | 10692.7362 | 0 | 0 | 0 | 0 | 0 | 1.7719e-06 | 5.4579e-05 | 0 | 5.4579e-05 | 5.763e-05 | 0 | 5.763e-05 | 5.458e-05 | 0 | 5.458e-05 | 5.1981e-05 | 0 | 5.1981e-05
[79 empty] | WLDFR | HFTD - Distribution - Tier 2 - 3QU CoRE ¦ 3QU LoRE | Non-Red Flag Warning - Destructive Fires | 2047 | 4.9653e-09 | 5.2429e-09 | 4.9654e-09 | 4.7289e-09 | 10992.1562 | 299.42 | 10692.7362 | 0 | 0 | 0 | 0 | 0 | 1.7719e-06 | 5.4579e-05 | 0 | 5.4579e-05 | 5.763e-05 | 0 | 5.763e-05 | 5.458e-05 | 0 | 5.458e-05 | 5.1981e-05 | 0 | 5.1981e-05
[79 empty] | WLDFR | HFTD - Distribution - Tier 2 - 3QU CoRE ¦ 3QU LoRE | Non-Red Flag Warning - Destructive Fires | 2048 | 4.9653e-09 | 5.2429e-09 | 4.9654e-09 | 4.7289e-09 | 11536.0538 | 319.4911 | 11216.5626 | 0 | 0 | 0 | 0 | 0 | 1.7719e-06 | 5.728e-05 | 0 | 5.728e-05 | 6.0482e-05 | 0 | 6.0482e-05 | 5.7281e-05 | 0 | 5.7281e-05 | 5.4553e-05 | 0 | 5.4553e-05
[79 empty] | WLDFR | HFTD - Distribution - Tier 2 - 3QU CoRE ¦ 3QU LoRE | Non-Red Flag Warning - Destructive Fires | 2049 | 4.9653e-09 | 5.2429e-09 | 4.9654e-09 | 4.7289e-09 | 11536.0538 | 319.4911 | 11216.5626 | 0 | 0 | 0 | 0 | 0 | 1.7719e-06 | 5.728e-05 | 0 | 5.728e-05 | 6.0482e-05 | 0 | 6.0482e-05 | 5.7281e-05 | 0 | 5.7281e-05 | 5.4553e-05 | 0 | 5.4553e-05
[79 empty] | WLDFR | HFTD - Distribution - Tier 2 - 3QU CoRE ¦ 3QU LoRE | Non-Red Flag Warning - Destructive Fires | 2050 | 0 | 5.2429e-09 | 4.9654e-09 | 4.7289e-09 | 11536.0538 | 319.4911 | 11216.5626 | 0 | 0 | 0 | 0 | 0 | 1.7719e-06 | 0 | 0 | 0 | 6.0482e-05 | 0 | 6.0482e-05 | 5.7281e-05 | 0 | 5.7281e-05 | 5.4553e-05 | 0 | 5.4553e-05
[79 empty] | WLDFR | HFTD - Distribution - Tier 2 - 3QU CoRE ¦ 3QU LoRE | Non-Red Flag Warning - Destructive Fires | 2051 | 0 | 0 | 4.9654e-09 | 4.7289e-09 | 11536.0538 | 319.4911 | 11216.5626 | 0 | 0 | 0 | 0 | 0 | 1.7719e-06 | 0 | 0 | 0 | 0 | 0 | 0 | 5.7281e-05 | 0 | 5.7281e-05 | 5.4553e-05 | 0 | 5.4553e-05
[79 empty] | WLDFR | HFTD - Distribution - Tier 2 - 3QU CoRE ¦ 3QU LoRE | Non-Red Flag Warning - Destructive Fires | 2052 | 0 | 0 | 0 | 4.7289e-09 | 11536.0538 | 319.4911 | 11216.5626 | 0 | 0 | 0 | 0 | 0 | 1.7719e-06 | 0 | 0 | 0 | 0 | 0 | 0 | 0 | 0 | 0 | 5.4553e-05 | 0 | 5.4553e-05
[79 empty] | WLDFR | HFTD - Distribution - Tier 2 - 3QU CoRE ¦ 3QU LoRE | Non-Red Flag Warning - Large Fires | 2020 | 1.4055e-07 | 0 | 0 | 0 | 5.2406 | 0.69642 | 2.942 | 1.6022 | 0 | 0 | 0 | 0 | 2.4632e-05 | 7.3656e-07 | 0 | 7.3656e-07 | 0 | 0 | 0 | 0 | 0 | 0 | 0 | 0 | 0
[79 empty] | WLDFR | HFTD - Distribution - Tier 2 - 3QU CoRE ¦ 3QU LoRE | Non-Red Flag Warning - Large Fires | 2021 | 7.2387e-08 | 1.4841e-07 | 0 | 0 | 5.2406 | 0.69642 | 2.942 | 1.6022 | 0 | 0 | 0 | 0 | 2.4632e-05 | 3.7935e-07 | 0 | 3.7935e-07 | 7.7774e-07 | 0 | 7.7774e-07 | 0 | 0 | 0 | 0 | 0 | 0
[79 empty] | WLDFR | HFTD - Distribution - Tier 2 - 3QU CoRE ¦ 3QU LoRE | Non-Red Flag Warning - Large Fires | 2022 | 7.2745e-08 | 7.6812e-08 | 1.413e-07 | 0 | 5.2406 | 0.69642 | 2.942 | 1.6022 | 0 | 0 | 0 | 0 | 2.4344e-05 | 3.8123e-07 | 0 | 3.8123e-07 | 4.0254e-07 | 0 | 4.0254e-07 | 7.4051e-07 | 0 | 7.4051e-07 | 0 | 0 | 0
[79 empty] | WLDFR | HFTD - Distribution - Tier 2 - 3QU CoRE ¦ 3QU LoRE | Non-Red Flag Warning - Large Fires | 2023 | 7.2745e-08 | 7.6812e-08 | 7.2747e-08 | 1.3457e-07 | 5.475 | 0.71896 | 3.0715 | 1.6846 | 0 | 0 | 0 | 0 | 2.4344e-05 | 3.9828e-07 | 0 | 3.9828e-07 | 4.2055e-07 | 0 | 4.2055e-07 | 3.9829e-07 | 0 | 3.9829e-07 | 7.368e-07 | 0 | 7.368e-07
[79 empty] | WLDFR | HFTD - Distribution - Tier 2 - 3QU CoRE ¦ 3QU LoRE | Non-Red Flag Warning - Large Fires | 2024 | 7.2745e-08 | 7.6812e-08 | 7.2747e-08 | 6.9283e-08 | 5.475 | 0.71896 | 3.0715 | 1.6846 | 0 | 0 | 0 | 0 | 2.4344e-05 | 3.9828e-07 | 0 | 3.9828e-07 | 4.2055e-07 | 0 | 4.2055e-07 | 3.9829e-07 | 0 | 3.9829e-07 | 3.7933e-07 | 0 | 3.7933e-07
[79 empty] | WLDFR | HFTD - Distribution - Tier 2 - 3QU CoRE ¦ 3QU LoRE | Non-Red Flag Warning - Large Fires | 2025 | 7.2745e-08 | 7.6812e-08 | 7.2747e-08 | 6.9283e-08 | 5.475 | 0.71896 | 3.0715 | 1.6846 | 0 | 0 | 0 | 0 | 2.4344e-05 | 3.9828e-07 | 0 | 3.9828e-07 | 4.2055e-07 | 0 | 4.2055e-07 | 3.9829e-07 | 0 | 3.9829e-07 | 3.7933e-07 | 0 | 3.7933e-07
[79 empty] | WLDFR | HFTD - Distribution - Tier 2 - 3QU CoRE ¦ 3QU LoRE | Non-Red Flag Warning - Large Fires | 2026 | 7.2745e-08 | 7.6812e-08 | 7.2747e-08 | 6.9283e-08 | 5.475 | 0.71896 | 3.0715 | 1.6846 | 0 | 0 | 0 | 0 | 2.4344e-05 | 3.9828e-07 | 0 | 3.9828e-07 | 4.2055e-07 | 0 | 4.2055e-07 | 3.9829e-07 | 0 | 3.9829e-07 | 3.7933e-07 | 0 | 3.7933e-07
[79 empty] | WLDFR | HFTD - Distribution - Tier 2 - 3QU CoRE ¦ 3QU LoRE | Non-Red Flag Warning - Large Fires | 2027 | 7.2745e-08 | 7.6812e-08 | 7.2747e-08 | 6.9283e-08 | 5.475 | 0.71896 | 3.0715 | 1.6846 | 0 | 0 | 0 | 0 | 2.4344e-05 | 3.9828e-07 | 0 | 3.9828e-07 | 4.2055e-07 | 0 | 4.2055e-07 | 3.9829e-07 | 0 | 3.9829e-07 | 3.7933e-07 | 0 | 3.7933e-07
[79 empty] | WLDFR | HFTD - Distribution - Tier 2 - 3QU CoRE ¦ 3QU LoRE | Non-Red Flag Warning - Large Fires | 2028 | 7.2745e-08 | 7.6812e-08 | 7.2747e-08 | 6.9283e-08 | 5.777 | 0.74734 | 3.238 | 1.7917 | 0 | 0 | 0 | 0 | 2.4344e-05 | 4.2025e-07 | 0 | 4.2025e-07 | 4.4375e-07 | 0 | 4.4375e-07 | 4.2026e-07 | 0 | 4.2026e-07 | 4.0025e-07 | 0 | 4.0025e-07
[79 empty] | WLDFR | HFTD - Distribution - Tier 2 - 3QU CoRE ¦ 3QU LoRE | Non-Red Flag Warning - Large Fires | 2029 | 7.2745e-08 | 7.6812e-08 | 7.2747e-08 | 6.9283e-08 | 5.777 | 0.74734 | 3.238 | 1.7917 | 0 | 0 | 0 | 0 | 2.4344e-05 | 4.2025e-07 | 0 | 4.2025e-07 | 4.4375e-07 | 0 | 4.4375e-07 | 4.2026e-07 | 0 | 4.2026e-07 | 4.0025e-07 | 0 | 4.0025e-07
[79 empty] | WLDFR | HFTD - Distribution - Tier 2 - 3QU CoRE ¦ 3QU LoRE | Non-Red Flag Warning - Large Fires | 2030 | 7.2745e-08 | 7.6812e-08 | 7.2747e-08 | 6.9283e-08 | 5.777 | 0.74734 | 3.238 | 1.7917 | 0 | 0 | 0 | 0 | 2.4344e-05 | 4.2025e-07 | 0 | 4.2025e-07 | 4.4375e-07 | 0 | 4.4375e-07 | 4.2026e-07 | 0 | 4.2026e-07 | 4.0025e-07 | 0 | 4.0025e-07
[79 empty] | WLDFR | HFTD - Distribution - Tier 2 - 3QU CoRE ¦ 3QU LoRE | Non-Red Flag Warning - Large Fires | 2031 | 7.2745e-08 | 7.6812e-08 | 7.2747e-08 | 6.9283e-08 | 5.777 | 0.74734 | 3.238 | 1.7917 | 0 | 0 | 0 | 0 | 2.4344e-05 | 4.2025e-07 | 0 | 4.2025e-07 | 4.4375e-07 | 0 | 4.4375e-07 | 4.2026e-07 | 0 | 4.2026e-07 | 4.0025e-07 | 0 | 4.0025e-07
[79 empty] | WLDFR | HFTD - Distribution - Tier 2 - 3QU CoRE ¦ 3QU LoRE | Non-Red Flag Warning - Large Fires | 2032 | 7.2745e-08 | 7.6812e-08 | 7.2747e-08 | 6.9283e-08 | 5.777 | 0.74734 | 3.238 | 1.7917 | 0 | 0 | 0 | 0 | 2.4344e-05 | 4.2025e-07 | 0 | 4.2025e-07 | 4.4375e-07 | 0 | 4.4375e-07 | 4.2026e-07 | 0 | 4.2026e-07 | 4.0025e-07 | 0 | 4.0025e-07
[79 empty] | WLDFR | HFTD - Distribution - Tier 2 - 3QU CoRE ¦ 3QU LoRE | Non-Red Flag Warning - Large Fires | 2033 | 7.2745e-08 | 7.6812e-08 | 7.2747e-08 | 6.9283e-08 | 6.1205 | 0.77885 | 3.4265 | 1.9151 | 0 | 0 | 0 | 0 | 2.4344e-05 | 4.4524e-07 | 0 | 4.4524e-07 | 4.7013e-07 | 0 | 4.7013e-07 | 4.4525e-07 | 0 | 4.4525e-07 | 4.2405e-07 | 0 | 4.2405e-07
[79 empty] | WLDFR | HFTD - Distribution - Tier 2 - 3QU CoRE ¦ 3QU LoRE | Non-Red Flag Warning - Large Fires | 2034 | 7.2745e-08 | 7.6812e-08 | 7.2747e-08 | 6.9283e-08 | 6.1205 | 0.77885 | 3.4265 | 1.9151 | 0 | 0 | 0 | 0 | 2.4344e-05 | 4.4524e-07 | 0 | 4.4524e-07 | 4.7013e-07 | 0 | 4.7013e-07 | 4.4525e-07 | 0 | 4.4525e-07 | 4.2405e-07 | 0 | 4.2405e-07
[79 empty] | WLDFR | HFTD - Distribution - Tier 2 - 3QU CoRE ¦ 3QU LoRE | Non-Red Flag Warning - Large Fires | 2035 | 7.2745e-08 | 7.6812e-08 | 7.2747e-08 | 6.9283e-08 | 6.1205 | 0.77885 | 3.4265 | 1.9151 | 0 | 0 | 0 | 0 | 2.4344e-05 | 4.4524e-07 | 0 | 4.4524e-07 | 4.7013e-07 | 0 | 4.7013e-07 | 4.4525e-07 | 0 | 4.4525e-07 | 4.2405e-07 | 0 | 4.2405e-07
[79 empty] | WLDFR | HFTD - Distribution - Tier 2 - 3QU CoRE ¦ 3QU LoRE | Non-Red Flag Warning - Large Fires | 2036 | 7.2745e-08 | 7.6812e-08 | 7.2747e-08 | 6.9283e-08 | 6.1205 | 0.77885 | 3.4265 | 1.9151 | 0 | 0 | 0 | 0 | 2.4344e-05 | 4.4524e-07 | 0 | 4.4524e-07 | 4.7013e-07 | 0 | 4.7013e-07 | 4.4525e-07 | 0 | 4.4525e-07 | 4.2405e-07 | 0 | 4.2405e-07
[79 empty] | WLDFR | HFTD - Distribution - Tier 2 - 3QU CoRE ¦ 3QU LoRE | Non-Red Flag Warning - Large Fires | 2037 | 7.2745e-08 | 7.6812e-08 | 7.2747e-08 | 6.9283e-08 | 6.1205 | 0.77885 | 3.4265 | 1.9151 | 0 | 0 | 0 | 0 | 2.4344e-05 | 4.4524e-07 | 0 | 4.4524e-07 | 4.7013e-07 | 0 | 4.7013e-07 | 4.4525e-07 | 0 | 4.4525e-07 | 4.2405e-07 | 0 | 4.2405e-07
[79 empty] | WLDFR | HFTD - Distribution - Tier 2 - 3QU CoRE ¦ 3QU LoRE | Non-Red Flag Warning - Large Fires | 2038 | 7.2745e-08 | 7.6812e-08 | 7.2747e-08 | 6.9283e-08 | 6.5028 | 0.81304 | 3.6355 | 2.0543 | 0 | 0 | 0 | 0 | 2.4344e-05 | 4.7305e-07 | 0 | 4.7305e-07 | 4.995e-07 | 0 | 4.995e-07 | 4.7306e-07 | 0 | 4.7306e-07 | 4.5053e-07 | 0 | 4.5053e-07
[79 empty] | WLDFR | HFTD - Distribution - Tier 2 - 3QU CoRE ¦ 3QU LoRE | Non-Red Flag Warning - Large Fires | 2039 | 7.2745e-08 | 7.6812e-08 | 7.2747e-08 | 6.9283e-08 | 6.5028 | 0.81304 | 3.6355 | 2.0543 | 0 | 0 | 0 | 0 | 2.4344e-05 | 4.7305e-07 | 0 | 4.7305e-07 | 4.995e-07 | 0 | 4.995e-07 | 4.7306e-07 | 0 | 4.7306e-07 | 4.5053e-07 | 0 | 4.5053e-07
[79 empty] | WLDFR | HFTD - Distribution - Tier 2 - 3QU CoRE ¦ 3QU LoRE | Non-Red Flag Warning - Large Fires | 2040 | 7.2745e-08 | 7.6812e-08 | 7.2747e-08 | 6.9283e-08 | 6.5028 | 0.81304 | 3.6355 | 2.0543 | 0 | 0 | 0 | 0 | 2.4344e-05 | 4.7305e-07 | 0 | 4.7305e-07 | 4.995e-07 | 0 | 4.995e-07 | 4.7306e-07 | 0 | 4.7306e-07 | 4.5053e-07 | 0 | 4.5053e-07
[79 empty] | WLDFR | HFTD - Distribution - Tier 2 - 3QU CoRE ¦ 3QU LoRE | Non-Red Flag Warning - Large Fires | 2041 | 7.2745e-08 | 7.6812e-08 | 7.2747e-08 | 6.9283e-08 | 6.5028 | 0.81304 | 3.6355 | 2.0543 | 0 | 0 | 0 | 0 | 2.4344e-05 | 4.7305e-07 | 0 | 4.7305e-07 | 4.995e-07 | 0 | 4.995e-07 | 4.7306e-07 | 0 | 4.7306e-07 | 4.5053e-07 | 0 | 4.5053e-07
[79 empty] | WLDFR | HFTD - Distribution - Tier 2 - 3QU CoRE ¦ 3QU LoRE | Non-Red Flag Warning - Large Fires | 2042 | 7.2745e-08 | 7.6812e-08 | 7.2747e-08 | 6.9283e-08 | 6.5028 | 0.81304 | 3.6355 | 2.0543 | 0 | 0 | 0 | 0 | 2.4344e-05 | 4.7305e-07 | 0 | 4.7305e-07 | 4.995e-07 | 0 | 4.995e-07 | 4.7306e-07 | 0 | 4.7306e-07 | 4.5053e-07 | 0 | 4.5053e-07
[79 empty] | WLDFR | HFTD - Distribution - Tier 2 - 3QU CoRE ¦ 3QU LoRE | Non-Red Flag Warning - Large Fires | 2043 | 7.2745e-08 | 7.6812e-08 | 7.2747e-08 | 6.9283e-08 | 6.9209 | 0.84944 | 3.8632 | 2.2083 | 0 | 0 | 0 | 0 | 2.4344e-05 | 5.0346e-07 | 0 | 5.0346e-07 | 5.3161e-07 | 0 | 5.3161e-07 | 5.0348e-07 | 0 | 5.0348e-07 | 4.795e-07 | 0 | 4.795e-07
[79 empty] | WLDFR | HFTD - Distribution - Tier 2 - 3QU CoRE ¦ 3QU LoRE | Non-Red Flag Warning - Large Fires | 2044 | 7.2745e-08 | 7.6812e-08 | 7.2747e-08 | 6.9283e-08 | 6.9209 | 0.84944 | 3.8632 | 2.2083 | 0 | 0 | 0 | 0 | 2.4344e-05 | 5.0346e-07 | 0 | 5.0346e-07 | 5.3161e-07 | 0 | 5.3161e-07 | 5.0348e-07 | 0 | 5.0348e-07 | 4.795e-07 | 0 | 4.795e-07
[79 empty] | WLDFR | HFTD - Distribution - Tier 2 - 3QU CoRE ¦ 3QU LoRE | Non-Red Flag Warning - Large Fires | 2045 | 7.2745e-08 | 7.6812e-08 | 7.2747e-08 | 6.9283e-08 | 6.9209 | 0.84944 | 3.8632 | 2.2083 | 0 | 0 | 0 | 0 | 2.4344e-05 | 5.0346e-07 | 0 | 5.0346e-07 | 5.3161e-07 | 0 | 5.3161e-07 | 5.0348e-07 | 0 | 5.0348e-07 | 4.795e-07 | 0 | 4.795e-07
[79 empty] | WLDFR | HFTD - Distribution - Tier 2 - 3QU CoRE ¦ 3QU LoRE | Non-Red Flag Warning - Large Fires | 2046 | 7.2745e-08 | 7.6812e-08 | 7.2747e-08 | 6.9283e-08 | 6.9209 | 0.84944 | 3.8632 | 2.2083 | 0 | 0 | 0 | 0 | 2.4344e-05 | 5.0346e-07 | 0 | 5.0346e-07 | 5.3161e-07 | 0 | 5.3161e-07 | 5.0348e-07 | 0 | 5.0348e-07 | 4.795e-07 | 0 | 4.795e-07
[79 empty] | WLDFR | HFTD - Distribution - Tier 2 - 3QU CoRE ¦ 3QU LoRE | Non-Red Flag Warning - Large Fires | 2047 | 7.2745e-08 | 7.6812e-08 | 7.2747e-08 | 6.9283e-08 | 6.9209 | 0.84944 | 3.8632 | 2.2083 | 0 | 0 | 0 | 0 | 2.4344e-05 | 5.0346e-07 | 0 | 5.0346e-07 | 5.3161e-07 | 0 | 5.3161e-07 | 5.0348e-07 | 0 | 5.0348e-07 | 4.795e-07 | 0 | 4.795e-07
[79 empty] | WLDFR | HFTD - Distribution - Tier 2 - 3QU CoRE ¦ 3QU LoRE | Non-Red Flag Warning - Large Fires | 2048 | 7.2745e-08 | 7.6812e-08 | 7.2747e-08 | 6.9283e-08 | 7.3713 | 0.88759 | 4.1075 | 2.3763 | 0 | 0 | 0 | 0 | 2.4344e-05 | 5.3623e-07 | 0 | 5.3623e-07 | 5.6621e-07 | 0 | 5.6621e-07 | 5.3624e-07 | 0 | 5.3624e-07 | 5.1071e-07 | 0 | 5.1071e-07
[79 empty] | WLDFR | HFTD - Distribution - Tier 2 - 3QU CoRE ¦ 3QU LoRE | Non-Red Flag Warning - Large Fires | 2049 | 7.2745e-08 | 7.6812e-08 | 7.2747e-08 | 6.9283e-08 | 7.3713 | 0.88759 | 4.1075 | 2.3763 | 0 | 0 | 0 | 0 | 2.4344e-05 | 5.3623e-07 | 0 | 5.3623e-07 | 5.6621e-07 | 0 | 5.6621e-07 | 5.3624e-07 | 0 | 5.3624e-07 | 5.1071e-07 | 0 | 5.1071e-07
[79 empty] | WLDFR | HFTD - Distribution - Tier 2 - 3QU CoRE ¦ 3QU LoRE | Non-Red Flag Warning - Large Fires | 2050 | 0 | 7.6812e-08 | 7.2747e-08 | 6.9283e-08 | 7.3713 | 0.88759 | 4.1075 | 2.3763 | 0 | 0 | 0 | 0 | 2.4344e-05 | 0 | 0 | 0 | 5.6621e-07 | 0 | 5.6621e-07 | 5.3624e-07 | 0 | 5.3624e-07 | 5.1071e-07 | 0 | 5.1071e-07
[79 empty] | WLDFR | HFTD - Distribution - Tier 2 - 3QU CoRE ¦ 3QU LoRE | Non-Red Flag Warning - Large Fires | 2051 | 0 | 0 | 7.2747e-08 | 6.9283e-08 | 7.3713 | 0.88759 | 4.1075 | 2.3763 | 0 | 0 | 0 | 0 | 2.4344e-05 | 0 | 0 | 0 | 0 | 0 | 0 | 5.3624e-07 | 0 | 5.3624e-07 | 5.1071e-07 | 0 | 5.1071e-07
[79 empty] | WLDFR | HFTD - Distribution - Tier 2 - 3QU CoRE ¦ 3QU LoRE | Non-Red Flag Warning - Large Fires | 2052 | 0 | 0 | 0 | 6.9283e-08 | 7.3713 | 0.88759 | 4.1075 | 2.3763 | 0 | 0 | 0 | 0 | 2.4344e-05 | 0 | 0 | 0 | 0 | 0 | 0 | 0 | 0 | 0 | 5.1071e-07 | 0 | 5.1071e-07
[79 empty] | WLDFR | HFTD - Distribution - Tier 2 - 3QU CoRE ¦ 3QU LoRE | Non-Red Flag Warning - Small Fires | 2020 | 3.0994e-05 | 0 | 0 | 0 | 0.077901 | 0.036425 | 0.0015809 | 0.039895 | 0 | 0 | 0 | 0 | 0.0043039 | 2.4145e-06 | 0 | 2.4145e-06 | 0 | 0 | 0 | 0 | 0 | 0 | 0 | 0 | 0
[79 empty] | WLDFR | HFTD - Distribution - Tier 2 - 3QU CoRE ¦ 3QU LoRE | Non-Red Flag Warning - Small Fires | 2021 | 1.6355e-05 | 3.2727e-05 | 0 | 0 | 0.077901 | 0.036425 | 0.0015809 | 0.039895 | 0 | 0 | 0 | 0 | 0.0043039 | 1.2741e-06 | 0 | 1.2741e-06 | 2.5495e-06 | 0 | 2.5495e-06 | 0 | 0 | 0 | 0 | 0 | 0
[79 empty] | WLDFR | HFTD - Distribution - Tier 2 - 3QU CoRE ¦ 3QU LoRE | Non-Red Flag Warning - Small Fires | 2022 | 1.6315e-05 | 1.7227e-05 | 3.0974e-05 | 0 | 0.077901 | 0.036425 | 0.0015809 | 0.039895 | 0 | 0 | 0 | 0 | 0.0042573 | 1.2709e-06 | 0 | 1.2709e-06 | 1.342e-06 | 0 | 1.342e-06 | 2.4129e-06 | 0 | 2.4129e-06 | 0 | 0 | 0
[79 empty] | WLDFR | HFTD - Distribution - Tier 2 - 3QU CoRE ¦ 3QU LoRE | Non-Red Flag Warning - Small Fires | 2023 | 1.6315e-05 | 1.7227e-05 | 1.6315e-05 | 2.9499e-05 | 0.080408 | 0.03759 | 0.0016314 | 0.041187 | 0 | 0 | 0 | 0 | 0.0042573 | 1.3118e-06 | 0 | 1.3118e-06 | 1.3852e-06 | 0 | 1.3852e-06 | 1.3119e-06 | 0 | 1.3119e-06 | 2.372e-06 | 0 | 2.372e-06
[79 empty] | WLDFR | HFTD - Distribution - Tier 2 - 3QU CoRE ¦ 3QU LoRE | Non-Red Flag Warning - Small Fires | 2024 | 1.6315e-05 | 1.7227e-05 | 1.6315e-05 | 1.5538e-05 | 0.080408 | 0.03759 | 0.0016314 | 0.041187 | 0 | 0 | 0 | 0 | 0.0042573 | 1.3118e-06 | 0 | 1.3118e-06 | 1.3852e-06 | 0 | 1.3852e-06 | 1.3119e-06 | 0 | 1.3119e-06 | 1.2494e-06 | 0 | 1.2494e-06
[79 empty] | WLDFR | HFTD - Distribution - Tier 2 - 3QU CoRE ¦ 3QU LoRE | Non-Red Flag Warning - Small Fires | 2025 | 1.6315e-05 | 1.7227e-05 | 1.6315e-05 | 1.5538e-05 | 0.080408 | 0.03759 | 0.0016314 | 0.041187 | 0 | 0 | 0 | 0 | 0.0042573 | 1.3118e-06 | 0 | 1.3118e-06 | 1.3852e-06 | 0 | 1.3852e-06 | 1.3119e-06 | 0 | 1.3119e-06 | 1.2494e-06 | 0 | 1.2494e-06
[79 empty] | WLDFR | HFTD - Distribution - Tier 2 - 3QU CoRE ¦ 3QU LoRE | Non-Red Flag Warning - Small Fires | 2026 | 1.6315e-05 | 1.7227e-05 | 1.6315e-05 | 1.5538e-05 | 0.080408 | 0.03759 | 0.0016314 | 0.041187 | 0 | 0 | 0 | 0 | 0.0042573 | 1.3118e-06 | 0 | 1.3118e-06 | 1.3852e-06 | 0 | 1.3852e-06 | 1.3119e-06 | 0 | 1.3119e-06 | 1.2494e-06 | 0 | 1.2494e-06
[79 empty] | WLDFR | HFTD - Distribution - Tier 2 - 3QU CoRE ¦ 3QU LoRE | Non-Red Flag Warning - Small Fires | 2027 | 1.6315e-05 | 1.7227e-05 | 1.6315e-05 | 1.5538e-05 | 0.080408 | 0.03759 | 0.0016314 | 0.041187 | 0 | 0 | 0 | 0 | 0.0042573 | 1.3118e-06 | 0 | 1.3118e-06 | 1.3852e-06 | 0 | 1.3852e-06 | 1.3119e-06 | 0 | 1.3119e-06 | 1.2494e-06 | 0 | 1.2494e-06
[79 empty] | WLDFR | HFTD - Distribution - Tier 2 - 3QU CoRE ¦ 3QU LoRE | Non-Red Flag Warning - Small Fires | 2028 | 1.6315e-05 | 1.7227e-05 | 1.6315e-05 | 1.5538e-05 | 0.083606 | 0.039055 | 0.001695 | 0.042856 | 0 | 0 | 0 | 0 | 0.0042573 | 1.364e-06 | 0 | 1.364e-06 | 1.4403e-06 | 0 | 1.4403e-06 | 1.364e-06 | 0 | 1.364e-06 | 1.2991e-06 | 0 | 1.2991e-06
[79 empty] | WLDFR | HFTD - Distribution - Tier 2 - 3QU CoRE ¦ 3QU LoRE | Non-Red Flag Warning - Small Fires | 2029 | 1.6315e-05 | 1.7227e-05 | 1.6315e-05 | 1.5538e-05 | 0.083606 | 0.039055 | 0.001695 | 0.042856 | 0 | 0 | 0 | 0 | 0.0042573 | 1.364e-06 | 0 | 1.364e-06 | 1.4403e-06 | 0 | 1.4403e-06 | 1.364e-06 | 0 | 1.364e-06 | 1.2991e-06 | 0 | 1.2991e-06
[79 empty] | WLDFR | HFTD - Distribution - Tier 2 - 3QU CoRE ¦ 3QU LoRE | Non-Red Flag Warning - Small Fires | 2030 | 1.6315e-05 | 1.7227e-05 | 1.6315e-05 | 1.5538e-05 | 0.083606 | 0.039055 | 0.001695 | 0.042856 | 0 | 0 | 0 | 0 | 0.0042573 | 1.364e-06 | 0 | 1.364e-06 | 1.4403e-06 | 0 | 1.4403e-06 | 1.364e-06 | 0 | 1.364e-06 | 1.2991e-06 | 0 | 1.2991e-06
[79 empty] | WLDFR | HFTD - Distribution - Tier 2 - 3QU CoRE ¦ 3QU LoRE | Non-Red Flag Warning - Small Fires | 2031 | 1.6315e-05 | 1.7227e-05 | 1.6315e-05 | 1.5538e-05 | 0.083606 | 0.039055 | 0.001695 | 0.042856 | 0 | 0 | 0 | 0 | 0.0042573 | 1.364e-06 | 0 | 1.364e-06 | 1.4403e-06 | 0 | 1.4403e-06 | 1.364e-06 | 0 | 1.364e-06 | 1.2991e-06 | 0 | 1.2991e-06
[79 empty] | WLDFR | HFTD - Distribution - Tier 2 - 3QU CoRE ¦ 3QU LoRE | Non-Red Flag Warning - Small Fires | 2032 | 1.6315e-05 | 1.7227e-05 | 1.6315e-05 | 1.5538e-05 | 0.083606 | 0.039055 | 0.001695 | 0.042856 | 0 | 0 | 0 | 0 | 0.0042573 | 1.364e-06 | 0 | 1.364e-06 | 1.4403e-06 | 0 | 1.4403e-06 | 1.364e-06 | 0 | 1.364e-06 | 1.2991e-06 | 0 | 1.2991e-06
[79 empty] | WLDFR | HFTD - Distribution - Tier 2 - 3QU CoRE ¦ 3QU LoRE | Non-Red Flag Warning - Small Fires | 2033 | 1.6315e-05 | 1.7227e-05 | 1.6315e-05 | 1.5538e-05 | 0.087211 | 0.040679 | 0.0017655 | 0.044766 | 0 | 0 | 0 | 0 | 0.0042573 | 1.4228e-06 | 0 | 1.4228e-06 | 1.5024e-06 | 0 | 1.5024e-06 | 1.4229e-06 | 0 | 1.4229e-06 | 1.3551e-06 | 0 | 1.3551e-06
[79 empty] | WLDFR | HFTD - Distribution - Tier 2 - 3QU CoRE ¦ 3QU LoRE | Non-Red Flag Warning - Small Fires | 2034 | 1.6315e-05 | 1.7227e-05 | 1.6315e-05 | 1.5538e-05 | 0.087211 | 0.040679 | 0.0017655 | 0.044766 | 0 | 0 | 0 | 0 | 0.0042573 | 1.4228e-06 | 0 | 1.4228e-06 | 1.5024e-06 | 0 | 1.5024e-06 | 1.4229e-06 | 0 | 1.4229e-06 | 1.3551e-06 | 0 | 1.3551e-06
[79 empty] | WLDFR | HFTD - Distribution - Tier 2 - 3QU CoRE ¦ 3QU LoRE | Non-Red Flag Warning - Small Fires | 2035 | 1.6315e-05 | 1.7227e-05 | 1.6315e-05 | 1.5538e-05 | 0.087211 | 0.040679 | 0.0017655 | 0.044766 | 0 | 0 | 0 | 0 | 0.0042573 | 1.4228e-06 | 0 | 1.4228e-06 | 1.5024e-06 | 0 | 1.5024e-06 | 1.4229e-06 | 0 | 1.4229e-06 | 1.3551e-06 | 0 | 1.3551e-06
[79 empty] | WLDFR | HFTD - Distribution - Tier 2 - 3QU CoRE ¦ 3QU LoRE | Non-Red Flag Warning - Small Fires | 2036 | 1.6315e-05 | 1.7227e-05 | 1.6315e-05 | 1.5538e-05 | 0.087211 | 0.040679 | 0.0017655 | 0.044766 | 0 | 0 | 0 | 0 | 0.0042573 | 1.4228e-06 | 0 | 1.4228e-06 | 1.5024e-06 | 0 | 1.5024e-06 | 1.4229e-06 | 0 | 1.4229e-06 | 1.3551e-06 | 0 | 1.3551e-06
[79 empty] | WLDFR | HFTD - Distribution - Tier 2 - 3QU CoRE ¦ 3QU LoRE | Non-Red Flag Warning - Small Fires | 2037 | 1.6315e-05 | 1.7227e-05 | 1.6315e-05 | 1.5538e-05 | 0.087211 | 0.040679 | 0.0017655 | 0.044766 | 0 | 0 | 0 | 0 | 0.0042573 | 1.4228e-06 | 0 | 1.4228e-06 | 1.5024e-06 | 0 | 1.5024e-06 | 1.4229e-06 | 0 | 1.4229e-06 | 1.3551e-06 | 0 | 1.3551e-06
[79 empty] | WLDFR | HFTD - Distribution - Tier 2 - 3QU CoRE ¦ 3QU LoRE | Non-Red Flag Warning - Small Fires | 2038 | 1.6315e-05 | 1.7227e-05 | 1.6315e-05 | 1.5538e-05 | 0.091184 | 0.042438 | 0.0018418 | 0.046905 | 0 | 0 | 0 | 0 | 0.0042573 | 1.4876e-06 | 0 | 1.4876e-06 | 1.5708e-06 | 0 | 1.5708e-06 | 1.4877e-06 | 0 | 1.4877e-06 | 1.4168e-06 | 0 | 1.4168e-06
[79 empty] | WLDFR | HFTD - Distribution - Tier 2 - 3QU CoRE ¦ 3QU LoRE | Non-Red Flag Warning - Small Fires | 2039 | 1.6315e-05 | 1.7227e-05 | 1.6315e-05 | 1.5538e-05 | 0.091184 | 0.042438 | 0.0018418 | 0.046905 | 0 | 0 | 0 | 0 | 0.0042573 | 1.4876e-06 | 0 | 1.4876e-06 | 1.5708e-06 | 0 | 1.5708e-06 | 1.4877e-06 | 0 | 1.4877e-06 | 1.4168e-06 | 0 | 1.4168e-06
[79 empty] | WLDFR | HFTD - Distribution - Tier 2 - 3QU CoRE ¦ 3QU LoRE | Non-Red Flag Warning - Small Fires | 2040 | 1.6315e-05 | 1.7227e-05 | 1.6315e-05 | 1.5538e-05 | 0.091184 | 0.042438 | 0.0018418 | 0.046905 | 0 | 0 | 0 | 0 | 0.0042573 | 1.4876e-06 | 0 | 1.4876e-06 | 1.5708e-06 | 0 | 1.5708e-06 | 1.4877e-06 | 0 | 1.4877e-06 | 1.4168e-06 | 0 | 1.4168e-06
[79 empty] | WLDFR | HFTD - Distribution - Tier 2 - 3QU CoRE ¦ 3QU LoRE | Non-Red Flag Warning - Small Fires | 2041 | 1.6315e-05 | 1.7227e-05 | 1.6315e-05 | 1.5538e-05 | 0.091184 | 0.042438 | 0.0018418 | 0.046905 | 0 | 0 | 0 | 0 | 0.0042573 | 1.4876e-06 | 0 | 1.4876e-06 | 1.5708e-06 | 0 | 1.5708e-06 | 1.4877e-06 | 0 | 1.4877e-06 | 1.4168e-06 | 0 | 1.4168e-06
[79 empty] | WLDFR | HFTD - Distribution - Tier 2 - 3QU CoRE ¦ 3QU LoRE | Non-Red Flag Warning - Small Fires | 2042 | 1.6315e-05 | 1.7227e-05 | 1.6315e-05 | 1.5538e-05 | 0.091184 | 0.042438 | 0.0018418 | 0.046905 | 0 | 0 | 0 | 0 | 0.0042573 | 1.4876e-06 | 0 | 1.4876e-06 | 1.5708e-06 | 0 | 1.5708e-06 | 1.4877e-06 | 0 | 1.4877e-06 | 1.4168e-06 | 0 | 1.4168e-06
[79 empty] | WLDFR | HFTD - Distribution - Tier 2 - 3QU CoRE ¦ 3QU LoRE | Non-Red Flag Warning - Small Fires | 2043 | 1.6315e-05 | 1.7227e-05 | 1.6315e-05 | 1.5538e-05 | 0.095486 | 0.044306 | 0.0019228 | 0.049257 | 0 | 0 | 0 | 0 | 0.0042573 | 1.5578e-06 | 0 | 1.5578e-06 | 1.6449e-06 | 0 | 1.6449e-06 | 1.5579e-06 | 0 | 1.5579e-06 | 1.4837e-06 | 0 | 1.4837e-06
[79 empty] | WLDFR | HFTD - Distribution - Tier 2 - 3QU CoRE ¦ 3QU LoRE | Non-Red Flag Warning - Small Fires | 2044 | 1.6315e-05 | 1.7227e-05 | 1.6315e-05 | 1.5538e-05 | 0.095486 | 0.044306 | 0.0019228 | 0.049257 | 0 | 0 | 0 | 0 | 0.0042573 | 1.5578e-06 | 0 | 1.5578e-06 | 1.6449e-06 | 0 | 1.6449e-06 | 1.5579e-06 | 0 | 1.5579e-06 | 1.4837e-06 | 0 | 1.4837e-06
[79 empty] | WLDFR | HFTD - Distribution - Tier 2 - 3QU CoRE ¦ 3QU LoRE | Non-Red Flag Warning - Small Fires | 2045 | 1.6315e-05 | 1.7227e-05 | 1.6315e-05 | 1.5538e-05 | 0.095486 | 0.044306 | 0.0019228 | 0.049257 | 0 | 0 | 0 | 0 | 0.0042573 | 1.5578e-06 | 0 | 1.5578e-06 | 1.6449e-06 | 0 | 1.6449e-06 | 1.5579e-06 | 0 | 1.5579e-06 | 1.4837e-06 | 0 | 1.4837e-06
[79 empty] | WLDFR | HFTD - Distribution - Tier 2 - 3QU CoRE ¦ 3QU LoRE | Non-Red Flag Warning - Small Fires | 2046 | 1.6315e-05 | 1.7227e-05 | 1.6315e-05 | 1.5538e-05 | 0.095486 | 0.044306 | 0.0019228 | 0.049257 | 0 | 0 | 0 | 0 | 0.0042573 | 1.5578e-06 | 0 | 1.5578e-06 | 1.6449e-06 | 0 | 1.6449e-06 | 1.5579e-06 | 0 | 1.5579e-06 | 1.4837e-06 | 0 | 1.4837e-06
[79 empty] | WLDFR | HFTD - Distribution - Tier 2 - 3QU CoRE ¦ 3QU LoRE | Non-Red Flag Warning - Small Fires | 2047 | 1.6315e-05 | 1.7227e-05 | 1.6315e-05 | 1.5538e-05 | 0.095486 | 0.044306 | 0.0019228 | 0.049257 | 0 | 0 | 0 | 0 | 0.0042573 | 1.5578e-06 | 0 | 1.5578e-06 | 1.6449e-06 | 0 | 1.6449e-06 | 1.5579e-06 | 0 | 1.5579e-06 | 1.4837e-06 | 0 | 1.4837e-06
[79 empty] | WLDFR | HFTD - Distribution - Tier 2 - 3QU CoRE ¦ 3QU LoRE | Non-Red Flag Warning - Small Fires | 2048 | 1.6315e-05 | 1.7227e-05 | 1.6315e-05 | 1.5538e-05 | 0.10007 | 0.04626 | 0.0020076 | 0.051804 | 0 | 0 | 0 | 0 | 0.0042573 | 1.6326e-06 | 0 | 1.6326e-06 | 1.7239e-06 | 0 | 1.7239e-06 | 1.6327e-06 | 0 | 1.6327e-06 | 1.5549e-06 | 0 | 1.5549e-06
[79 empty] | WLDFR | HFTD - Distribution - Tier 2 - 3QU CoRE ¦ 3QU LoRE | Non-Red Flag Warning - Small Fires | 2049 | 1.6315e-05 | 1.7227e-05 | 1.6315e-05 | 1.5538e-05 | 0.10007 | 0.04626 | 0.0020076 | 0.051804 | 0 | 0 | 0 | 0 | 0.0042573 | 1.6326e-06 | 0 | 1.6326e-06 | 1.7239e-06 | 0 | 1.7239e-06 | 1.6327e-06 | 0 | 1.6327e-06 | 1.5549e-06 | 0 | 1.5549e-06
[79 empty] | WLDFR | HFTD - Distribution - Tier 2 - 3QU CoRE ¦ 3QU LoRE | Non-Red Flag Warning - Small Fires | 2050 | 0 | 1.7227e-05 | 1.6315e-05 | 1.5538e-05 | 0.10007 | 0.04626 | 0.0020076 | 0.051804 | 0 | 0 | 0 | 0 | 0.0042573 | 0 | 0 | 0 | 1.7239e-06 | 0 | 1.7239e-06 | 1.6327e-06 | 0 | 1.6327e-06 | 1.5549e-06 | 0 | 1.5549e-06
[79 empty] | WLDFR | HFTD - Distribution - Tier 2 - 3QU CoRE ¦ 3QU LoRE | Non-Red Flag Warning - Small Fires | 2051 | 0 | 0 | 1.6315e-05 | 1.5538e-05 | 0.10007 | 0.04626 | 0.0020076 | 0.051804 | 0 | 0 | 0 | 0 | 0.0042573 | 0 | 0 | 0 | 0 | 0 | 0 | 1.6327e-06 | 0 | 1.6327e-06 | 1.5549e-06 | 0 | 1.5549e-06
[79 empty] | WLDFR | HFTD - Distribution - Tier 2 - 3QU CoRE ¦ 3QU LoRE | Non-Red Flag Warning - Small Fires | 2052 | 0 | 0 | 0 | 1.5538e-05 | 0.10007 | 0.04626 | 0.0020076 | 0.051804 | 0 | 0 | 0 | 0 | 0.0042573 | 0 | 0 | 0 | 0 | 0 | 0 | 0 | 0 | 0 | 1.5549e-06 | 0 | 1.5549e-06
[79 empty] | WLDFR | HFTD - Distribution - Tier 2 - 3QU CoRE ¦ 3QU LoRE | Red Flag Warning - Catastrophic Fires | 2020 | 3.7017e-07 | 0 | 0 | 0 | 14146.1306 | 222.2294 | 8585.7228 | 5338.1784 | 0 | 0 | 0 | 0 | 2.9466e-05 | 0.0052364 | 0 | 0.0052364 | 0 | 0 | 0 | 0 | 0 | 0 | 0 | 0 | 0
[79 empty] | WLDFR | HFTD - Distribution - Tier 2 - 3QU CoRE ¦ 3QU LoRE | Red Flag Warning - Catastrophic Fires | 2021 | 2.4156e-07 | 3.9086e-07 | 0 | 0 | 14146.1306 | 222.2294 | 8585.7228 | 5338.1784 | 0 | 0 | 0 | 0 | 2.9466e-05 | 0.0034171 | 0 | 0.0034171 | 0.0055292 | 0 | 0.0055292 | 0 | 0 | 0 | 0 | 0 | 0
[79 empty] | WLDFR | HFTD - Distribution - Tier 2 - 3QU CoRE ¦ 3QU LoRE | Red Flag Warning - Catastrophic Fires | 2022 | 2.4313e-07 | 2.5672e-07 | 3.7287e-07 | 0 | 14146.1306 | 222.2294 | 8585.7228 | 5338.1784 | 0 | 0 | 0 | 0 | 2.9341e-05 | 0.0034393 | 0 | 0.0034393 | 0.0036316 | 0 | 0.0036316 | 0.0052747 | 0 | 0.0052747 | 0 | 0 | 0
[79 empty] | WLDFR | HFTD - Distribution - Tier 2 - 3QU CoRE ¦ 3QU LoRE | Red Flag Warning - Catastrophic Fires | 2023 | 2.4313e-07 | 2.5672e-07 | 2.4313e-07 | 3.5512e-07 | 14664.6376 | 233.2301 | 8896.516 | 5534.8915 | 0 | 0 | 0 | 0 | 2.9341e-05 | 0.0035654 | 0 | 0.0035654 | 0.0037647 | 0 | 0.0037647 | 0.0035655 | 0 | 0.0035655 | 0.0052077 | 0 | 0.0052077
[79 empty] | WLDFR | HFTD - Distribution - Tier 2 - 3QU CoRE ¦ 3QU LoRE | Red Flag Warning - Catastrophic Fires | 2024 | 2.4313e-07 | 2.5672e-07 | 2.4313e-07 | 2.3156e-07 | 14664.6376 | 233.2301 | 8896.516 | 5534.8915 | 0 | 0 | 0 | 0 | 2.9341e-05 | 0.0035654 | 0 | 0.0035654 | 0.0037647 | 0 | 0.0037647 | 0.0035655 | 0 | 0.0035655 | 0.0033957 | 0 | 0.0033957
[79 empty] | WLDFR | HFTD - Distribution - Tier 2 - 3QU CoRE ¦ 3QU LoRE | Red Flag Warning - Catastrophic Fires | 2025 | 2.4313e-07 | 2.5672e-07 | 2.4313e-07 | 2.3156e-07 | 14664.6376 | 233.2301 | 8896.516 | 5534.8915 | 0 | 0 | 0 | 0 | 2.9341e-05 | 0.0035654 | 0 | 0.0035654 | 0.0037647 | 0 | 0.0037647 | 0.0035655 | 0 | 0.0035655 | 0.0033957 | 0 | 0.0033957
[79 empty] | WLDFR | HFTD - Distribution - Tier 2 - 3QU CoRE ¦ 3QU LoRE | Red Flag Warning - Catastrophic Fires | 2026 | 2.4313e-07 | 2.5672e-07 | 2.4313e-07 | 2.3156e-07 | 14664.6376 | 233.2301 | 8896.516 | 5534.8915 | 0 | 0 | 0 | 0 | 2.9341e-05 | 0.0035654 | 0 | 0.0035654 | 0.0037647 | 0 | 0.0037647 | 0.0035655 | 0 | 0.0035655 | 0.0033957 | 0 | 0.0033957
[79 empty] | WLDFR | HFTD - Distribution - Tier 2 - 3QU CoRE ¦ 3QU LoRE | Red Flag Warning - Catastrophic Fires | 2027 | 2.4313e-07 | 2.5672e-07 | 2.4313e-07 | 2.3156e-07 | 14664.6376 | 233.2301 | 8896.516 | 5534.8915 | 0 | 0 | 0 | 0 | 2.9341e-05 | 0.0035654 | 0 | 0.0035654 | 0.0037647 | 0 | 0.0037647 | 0.0035655 | 0 | 0.0035655 | 0.0033957 | 0 | 0.0033957
[79 empty] | WLDFR | HFTD - Distribution - Tier 2 - 3QU CoRE ¦ 3QU LoRE | Red Flag Warning - Catastrophic Fires | 2028 | 2.4313e-07 | 2.5672e-07 | 2.4313e-07 | 2.3156e-07 | 15317.9909 | 247.273 | 9287.6491 | 5783.0689 | 0 | 0 | 0 | 0 | 2.9341e-05 | 0.0037242 | 0 | 0.0037242 | 0.0039325 | 0 | 0.0039325 | 0.0037243 | 0 | 0.0037243 | 0.003547 | 0 | 0.003547
[79 empty] | WLDFR | HFTD - Distribution - Tier 2 - 3QU CoRE ¦ 3QU LoRE | Red Flag Warning - Catastrophic Fires | 2029 | 2.4313e-07 | 2.5672e-07 | 2.4313e-07 | 2.3156e-07 | 15317.9909 | 247.273 | 9287.6491 | 5783.0689 | 0 | 0 | 0 | 0 | 2.9341e-05 | 0.0037242 | 0 | 0.0037242 | 0.0039325 | 0 | 0.0039325 | 0.0037243 | 0 | 0.0037243 | 0.003547 | 0 | 0.003547
[79 empty] | WLDFR | HFTD - Distribution - Tier 2 - 3QU CoRE ¦ 3QU LoRE | Red Flag Warning - Catastrophic Fires | 2030 | 2.4313e-07 | 2.5672e-07 | 2.4313e-07 | 2.3156e-07 | 15317.9909 | 247.273 | 9287.6491 | 5783.0689 | 0 | 0 | 0 | 0 | 2.9341e-05 | 0.0037242 | 0 | 0.0037242 | 0.0039325 | 0 | 0.0039325 | 0.0037243 | 0 | 0.0037243 | 0.003547 | 0 | 0.003547
[79 empty] | WLDFR | HFTD - Distribution - Tier 2 - 3QU CoRE ¦ 3QU LoRE | Red Flag Warning - Catastrophic Fires | 2031 | 2.4313e-07 | 2.5672e-07 | 2.4313e-07 | 2.3156e-07 | 15317.9909 | 247.273 | 9287.6491 | 5783.0689 | 0 | 0 | 0 | 0 | 2.9341e-05 | 0.0037242 | 0 | 0.0037242 | 0.0039325 | 0 | 0.0039325 | 0.0037243 | 0 | 0.0037243 | 0.003547 | 0 | 0.003547
[79 empty] | WLDFR | HFTD - Distribution - Tier 2 - 3QU CoRE ¦ 3QU LoRE | Red Flag Warning - Catastrophic Fires | 2032 | 2.4313e-07 | 2.5672e-07 | 2.4313e-07 | 2.3156e-07 | 15317.9909 | 247.273 | 9287.6491 | 5783.0689 | 0 | 0 | 0 | 0 | 2.9341e-05 | 0.0037242 | 0 | 0.0037242 | 0.0039325 | 0 | 0.0039325 | 0.0037243 | 0 | 0.0037243 | 0.003547 | 0 | 0.003547
[79 empty] | WLDFR | HFTD - Distribution - Tier 2 - 3QU CoRE ¦ 3QU LoRE | Red Flag Warning - Catastrophic Fires | 2033 | 2.4313e-07 | 2.5672e-07 | 2.4313e-07 | 2.3156e-07 | 16044.1264 | 263.1074 | 9721.74 | 6059.2791 | 0 | 0 | 0 | 0 | 2.9341e-05 | 0.0039008 | 0 | 0.0039008 | 0.0041189 | 0 | 0.0041189 | 0.0039009 | 0 | 0.0039009 | 0.0037151 | 0 | 0.0037151
[79 empty] | WLDFR | HFTD - Distribution - Tier 2 - 3QU CoRE ¦ 3QU LoRE | Red Flag Warning - Catastrophic Fires | 2034 | 2.4313e-07 | 2.5672e-07 | 2.4313e-07 | 2.3156e-07 | 16044.1264 | 263.1074 | 9721.74 | 6059.2791 | 0 | 0 | 0 | 0 | 2.9341e-05 | 0.0039008 | 0 | 0.0039008 | 0.0041189 | 0 | 0.0041189 | 0.0039009 | 0 | 0.0039009 | 0.0037151 | 0 | 0.0037151
[79 empty] | WLDFR | HFTD - Distribution - Tier 2 - 3QU CoRE ¦ 3QU LoRE | Red Flag Warning - Catastrophic Fires | 2035 | 2.4313e-07 | 2.5672e-07 | 2.4313e-07 | 2.3156e-07 | 16044.1264 | 263.1074 | 9721.74 | 6059.2791 | 0 | 0 | 0 | 0 | 2.9341e-05 | 0.0039008 | 0 | 0.0039008 | 0.0041189 | 0 | 0.0041189 | 0.0039009 | 0 | 0.0039009 | 0.0037151 | 0 | 0.0037151
[79 empty] | WLDFR | HFTD - Distribution - Tier 2 - 3QU CoRE ¦ 3QU LoRE | Red Flag Warning - Catastrophic Fires | 2036 | 2.4313e-07 | 2.5672e-07 | 2.4313e-07 | 2.3156e-07 | 16044.1264 | 263.1074 | 9721.74 | 6059.2791 | 0 | 0 | 0 | 0 | 2.9341e-05 | 0.0039008 | 0 | 0.0039008 | 0.0041189 | 0 | 0.0041189 | 0.0039009 | 0 | 0.0039009 | 0.0037151 | 0 | 0.0037151
[79 empty] | WLDFR | HFTD - Distribution - Tier 2 - 3QU CoRE ¦ 3QU LoRE | Red Flag Warning - Catastrophic Fires | 2037 | 2.4313e-07 | 2.5672e-07 | 2.4313e-07 | 2.3156e-07 | 16044.1264 | 263.1074 | 9721.74 | 6059.2791 | 0 | 0 | 0 | 0 | 2.9341e-05 | 0.0039008 | 0 | 0.0039008 | 0.0041189 | 0 | 0.0041189 | 0.0039009 | 0 | 0.0039009 | 0.0037151 | 0 | 0.0037151
[79 empty] | WLDFR | HFTD - Distribution - Tier 2 - 3QU CoRE ¦ 3QU LoRE | Red Flag Warning - Catastrophic Fires | 2038 | 2.4313e-07 | 2.5672e-07 | 2.4313e-07 | 2.3156e-07 | 16832.3912 | 280.5544 | 10192.2718 | 6359.5651 | 0 | 0 | 0 | 0 | 2.9341e-05 | 0.0040924 | 0 | 0.0040924 | 0.0043212 | 0 | 0.0043212 | 0.0040925 | 0 | 0.0040925 | 0.0038976 | 0 | 0.0038976
[79 empty] | WLDFR | HFTD - Distribution - Tier 2 - 3QU CoRE ¦ 3QU LoRE | Red Flag Warning - Catastrophic Fires | 2039 | 2.4313e-07 | 2.5672e-07 | 2.4313e-07 | 2.3156e-07 | 16832.3912 | 280.5544 | 10192.2718 | 6359.5651 | 0 | 0 | 0 | 0 | 2.9341e-05 | 0.0040924 | 0 | 0.0040924 | 0.0043212 | 0 | 0.0043212 | 0.0040925 | 0 | 0.0040925 | 0.0038976 | 0 | 0.0038976
[79 empty] | WLDFR | HFTD - Distribution - Tier 2 - 3QU CoRE ¦ 3QU LoRE | Red Flag Warning - Catastrophic Fires | 2040 | 2.4313e-07 | 2.5672e-07 | 2.4313e-07 | 2.3156e-07 | 16832.3912 | 280.5544 | 10192.2718 | 6359.5651 | 0 | 0 | 0 | 0 | 2.9341e-05 | 0.0040924 | 0 | 0.0040924 | 0.0043212 | 0 | 0.0043212 | 0.0040925 | 0 | 0.0040925 | 0.0038976 | 0 | 0.0038976
[79 empty] | WLDFR | HFTD - Distribution - Tier 2 - 3QU CoRE ¦ 3QU LoRE | Red Flag Warning - Catastrophic Fires | 2041 | 2.4313e-07 | 2.5672e-07 | 2.4313e-07 | 2.3156e-07 | 16832.3912 | 280.5544 | 10192.2718 | 6359.5651 | 0 | 0 | 0 | 0 | 2.9341e-05 | 0.0040924 | 0 | 0.0040924 | 0.0043212 | 0 | 0.0043212 | 0.0040925 | 0 | 0.0040925 | 0.0038976 | 0 | 0.0038976
[79 empty] | WLDFR | HFTD - Distribution - Tier 2 - 3QU CoRE ¦ 3QU LoRE | Red Flag Warning - Catastrophic Fires | 2042 | 2.4313e-07 | 2.5672e-07 | 2.4313e-07 | 2.3156e-07 | 16832.3912 | 280.5544 | 10192.2718 | 6359.5651 | 0 | 0 | 0 | 0 | 2.9341e-05 | 0.0040924 | 0 | 0.0040924 | 0.0043212 | 0 | 0.0043212 | 0.0040925 | 0 | 0.0040925 | 0.0038976 | 0 | 0.0038976
[79 empty] | WLDFR | HFTD - Distribution - Tier 2 - 3QU CoRE ¦ 3QU LoRE | Red Flag Warning - Catastrophic Fires | 2043 | 2.4313e-07 | 2.5672e-07 | 2.4313e-07 | 2.3156e-07 | 17672.0852 | 299.42 | 10692.7362 | 6679.929 | 0 | 0 | 0 | 0 | 2.9341e-05 | 0.0042966 | 0 | 0.0042966 | 0.0045368 | 0 | 0.0045368 | 0.0042967 | 0 | 0.0042967 | 0.0040921 | 0 | 0.0040921
[79 empty] | WLDFR | HFTD - Distribution - Tier 2 - 3QU CoRE ¦ 3QU LoRE | Red Flag Warning - Catastrophic Fires | 2044 | 2.4313e-07 | 2.5672e-07 | 2.4313e-07 | 2.3156e-07 | 17672.0852 | 299.42 | 10692.7362 | 6679.929 | 0 | 0 | 0 | 0 | 2.9341e-05 | 0.0042966 | 0 | 0.0042966 | 0.0045368 | 0 | 0.0045368 | 0.0042967 | 0 | 0.0042967 | 0.0040921 | 0 | 0.0040921
[79 empty] | WLDFR | HFTD - Distribution - Tier 2 - 3QU CoRE ¦ 3QU LoRE | Red Flag Warning - Catastrophic Fires | 2045 | 2.4313e-07 | 2.5672e-07 | 2.4313e-07 | 2.3156e-07 | 17672.0852 | 299.42 | 10692.7362 | 6679.929 | 0 | 0 | 0 | 0 | 2.9341e-05 | 0.0042966 | 0 | 0.0042966 | 0.0045368 | 0 | 0.0045368 | 0.0042967 | 0 | 0.0042967 | 0.0040921 | 0 | 0.0040921
[79 empty] | WLDFR | HFTD - Distribution - Tier 2 - 3QU CoRE ¦ 3QU LoRE | Red Flag Warning - Catastrophic Fires | 2046 | 2.4313e-07 | 2.5672e-07 | 2.4313e-07 | 2.3156e-07 | 17672.0852 | 299.42 | 10692.7362 | 6679.929 | 0 | 0 | 0 | 0 | 2.9341e-05 | 0.0042966 | 0 | 0.0042966 | 0.0045368 | 0 | 0.0045368 | 0.0042967 | 0 | 0.0042967 | 0.0040921 | 0 | 0.0040921
[79 empty] | WLDFR | HFTD - Distribution - Tier 2 - 3QU CoRE ¦ 3QU LoRE | Red Flag Warning - Catastrophic Fires | 2047 | 2.4313e-07 | 2.5672e-07 | 2.4313e-07 | 2.3156e-07 | 17672.0852 | 299.42 | 10692.7362 | 6679.929 | 0 | 0 | 0 | 0 | 2.9341e-05 | 0.0042966 | 0 | 0.0042966 | 0.0045368 | 0 | 0.0045368 | 0.0042967 | 0 | 0.0042967 | 0.0040921 | 0 | 0.0040921
[79 empty] | WLDFR | HFTD - Distribution - Tier 2 - 3QU CoRE ¦ 3QU LoRE | Red Flag Warning - Catastrophic Fires | 2048 | 2.4313e-07 | 2.5672e-07 | 2.4313e-07 | 2.3156e-07 | 18552.3348 | 319.4911 | 11216.5626 | 7016.281 | 0 | 0 | 0 | 0 | 2.9341e-05 | 0.0045106 | 0 | 0.0045106 | 0.0047628 | 0 | 0.0047628 | 0.0045107 | 0 | 0.0045107 | 0.0042959 | 0 | 0.0042959
[79 empty] | WLDFR | HFTD - Distribution - Tier 2 - 3QU CoRE ¦ 3QU LoRE | Red Flag Warning - Catastrophic Fires | 2049 | 2.4313e-07 | 2.5672e-07 | 2.4313e-07 | 2.3156e-07 | 18552.3348 | 319.4911 | 11216.5626 | 7016.281 | 0 | 0 | 0 | 0 | 2.9341e-05 | 0.0045106 | 0 | 0.0045106 | 0.0047628 | 0 | 0.0047628 | 0.0045107 | 0 | 0.0045107 | 0.0042959 | 0 | 0.0042959
[79 empty] | WLDFR | HFTD - Distribution - Tier 2 - 3QU CoRE ¦ 3QU LoRE | Red Flag Warning - Catastrophic Fires | 2050 | 0 | 2.5672e-07 | 2.4313e-07 | 2.3156e-07 | 18552.3348 | 319.4911 | 11216.5626 | 7016.281 | 0 | 0 | 0 | 0 | 2.9341e-05 | 0 | 0 | 0 | 0.0047628 | 0 | 0.0047628 | 0.0045107 | 0 | 0.0045107 | 0.0042959 | 0 | 0.0042959
[79 empty] | WLDFR | HFTD - Distribution - Tier 2 - 3QU CoRE ¦ 3QU LoRE | Red Flag Warning - Catastrophic Fires | 2051 | 0 | 0 | 2.4313e-07 | 2.3156e-07 | 18552.3348 | 319.4911 | 11216.5626 | 7016.281 | 0 | 0 | 0 | 0 | 2.9341e-05 | 0 | 0 | 0 | 0 | 0 | 0 | 0.0045107 | 0 | 0.0045107 | 0.0042959 | 0 | 0.0042959
[79 empty] | WLDFR | HFTD - Distribution - Tier 2 - 3QU CoRE ¦ 3QU LoRE | Red Flag Warning - Catastrophic Fires | 2052 | 0 | 0 | 0 | 2.3156e-07 | 18552.3348 | 319.4911 | 11216.5626 | 7016.281 | 0 | 0 | 0 | 0 | 2.9341e-05 | 0 | 0 | 0 | 0 | 0 | 0 | 0 | 0 | 0 | 0.0042959 | 0 | 0.0042959
[79 empty] | WLDFR | HFTD - Distribution - Tier 2 - 3QU CoRE ¦ 3QU LoRE | Red Flag Warning - Destructive Fires | 2020 | 4.7199e-08 | 0 | 0 | 0 | 8807.9522 | 222.2294 | 8585.7228 | 0 | 0 | 0 | 0 | 0 | 4.2462e-06 | 0.00041573 | 0 | 0.00041573 | 0 | 0 | 0 | 0 | 0 | 0 | 0 | 0 | 0
[79 empty] | WLDFR | HFTD - Distribution - Tier 2 - 3QU CoRE ¦ 3QU LoRE | Red Flag Warning - Destructive Fires | 2021 | 3.075e-08 | 4.9838e-08 | 0 | 0 | 8807.9522 | 222.2294 | 8585.7228 | 0 | 0 | 0 | 0 | 0 | 4.2462e-06 | 0.00027085 | 0 | 0.00027085 | 0.00043897 | 0 | 0.00043897 | 0 | 0 | 0 | 0 | 0 | 0
[79 empty] | WLDFR | HFTD - Distribution - Tier 2 - 3QU CoRE ¦ 3QU LoRE | Red Flag Warning - Destructive Fires | 2022 | 3.1033e-08 | 3.2768e-08 | 4.7663e-08 | 0 | 8807.9522 | 222.2294 | 8585.7228 | 0 | 0 | 0 | 0 | 0 | 4.2463e-06 | 0.00027334 | 0 | 0.00027334 | 0.00028862 | 0 | 0.00028862 | 0.00041981 | 0 | 0.00041981 | 0 | 0 | 0
[79 empty] | WLDFR | HFTD - Distribution - Tier 2 - 3QU CoRE ¦ 3QU LoRE | Red Flag Warning - Destructive Fires | 2023 | 3.1033e-08 | 3.2768e-08 | 3.1034e-08 | 4.5393e-08 | 9129.7461 | 233.2301 | 8896.516 | 0 | 0 | 0 | 0 | 0 | 4.2463e-06 | 0.00028332 | 0 | 0.00028332 | 0.00029916 | 0 | 0.00029916 | 0.00028333 | 0 | 0.00028333 | 0.00041443 | 0 | 0.00041443
[79 empty] | WLDFR | HFTD - Distribution - Tier 2 - 3QU CoRE ¦ 3QU LoRE | Red Flag Warning - Destructive Fires | 2024 | 3.1033e-08 | 3.2768e-08 | 3.1034e-08 | 2.9556e-08 | 9129.7461 | 233.2301 | 8896.516 | 0 | 0 | 0 | 0 | 0 | 4.2463e-06 | 0.00028332 | 0 | 0.00028332 | 0.00029916 | 0 | 0.00029916 | 0.00028333 | 0 | 0.00028333 | 0.00026984 | 0 | 0.00026984
[79 empty] | WLDFR | HFTD - Distribution - Tier 2 - 3QU CoRE ¦ 3QU LoRE | Red Flag Warning - Destructive Fires | 2025 | 3.1033e-08 | 3.2768e-08 | 3.1034e-08 | 2.9556e-08 | 9129.7461 | 233.2301 | 8896.516 | 0 | 0 | 0 | 0 | 0 | 4.2463e-06 | 0.00028332 | 0 | 0.00028332 | 0.00029916 | 0 | 0.00029916 | 0.00028333 | 0 | 0.00028333 | 0.00026984 | 0 | 0.00026984
[79 empty] | WLDFR | HFTD - Distribution - Tier 2 - 3QU CoRE ¦ 3QU LoRE | Red Flag Warning - Destructive Fires | 2026 | 3.1033e-08 | 3.2768e-08 | 3.1034e-08 | 2.9556e-08 | 9129.7461 | 233.2301 | 8896.516 | 0 | 0 | 0 | 0 | 0 | 4.2463e-06 | 0.00028332 | 0 | 0.00028332 | 0.00029916 | 0 | 0.00029916 | 0.00028333 | 0 | 0.00028333 | 0.00026984 | 0 | 0.00026984
[79 empty] | WLDFR | HFTD - Distribution - Tier 2 - 3QU CoRE ¦ 3QU LoRE | Red Flag Warning - Destructive Fires | 2027 | 3.1033e-08 | 3.2768e-08 | 3.1034e-08 | 2.9556e-08 | 9129.7461 | 233.2301 | 8896.516 | 0 | 0 | 0 | 0 | 0 | 4.2463e-06 | 0.00028332 | 0 | 0.00028332 | 0.00029916 | 0 | 0.00029916 | 0.00028333 | 0 | 0.00028333 | 0.00026984 | 0 | 0.00026984
[79 empty] | WLDFR | HFTD - Distribution - Tier 2 - 3QU CoRE ¦ 3QU LoRE | Red Flag Warning - Destructive Fires | 2028 | 3.1033e-08 | 3.2768e-08 | 3.1034e-08 | 2.9556e-08 | 9534.9221 | 247.273 | 9287.6491 | 0 | 0 | 0 | 0 | 0 | 4.2463e-06 | 0.0002959 | 0 | 0.0002959 | 0.00031244 | 0 | 0.00031244 | 0.0002959 | 0 | 0.0002959 | 0.00028181 | 0 | 0.00028181
[79 empty] | WLDFR | HFTD - Distribution - Tier 2 - 3QU CoRE ¦ 3QU LoRE | Red Flag Warning - Destructive Fires | 2029 | 3.1033e-08 | 3.2768e-08 | 3.1034e-08 | 2.9556e-08 | 9534.9221 | 247.273 | 9287.6491 | 0 | 0 | 0 | 0 | 0 | 4.2463e-06 | 0.0002959 | 0 | 0.0002959 | 0.00031244 | 0 | 0.00031244 | 0.0002959 | 0 | 0.0002959 | 0.00028181 | 0 | 0.00028181
[79 empty] | WLDFR | HFTD - Distribution - Tier 2 - 3QU CoRE ¦ 3QU LoRE | Red Flag Warning - Destructive Fires | 2030 | 3.1033e-08 | 3.2768e-08 | 3.1034e-08 | 2.9556e-08 | 9534.9221 | 247.273 | 9287.6491 | 0 | 0 | 0 | 0 | 0 | 4.2463e-06 | 0.0002959 | 0 | 0.0002959 | 0.00031244 | 0 | 0.00031244 | 0.0002959 | 0 | 0.0002959 | 0.00028181 | 0 | 0.00028181
[79 empty] | WLDFR | HFTD - Distribution - Tier 2 - 3QU CoRE ¦ 3QU LoRE | Red Flag Warning - Destructive Fires | 2031 | 3.1033e-08 | 3.2768e-08 | 3.1034e-08 | 2.9556e-08 | 9534.9221 | 247.273 | 9287.6491 | 0 | 0 | 0 | 0 | 0 | 4.2463e-06 | 0.0002959 | 0 | 0.0002959 | 0.00031244 | 0 | 0.00031244 | 0.0002959 | 0 | 0.0002959 | 0.00028181 | 0 | 0.00028181
[79 empty] | WLDFR | HFTD - Distribution - Tier 2 - 3QU CoRE ¦ 3QU LoRE | Red Flag Warning - Destructive Fires | 2032 | 3.1033e-08 | 3.2768e-08 | 3.1034e-08 | 2.9556e-08 | 9534.9221 | 247.273 | 9287.6491 | 0 | 0 | 0 | 0 | 0 | 4.2463e-06 | 0.0002959 | 0 | 0.0002959 | 0.00031244 | 0 | 0.00031244 | 0.0002959 | 0 | 0.0002959 | 0.00028181 | 0 | 0.00028181
[79 empty] | WLDFR | HFTD - Distribution - Tier 2 - 3QU CoRE ¦ 3QU LoRE | Red Flag Warning - Destructive Fires | 2033 | 3.1033e-08 | 3.2768e-08 | 3.1034e-08 | 2.9556e-08 | 9984.8474 | 263.1074 | 9721.74 | 0 | 0 | 0 | 0 | 0 | 4.2463e-06 | 0.00030986 | 0 | 0.00030986 | 0.00032718 | 0 | 0.00032718 | 0.00030987 | 0 | 0.00030987 | 0.00029511 | 0 | 0.00029511
[79 empty] | WLDFR | HFTD - Distribution - Tier 2 - 3QU CoRE ¦ 3QU LoRE | Red Flag Warning - Destructive Fires | 2034 | 3.1033e-08 | 3.2768e-08 | 3.1034e-08 | 2.9556e-08 | 9984.8474 | 263.1074 | 9721.74 | 0 | 0 | 0 | 0 | 0 | 4.2463e-06 | 0.00030986 | 0 | 0.00030986 | 0.00032718 | 0 | 0.00032718 | 0.00030987 | 0 | 0.00030987 | 0.00029511 | 0 | 0.00029511
[79 empty] | WLDFR | HFTD - Distribution - Tier 2 - 3QU CoRE ¦ 3QU LoRE | Red Flag Warning - Destructive Fires | 2035 | 3.1033e-08 | 3.2768e-08 | 3.1034e-08 | 2.9556e-08 | 9984.8474 | 263.1074 | 9721.74 | 0 | 0 | 0 | 0 | 0 | 4.2463e-06 | 0.00030986 | 0 | 0.00030986 | 0.00032718 | 0 | 0.00032718 | 0.00030987 | 0 | 0.00030987 | 0.00029511 | 0 | 0.00029511
[79 empty] | WLDFR | HFTD - Distribution - Tier 2 - 3QU CoRE ¦ 3QU LoRE | Red Flag Warning - Destructive Fires | 2036 | 3.1033e-08 | 3.2768e-08 | 3.1034e-08 | 2.9556e-08 | 9984.8474 | 263.1074 | 9721.74 | 0 | 0 | 0 | 0 | 0 | 4.2463e-06 | 0.00030986 | 0 | 0.00030986 | 0.00032718 | 0 | 0.00032718 | 0.00030987 | 0 | 0.00030987 | 0.00029511 | 0 | 0.00029511
[79 empty] | WLDFR | HFTD - Distribution - Tier 2 - 3QU CoRE ¦ 3QU LoRE | Red Flag Warning - Destructive Fires | 2037 | 3.1033e-08 | 3.2768e-08 | 3.1034e-08 | 2.9556e-08 | 9984.8474 | 263.1074 | 9721.74 | 0 | 0 | 0 | 0 | 0 | 4.2463e-06 | 0.00030986 | 0 | 0.00030986 | 0.00032718 | 0 | 0.00032718 | 0.00030987 | 0 | 0.00030987 | 0.00029511 | 0 | 0.00029511
[79 empty] | WLDFR | HFTD - Distribution - Tier 2 - 3QU CoRE ¦ 3QU LoRE | Red Flag Warning - Destructive Fires | 2038 | 3.1033e-08 | 3.2768e-08 | 3.1034e-08 | 2.9556e-08 | 10472.8261 | 280.5544 | 10192.2718 | 0 | 0 | 0 | 0 | 0 | 4.2463e-06 | 0.000325 | 0 | 0.000325 | 0.00034317 | 0 | 0.00034317 | 0.00032501 | 0 | 0.00032501 | 0.00030953 | 0 | 0.00030953
[79 empty] | WLDFR | HFTD - Distribution - Tier 2 - 3QU CoRE ¦ 3QU LoRE | Red Flag Warning - Destructive Fires | 2039 | 3.1033e-08 | 3.2768e-08 | 3.1034e-08 | 2.9556e-08 | 10472.8261 | 280.5544 | 10192.2718 | 0 | 0 | 0 | 0 | 0 | 4.2463e-06 | 0.000325 | 0 | 0.000325 | 0.00034317 | 0 | 0.00034317 | 0.00032501 | 0 | 0.00032501 | 0.00030953 | 0 | 0.00030953
[79 empty] | WLDFR | HFTD - Distribution - Tier 2 - 3QU CoRE ¦ 3QU LoRE | Red Flag Warning - Destructive Fires | 2040 | 3.1033e-08 | 3.2768e-08 | 3.1034e-08 | 2.9556e-08 | 10472.8261 | 280.5544 | 10192.2718 | 0 | 0 | 0 | 0 | 0 | 4.2463e-06 | 0.000325 | 0 | 0.000325 | 0.00034317 | 0 | 0.00034317 | 0.00032501 | 0 | 0.00032501 | 0.00030953 | 0 | 0.00030953
[79 empty] | WLDFR | HFTD - Distribution - Tier 2 - 3QU CoRE ¦ 3QU LoRE | Red Flag Warning - Destructive Fires | 2041 | 3.1033e-08 | 3.2768e-08 | 3.1034e-08 | 2.9556e-08 | 10472.8261 | 280.5544 | 10192.2718 | 0 | 0 | 0 | 0 | 0 | 4.2463e-06 | 0.000325 | 0 | 0.000325 | 0.00034317 | 0 | 0.00034317 | 0.00032501 | 0 | 0.00032501 | 0.00030953 | 0 | 0.00030953
[79 empty] | WLDFR | HFTD - Distribution - Tier 2 - 3QU CoRE ¦ 3QU LoRE | Red Flag Warning - Destructive Fires | 2042 | 3.1033e-08 | 3.2768e-08 | 3.1034e-08 | 2.9556e-08 | 10472.8261 | 280.5544 | 10192.2718 | 0 | 0 | 0 | 0 | 0 | 4.2463e-06 | 0.000325 | 0 | 0.000325 | 0.00034317 | 0 | 0.00034317 | 0.00032501 | 0 | 0.00032501 | 0.00030953 | 0 | 0.00030953
[79 empty] | WLDFR | HFTD - Distribution - Tier 2 - 3QU CoRE ¦ 3QU LoRE | Red Flag Warning - Destructive Fires | 2043 | 3.1033e-08 | 3.2768e-08 | 3.1034e-08 | 2.9556e-08 | 10992.1562 | 299.42 | 10692.7362 | 0 | 0 | 0 | 0 | 0 | 4.2463e-06 | 0.00034112 | 0 | 0.00034112 | 0.00036019 | 0 | 0.00036019 | 0.00034113 | 0 | 0.00034113 | 0.00032488 | 0 | 0.00032488
[79 empty] | WLDFR | HFTD - Distribution - Tier 2 - 3QU CoRE ¦ 3QU LoRE | Red Flag Warning - Destructive Fires | 2044 | 3.1033e-08 | 3.2768e-08 | 3.1034e-08 | 2.9556e-08 | 10992.1562 | 299.42 | 10692.7362 | 0 | 0 | 0 | 0 | 0 | 4.2463e-06 | 0.00034112 | 0 | 0.00034112 | 0.00036019 | 0 | 0.00036019 | 0.00034113 | 0 | 0.00034113 | 0.00032488 | 0 | 0.00032488
[79 empty] | WLDFR | HFTD - Distribution - Tier 2 - 3QU CoRE ¦ 3QU LoRE | Red Flag Warning - Destructive Fires | 2045 | 3.1033e-08 | 3.2768e-08 | 3.1034e-08 | 2.9556e-08 | 10992.1562 | 299.42 | 10692.7362 | 0 | 0 | 0 | 0 | 0 | 4.2463e-06 | 0.00034112 | 0 | 0.00034112 | 0.00036019 | 0 | 0.00036019 | 0.00034113 | 0 | 0.00034113 | 0.00032488 | 0 | 0.00032488
[79 empty] | WLDFR | HFTD - Distribution - Tier 2 - 3QU CoRE ¦ 3QU LoRE | Red Flag Warning - Destructive Fires | 2046 | 3.1033e-08 | 3.2768e-08 | 3.1034e-08 | 2.9556e-08 | 10992.1562 | 299.42 | 10692.7362 | 0 | 0 | 0 | 0 | 0 | 4.2463e-06 | 0.00034112 | 0 | 0.00034112 | 0.00036019 | 0 | 0.00036019 | 0.00034113 | 0 | 0.00034113 | 0.00032488 | 0 | 0.00032488
[79 empty] | WLDFR | HFTD - Distribution - Tier 2 - 3QU CoRE ¦ 3QU LoRE | Red Flag Warning - Destructive Fires | 2047 | 3.1033e-08 | 3.2768e-08 | 3.1034e-08 | 2.9556e-08 | 10992.1562 | 299.42 | 10692.7362 | 0 | 0 | 0 | 0 | 0 | 4.2463e-06 | 0.00034112 | 0 | 0.00034112 | 0.00036019 | 0 | 0.00036019 | 0.00034113 | 0 | 0.00034113 | 0.00032488 | 0 | 0.00032488
[79 empty] | WLDFR | HFTD - Distribution - Tier 2 - 3QU CoRE ¦ 3QU LoRE | Red Flag Warning - Destructive Fires | 2048 | 3.1033e-08 | 3.2768e-08 | 3.1034e-08 | 2.9556e-08 | 11536.0538 | 319.4911 | 11216.5626 | 0 | 0 | 0 | 0 | 0 | 4.2463e-06 | 0.000358 | 0 | 0.000358 | 0.00037801 | 0 | 0.00037801 | 0.00035801 | 0 | 0.00035801 | 0.00034096 | 0 | 0.00034096
[79 empty] | WLDFR | HFTD - Distribution - Tier 2 - 3QU CoRE ¦ 3QU LoRE | Red Flag Warning - Destructive Fires | 2049 | 3.1033e-08 | 3.2768e-08 | 3.1034e-08 | 2.9556e-08 | 11536.0538 | 319.4911 | 11216.5626 | 0 | 0 | 0 | 0 | 0 | 4.2463e-06 | 0.000358 | 0 | 0.000358 | 0.00037801 | 0 | 0.00037801 | 0.00035801 | 0 | 0.00035801 | 0.00034096 | 0 | 0.00034096
[79 empty] | WLDFR | HFTD - Distribution - Tier 2 - 3QU CoRE ¦ 3QU LoRE | Red Flag Warning - Destructive Fires | 2050 | 0 | 3.2768e-08 | 3.1034e-08 | 2.9556e-08 | 11536.0538 | 319.4911 | 11216.5626 | 0 | 0 | 0 | 0 | 0 | 4.2463e-06 | 0 | 0 | 0 | 0.00037801 | 0 | 0.00037801 | 0.00035801 | 0 | 0.00035801 | 0.00034096 | 0 | 0.00034096
[79 empty] | WLDFR | HFTD - Distribution - Tier 2 - 3QU CoRE ¦ 3QU LoRE | Red Flag Warning - Destructive Fires | 2051 | 0 | 0 | 3.1034e-08 | 2.9556e-08 | 11536.0538 | 319.4911 | 11216.5626 | 0 | 0 | 0 | 0 | 0 | 4.2463e-06 | 0 | 0 | 0 | 0 | 0 | 0 | 0.00035801 | 0 | 0.00035801 | 0.00034096 | 0 | 0.00034096
[79 empty] | WLDFR | HFTD - Distribution - Tier 2 - 3QU CoRE ¦ 3QU LoRE | Red Flag Warning - Destructive Fires | 2052 | 0 | 0 | 0 | 2.9556e-08 | 11536.0538 | 319.4911 | 11216.5626 | 0 | 0 | 0 | 0 | 0 | 4.2463e-06 | 0 | 0 | 0 | 0 | 0 | 0 | 0 | 0 | 0 | 0.00034096 | 0 | 0.00034096
[79 empty] | WLDFR | HFTD - Distribution - Tier 2 - 3QU CoRE ¦ 3QU LoRE | Red Flag Warning - Large Fires | 2020 | 3.868e-07 | 0 | 0 | 0 | 5.2406 | 0.69642 | 2.942 | 1.6022 | 0 | 0 | 0 | 0 | 3.7227e-05 | 2.027e-06 | 0 | 2.027e-06 | 0 | 0 | 0 | 0 | 0 | 0 | 0 | 0 | 0
[79 empty] | WLDFR | HFTD - Distribution - Tier 2 - 3QU CoRE ¦ 3QU LoRE | Red Flag Warning - Large Fires | 2021 | 2.4741e-07 | 4.0843e-07 | 0 | 0 | 5.2406 | 0.69642 | 2.942 | 1.6022 | 0 | 0 | 0 | 0 | 3.7227e-05 | 1.2965e-06 | 0 | 1.2965e-06 | 2.1404e-06 | 0 | 2.1404e-06 | 0 | 0 | 0 | 0 | 0 | 0
[79 empty] | WLDFR | HFTD - Distribution - Tier 2 - 3QU CoRE ¦ 3QU LoRE | Red Flag Warning - Large Fires | 2022 | 2.4863e-07 | 2.6253e-07 | 3.8884e-07 | 0 | 5.2406 | 0.69642 | 2.942 | 1.6022 | 0 | 0 | 0 | 0 | 3.6684e-05 | 1.303e-06 | 0 | 1.303e-06 | 1.3758e-06 | 0 | 1.3758e-06 | 2.0377e-06 | 0 | 2.0377e-06 | 0 | 0 | 0
[79 empty] | WLDFR | HFTD - Distribution - Tier 2 - 3QU CoRE ¦ 3QU LoRE | Red Flag Warning - Large Fires | 2023 | 2.4863e-07 | 2.6253e-07 | 2.4864e-07 | 3.7032e-07 | 5.475 | 0.71896 | 3.0715 | 1.6846 | 0 | 0 | 0 | 0 | 3.6684e-05 | 1.3613e-06 | 0 | 1.3613e-06 | 1.4374e-06 | 0 | 1.4374e-06 | 1.3613e-06 | 0 | 1.3613e-06 | 2.0275e-06 | 0 | 2.0275e-06
[79 empty] | WLDFR | HFTD - Distribution - Tier 2 - 3QU CoRE ¦ 3QU LoRE | Red Flag Warning - Large Fires | 2024 | 2.4863e-07 | 2.6253e-07 | 2.4864e-07 | 2.368e-07 | 5.475 | 0.71896 | 3.0715 | 1.6846 | 0 | 0 | 0 | 0 | 3.6684e-05 | 1.3613e-06 | 0 | 1.3613e-06 | 1.4374e-06 | 0 | 1.4374e-06 | 1.3613e-06 | 0 | 1.3613e-06 | 1.2965e-06 | 0 | 1.2965e-06
[79 empty] | WLDFR | HFTD - Distribution - Tier 2 - 3QU CoRE ¦ 3QU LoRE | Red Flag Warning - Large Fires | 2025 | 2.4863e-07 | 2.6253e-07 | 2.4864e-07 | 2.368e-07 | 5.475 | 0.71896 | 3.0715 | 1.6846 | 0 | 0 | 0 | 0 | 3.6684e-05 | 1.3613e-06 | 0 | 1.3613e-06 | 1.4374e-06 | 0 | 1.4374e-06 | 1.3613e-06 | 0 | 1.3613e-06 | 1.2965e-06 | 0 | 1.2965e-06
[79 empty] | WLDFR | HFTD - Distribution - Tier 2 - 3QU CoRE ¦ 3QU LoRE | Red Flag Warning - Large Fires | 2026 | 2.4863e-07 | 2.6253e-07 | 2.4864e-07 | 2.368e-07 | 5.475 | 0.71896 | 3.0715 | 1.6846 | 0 | 0 | 0 | 0 | 3.6684e-05 | 1.3613e-06 | 0 | 1.3613e-06 | 1.4374e-06 | 0 | 1.4374e-06 | 1.3613e-06 | 0 | 1.3613e-06 | 1.2965e-06 | 0 | 1.2965e-06
[79 empty] | WLDFR | HFTD - Distribution - Tier 2 - 3QU CoRE ¦ 3QU LoRE | Red Flag Warning - Large Fires | 2027 | 2.4863e-07 | 2.6253e-07 | 2.4864e-07 | 2.368e-07 | 5.475 | 0.71896 | 3.0715 | 1.6846 | 0 | 0 | 0 | 0 | 3.6684e-05 | 1.3613e-06 | 0 | 1.3613e-06 | 1.4374e-06 | 0 | 1.4374e-06 | 1.3613e-06 | 0 | 1.3613e-06 | 1.2965e-06 | 0 | 1.2965e-06
[79 empty] | WLDFR | HFTD - Distribution - Tier 2 - 3QU CoRE ¦ 3QU LoRE | Red Flag Warning - Large Fires | 2028 | 2.4863e-07 | 2.6253e-07 | 2.4864e-07 | 2.368e-07 | 5.777 | 0.74734 | 3.238 | 1.7917 | 0 | 0 | 0 | 0 | 3.6684e-05 | 1.4363e-06 | 0 | 1.4363e-06 | 1.5167e-06 | 0 | 1.5167e-06 | 1.4364e-06 | 0 | 1.4364e-06 | 1.368e-06 | 0 | 1.368e-06
[79 empty] | WLDFR | HFTD - Distribution - Tier 2 - 3QU CoRE ¦ 3QU LoRE | Red Flag Warning - Large Fires | 2029 | 2.4863e-07 | 2.6253e-07 | 2.4864e-07 | 2.368e-07 | 5.777 | 0.74734 | 3.238 | 1.7917 | 0 | 0 | 0 | 0 | 3.6684e-05 | 1.4363e-06 | 0 | 1.4363e-06 | 1.5167e-06 | 0 | 1.5167e-06 | 1.4364e-06 | 0 | 1.4364e-06 | 1.368e-06 | 0 | 1.368e-06
[79 empty] | WLDFR | HFTD - Distribution - Tier 2 - 3QU CoRE ¦ 3QU LoRE | Red Flag Warning - Large Fires | 2030 | 2.4863e-07 | 2.6253e-07 | 2.4864e-07 | 2.368e-07 | 5.777 | 0.74734 | 3.238 | 1.7917 | 0 | 0 | 0 | 0 | 3.6684e-05 | 1.4363e-06 | 0 | 1.4363e-06 | 1.5167e-06 | 0 | 1.5167e-06 | 1.4364e-06 | 0 | 1.4364e-06 | 1.368e-06 | 0 | 1.368e-06
[79 empty] | WLDFR | HFTD - Distribution - Tier 2 - 3QU CoRE ¦ 3QU LoRE | Red Flag Warning - Large Fires | 2031 | 2.4863e-07 | 2.6253e-07 | 2.4864e-07 | 2.368e-07 | 5.777 | 0.74734 | 3.238 | 1.7917 | 0 | 0 | 0 | 0 | 3.6684e-05 | 1.4363e-06 | 0 | 1.4363e-06 | 1.5167e-06 | 0 | 1.5167e-06 | 1.4364e-06 | 0 | 1.4364e-06 | 1.368e-06 | 0 | 1.368e-06
[79 empty] | WLDFR | HFTD - Distribution - Tier 2 - 3QU CoRE ¦ 3QU LoRE | Red Flag Warning - Large Fires | 2032 | 2.4863e-07 | 2.6253e-07 | 2.4864e-07 | 2.368e-07 | 5.777 | 0.74734 | 3.238 | 1.7917 | 0 | 0 | 0 | 0 | 3.6684e-05 | 1.4363e-06 | 0 | 1.4363e-06 | 1.5167e-06 | 0 | 1.5167e-06 | 1.4364e-06 | 0 | 1.4364e-06 | 1.368e-06 | 0 | 1.368e-06
[79 empty] | WLDFR | HFTD - Distribution - Tier 2 - 3QU CoRE ¦ 3QU LoRE | Red Flag Warning - Large Fires | 2033 | 2.4863e-07 | 2.6253e-07 | 2.4864e-07 | 2.368e-07 | 6.1205 | 0.77885 | 3.4265 | 1.9151 | 0 | 0 | 0 | 0 | 3.6684e-05 | 1.5217e-06 | 0 | 1.5217e-06 | 1.6068e-06 | 0 | 1.6068e-06 | 1.5218e-06 | 0 | 1.5218e-06 | 1.4493e-06 | 0 | 1.4493e-06
[79 empty] | WLDFR | HFTD - Distribution - Tier 2 - 3QU CoRE ¦ 3QU LoRE | Red Flag Warning - Large Fires | 2034 | 2.4863e-07 | 2.6253e-07 | 2.4864e-07 | 2.368e-07 | 6.1205 | 0.77885 | 3.4265 | 1.9151 | 0 | 0 | 0 | 0 | 3.6684e-05 | 1.5217e-06 | 0 | 1.5217e-06 | 1.6068e-06 | 0 | 1.6068e-06 | 1.5218e-06 | 0 | 1.5218e-06 | 1.4493e-06 | 0 | 1.4493e-06
[79 empty] | WLDFR | HFTD - Distribution - Tier 2 - 3QU CoRE ¦ 3QU LoRE | Red Flag Warning - Large Fires | 2035 | 2.4863e-07 | 2.6253e-07 | 2.4864e-07 | 2.368e-07 | 6.1205 | 0.77885 | 3.4265 | 1.9151 | 0 | 0 | 0 | 0 | 3.6684e-05 | 1.5217e-06 | 0 | 1.5217e-06 | 1.6068e-06 | 0 | 1.6068e-06 | 1.5218e-06 | 0 | 1.5218e-06 | 1.4493e-06 | 0 | 1.4493e-06
[79 empty] | WLDFR | HFTD - Distribution - Tier 2 - 3QU CoRE ¦ 3QU LoRE | Red Flag Warning - Large Fires | 2036 | 2.4863e-07 | 2.6253e-07 | 2.4864e-07 | 2.368e-07 | 6.1205 | 0.77885 | 3.4265 | 1.9151 | 0 | 0 | 0 | 0 | 3.6684e-05 | 1.5217e-06 | 0 | 1.5217e-06 | 1.6068e-06 | 0 | 1.6068e-06 | 1.5218e-06 | 0 | 1.5218e-06 | 1.4493e-06 | 0 | 1.4493e-06
[79 empty] | WLDFR | HFTD - Distribution - Tier 2 - 3QU CoRE ¦ 3QU LoRE | Red Flag Warning - Large Fires | 2037 | 2.4863e-07 | 2.6253e-07 | 2.4864e-07 | 2.368e-07 | 6.1205 | 0.77885 | 3.4265 | 1.9151 | 0 | 0 | 0 | 0 | 3.6684e-05 | 1.5217e-06 | 0 | 1.5217e-06 | 1.6068e-06 | 0 | 1.6068e-06 | 1.5218e-06 | 0 | 1.5218e-06 | 1.4493e-06 | 0 | 1.4493e-06
[79 empty] | WLDFR | HFTD - Distribution - Tier 2 - 3QU CoRE ¦ 3QU LoRE | Red Flag Warning - Large Fires | 2038 | 2.4863e-07 | 2.6253e-07 | 2.4864e-07 | 2.368e-07 | 6.5028 | 0.81304 | 3.6355 | 2.0543 | 0 | 0 | 0 | 0 | 3.6684e-05 | 1.6168e-06 | 0 | 1.6168e-06 | 1.7072e-06 | 0 | 1.7072e-06 | 1.6168e-06 | 0 | 1.6168e-06 | 1.5398e-06 | 0 | 1.5398e-06
[79 empty] | WLDFR | HFTD - Distribution - Tier 2 - 3QU CoRE ¦ 3QU LoRE | Red Flag Warning - Large Fires | 2039 | 2.4863e-07 | 2.6253e-07 | 2.4864e-07 | 2.368e-07 | 6.5028 | 0.81304 | 3.6355 | 2.0543 | 0 | 0 | 0 | 0 | 3.6684e-05 | 1.6168e-06 | 0 | 1.6168e-06 | 1.7072e-06 | 0 | 1.7072e-06 | 1.6168e-06 | 0 | 1.6168e-06 | 1.5398e-06 | 0 | 1.5398e-06
[79 empty] | WLDFR | HFTD - Distribution - Tier 2 - 3QU CoRE ¦ 3QU LoRE | Red Flag Warning - Large Fires | 2040 | 2.4863e-07 | 2.6253e-07 | 2.4864e-07 | 2.368e-07 | 6.5028 | 0.81304 | 3.6355 | 2.0543 | 0 | 0 | 0 | 0 | 3.6684e-05 | 1.6168e-06 | 0 | 1.6168e-06 | 1.7072e-06 | 0 | 1.7072e-06 | 1.6168e-06 | 0 | 1.6168e-06 | 1.5398e-06 | 0 | 1.5398e-06
[79 empty] | WLDFR | HFTD - Distribution - Tier 2 - 3QU CoRE ¦ 3QU LoRE | Red Flag Warning - Large Fires | 2041 | 2.4863e-07 | 2.6253e-07 | 2.4864e-07 | 2.368e-07 | 6.5028 | 0.81304 | 3.6355 | 2.0543 | 0 | 0 | 0 | 0 | 3.6684e-05 | 1.6168e-06 | 0 | 1.6168e-06 | 1.7072e-06 | 0 | 1.7072e-06 | 1.6168e-06 | 0 | 1.6168e-06 | 1.5398e-06 | 0 | 1.5398e-06
[79 empty] | WLDFR | HFTD - Distribution - Tier 2 - 3QU CoRE ¦ 3QU LoRE | Red Flag Warning - Large Fires | 2042 | 2.4863e-07 | 2.6253e-07 | 2.4864e-07 | 2.368e-07 | 6.5028 | 0.81304 | 3.6355 | 2.0543 | 0 | 0 | 0 | 0 | 3.6684e-05 | 1.6168e-06 | 0 | 1.6168e-06 | 1.7072e-06 | 0 | 1.7072e-06 | 1.6168e-06 | 0 | 1.6168e-06 | 1.5398e-06 | 0 | 1.5398e-06
[79 empty] | WLDFR | HFTD - Distribution - Tier 2 - 3QU CoRE ¦ 3QU LoRE | Red Flag Warning - Large Fires | 2043 | 2.4863e-07 | 2.6253e-07 | 2.4864e-07 | 2.368e-07 | 6.9209 | 0.84944 | 3.8632 | 2.2083 | 0 | 0 | 0 | 0 | 3.6684e-05 | 1.7208e-06 | 0 | 1.7208e-06 | 1.817e-06 | 0 | 1.817e-06 | 1.7208e-06 | 0 | 1.7208e-06 | 1.6389e-06 | 0 | 1.6389e-06
[79 empty] | WLDFR | HFTD - Distribution - Tier 2 - 3QU CoRE ¦ 3QU LoRE | Red Flag Warning - Large Fires | 2044 | 2.4863e-07 | 2.6253e-07 | 2.4864e-07 | 2.368e-07 | 6.9209 | 0.84944 | 3.8632 | 2.2083 | 0 | 0 | 0 | 0 | 3.6684e-05 | 1.7208e-06 | 0 | 1.7208e-06 | 1.817e-06 | 0 | 1.817e-06 | 1.7208e-06 | 0 | 1.7208e-06 | 1.6389e-06 | 0 | 1.6389e-06
[79 empty] | WLDFR | HFTD - Distribution - Tier 2 - 3QU CoRE ¦ 3QU LoRE | Red Flag Warning - Large Fires | 2045 | 2.4863e-07 | 2.6253e-07 | 2.4864e-07 | 2.368e-07 | 6.9209 | 0.84944 | 3.8632 | 2.2083 | 0 | 0 | 0 | 0 | 3.6684e-05 | 1.7208e-06 | 0 | 1.7208e-06 | 1.817e-06 | 0 | 1.817e-06 | 1.7208e-06 | 0 | 1.7208e-06 | 1.6389e-06 | 0 | 1.6389e-06
[79 empty] | WLDFR | HFTD - Distribution - Tier 2 - 3QU CoRE ¦ 3QU LoRE | Red Flag Warning - Large Fires | 2046 | 2.4863e-07 | 2.6253e-07 | 2.4864e-07 | 2.368e-07 | 6.9209 | 0.84944 | 3.8632 | 2.2083 | 0 | 0 | 0 | 0 | 3.6684e-05 | 1.7208e-06 | 0 | 1.7208e-06 | 1.817e-06 | 0 | 1.817e-06 | 1.7208e-06 | 0 | 1.7208e-06 | 1.6389e-06 | 0 | 1.6389e-06
[79 empty] | WLDFR | HFTD - Distribution - Tier 2 - 3QU CoRE ¦ 3QU LoRE | Red Flag Warning - Large Fires | 2047 | 2.4863e-07 | 2.6253e-07 | 2.4864e-07 | 2.368e-07 | 6.9209 | 0.84944 | 3.8632 | 2.2083 | 0 | 0 | 0 | 0 | 3.6684e-05 | 1.7208e-06 | 0 | 1.7208e-06 | 1.817e-06 | 0 | 1.817e-06 | 1.7208e-06 | 0 | 1.7208e-06 | 1.6389e-06 | 0 | 1.6389e-06
[79 empty] | WLDFR | HFTD - Distribution - Tier 2 - 3QU CoRE ¦ 3QU LoRE | Red Flag Warning - Large Fires | 2048 | 2.4863e-07 | 2.6253e-07 | 2.4864e-07 | 2.368e-07 | 7.3713 | 0.88759 | 4.1075 | 2.3763 | 0 | 0 | 0 | 0 | 3.6684e-05 | 1.8327e-06 | 0 | 1.8327e-06 | 1.9352e-06 | 0 | 1.9352e-06 | 1.8328e-06 | 0 | 1.8328e-06 | 1.7455e-06 | 0 | 1.7455e-06
[79 empty] | WLDFR | HFTD - Distribution - Tier 2 - 3QU CoRE ¦ 3QU LoRE | Red Flag Warning - Large Fires | 2049 | 2.4863e-07 | 2.6253e-07 | 2.4864e-07 | 2.368e-07 | 7.3713 | 0.88759 | 4.1075 | 2.3763 | 0 | 0 | 0 | 0 | 3.6684e-05 | 1.8327e-06 | 0 | 1.8327e-06 | 1.9352e-06 | 0 | 1.9352e-06 | 1.8328e-06 | 0 | 1.8328e-06 | 1.7455e-06 | 0 | 1.7455e-06
[79 empty] | WLDFR | HFTD - Distribution - Tier 2 - 3QU CoRE ¦ 3QU LoRE | Red Flag Warning - Large Fires | 2050 | 0 | 2.6253e-07 | 2.4864e-07 | 2.368e-07 | 7.3713 | 0.88759 | 4.1075 | 2.3763 | 0 | 0 | 0 | 0 | 3.6684e-05 | 0 | 0 | 0 | 1.9352e-06 | 0 | 1.9352e-06 | 1.8328e-06 | 0 | 1.8328e-06 | 1.7455e-06 | 0 | 1.7455e-06
[79 empty] | WLDFR | HFTD - Distribution - Tier 2 - 3QU CoRE ¦ 3QU LoRE | Red Flag Warning - Large Fires | 2051 | 0 | 0 | 2.4864e-07 | 2.368e-07 | 7.3713 | 0.88759 | 4.1075 | 2.3763 | 0 | 0 | 0 | 0 | 3.6684e-05 | 0 | 0 | 0 | 0 | 0 | 0 | 1.8328e-06 | 0 | 1.8328e-06 | 1.7455e-06 | 0 | 1.7455e-06
[79 empty] | WLDFR | HFTD - Distribution - Tier 2 - 3QU CoRE ¦ 3QU LoRE | Red Flag Warning - Large Fires | 2052 | 0 | 0 | 0 | 2.368e-07 | 7.3713 | 0.88759 | 4.1075 | 2.3763 | 0 | 0 | 0 | 0 | 3.6684e-05 | 0 | 0 | 0 | 0 | 0 | 0 | 0 | 0 | 0 | 1.7455e-06 | 0 | 1.7455e-06
[79 empty] | WLDFR | HFTD - Distribution - Tier 2 - 3QU CoRE ¦ 3QU LoRE | Red Flag Warning - Small Fires | 2020 | 7.7646e-06 | 0 | 0 | 0 | 0.077901 | 0.036425 | 0.0015809 | 0.039895 | 0 | 0 | 0 | 0 | 0.00057864 | 6.0487e-07 | 0 | 6.0487e-07 | 0 | 0 | 0 | 0 | 0 | 0 | 0 | 0 | 0
[79 empty] | WLDFR | HFTD - Distribution - Tier 2 - 3QU CoRE ¦ 3QU LoRE | Red Flag Warning - Small Fires | 2021 | 5.0561e-06 | 8.1987e-06 | 0 | 0 | 0.077901 | 0.036425 | 0.0015809 | 0.039895 | 0 | 0 | 0 | 0 | 0.00057864 | 3.9388e-07 | 0 | 3.9388e-07 | 6.3869e-07 | 0 | 6.3869e-07 | 0 | 0 | 0 | 0 | 0 | 0
[79 empty] | WLDFR | HFTD - Distribution - Tier 2 - 3QU CoRE ¦ 3QU LoRE | Red Flag Warning - Small Fires | 2022 | 5.0437e-06 | 5.3257e-06 | 7.756e-06 | 0 | 0.077901 | 0.036425 | 0.0015809 | 0.039895 | 0 | 0 | 0 | 0 | 0.0005732 | 3.9291e-07 | 0 | 3.9291e-07 | 4.1488e-07 | 0 | 4.1488e-07 | 6.042e-07 | 0 | 6.042e-07 | 0 | 0 | 0
[79 empty] | WLDFR | HFTD - Distribution - Tier 2 - 3QU CoRE ¦ 3QU LoRE | Red Flag Warning - Small Fires | 2023 | 5.0437e-06 | 5.3257e-06 | 5.0438e-06 | 7.3867e-06 | 0.080408 | 0.03759 | 0.0016314 | 0.041187 | 0 | 0 | 0 | 0 | 0.0005732 | 4.0556e-07 | 0 | 4.0556e-07 | 4.2823e-07 | 0 | 4.2823e-07 | 4.0557e-07 | 0 | 4.0557e-07 | 5.9395e-07 | 0 | 5.9395e-07
[79 empty] | WLDFR | HFTD - Distribution - Tier 2 - 3QU CoRE ¦ 3QU LoRE | Red Flag Warning - Small Fires | 2024 | 5.0437e-06 | 5.3257e-06 | 5.0438e-06 | 4.8037e-06 | 0.080408 | 0.03759 | 0.0016314 | 0.041187 | 0 | 0 | 0 | 0 | 0.0005732 | 4.0556e-07 | 0 | 4.0556e-07 | 4.2823e-07 | 0 | 4.2823e-07 | 4.0557e-07 | 0 | 4.0557e-07 | 3.8625e-07 | 0 | 3.8625e-07
[79 empty] | WLDFR | HFTD - Distribution - Tier 2 - 3QU CoRE ¦ 3QU LoRE | Red Flag Warning - Small Fires | 2025 | 5.0437e-06 | 5.3257e-06 | 5.0438e-06 | 4.8037e-06 | 0.080408 | 0.03759 | 0.0016314 | 0.041187 | 0 | 0 | 0 | 0 | 0.0005732 | 4.0556e-07 | 0 | 4.0556e-07 | 4.2823e-07 | 0 | 4.2823e-07 | 4.0557e-07 | 0 | 4.0557e-07 | 3.8625e-07 | 0 | 3.8625e-07
[79 empty] | WLDFR | HFTD - Distribution - Tier 2 - 3QU CoRE ¦ 3QU LoRE | Red Flag Warning - Small Fires | 2026 | 5.0437e-06 | 5.3257e-06 | 5.0438e-06 | 4.8037e-06 | 0.080408 | 0.03759 | 0.0016314 | 0.041187 | 0 | 0 | 0 | 0 | 0.0005732 | 4.0556e-07 | 0 | 4.0556e-07 | 4.2823e-07 | 0 | 4.2823e-07 | 4.0557e-07 | 0 | 4.0557e-07 | 3.8625e-07 | 0 | 3.8625e-07
[79 empty] | WLDFR | HFTD - Distribution - Tier 2 - 3QU CoRE ¦ 3QU LoRE | Red Flag Warning - Small Fires | 2027 | 5.0437e-06 | 5.3257e-06 | 5.0438e-06 | 4.8037e-06 | 0.080408 | 0.03759 | 0.0016314 | 0.041187 | 0 | 0 | 0 | 0 | 0.0005732 | 4.0556e-07 | 0 | 4.0556e-07 | 4.2823e-07 | 0 | 4.2823e-07 | 4.0557e-07 | 0 | 4.0557e-07 | 3.8625e-07 | 0 | 3.8625e-07
[79 empty] | WLDFR | HFTD - Distribution - Tier 2 - 3QU CoRE ¦ 3QU LoRE | Red Flag Warning - Small Fires | 2028 | 5.0437e-06 | 5.3257e-06 | 5.0438e-06 | 4.8037e-06 | 0.083606 | 0.039055 | 0.001695 | 0.042856 | 0 | 0 | 0 | 0 | 0.0005732 | 4.2169e-07 | 0 | 4.2169e-07 | 4.4526e-07 | 0 | 4.4526e-07 | 4.217e-07 | 0 | 4.217e-07 | 4.0162e-07 | 0 | 4.0162e-07
[79 empty] | WLDFR | HFTD - Distribution - Tier 2 - 3QU CoRE ¦ 3QU LoRE | Red Flag Warning - Small Fires | 2029 | 5.0437e-06 | 5.3257e-06 | 5.0438e-06 | 4.8037e-06 | 0.083606 | 0.039055 | 0.001695 | 0.042856 | 0 | 0 | 0 | 0 | 0.0005732 | 4.2169e-07 | 0 | 4.2169e-07 | 4.4526e-07 | 0 | 4.4526e-07 | 4.217e-07 | 0 | 4.217e-07 | 4.0162e-07 | 0 | 4.0162e-07
[79 empty] | WLDFR | HFTD - Distribution - Tier 2 - 3QU CoRE ¦ 3QU LoRE | Red Flag Warning - Small Fires | 2030 | 5.0437e-06 | 5.3257e-06 | 5.0438e-06 | 4.8037e-06 | 0.083606 | 0.039055 | 0.001695 | 0.042856 | 0 | 0 | 0 | 0 | 0.0005732 | 4.2169e-07 | 0 | 4.2169e-07 | 4.4526e-07 | 0 | 4.4526e-07 | 4.217e-07 | 0 | 4.217e-07 | 4.0162e-07 | 0 | 4.0162e-07
[79 empty] | WLDFR | HFTD - Distribution - Tier 2 - 3QU CoRE ¦ 3QU LoRE | Red Flag Warning - Small Fires | 2031 | 5.0437e-06 | 5.3257e-06 | 5.0438e-06 | 4.8037e-06 | 0.083606 | 0.039055 | 0.001695 | 0.042856 | 0 | 0 | 0 | 0 | 0.0005732 | 4.2169e-07 | 0 | 4.2169e-07 | 4.4526e-07 | 0 | 4.4526e-07 | 4.217e-07 | 0 | 4.217e-07 | 4.0162e-07 | 0 | 4.0162e-07
[79 empty] | WLDFR | HFTD - Distribution - Tier 2 - 3QU CoRE ¦ 3QU LoRE | Red Flag Warning - Small Fires | 2032 | 5.0437e-06 | 5.3257e-06 | 5.0438e-06 | 4.8037e-06 | 0.083606 | 0.039055 | 0.001695 | 0.042856 | 0 | 0 | 0 | 0 | 0.0005732 | 4.2169e-07 | 0 | 4.2169e-07 | 4.4526e-07 | 0 | 4.4526e-07 | 4.217e-07 | 0 | 4.217e-07 | 4.0162e-07 | 0 | 4.0162e-07
[79 empty] | WLDFR | HFTD - Distribution - Tier 2 - 3QU CoRE ¦ 3QU LoRE | Red Flag Warning - Small Fires | 2033 | 5.0437e-06 | 5.3257e-06 | 5.0438e-06 | 4.8037e-06 | 0.087211 | 0.040679 | 0.0017655 | 0.044766 | 0 | 0 | 0 | 0 | 0.0005732 | 4.3987e-07 | 0 | 4.3987e-07 | 4.6446e-07 | 0 | 4.6446e-07 | 4.3988e-07 | 0 | 4.3988e-07 | 4.1893e-07 | 0 | 4.1893e-07
[79 empty] | WLDFR | HFTD - Distribution - Tier 2 - 3QU CoRE ¦ 3QU LoRE | Red Flag Warning - Small Fires | 2034 | 5.0437e-06 | 5.3257e-06 | 5.0438e-06 | 4.8037e-06 | 0.087211 | 0.040679 | 0.0017655 | 0.044766 | 0 | 0 | 0 | 0 | 0.0005732 | 4.3987e-07 | 0 | 4.3987e-07 | 4.6446e-07 | 0 | 4.6446e-07 | 4.3988e-07 | 0 | 4.3988e-07 | 4.1893e-07 | 0 | 4.1893e-07
[79 empty] | WLDFR | HFTD - Distribution - Tier 2 - 3QU CoRE ¦ 3QU LoRE | Red Flag Warning - Small Fires | 2035 | 5.0437e-06 | 5.3257e-06 | 5.0438e-06 | 4.8037e-06 | 0.087211 | 0.040679 | 0.0017655 | 0.044766 | 0 | 0 | 0 | 0 | 0.0005732 | 4.3987e-07 | 0 | 4.3987e-07 | 4.6446e-07 | 0 | 4.6446e-07 | 4.3988e-07 | 0 | 4.3988e-07 | 4.1893e-07 | 0 | 4.1893e-07
[79 empty] | WLDFR | HFTD - Distribution - Tier 2 - 3QU CoRE ¦ 3QU LoRE | Red Flag Warning - Small Fires | 2036 | 5.0437e-06 | 5.3257e-06 | 5.0438e-06 | 4.8037e-06 | 0.087211 | 0.040679 | 0.0017655 | 0.044766 | 0 | 0 | 0 | 0 | 0.0005732 | 4.3987e-07 | 0 | 4.3987e-07 | 4.6446e-07 | 0 | 4.6446e-07 | 4.3988e-07 | 0 | 4.3988e-07 | 4.1893e-07 | 0 | 4.1893e-07
[79 empty] | WLDFR | HFTD - Distribution - Tier 2 - 3QU CoRE ¦ 3QU LoRE | Red Flag Warning - Small Fires | 2037 | 5.0437e-06 | 5.3257e-06 | 5.0438e-06 | 4.8037e-06 | 0.087211 | 0.040679 | 0.0017655 | 0.044766 | 0 | 0 | 0 | 0 | 0.0005732 | 4.3987e-07 | 0 | 4.3987e-07 | 4.6446e-07 | 0 | 4.6446e-07 | 4.3988e-07 | 0 | 4.3988e-07 | 4.1893e-07 | 0 | 4.1893e-07
[79 empty] | WLDFR | HFTD - Distribution - Tier 2 - 3QU CoRE ¦ 3QU LoRE | Red Flag Warning - Small Fires | 2038 | 5.0437e-06 | 5.3257e-06 | 5.0438e-06 | 4.8037e-06 | 0.091184 | 0.042438 | 0.0018418 | 0.046905 | 0 | 0 | 0 | 0 | 0.0005732 | 4.5991e-07 | 0 | 4.5991e-07 | 4.8562e-07 | 0 | 4.8562e-07 | 4.5992e-07 | 0 | 4.5992e-07 | 4.3802e-07 | 0 | 4.3802e-07
[79 empty] | WLDFR | HFTD - Distribution - Tier 2 - 3QU CoRE ¦ 3QU LoRE | Red Flag Warning - Small Fires | 2039 | 5.0437e-06 | 5.3257e-06 | 5.0438e-06 | 4.8037e-06 | 0.091184 | 0.042438 | 0.0018418 | 0.046905 | 0 | 0 | 0 | 0 | 0.0005732 | 4.5991e-07 | 0 | 4.5991e-07 | 4.8562e-07 | 0 | 4.8562e-07 | 4.5992e-07 | 0 | 4.5992e-07 | 4.3802e-07 | 0 | 4.3802e-07
[79 empty] | WLDFR | HFTD - Distribution - Tier 2 - 3QU CoRE ¦ 3QU LoRE | Red Flag Warning - Small Fires | 2040 | 5.0437e-06 | 5.3257e-06 | 5.0438e-06 | 4.8037e-06 | 0.091184 | 0.042438 | 0.0018418 | 0.046905 | 0 | 0 | 0 | 0 | 0.0005732 | 4.5991e-07 | 0 | 4.5991e-07 | 4.8562e-07 | 0 | 4.8562e-07 | 4.5992e-07 | 0 | 4.5992e-07 | 4.3802e-07 | 0 | 4.3802e-07
[79 empty] | WLDFR | HFTD - Distribution - Tier 2 - 3QU CoRE ¦ 3QU LoRE | Red Flag Warning - Small Fires | 2041 | 5.0437e-06 | 5.3257e-06 | 5.0438e-06 | 4.8037e-06 | 0.091184 | 0.042438 | 0.0018418 | 0.046905 | 0 | 0 | 0 | 0 | 0.0005732 | 4.5991e-07 | 0 | 4.5991e-07 | 4.8562e-07 | 0 | 4.8562e-07 | 4.5992e-07 | 0 | 4.5992e-07 | 4.3802e-07 | 0 | 4.3802e-07
[79 empty] | WLDFR | HFTD - Distribution - Tier 2 - 3QU CoRE ¦ 3QU LoRE | Red Flag Warning - Small Fires | 2042 | 5.0437e-06 | 5.3257e-06 | 5.0438e-06 | 4.8037e-06 | 0.091184 | 0.042438 | 0.0018418 | 0.046905 | 0 | 0 | 0 | 0 | 0.0005732 | 4.5991e-07 | 0 | 4.5991e-07 | 4.8562e-07 | 0 | 4.8562e-07 | 4.5992e-07 | 0 | 4.5992e-07 | 4.3802e-07 | 0 | 4.3802e-07
[79 empty] | WLDFR | HFTD - Distribution - Tier 2 - 3QU CoRE ¦ 3QU LoRE | Red Flag Warning - Small Fires | 2043 | 5.0437e-06 | 5.3257e-06 | 5.0438e-06 | 4.8037e-06 | 0.095486 | 0.044306 | 0.0019228 | 0.049257 | 0 | 0 | 0 | 0 | 0.0005732 | 4.816e-07 | 0 | 4.816e-07 | 5.0853e-07 | 0 | 5.0853e-07 | 4.8161e-07 | 0 | 4.8161e-07 | 4.5868e-07 | 0 | 4.5868e-07
[79 empty] | WLDFR | HFTD - Distribution - Tier 2 - 3QU CoRE ¦ 3QU LoRE | Red Flag Warning - Small Fires | 2044 | 5.0437e-06 | 5.3257e-06 | 5.0438e-06 | 4.8037e-06 | 0.095486 | 0.044306 | 0.0019228 | 0.049257 | 0 | 0 | 0 | 0 | 0.0005732 | 4.816e-07 | 0 | 4.816e-07 | 5.0853e-07 | 0 | 5.0853e-07 | 4.8161e-07 | 0 | 4.8161e-07 | 4.5868e-07 | 0 | 4.5868e-07
[79 empty] | WLDFR | HFTD - Distribution - Tier 2 - 3QU CoRE ¦ 3QU LoRE | Red Flag Warning - Small Fires | 2045 | 5.0437e-06 | 5.3257e-06 | 5.0438e-06 | 4.8037e-06 | 0.095486 | 0.044306 | 0.0019228 | 0.049257 | 0 | 0 | 0 | 0 | 0.0005732 | 4.816e-07 | 0 | 4.816e-07 | 5.0853e-07 | 0 | 5.0853e-07 | 4.8161e-07 | 0 | 4.8161e-07 | 4.5868e-07 | 0 | 4.5868e-07
[79 empty] | WLDFR | HFTD - Distribution - Tier 2 - 3QU CoRE ¦ 3QU LoRE | Red Flag Warning - Small Fires | 2046 | 5.0437e-06 | 5.3257e-06 | 5.0438e-06 | 4.8037e-06 | 0.095486 | 0.044306 | 0.0019228 | 0.049257 | 0 | 0 | 0 | 0 | 0.0005732 | 4.816e-07 | 0 | 4.816e-07 | 5.0853e-07 | 0 | 5.0853e-07 | 4.8161e-07 | 0 | 4.8161e-07 | 4.5868e-07 | 0 | 4.5868e-07
[79 empty] | WLDFR | HFTD - Distribution - Tier 2 - 3QU CoRE ¦ 3QU LoRE | Red Flag Warning - Small Fires | 2047 | 5.0437e-06 | 5.3257e-06 | 5.0438e-06 | 4.8037e-06 | 0.095486 | 0.044306 | 0.0019228 | 0.049257 | 0 | 0 | 0 | 0 | 0.0005732 | 4.816e-07 | 0 | 4.816e-07 | 5.0853e-07 | 0 | 5.0853e-07 | 4.8161e-07 | 0 | 4.8161e-07 | 4.5868e-07 | 0 | 4.5868e-07
[79 empty] | WLDFR | HFTD - Distribution - Tier 2 - 3QU CoRE ¦ 3QU LoRE | Red Flag Warning - Small Fires | 2048 | 5.0437e-06 | 5.3257e-06 | 5.0438e-06 | 4.8037e-06 | 0.10007 | 0.04626 | 0.0020076 | 0.051804 | 0 | 0 | 0 | 0 | 0.0005732 | 5.0473e-07 | 0 | 5.0473e-07 | 5.3295e-07 | 0 | 5.3295e-07 | 5.0474e-07 | 0 | 5.0474e-07 | 4.8071e-07 | 0 | 4.8071e-07
[79 empty] | WLDFR | HFTD - Distribution - Tier 2 - 3QU CoRE ¦ 3QU LoRE | Red Flag Warning - Small Fires | 2049 | 5.0437e-06 | 5.3257e-06 | 5.0438e-06 | 4.8037e-06 | 0.10007 | 0.04626 | 0.0020076 | 0.051804 | 0 | 0 | 0 | 0 | 0.0005732 | 5.0473e-07 | 0 | 5.0473e-07 | 5.3295e-07 | 0 | 5.3295e-07 | 5.0474e-07 | 0 | 5.0474e-07 | 4.8071e-07 | 0 | 4.8071e-07
[79 empty] | WLDFR | HFTD - Distribution - Tier 2 - 3QU CoRE ¦ 3QU LoRE | Red Flag Warning - Small Fires | 2050 | 0 | 5.3257e-06 | 5.0438e-06 | 4.8037e-06 | 0.10007 | 0.04626 | 0.0020076 | 0.051804 | 0 | 0 | 0 | 0 | 0.0005732 | 0 | 0 | 0 | 5.3295e-07 | 0 | 5.3295e-07 | 5.0474e-07 | 0 | 5.0474e-07 | 4.8071e-07 | 0 | 4.8071e-07
[79 empty] | WLDFR | HFTD - Distribution - Tier 2 - 3QU CoRE ¦ 3QU LoRE | Red Flag Warning - Small Fires | 2051 | 0 | 0 | 5.0438e-06 | 4.8037e-06 | 0.10007 | 0.04626 | 0.0020076 | 0.051804 | 0 | 0 | 0 | 0 | 0.0005732 | 0 | 0 | 0 | 0 | 0 | 0 | 5.0474e-07 | 0 | 5.0474e-07 | 4.8071e-07 | 0 | 4.8071e-07
[79 empty] | WLDFR | HFTD - Distribution - Tier 2 - 3QU CoRE ¦ 3QU LoRE | Red Flag Warning - Small Fires | 2052 | 0 | 0 | 0 | 4.8037e-06 | 0.10007 | 0.04626 | 0.0020076 | 0.051804 | 0 | 0 | 0 | 0 | 0.0005732 | 0 | 0 | 0 | 0 | 0 | 0 | 0 | 0 | 0 | 4.8071e-07 | 0 | 4.8071e-07
[79 empty] | WLDFR | HFTD - Distribution - Tier 2 - 3QU CoRE ¦ 3QU LoRE | Seismic - Non-Red Flag Warning - Catastrophic Fires | 2020 | 1.7869e-12 | 0 | 0 | 0 | 21083.8428 | 409.2237 | 13469.0878 | 7205.5313 | 0 | 0 | 0 | 0 | 2.9524e-10 | 3.7674e-08 | 0 | 3.7674e-08 | 0 | 0 | 0 | 0 | 0 | 0 | 0 | 0 | 0
[79 empty] | WLDFR | HFTD - Distribution - Tier 2 - 3QU CoRE ¦ 3QU LoRE | Seismic - Non-Red Flag Warning - Catastrophic Fires | 2021 | 0 | 1.8868e-12 | 0 | 0 | 21083.8428 | 409.2237 | 13469.0878 | 7205.5313 | 0 | 0 | 0 | 0 | 2.9524e-10 | 0 | 0 | 0 | 3.978e-08 | 0 | 3.978e-08 | 0 | 0 | 0 | 0 | 0 | 0
[79 empty] | WLDFR | HFTD - Distribution - Tier 2 - 3QU CoRE ¦ 3QU LoRE | Seismic - Non-Red Flag Warning - Catastrophic Fires | 2022 | 0 | 0 | 1.7819e-12 | 0 | 21083.8428 | 409.2237 | 13469.0878 | 7205.5313 | 0 | 0 | 0 | 0 | 2.9254e-10 | 0 | 0 | 0 | 0 | 0 | 0 | 3.7569e-08 | 0 | 3.7569e-08 | 0 | 0 | 0
[79 empty] | WLDFR | HFTD - Distribution - Tier 2 - 3QU CoRE ¦ 3QU LoRE | Seismic - Non-Red Flag Warning - Catastrophic Fires | 2023 | 0 | 0 | 0 | 1.697e-12 | 21835.9781 | 428.6023 | 13939.561 | 7467.8148 | 0 | 0 | 0 | 0 | 2.9254e-10 | 0 | 0 | 0 | 0 | 0 | 0 | 0 | 0 | 0 | 3.7056e-08 | 0 | 3.7056e-08
[79 empty] | WLDFR | HFTD - Distribution - Tier 2 - 3QU CoRE ¦ 3QU LoRE | Seismic - Red Flag Warning - Catastrophic Fires | 2020 | 7.7049e-11 | 0 | 0 | 0 | 21083.8428 | 409.2237 | 13469.0878 | 7205.5313 | 0 | 0 | 0 | 0 | 1.2731e-08 | 1.6245e-06 | 0 | 1.6245e-06 | 0 | 0 | 0 | 0 | 0 | 0 | 0 | 0 | 0
[79 empty] | WLDFR | HFTD - Distribution - Tier 2 - 3QU CoRE ¦ 3QU LoRE | Seismic - Red Flag Warning - Catastrophic Fires | 2021 | 0 | 8.1357e-11 | 0 | 0 | 21083.8428 | 409.2237 | 13469.0878 | 7205.5313 | 0 | 0 | 0 | 0 | 1.2731e-08 | 0 | 0 | 0 | 1.7153e-06 | 0 | 1.7153e-06 | 0 | 0 | 0 | 0 | 0 | 0
[79 empty] | WLDFR | HFTD - Distribution - Tier 2 - 3QU CoRE ¦ 3QU LoRE | Seismic - Red Flag Warning - Catastrophic Fires | 2022 | 0 | 0 | 7.6833e-11 | 0 | 21083.8428 | 409.2237 | 13469.0878 | 7205.5313 | 0 | 0 | 0 | 0 | 1.2614e-08 | 0 | 0 | 0 | 0 | 0 | 0 | 1.6199e-06 | 0 | 1.6199e-06 | 0 | 0 | 0
[79 empty] | WLDFR | HFTD - Distribution - Tier 2 - 3QU CoRE ¦ 3QU LoRE | Seismic - Red Flag Warning - Catastrophic Fires | 2023 | 0 | 0 | 0 | 7.3174e-11 | 21835.9781 | 428.6023 | 13939.561 | 7467.8148 | 0 | 0 | 0 | 0 | 1.2614e-08 | 0 | 0 | 0 | 0 | 0 | 0 | 0 | 0 | 0 | 1.5978e-06 | 0 | 1.5978e-06
[79 empty] | WLDFR | HFTD - Distribution - Tier 2 - 3QU CoRE ¦ 4QU LoRE | Non-Red Flag Warning - Catastrophic Fires | 2020 | 2.3429e-09 | 0 | 0 | 0 | 14146.1306 | 222.2294 | 8585.7228 | 5338.1784 | 0 | 0 | 0 | 0 | 1.4111e-06 | 3.3142e-05 | 0 | 3.3142e-05 | 0 | 0 | 0 | 0 | 0 | 0 | 0 | 0 | 0
[79 empty] | WLDFR | HFTD - Distribution - Tier 2 - 3QU CoRE ¦ 4QU LoRE | Non-Red Flag Warning - Catastrophic Fires | 2021 | 1.2285e-09 | 2.4739e-09 | 0 | 0 | 14146.1306 | 222.2294 | 8585.7228 | 5338.1784 | 0 | 0 | 0 | 0 | 1.4111e-06 | 1.7379e-05 | 0 | 1.7379e-05 | 3.4995e-05 | 0 | 3.4995e-05 | 0 | 0 | 0 | 0 | 0 | 0
[79 empty] | WLDFR | HFTD - Distribution - Tier 2 - 3QU CoRE ¦ 4QU LoRE | Non-Red Flag Warning - Catastrophic Fires | 2022 | 1.183e-09 | 1.2492e-09 | 2.2437e-09 | 0 | 14146.1306 | 222.2294 | 8585.7228 | 5338.1784 | 0 | 0 | 0 | 0 | 1.4023e-06 | 1.6735e-05 | 0 | 1.6735e-05 | 1.7671e-05 | 0 | 1.7671e-05 | 3.174e-05 | 0 | 3.174e-05 | 0 | 0 | 0
[79 empty] | WLDFR | HFTD - Distribution - Tier 2 - 3QU CoRE ¦ 4QU LoRE | Non-Red Flag Warning - Catastrophic Fires | 2023 | 1.183e-09 | 1.2492e-09 | 1.1653e-09 | 2.1369e-09 | 14664.6376 | 233.2301 | 8896.516 | 5534.8915 | 0 | 0 | 0 | 0 | 1.4023e-06 | 1.7349e-05 | 0 | 1.7349e-05 | 1.8319e-05 | 0 | 1.8319e-05 | 1.7089e-05 | 0 | 1.7089e-05 | 3.1336e-05 | 0 | 3.1336e-05
[79 empty] | WLDFR | HFTD - Distribution - Tier 2 - 3QU CoRE ¦ 4QU LoRE | Non-Red Flag Warning - Catastrophic Fires | 2024 | 1.183e-09 | 1.2492e-09 | 1.1653e-09 | 1.1099e-09 | 14664.6376 | 233.2301 | 8896.516 | 5534.8915 | 0 | 0 | 0 | 0 | 1.4023e-06 | 1.7349e-05 | 0 | 1.7349e-05 | 1.8319e-05 | 0 | 1.8319e-05 | 1.7089e-05 | 0 | 1.7089e-05 | 1.6276e-05 | 0 | 1.6276e-05
[79 empty] | WLDFR | HFTD - Distribution - Tier 2 - 3QU CoRE ¦ 4QU LoRE | Non-Red Flag Warning - Catastrophic Fires | 2025 | 1.183e-09 | 1.2492e-09 | 1.1653e-09 | 1.1099e-09 | 14664.6376 | 233.2301 | 8896.516 | 5534.8915 | 0 | 0 | 0 | 0 | 1.4023e-06 | 1.7349e-05 | 0 | 1.7349e-05 | 1.8319e-05 | 0 | 1.8319e-05 | 1.7089e-05 | 0 | 1.7089e-05 | 1.6276e-05 | 0 | 1.6276e-05
[79 empty] | WLDFR | HFTD - Distribution - Tier 2 - 3QU CoRE ¦ 4QU LoRE | Non-Red Flag Warning - Catastrophic Fires | 2026 | 1.183e-09 | 1.2492e-09 | 1.1653e-09 | 1.1099e-09 | 14664.6376 | 233.2301 | 8896.516 | 5534.8915 | 0 | 0 | 0 | 0 | 1.4023e-06 | 1.7349e-05 | 0 | 1.7349e-05 | 1.8319e-05 | 0 | 1.8319e-05 | 1.7089e-05 | 0 | 1.7089e-05 | 1.6276e-05 | 0 | 1.6276e-05
[79 empty] | WLDFR | HFTD - Distribution - Tier 2 - 3QU CoRE ¦ 4QU LoRE | Non-Red Flag Warning - Catastrophic Fires | 2027 | 1.183e-09 | 1.2492e-09 | 1.1653e-09 | 1.1099e-09 | 14664.6376 | 233.2301 | 8896.516 | 5534.8915 | 0 | 0 | 0 | 0 | 1.4023e-06 | 1.7349e-05 | 0 | 1.7349e-05 | 1.8319e-05 | 0 | 1.8319e-05 | 1.7089e-05 | 0 | 1.7089e-05 | 1.6276e-05 | 0 | 1.6276e-05
[79 empty] | WLDFR | HFTD - Distribution - Tier 2 - 3QU CoRE ¦ 4QU LoRE | Non-Red Flag Warning - Catastrophic Fires | 2028 | 1.183e-09 | 1.2492e-09 | 1.1653e-09 | 1.1099e-09 | 15317.9909 | 247.273 | 9287.6491 | 5783.0689 | 0 | 0 | 0 | 0 | 1.4023e-06 | 1.8122e-05 | 0 | 1.8122e-05 | 1.9135e-05 | 0 | 1.9135e-05 | 1.7851e-05 | 0 | 1.7851e-05 | 1.7001e-05 | 0 | 1.7001e-05
[79 empty] | WLDFR | HFTD - Distribution - Tier 2 - 3QU CoRE ¦ 4QU LoRE | Non-Red Flag Warning - Catastrophic Fires | 2029 | 1.183e-09 | 1.2492e-09 | 1.1653e-09 | 1.1099e-09 | 15317.9909 | 247.273 | 9287.6491 | 5783.0689 | 0 | 0 | 0 | 0 | 1.4023e-06 | 1.8122e-05 | 0 | 1.8122e-05 | 1.9135e-05 | 0 | 1.9135e-05 | 1.7851e-05 | 0 | 1.7851e-05 | 1.7001e-05 | 0 | 1.7001e-05
[79 empty] | WLDFR | HFTD - Distribution - Tier 2 - 3QU CoRE ¦ 4QU LoRE | Non-Red Flag Warning - Catastrophic Fires | 2030 | 1.183e-09 | 1.2492e-09 | 1.1653e-09 | 1.1099e-09 | 15317.9909 | 247.273 | 9287.6491 | 5783.0689 | 0 | 0 | 0 | 0 | 1.4023e-06 | 1.8122e-05 | 0 | 1.8122e-05 | 1.9135e-05 | 0 | 1.9135e-05 | 1.7851e-05 | 0 | 1.7851e-05 | 1.7001e-05 | 0 | 1.7001e-05
[79 empty] | WLDFR | HFTD - Distribution - Tier 2 - 3QU CoRE ¦ 4QU LoRE | Non-Red Flag Warning - Catastrophic Fires | 2031 | 1.183e-09 | 1.2492e-09 | 1.1653e-09 | 1.1099e-09 | 15317.9909 | 247.273 | 9287.6491 | 5783.0689 | 0 | 0 | 0 | 0 | 1.4023e-06 | 1.8122e-05 | 0 | 1.8122e-05 | 1.9135e-05 | 0 | 1.9135e-05 | 1.7851e-05 | 0 | 1.7851e-05 | 1.7001e-05 | 0 | 1.7001e-05
[79 empty] | WLDFR | HFTD - Distribution - Tier 2 - 3QU CoRE ¦ 4QU LoRE | Non-Red Flag Warning - Catastrophic Fires | 2032 | 1.183e-09 | 1.2492e-09 | 1.1653e-09 | 1.1099e-09 | 15317.9909 | 247.273 | 9287.6491 | 5783.0689 | 0 | 0 | 0 | 0 | 1.4023e-06 | 1.8122e-05 | 0 | 1.8122e-05 | 1.9135e-05 | 0 | 1.9135e-05 | 1.7851e-05 | 0 | 1.7851e-05 | 1.7001e-05 | 0 | 1.7001e-05
[79 empty] | WLDFR | HFTD - Distribution - Tier 2 - 3QU CoRE ¦ 4QU LoRE | Non-Red Flag Warning - Catastrophic Fires | 2033 | 1.183e-09 | 1.2492e-09 | 1.1653e-09 | 1.1099e-09 | 16044.1264 | 263.1074 | 9721.74 | 6059.2791 | 0 | 0 | 0 | 0 | 1.4023e-06 | 1.8981e-05 | 0 | 1.8981e-05 | 2.0042e-05 | 0 | 2.0042e-05 | 1.8697e-05 | 0 | 1.8697e-05 | 1.7807e-05 | 0 | 1.7807e-05
[79 empty] | WLDFR | HFTD - Distribution - Tier 2 - 3QU CoRE ¦ 4QU LoRE | Non-Red Flag Warning - Catastrophic Fires | 2034 | 1.183e-09 | 1.2492e-09 | 1.1653e-09 | 1.1099e-09 | 16044.1264 | 263.1074 | 9721.74 | 6059.2791 | 0 | 0 | 0 | 0 | 1.4023e-06 | 1.8981e-05 | 0 | 1.8981e-05 | 2.0042e-05 | 0 | 2.0042e-05 | 1.8697e-05 | 0 | 1.8697e-05 | 1.7807e-05 | 0 | 1.7807e-05
[79 empty] | WLDFR | HFTD - Distribution - Tier 2 - 3QU CoRE ¦ 4QU LoRE | Non-Red Flag Warning - Catastrophic Fires | 2035 | 1.183e-09 | 1.2492e-09 | 1.1653e-09 | 1.1099e-09 | 16044.1264 | 263.1074 | 9721.74 | 6059.2791 | 0 | 0 | 0 | 0 | 1.4023e-06 | 1.8981e-05 | 0 | 1.8981e-05 | 2.0042e-05 | 0 | 2.0042e-05 | 1.8697e-05 | 0 | 1.8697e-05 | 1.7807e-05 | 0 | 1.7807e-05
[79 empty] | WLDFR | HFTD - Distribution - Tier 2 - 3QU CoRE ¦ 4QU LoRE | Non-Red Flag Warning - Catastrophic Fires | 2036 | 1.183e-09 | 1.2492e-09 | 1.1653e-09 | 1.1099e-09 | 16044.1264 | 263.1074 | 9721.74 | 6059.2791 | 0 | 0 | 0 | 0 | 1.4023e-06 | 1.8981e-05 | 0 | 1.8981e-05 | 2.0042e-05 | 0 | 2.0042e-05 | 1.8697e-05 | 0 | 1.8697e-05 | 1.7807e-05 | 0 | 1.7807e-05
[79 empty] | WLDFR | HFTD - Distribution - Tier 2 - 3QU CoRE ¦ 4QU LoRE | Non-Red Flag Warning - Catastrophic Fires | 2037 | 1.183e-09 | 1.2492e-09 | 1.1653e-09 | 1.1099e-09 | 16044.1264 | 263.1074 | 9721.74 | 6059.2791 | 0 | 0 | 0 | 0 | 1.4023e-06 | 1.8981e-05 | 0 | 1.8981e-05 | 2.0042e-05 | 0 | 2.0042e-05 | 1.8697e-05 | 0 | 1.8697e-05 | 1.7807e-05 | 0 | 1.7807e-05
[79 empty] | WLDFR | HFTD - Distribution - Tier 2 - 3QU CoRE ¦ 4QU LoRE | Non-Red Flag Warning - Catastrophic Fires | 2038 | 1.183e-09 | 1.2492e-09 | 1.1653e-09 | 1.1099e-09 | 16832.3912 | 280.5544 | 10192.2718 | 6359.5651 | 0 | 0 | 0 | 0 | 1.4023e-06 | 1.9913e-05 | 0 | 1.9913e-05 | 2.1027e-05 | 0 | 2.1027e-05 | 1.9616e-05 | 0 | 1.9616e-05 | 1.8682e-05 | 0 | 1.8682e-05
[79 empty] | WLDFR | HFTD - Distribution - Tier 2 - 3QU CoRE ¦ 4QU LoRE | Non-Red Flag Warning - Catastrophic Fires | 2039 | 1.183e-09 | 1.2492e-09 | 1.1653e-09 | 1.1099e-09 | 16832.3912 | 280.5544 | 10192.2718 | 6359.5651 | 0 | 0 | 0 | 0 | 1.4023e-06 | 1.9913e-05 | 0 | 1.9913e-05 | 2.1027e-05 | 0 | 2.1027e-05 | 1.9616e-05 | 0 | 1.9616e-05 | 1.8682e-05 | 0 | 1.8682e-05
[79 empty] | WLDFR | HFTD - Distribution - Tier 2 - 3QU CoRE ¦ 4QU LoRE | Non-Red Flag Warning - Catastrophic Fires | 2040 | 1.183e-09 | 1.2492e-09 | 1.1653e-09 | 1.1099e-09 | 16832.3912 | 280.5544 | 10192.2718 | 6359.5651 | 0 | 0 | 0 | 0 | 1.4023e-06 | 1.9913e-05 | 0 | 1.9913e-05 | 2.1027e-05 | 0 | 2.1027e-05 | 1.9616e-05 | 0 | 1.9616e-05 | 1.8682e-05 | 0 | 1.8682e-05
[79 empty] | WLDFR | HFTD - Distribution - Tier 2 - 3QU CoRE ¦ 4QU LoRE | Non-Red Flag Warning - Catastrophic Fires | 2041 | 1.183e-09 | 1.2492e-09 | 1.1653e-09 | 1.1099e-09 | 16832.3912 | 280.5544 | 10192.2718 | 6359.5651 | 0 | 0 | 0 | 0 | 1.4023e-06 | 1.9913e-05 | 0 | 1.9913e-05 | 2.1027e-05 | 0 | 2.1027e-05 | 1.9616e-05 | 0 | 1.9616e-05 | 1.8682e-05 | 0 | 1.8682e-05
[79 empty] | WLDFR | HFTD - Distribution - Tier 2 - 3QU CoRE ¦ 4QU LoRE | Non-Red Flag Warning - Catastrophic Fires | 2042 | 1.183e-09 | 1.2492e-09 | 1.1653e-09 | 1.1099e-09 | 16832.3912 | 280.5544 | 10192.2718 | 6359.5651 | 0 | 0 | 0 | 0 | 1.4023e-06 | 1.9913e-05 | 0 | 1.9913e-05 | 2.1027e-05 | 0 | 2.1027e-05 | 1.9616e-05 | 0 | 1.9616e-05 | 1.8682e-05 | 0 | 1.8682e-05
[79 empty] | WLDFR | HFTD - Distribution - Tier 2 - 3QU CoRE ¦ 4QU LoRE | Non-Red Flag Warning - Catastrophic Fires | 2043 | 1.183e-09 | 1.2492e-09 | 1.1653e-09 | 1.1099e-09 | 17672.0852 | 299.42 | 10692.7362 | 6679.929 | 0 | 0 | 0 | 0 | 1.4023e-06 | 2.0907e-05 | 0 | 2.0907e-05 | 2.2075e-05 | 0 | 2.2075e-05 | 2.0594e-05 | 0 | 2.0594e-05 | 1.9613e-05 | 0 | 1.9613e-05
[79 empty] | WLDFR | HFTD - Distribution - Tier 2 - 3QU CoRE ¦ 4QU LoRE | Non-Red Flag Warning - Catastrophic Fires | 2044 | 1.183e-09 | 1.2492e-09 | 1.1653e-09 | 1.1099e-09 | 17672.0852 | 299.42 | 10692.7362 | 6679.929 | 0 | 0 | 0 | 0 | 1.4023e-06 | 2.0907e-05 | 0 | 2.0907e-05 | 2.2075e-05 | 0 | 2.2075e-05 | 2.0594e-05 | 0 | 2.0594e-05 | 1.9613e-05 | 0 | 1.9613e-05
[79 empty] | WLDFR | HFTD - Distribution - Tier 2 - 3QU CoRE ¦ 4QU LoRE | Non-Red Flag Warning - Catastrophic Fires | 2045 | 1.183e-09 | 1.2492e-09 | 1.1653e-09 | 1.1099e-09 | 17672.0852 | 299.42 | 10692.7362 | 6679.929 | 0 | 0 | 0 | 0 | 1.4023e-06 | 2.0907e-05 | 0 | 2.0907e-05 | 2.2075e-05 | 0 | 2.2075e-05 | 2.0594e-05 | 0 | 2.0594e-05 | 1.9613e-05 | 0 | 1.9613e-05
[79 empty] | WLDFR | HFTD - Distribution - Tier 2 - 3QU CoRE ¦ 4QU LoRE | Non-Red Flag Warning - Catastrophic Fires | 2046 | 1.183e-09 | 1.2492e-09 | 1.1653e-09 | 1.1099e-09 | 17672.0852 | 299.42 | 10692.7362 | 6679.929 | 0 | 0 | 0 | 0 | 1.4023e-06 | 2.0907e-05 | 0 | 2.0907e-05 | 2.2075e-05 | 0 | 2.2075e-05 | 2.0594e-05 | 0 | 2.0594e-05 | 1.9613e-05 | 0 | 1.9613e-05
[79 empty] | WLDFR | HFTD - Distribution - Tier 2 - 3QU CoRE ¦ 4QU LoRE | Non-Red Flag Warning - Catastrophic Fires | 2047 | 1.183e-09 | 1.2492e-09 | 1.1653e-09 | 1.1099e-09 | 17672.0852 | 299.42 | 10692.7362 | 6679.929 | 0 | 0 | 0 | 0 | 1.4023e-06 | 2.0907e-05 | 0 | 2.0907e-05 | 2.2075e-05 | 0 | 2.2075e-05 | 2.0594e-05 | 0 | 2.0594e-05 | 1.9613e-05 | 0 | 1.9613e-05
[79 empty] | WLDFR | HFTD - Distribution - Tier 2 - 3QU CoRE ¦ 4QU LoRE | Non-Red Flag Warning - Catastrophic Fires | 2048 | 1.183e-09 | 1.2492e-09 | 1.1653e-09 | 1.1099e-09 | 18552.3348 | 319.4911 | 11216.5626 | 7016.281 | 0 | 0 | 0 | 0 | 1.4023e-06 | 2.1948e-05 | 0 | 2.1948e-05 | 2.3175e-05 | 0 | 2.3175e-05 | 2.162e-05 | 0 | 2.162e-05 | 2.059e-05 | 0 | 2.059e-05
[79 empty] | WLDFR | HFTD - Distribution - Tier 2 - 3QU CoRE ¦ 4QU LoRE | Non-Red Flag Warning - Catastrophic Fires | 2049 | 1.183e-09 | 1.2492e-09 | 1.1653e-09 | 1.1099e-09 | 18552.3348 | 319.4911 | 11216.5626 | 7016.281 | 0 | 0 | 0 | 0 | 1.4023e-06 | 2.1948e-05 | 0 | 2.1948e-05 | 2.3175e-05 | 0 | 2.3175e-05 | 2.162e-05 | 0 | 2.162e-05 | 2.059e-05 | 0 | 2.059e-05
[79 empty] | WLDFR | HFTD - Distribution - Tier 2 - 3QU CoRE ¦ 4QU LoRE | Non-Red Flag Warning - Catastrophic Fires | 2050 | 0 | 1.2492e-09 | 1.1653e-09 | 1.1099e-09 | 18552.3348 | 319.4911 | 11216.5626 | 7016.281 | 0 | 0 | 0 | 0 | 1.4023e-06 | 0 | 0 | 0 | 2.3175e-05 | 0 | 2.3175e-05 | 2.162e-05 | 0 | 2.162e-05 | 2.059e-05 | 0 | 2.059e-05
[79 empty] | WLDFR | HFTD - Distribution - Tier 2 - 3QU CoRE ¦ 4QU LoRE | Non-Red Flag Warning - Catastrophic Fires | 2051 | 0 | 0 | 1.1653e-09 | 1.1099e-09 | 18552.3348 | 319.4911 | 11216.5626 | 7016.281 | 0 | 0 | 0 | 0 | 1.4023e-06 | 0 | 0 | 0 | 0 | 0 | 0 | 2.162e-05 | 0 | 2.162e-05 | 2.059e-05 | 0 | 2.059e-05
[79 empty] | WLDFR | HFTD - Distribution - Tier 2 - 3QU CoRE ¦ 4QU LoRE | Non-Red Flag Warning - Catastrophic Fires | 2052 | 0 | 0 | 0 | 1.1099e-09 | 18552.3348 | 319.4911 | 11216.5626 | 7016.281 | 0 | 0 | 0 | 0 | 1.4023e-06 | 0 | 0 | 0 | 0 | 0 | 0 | 0 | 0 | 0 | 2.059e-05 | 0 | 2.059e-05
[79 empty] | WLDFR | HFTD - Distribution - Tier 2 - 3QU CoRE ¦ 4QU LoRE | Non-Red Flag Warning - Destructive Fires | 2020 | 5.9736e-09 | 0 | 0 | 0 | 8807.9522 | 222.2294 | 8585.7228 | 0 | 0 | 0 | 0 | 0 | 1.3754e-06 | 5.2615e-05 | 0 | 5.2615e-05 | 0 | 0 | 0 | 0 | 0 | 0 | 0 | 0 | 0
[79 empty] | WLDFR | HFTD - Distribution - Tier 2 - 3QU CoRE ¦ 4QU LoRE | Non-Red Flag Warning - Destructive Fires | 2021 | 3.1306e-09 | 6.3075e-09 | 0 | 0 | 8807.9522 | 222.2294 | 8585.7228 | 0 | 0 | 0 | 0 | 0 | 1.3754e-06 | 2.7575e-05 | 0 | 2.7575e-05 | 5.5557e-05 | 0 | 5.5557e-05 | 0 | 0 | 0 | 0 | 0 | 0
[79 empty] | WLDFR | HFTD - Distribution - Tier 2 - 3QU CoRE ¦ 4QU LoRE | Non-Red Flag Warning - Destructive Fires | 2022 | 3.003e-09 | 3.1709e-09 | 5.7016e-09 | 0 | 8807.9522 | 222.2294 | 8585.7228 | 0 | 0 | 0 | 0 | 0 | 1.3451e-06 | 2.6451e-05 | 0 | 2.6451e-05 | 2.7929e-05 | 0 | 2.7929e-05 | 5.0219e-05 | 0 | 5.0219e-05 | 0 | 0 | 0
[79 empty] | WLDFR | HFTD - Distribution - Tier 2 - 3QU CoRE ¦ 4QU LoRE | Non-Red Flag Warning - Destructive Fires | 2023 | 3.003e-09 | 3.1709e-09 | 2.9582e-09 | 5.4301e-09 | 9129.7461 | 233.2301 | 8896.516 | 0 | 0 | 0 | 0 | 0 | 1.3451e-06 | 2.7417e-05 | 0 | 2.7417e-05 | 2.895e-05 | 0 | 2.895e-05 | 2.7007e-05 | 0 | 2.7007e-05 | 4.9575e-05 | 0 | 4.9575e-05
[79 empty] | WLDFR | HFTD - Distribution - Tier 2 - 3QU CoRE ¦ 4QU LoRE | Non-Red Flag Warning - Destructive Fires | 2024 | 3.003e-09 | 3.1709e-09 | 2.9582e-09 | 2.8173e-09 | 9129.7461 | 233.2301 | 8896.516 | 0 | 0 | 0 | 0 | 0 | 1.3451e-06 | 2.7417e-05 | 0 | 2.7417e-05 | 2.895e-05 | 0 | 2.895e-05 | 2.7007e-05 | 0 | 2.7007e-05 | 2.5721e-05 | 0 | 2.5721e-05
[79 empty] | WLDFR | HFTD - Distribution - Tier 2 - 3QU CoRE ¦ 4QU LoRE | Non-Red Flag Warning - Destructive Fires | 2025 | 3.003e-09 | 3.1709e-09 | 2.9582e-09 | 2.8173e-09 | 9129.7461 | 233.2301 | 8896.516 | 0 | 0 | 0 | 0 | 0 | 1.3451e-06 | 2.7417e-05 | 0 | 2.7417e-05 | 2.895e-05 | 0 | 2.895e-05 | 2.7007e-05 | 0 | 2.7007e-05 | 2.5721e-05 | 0 | 2.5721e-05
[79 empty] | WLDFR | HFTD - Distribution - Tier 2 - 3QU CoRE ¦ 4QU LoRE | Non-Red Flag Warning - Destructive Fires | 2026 | 3.003e-09 | 3.1709e-09 | 2.9582e-09 | 2.8173e-09 | 9129.7461 | 233.2301 | 8896.516 | 0 | 0 | 0 | 0 | 0 | 1.3451e-06 | 2.7417e-05 | 0 | 2.7417e-05 | 2.895e-05 | 0 | 2.895e-05 | 2.7007e-05 | 0 | 2.7007e-05 | 2.5721e-05 | 0 | 2.5721e-05
[79 empty] | WLDFR | HFTD - Distribution - Tier 2 - 3QU CoRE ¦ 4QU LoRE | Non-Red Flag Warning - Destructive Fires | 2027 | 3.003e-09 | 3.1709e-09 | 2.9582e-09 | 2.8173e-09 | 9129.7461 | 233.2301 | 8896.516 | 0 | 0 | 0 | 0 | 0 | 1.3451e-06 | 2.7417e-05 | 0 | 2.7417e-05 | 2.895e-05 | 0 | 2.895e-05 | 2.7007e-05 | 0 | 2.7007e-05 | 2.5721e-05 | 0 | 2.5721e-05
[79 empty] | WLDFR | HFTD - Distribution - Tier 2 - 3QU CoRE ¦ 4QU LoRE | Non-Red Flag Warning - Destructive Fires | 2028 | 3.003e-09 | 3.1709e-09 | 2.9582e-09 | 2.8173e-09 | 9534.9221 | 247.273 | 9287.6491 | 0 | 0 | 0 | 0 | 0 | 1.3451e-06 | 2.8634e-05 | 0 | 2.8634e-05 | 3.0235e-05 | 0 | 3.0235e-05 | 2.8206e-05 | 0 | 2.8206e-05 | 2.6863e-05 | 0 | 2.6863e-05
[79 empty] | WLDFR | HFTD - Distribution - Tier 2 - 3QU CoRE ¦ 4QU LoRE | Non-Red Flag Warning - Destructive Fires | 2029 | 3.003e-09 | 3.1709e-09 | 2.9582e-09 | 2.8173e-09 | 9534.9221 | 247.273 | 9287.6491 | 0 | 0 | 0 | 0 | 0 | 1.3451e-06 | 2.8634e-05 | 0 | 2.8634e-05 | 3.0235e-05 | 0 | 3.0235e-05 | 2.8206e-05 | 0 | 2.8206e-05 | 2.6863e-05 | 0 | 2.6863e-05
[79 empty] | WLDFR | HFTD - Distribution - Tier 2 - 3QU CoRE ¦ 4QU LoRE | Non-Red Flag Warning - Destructive Fires | 2030 | 3.003e-09 | 3.1709e-09 | 2.9582e-09 | 2.8173e-09 | 9534.9221 | 247.273 | 9287.6491 | 0 | 0 | 0 | 0 | 0 | 1.3451e-06 | 2.8634e-05 | 0 | 2.8634e-05 | 3.0235e-05 | 0 | 3.0235e-05 | 2.8206e-05 | 0 | 2.8206e-05 | 2.6863e-05 | 0 | 2.6863e-05
[79 empty] | WLDFR | HFTD - Distribution - Tier 2 - 3QU CoRE ¦ 4QU LoRE | Non-Red Flag Warning - Destructive Fires | 2031 | 3.003e-09 | 3.1709e-09 | 2.9582e-09 | 2.8173e-09 | 9534.9221 | 247.273 | 9287.6491 | 0 | 0 | 0 | 0 | 0 | 1.3451e-06 | 2.8634e-05 | 0 | 2.8634e-05 | 3.0235e-05 | 0 | 3.0235e-05 | 2.8206e-05 | 0 | 2.8206e-05 | 2.6863e-05 | 0 | 2.6863e-05
[79 empty] | WLDFR | HFTD - Distribution - Tier 2 - 3QU CoRE ¦ 4QU LoRE | Non-Red Flag Warning - Destructive Fires | 2032 | 3.003e-09 | 3.1709e-09 | 2.9582e-09 | 2.8173e-09 | 9534.9221 | 247.273 | 9287.6491 | 0 | 0 | 0 | 0 | 0 | 1.3451e-06 | 2.8634e-05 | 0 | 2.8634e-05 | 3.0235e-05 | 0 | 3.0235e-05 | 2.8206e-05 | 0 | 2.8206e-05 | 2.6863e-05 | 0 | 2.6863e-05
[79 empty] | WLDFR | HFTD - Distribution - Tier 2 - 3QU CoRE ¦ 4QU LoRE | Non-Red Flag Warning - Destructive Fires | 2033 | 3.003e-09 | 3.1709e-09 | 2.9582e-09 | 2.8173e-09 | 9984.8474 | 263.1074 | 9721.74 | 0 | 0 | 0 | 0 | 0 | 1.3451e-06 | 2.9985e-05 | 0 | 2.9985e-05 | 3.1661e-05 | 0 | 3.1661e-05 | 2.9537e-05 | 0 | 2.9537e-05 | 2.813e-05 | 0 | 2.813e-05
[79 empty] | WLDFR | HFTD - Distribution - Tier 2 - 3QU CoRE ¦ 4QU LoRE | Non-Red Flag Warning - Destructive Fires | 2034 | 3.003e-09 | 3.1709e-09 | 2.9582e-09 | 2.8173e-09 | 9984.8474 | 263.1074 | 9721.74 | 0 | 0 | 0 | 0 | 0 | 1.3451e-06 | 2.9985e-05 | 0 | 2.9985e-05 | 3.1661e-05 | 0 | 3.1661e-05 | 2.9537e-05 | 0 | 2.9537e-05 | 2.813e-05 | 0 | 2.813e-05
[79 empty] | WLDFR | HFTD - Distribution - Tier 2 - 3QU CoRE ¦ 4QU LoRE | Non-Red Flag Warning - Destructive Fires | 2035 | 3.003e-09 | 3.1709e-09 | 2.9582e-09 | 2.8173e-09 | 9984.8474 | 263.1074 | 9721.74 | 0 | 0 | 0 | 0 | 0 | 1.3451e-06 | 2.9985e-05 | 0 | 2.9985e-05 | 3.1661e-05 | 0 | 3.1661e-05 | 2.9537e-05 | 0 | 2.9537e-05 | 2.813e-05 | 0 | 2.813e-05
[79 empty] | WLDFR | HFTD - Distribution - Tier 2 - 3QU CoRE ¦ 4QU LoRE | Non-Red Flag Warning - Destructive Fires | 2036 | 3.003e-09 | 3.1709e-09 | 2.9582e-09 | 2.8173e-09 | 9984.8474 | 263.1074 | 9721.74 | 0 | 0 | 0 | 0 | 0 | 1.3451e-06 | 2.9985e-05 | 0 | 2.9985e-05 | 3.1661e-05 | 0 | 3.1661e-05 | 2.9537e-05 | 0 | 2.9537e-05 | 2.813e-05 | 0 | 2.813e-05
[79 empty] | WLDFR | HFTD - Distribution - Tier 2 - 3QU CoRE ¦ 4QU LoRE | Non-Red Flag Warning - Destructive Fires | 2037 | 3.003e-09 | 3.1709e-09 | 2.9582e-09 | 2.8173e-09 | 9984.8474 | 263.1074 | 9721.74 | 0 | 0 | 0 | 0 | 0 | 1.3451e-06 | 2.9985e-05 | 0 | 2.9985e-05 | 3.1661e-05 | 0 | 3.1661e-05 | 2.9537e-05 | 0 | 2.9537e-05 | 2.813e-05 | 0 | 2.813e-05
[79 empty] | WLDFR | HFTD - Distribution - Tier 2 - 3QU CoRE ¦ 4QU LoRE | Non-Red Flag Warning - Destructive Fires | 2038 | 3.003e-09 | 3.1709e-09 | 2.9582e-09 | 2.8173e-09 | 10472.8261 | 280.5544 | 10192.2718 | 0 | 0 | 0 | 0 | 0 | 1.3451e-06 | 3.145e-05 | 0 | 3.145e-05 | 3.3209e-05 | 0 | 3.3209e-05 | 3.098e-05 | 0 | 3.098e-05 | 2.9505e-05 | 0 | 2.9505e-05
[79 empty] | WLDFR | HFTD - Distribution - Tier 2 - 3QU CoRE ¦ 4QU LoRE | Non-Red Flag Warning - Destructive Fires | 2039 | 3.003e-09 | 3.1709e-09 | 2.9582e-09 | 2.8173e-09 | 10472.8261 | 280.5544 | 10192.2718 | 0 | 0 | 0 | 0 | 0 | 1.3451e-06 | 3.145e-05 | 0 | 3.145e-05 | 3.3209e-05 | 0 | 3.3209e-05 | 3.098e-05 | 0 | 3.098e-05 | 2.9505e-05 | 0 | 2.9505e-05
[79 empty] | WLDFR | HFTD - Distribution - Tier 2 - 3QU CoRE ¦ 4QU LoRE | Non-Red Flag Warning - Destructive Fires | 2040 | 3.003e-09 | 3.1709e-09 | 2.9582e-09 | 2.8173e-09 | 10472.8261 | 280.5544 | 10192.2718 | 0 | 0 | 0 | 0 | 0 | 1.3451e-06 | 3.145e-05 | 0 | 3.145e-05 | 3.3209e-05 | 0 | 3.3209e-05 | 3.098e-05 | 0 | 3.098e-05 | 2.9505e-05 | 0 | 2.9505e-05
[79 empty] | WLDFR | HFTD - Distribution - Tier 2 - 3QU CoRE ¦ 4QU LoRE | Non-Red Flag Warning - Destructive Fires | 2041 | 3.003e-09 | 3.1709e-09 | 2.9582e-09 | 2.8173e-09 | 10472.8261 | 280.5544 | 10192.2718 | 0 | 0 | 0 | 0 | 0 | 1.3451e-06 | 3.145e-05 | 0 | 3.145e-05 | 3.3209e-05 | 0 | 3.3209e-05 | 3.098e-05 | 0 | 3.098e-05 | 2.9505e-05 | 0 | 2.9505e-05
[79 empty] | WLDFR | HFTD - Distribution - Tier 2 - 3QU CoRE ¦ 4QU LoRE | Non-Red Flag Warning - Destructive Fires | 2042 | 3.003e-09 | 3.1709e-09 | 2.9582e-09 | 2.8173e-09 | 10472.8261 | 280.5544 | 10192.2718 | 0 | 0 | 0 | 0 | 0 | 1.3451e-06 | 3.145e-05 | 0 | 3.145e-05 | 3.3209e-05 | 0 | 3.3209e-05 | 3.098e-05 | 0 | 3.098e-05 | 2.9505e-05 | 0 | 2.9505e-05
[79 empty] | WLDFR | HFTD - Distribution - Tier 2 - 3QU CoRE ¦ 4QU LoRE | Non-Red Flag Warning - Destructive Fires | 2043 | 3.003e-09 | 3.1709e-09 | 2.9582e-09 | 2.8173e-09 | 10992.1562 | 299.42 | 10692.7362 | 0 | 0 | 0 | 0 | 0 | 1.3451e-06 | 3.301e-05 | 0 | 3.301e-05 | 3.4855e-05 | 0 | 3.4855e-05 | 3.2516e-05 | 0 | 3.2516e-05 | 3.0968e-05 | 0 | 3.0968e-05
[79 empty] | WLDFR | HFTD - Distribution - Tier 2 - 3QU CoRE ¦ 4QU LoRE | Non-Red Flag Warning - Destructive Fires | 2044 | 3.003e-09 | 3.1709e-09 | 2.9582e-09 | 2.8173e-09 | 10992.1562 | 299.42 | 10692.7362 | 0 | 0 | 0 | 0 | 0 | 1.3451e-06 | 3.301e-05 | 0 | 3.301e-05 | 3.4855e-05 | 0 | 3.4855e-05 | 3.2516e-05 | 0 | 3.2516e-05 | 3.0968e-05 | 0 | 3.0968e-05
[79 empty] | WLDFR | HFTD - Distribution - Tier 2 - 3QU CoRE ¦ 4QU LoRE | Non-Red Flag Warning - Destructive Fires | 2045 | 3.003e-09 | 3.1709e-09 | 2.9582e-09 | 2.8173e-09 | 10992.1562 | 299.42 | 10692.7362 | 0 | 0 | 0 | 0 | 0 | 1.3451e-06 | 3.301e-05 | 0 | 3.301e-05 | 3.4855e-05 | 0 | 3.4855e-05 | 3.2516e-05 | 0 | 3.2516e-05 | 3.0968e-05 | 0 | 3.0968e-05
[79 empty] | WLDFR | HFTD - Distribution - Tier 2 - 3QU CoRE ¦ 4QU LoRE | Non-Red Flag Warning - Destructive Fires | 2046 | 3.003e-09 | 3.1709e-09 | 2.9582e-09 | 2.8173e-09 | 10992.1562 | 299.42 | 10692.7362 | 0 | 0 | 0 | 0 | 0 | 1.3451e-06 | 3.301e-05 | 0 | 3.301e-05 | 3.4855e-05 | 0 | 3.4855e-05 | 3.2516e-05 | 0 | 3.2516e-05 | 3.0968e-05 | 0 | 3.0968e-05
[79 empty] | WLDFR | HFTD - Distribution - Tier 2 - 3QU CoRE ¦ 4QU LoRE | Non-Red Flag Warning - Destructive Fires | 2047 | 3.003e-09 | 3.1709e-09 | 2.9582e-09 | 2.8173e-09 | 10992.1562 | 299.42 | 10692.7362 | 0 | 0 | 0 | 0 | 0 | 1.3451e-06 | 3.301e-05 | 0 | 3.301e-05 | 3.4855e-05 | 0 | 3.4855e-05 | 3.2516e-05 | 0 | 3.2516e-05 | 3.0968e-05 | 0 | 3.0968e-05
[79 empty] | WLDFR | HFTD - Distribution - Tier 2 - 3QU CoRE ¦ 4QU LoRE | Non-Red Flag Warning - Destructive Fires | 2048 | 3.003e-09 | 3.1709e-09 | 2.9582e-09 | 2.8173e-09 | 11536.0538 | 319.4911 | 11216.5626 | 0 | 0 | 0 | 0 | 0 | 1.3451e-06 | 3.4643e-05 | 0 | 3.4643e-05 | 3.658e-05 | 0 | 3.658e-05 | 3.4125e-05 | 0 | 3.4125e-05 | 3.25e-05 | 0 | 3.25e-05
[79 empty] | WLDFR | HFTD - Distribution - Tier 2 - 3QU CoRE ¦ 4QU LoRE | Non-Red Flag Warning - Destructive Fires | 2049 | 3.003e-09 | 3.1709e-09 | 2.9582e-09 | 2.8173e-09 | 11536.0538 | 319.4911 | 11216.5626 | 0 | 0 | 0 | 0 | 0 | 1.3451e-06 | 3.4643e-05 | 0 | 3.4643e-05 | 3.658e-05 | 0 | 3.658e-05 | 3.4125e-05 | 0 | 3.4125e-05 | 3.25e-05 | 0 | 3.25e-05
[79 empty] | WLDFR | HFTD - Distribution - Tier 2 - 3QU CoRE ¦ 4QU LoRE | Non-Red Flag Warning - Destructive Fires | 2050 | 0 | 3.1709e-09 | 2.9582e-09 | 2.8173e-09 | 11536.0538 | 319.4911 | 11216.5626 | 0 | 0 | 0 | 0 | 0 | 1.3451e-06 | 0 | 0 | 0 | 3.658e-05 | 0 | 3.658e-05 | 3.4125e-05 | 0 | 3.4125e-05 | 3.25e-05 | 0 | 3.25e-05
[79 empty] | WLDFR | HFTD - Distribution - Tier 2 - 3QU CoRE ¦ 4QU LoRE | Non-Red Flag Warning - Destructive Fires | 2051 | 0 | 0 | 2.9582e-09 | 2.8173e-09 | 11536.0538 | 319.4911 | 11216.5626 | 0 | 0 | 0 | 0 | 0 | 1.3451e-06 | 0 | 0 | 0 | 0 | 0 | 0 | 3.4125e-05 | 0 | 3.4125e-05 | 3.25e-05 | 0 | 3.25e-05
[79 empty] | WLDFR | HFTD - Distribution - Tier 2 - 3QU CoRE ¦ 4QU LoRE | Non-Red Flag Warning - Destructive Fires | 2052 | 0 | 0 | 0 | 2.8173e-09 | 11536.0538 | 319.4911 | 11216.5626 | 0 | 0 | 0 | 0 | 0 | 1.3451e-06 | 0 | 0 | 0 | 0 | 0 | 0 | 0 | 0 | 0 | 3.25e-05 | 0 | 3.25e-05
[79 empty] | WLDFR | HFTD - Distribution - Tier 2 - 3QU CoRE ¦ 4QU LoRE | Non-Red Flag Warning - Large Fires | 2020 | 1.055e-07 | 0 | 0 | 0 | 5.2406 | 0.69642 | 2.942 | 1.6022 | 0 | 0 | 0 | 0 | 2.2315e-05 | 5.529e-07 | 0 | 5.529e-07 | 0 | 0 | 0 | 0 | 0 | 0 | 0 | 0 | 0
[79 empty] | WLDFR | HFTD - Distribution - Tier 2 - 3QU CoRE ¦ 4QU LoRE | Non-Red Flag Warning - Large Fires | 2021 | 5.4545e-08 | 1.114e-07 | 0 | 0 | 5.2406 | 0.69642 | 2.942 | 1.6022 | 0 | 0 | 0 | 0 | 2.2315e-05 | 2.8585e-07 | 0 | 2.8585e-07 | 5.8382e-07 | 0 | 5.8382e-07 | 0 | 0 | 0 | 0 | 0 | 0
[79 empty] | WLDFR | HFTD - Distribution - Tier 2 - 3QU CoRE ¦ 4QU LoRE | Non-Red Flag Warning - Large Fires | 2022 | 5.2223e-08 | 5.5143e-08 | 1.0065e-07 | 0 | 5.2406 | 0.69642 | 2.942 | 1.6022 | 0 | 0 | 0 | 0 | 2.2169e-05 | 2.7368e-07 | 0 | 2.7368e-07 | 2.8898e-07 | 0 | 2.8898e-07 | 5.2748e-07 | 0 | 5.2748e-07 | 0 | 0 | 0
[79 empty] | WLDFR | HFTD - Distribution - Tier 2 - 3QU CoRE ¦ 4QU LoRE | Non-Red Flag Warning - Large Fires | 2023 | 5.2223e-08 | 5.5143e-08 | 5.1443e-08 | 9.5861e-08 | 5.475 | 0.71896 | 3.0715 | 1.6846 | 0 | 0 | 0 | 0 | 2.2169e-05 | 2.8592e-07 | 0 | 2.8592e-07 | 3.0191e-07 | 0 | 3.0191e-07 | 2.8165e-07 | 0 | 2.8165e-07 | 5.2484e-07 | 0 | 5.2484e-07
[79 empty] | WLDFR | HFTD - Distribution - Tier 2 - 3QU CoRE ¦ 4QU LoRE | Non-Red Flag Warning - Large Fires | 2024 | 5.2223e-08 | 5.5143e-08 | 5.1443e-08 | 4.8993e-08 | 5.475 | 0.71896 | 3.0715 | 1.6846 | 0 | 0 | 0 | 0 | 2.2169e-05 | 2.8592e-07 | 0 | 2.8592e-07 | 3.0191e-07 | 0 | 3.0191e-07 | 2.8165e-07 | 0 | 2.8165e-07 | 2.6824e-07 | 0 | 2.6824e-07
[79 empty] | WLDFR | HFTD - Distribution - Tier 2 - 3QU CoRE ¦ 4QU LoRE | Non-Red Flag Warning - Large Fires | 2025 | 5.2223e-08 | 5.5143e-08 | 5.1443e-08 | 4.8993e-08 | 5.475 | 0.71896 | 3.0715 | 1.6846 | 0 | 0 | 0 | 0 | 2.2169e-05 | 2.8592e-07 | 0 | 2.8592e-07 | 3.0191e-07 | 0 | 3.0191e-07 | 2.8165e-07 | 0 | 2.8165e-07 | 2.6824e-07 | 0 | 2.6824e-07
[79 empty] | WLDFR | HFTD - Distribution - Tier 2 - 3QU CoRE ¦ 4QU LoRE | Non-Red Flag Warning - Large Fires | 2026 | 5.2223e-08 | 5.5143e-08 | 5.1443e-08 | 4.8993e-08 | 5.475 | 0.71896 | 3.0715 | 1.6846 | 0 | 0 | 0 | 0 | 2.2169e-05 | 2.8592e-07 | 0 | 2.8592e-07 | 3.0191e-07 | 0 | 3.0191e-07 | 2.8165e-07 | 0 | 2.8165e-07 | 2.6824e-07 | 0 | 2.6824e-07
[79 empty] | WLDFR | HFTD - Distribution - Tier 2 - 3QU CoRE ¦ 4QU LoRE | Non-Red Flag Warning - Large Fires | 2027 | 5.2223e-08 | 5.5143e-08 | 5.1443e-08 | 4.8993e-08 | 5.475 | 0.71896 | 3.0715 | 1.6846 | 0 | 0 | 0 | 0 | 2.2169e-05 | 2.8592e-07 | 0 | 2.8592e-07 | 3.0191e-07 | 0 | 3.0191e-07 | 2.8165e-07 | 0 | 2.8165e-07 | 2.6824e-07 | 0 | 2.6824e-07
[79 empty] | WLDFR | HFTD - Distribution - Tier 2 - 3QU CoRE ¦ 4QU LoRE | Non-Red Flag Warning - Large Fires | 2028 | 5.2223e-08 | 5.5143e-08 | 5.1443e-08 | 4.8993e-08 | 5.777 | 0.74734 | 3.238 | 1.7917 | 0 | 0 | 0 | 0 | 2.2169e-05 | 3.0169e-07 | 0 | 3.0169e-07 | 3.1856e-07 | 0 | 3.1856e-07 | 2.9718e-07 | 0 | 2.9718e-07 | 2.8303e-07 | 0 | 2.8303e-07
[79 empty] | WLDFR | HFTD - Distribution - Tier 2 - 3QU CoRE ¦ 4QU LoRE | Non-Red Flag Warning - Large Fires | 2029 | 5.2223e-08 | 5.5143e-08 | 5.1443e-08 | 4.8993e-08 | 5.777 | 0.74734 | 3.238 | 1.7917 | 0 | 0 | 0 | 0 | 2.2169e-05 | 3.0169e-07 | 0 | 3.0169e-07 | 3.1856e-07 | 0 | 3.1856e-07 | 2.9718e-07 | 0 | 2.9718e-07 | 2.8303e-07 | 0 | 2.8303e-07
[79 empty] | WLDFR | HFTD - Distribution - Tier 2 - 3QU CoRE ¦ 4QU LoRE | Non-Red Flag Warning - Large Fires | 2030 | 5.2223e-08 | 5.5143e-08 | 5.1443e-08 | 4.8993e-08 | 5.777 | 0.74734 | 3.238 | 1.7917 | 0 | 0 | 0 | 0 | 2.2169e-05 | 3.0169e-07 | 0 | 3.0169e-07 | 3.1856e-07 | 0 | 3.1856e-07 | 2.9718e-07 | 0 | 2.9718e-07 | 2.8303e-07 | 0 | 2.8303e-07
[79 empty] | WLDFR | HFTD - Distribution - Tier 2 - 3QU CoRE ¦ 4QU LoRE | Non-Red Flag Warning - Large Fires | 2031 | 5.2223e-08 | 5.5143e-08 | 5.1443e-08 | 4.8993e-08 | 5.777 | 0.74734 | 3.238 | 1.7917 | 0 | 0 | 0 | 0 | 2.2169e-05 | 3.0169e-07 | 0 | 3.0169e-07 | 3.1856e-07 | 0 | 3.1856e-07 | 2.9718e-07 | 0 | 2.9718e-07 | 2.8303e-07 | 0 | 2.8303e-07
[79 empty] | WLDFR | HFTD - Distribution - Tier 2 - 3QU CoRE ¦ 4QU LoRE | Non-Red Flag Warning - Large Fires | 2032 | 5.2223e-08 | 5.5143e-08 | 5.1443e-08 | 4.8993e-08 | 5.777 | 0.74734 | 3.238 | 1.7917 | 0 | 0 | 0 | 0 | 2.2169e-05 | 3.0169e-07 | 0 | 3.0169e-07 | 3.1856e-07 | 0 | 3.1856e-07 | 2.9718e-07 | 0 | 2.9718e-07 | 2.8303e-07 | 0 | 2.8303e-07
[79 empty] | WLDFR | HFTD - Distribution - Tier 2 - 3QU CoRE ¦ 4QU LoRE | Non-Red Flag Warning - Large Fires | 2033 | 5.2223e-08 | 5.5143e-08 | 5.1443e-08 | 4.8993e-08 | 6.1205 | 0.77885 | 3.4265 | 1.9151 | 0 | 0 | 0 | 0 | 2.2169e-05 | 3.1963e-07 | 0 | 3.1963e-07 | 3.375e-07 | 0 | 3.375e-07 | 3.1485e-07 | 0 | 3.1485e-07 | 2.9986e-07 | 0 | 2.9986e-07
[79 empty] | WLDFR | HFTD - Distribution - Tier 2 - 3QU CoRE ¦ 4QU LoRE | Non-Red Flag Warning - Large Fires | 2034 | 5.2223e-08 | 5.5143e-08 | 5.1443e-08 | 4.8993e-08 | 6.1205 | 0.77885 | 3.4265 | 1.9151 | 0 | 0 | 0 | 0 | 2.2169e-05 | 3.1963e-07 | 0 | 3.1963e-07 | 3.375e-07 | 0 | 3.375e-07 | 3.1485e-07 | 0 | 3.1485e-07 | 2.9986e-07 | 0 | 2.9986e-07
[79 empty] | WLDFR | HFTD - Distribution - Tier 2 - 3QU CoRE ¦ 4QU LoRE | Non-Red Flag Warning - Large Fires | 2035 | 5.2223e-08 | 5.5143e-08 | 5.1443e-08 | 4.8993e-08 | 6.1205 | 0.77885 | 3.4265 | 1.9151 | 0 | 0 | 0 | 0 | 2.2169e-05 | 3.1963e-07 | 0 | 3.1963e-07 | 3.375e-07 | 0 | 3.375e-07 | 3.1485e-07 | 0 | 3.1485e-07 | 2.9986e-07 | 0 | 2.9986e-07
[79 empty] | WLDFR | HFTD - Distribution - Tier 2 - 3QU CoRE ¦ 4QU LoRE | Non-Red Flag Warning - Large Fires | 2036 | 5.2223e-08 | 5.5143e-08 | 5.1443e-08 | 4.8993e-08 | 6.1205 | 0.77885 | 3.4265 | 1.9151 | 0 | 0 | 0 | 0 | 2.2169e-05 | 3.1963e-07 | 0 | 3.1963e-07 | 3.375e-07 | 0 | 3.375e-07 | 3.1485e-07 | 0 | 3.1485e-07 | 2.9986e-07 | 0 | 2.9986e-07
[79 empty] | WLDFR | HFTD - Distribution - Tier 2 - 3QU CoRE ¦ 4QU LoRE | Non-Red Flag Warning - Large Fires | 2037 | 5.2223e-08 | 5.5143e-08 | 5.1443e-08 | 4.8993e-08 | 6.1205 | 0.77885 | 3.4265 | 1.9151 | 0 | 0 | 0 | 0 | 2.2169e-05 | 3.1963e-07 | 0 | 3.1963e-07 | 3.375e-07 | 0 | 3.375e-07 | 3.1485e-07 | 0 | 3.1485e-07 | 2.9986e-07 | 0 | 2.9986e-07
[79 empty] | WLDFR | HFTD - Distribution - Tier 2 - 3QU CoRE ¦ 4QU LoRE | Non-Red Flag Warning - Large Fires | 2038 | 5.2223e-08 | 5.5143e-08 | 5.1443e-08 | 4.8993e-08 | 6.5028 | 0.81304 | 3.6355 | 2.0543 | 0 | 0 | 0 | 0 | 2.2169e-05 | 3.396e-07 | 0 | 3.396e-07 | 3.5858e-07 | 0 | 3.5858e-07 | 3.3452e-07 | 0 | 3.3452e-07 | 3.1859e-07 | 0 | 3.1859e-07
[79 empty] | WLDFR | HFTD - Distribution - Tier 2 - 3QU CoRE ¦ 4QU LoRE | Non-Red Flag Warning - Large Fires | 2039 | 5.2223e-08 | 5.5143e-08 | 5.1443e-08 | 4.8993e-08 | 6.5028 | 0.81304 | 3.6355 | 2.0543 | 0 | 0 | 0 | 0 | 2.2169e-05 | 3.396e-07 | 0 | 3.396e-07 | 3.5858e-07 | 0 | 3.5858e-07 | 3.3452e-07 | 0 | 3.3452e-07 | 3.1859e-07 | 0 | 3.1859e-07
[79 empty] | WLDFR | HFTD - Distribution - Tier 2 - 3QU CoRE ¦ 4QU LoRE | Non-Red Flag Warning - Large Fires | 2040 | 5.2223e-08 | 5.5143e-08 | 5.1443e-08 | 4.8993e-08 | 6.5028 | 0.81304 | 3.6355 | 2.0543 | 0 | 0 | 0 | 0 | 2.2169e-05 | 3.396e-07 | 0 | 3.396e-07 | 3.5858e-07 | 0 | 3.5858e-07 | 3.3452e-07 | 0 | 3.3452e-07 | 3.1859e-07 | 0 | 3.1859e-07
[79 empty] | WLDFR | HFTD - Distribution - Tier 2 - 3QU CoRE ¦ 4QU LoRE | Non-Red Flag Warning - Large Fires | 2041 | 5.2223e-08 | 5.5143e-08 | 5.1443e-08 | 4.8993e-08 | 6.5028 | 0.81304 | 3.6355 | 2.0543 | 0 | 0 | 0 | 0 | 2.2169e-05 | 3.396e-07 | 0 | 3.396e-07 | 3.5858e-07 | 0 | 3.5858e-07 | 3.3452e-07 | 0 | 3.3452e-07 | 3.1859e-07 | 0 | 3.1859e-07
[79 empty] | WLDFR | HFTD - Distribution - Tier 2 - 3QU CoRE ¦ 4QU LoRE | Non-Red Flag Warning - Large Fires | 2042 | 5.2223e-08 | 5.5143e-08 | 5.1443e-08 | 4.8993e-08 | 6.5028 | 0.81304 | 3.6355 | 2.0543 | 0 | 0 | 0 | 0 | 2.2169e-05 | 3.396e-07 | 0 | 3.396e-07 | 3.5858e-07 | 0 | 3.5858e-07 | 3.3452e-07 | 0 | 3.3452e-07 | 3.1859e-07 | 0 | 3.1859e-07
[79 empty] | WLDFR | HFTD - Distribution - Tier 2 - 3QU CoRE ¦ 4QU LoRE | Non-Red Flag Warning - Large Fires | 2043 | 5.2223e-08 | 5.5143e-08 | 5.1443e-08 | 4.8993e-08 | 6.9209 | 0.84944 | 3.8632 | 2.2083 | 0 | 0 | 0 | 0 | 2.2169e-05 | 3.6143e-07 | 0 | 3.6143e-07 | 3.8164e-07 | 0 | 3.8164e-07 | 3.5603e-07 | 0 | 3.5603e-07 | 3.3908e-07 | 0 | 3.3908e-07
[79 empty] | WLDFR | HFTD - Distribution - Tier 2 - 3QU CoRE ¦ 4QU LoRE | Non-Red Flag Warning - Large Fires | 2044 | 5.2223e-08 | 5.5143e-08 | 5.1443e-08 | 4.8993e-08 | 6.9209 | 0.84944 | 3.8632 | 2.2083 | 0 | 0 | 0 | 0 | 2.2169e-05 | 3.6143e-07 | 0 | 3.6143e-07 | 3.8164e-07 | 0 | 3.8164e-07 | 3.5603e-07 | 0 | 3.5603e-07 | 3.3908e-07 | 0 | 3.3908e-07
[79 empty] | WLDFR | HFTD - Distribution - Tier 2 - 3QU CoRE ¦ 4QU LoRE | Non-Red Flag Warning - Large Fires | 2045 | 5.2223e-08 | 5.5143e-08 | 5.1443e-08 | 4.8993e-08 | 6.9209 | 0.84944 | 3.8632 | 2.2083 | 0 | 0 | 0 | 0 | 2.2169e-05 | 3.6143e-07 | 0 | 3.6143e-07 | 3.8164e-07 | 0 | 3.8164e-07 | 3.5603e-07 | 0 | 3.5603e-07 | 3.3908e-07 | 0 | 3.3908e-07
[79 empty] | WLDFR | HFTD - Distribution - Tier 2 - 3QU CoRE ¦ 4QU LoRE | Non-Red Flag Warning - Large Fires | 2046 | 5.2223e-08 | 5.5143e-08 | 5.1443e-08 | 4.8993e-08 | 6.9209 | 0.84944 | 3.8632 | 2.2083 | 0 | 0 | 0 | 0 | 2.2169e-05 | 3.6143e-07 | 0 | 3.6143e-07 | 3.8164e-07 | 0 | 3.8164e-07 | 3.5603e-07 | 0 | 3.5603e-07 | 3.3908e-07 | 0 | 3.3908e-07
[79 empty] | WLDFR | HFTD - Distribution - Tier 2 - 3QU CoRE ¦ 4QU LoRE | Non-Red Flag Warning - Large Fires | 2047 | 5.2223e-08 | 5.5143e-08 | 5.1443e-08 | 4.8993e-08 | 6.9209 | 0.84944 | 3.8632 | 2.2083 | 0 | 0 | 0 | 0 | 2.2169e-05 | 3.6143e-07 | 0 | 3.6143e-07 | 3.8164e-07 | 0 | 3.8164e-07 | 3.5603e-07 | 0 | 3.5603e-07 | 3.3908e-07 | 0 | 3.3908e-07
[79 empty] | WLDFR | HFTD - Distribution - Tier 2 - 3QU CoRE ¦ 4QU LoRE | Non-Red Flag Warning - Large Fires | 2048 | 5.2223e-08 | 5.5143e-08 | 5.1443e-08 | 4.8993e-08 | 7.3713 | 0.88759 | 4.1075 | 2.3763 | 0 | 0 | 0 | 0 | 2.2169e-05 | 3.8495e-07 | 0 | 3.8495e-07 | 4.0648e-07 | 0 | 4.0648e-07 | 3.792e-07 | 0 | 3.792e-07 | 3.6114e-07 | 0 | 3.6114e-07
[79 empty] | WLDFR | HFTD - Distribution - Tier 2 - 3QU CoRE ¦ 4QU LoRE | Non-Red Flag Warning - Large Fires | 2049 | 5.2223e-08 | 5.5143e-08 | 5.1443e-08 | 4.8993e-08 | 7.3713 | 0.88759 | 4.1075 | 2.3763 | 0 | 0 | 0 | 0 | 2.2169e-05 | 3.8495e-07 | 0 | 3.8495e-07 | 4.0648e-07 | 0 | 4.0648e-07 | 3.792e-07 | 0 | 3.792e-07 | 3.6114e-07 | 0 | 3.6114e-07
[79 empty] | WLDFR | HFTD - Distribution - Tier 2 - 3QU CoRE ¦ 4QU LoRE | Non-Red Flag Warning - Large Fires | 2050 | 0 | 5.5143e-08 | 5.1443e-08 | 4.8993e-08 | 7.3713 | 0.88759 | 4.1075 | 2.3763 | 0 | 0 | 0 | 0 | 2.2169e-05 | 0 | 0 | 0 | 4.0648e-07 | 0 | 4.0648e-07 | 3.792e-07 | 0 | 3.792e-07 | 3.6114e-07 | 0 | 3.6114e-07
[79 empty] | WLDFR | HFTD - Distribution - Tier 2 - 3QU CoRE ¦ 4QU LoRE | Non-Red Flag Warning - Large Fires | 2051 | 0 | 0 | 5.1443e-08 | 4.8993e-08 | 7.3713 | 0.88759 | 4.1075 | 2.3763 | 0 | 0 | 0 | 0 | 2.2169e-05 | 0 | 0 | 0 | 0 | 0 | 0 | 3.792e-07 | 0 | 3.792e-07 | 3.6114e-07 | 0 | 3.6114e-07
[79 empty] | WLDFR | HFTD - Distribution - Tier 2 - 3QU CoRE ¦ 4QU LoRE | Non-Red Flag Warning - Large Fires | 2052 | 0 | 0 | 0 | 4.8993e-08 | 7.3713 | 0.88759 | 4.1075 | 2.3763 | 0 | 0 | 0 | 0 | 2.2169e-05 | 0 | 0 | 0 | 0 | 0 | 0 | 0 | 0 | 0 | 3.6114e-07 | 0 | 3.6114e-07
[79 empty] | WLDFR | HFTD - Distribution - Tier 2 - 3QU CoRE ¦ 4QU LoRE | Non-Red Flag Warning - Small Fires | 2020 | 1.8875e-05 | 0 | 0 | 0 | 0.077901 | 0.036425 | 0.0015809 | 0.039895 | 0 | 0 | 0 | 0 | 0.0032589 | 1.4704e-06 | 0 | 1.4704e-06 | 0 | 0 | 0 | 0 | 0 | 0 | 0 | 0 | 0
[79 empty] | WLDFR | HFTD - Distribution - Tier 2 - 3QU CoRE ¦ 4QU LoRE | Non-Red Flag Warning - Small Fires | 2021 | 9.8926e-06 | 1.9931e-05 | 0 | 0 | 0.077901 | 0.036425 | 0.0015809 | 0.039895 | 0 | 0 | 0 | 0 | 0.0032589 | 7.7064e-07 | 0 | 7.7064e-07 | 1.5526e-06 | 0 | 1.5526e-06 | 0 | 0 | 0 | 0 | 0 | 0
[79 empty] | WLDFR | HFTD - Distribution - Tier 2 - 3QU CoRE ¦ 4QU LoRE | Non-Red Flag Warning - Small Fires | 2022 | 9.4791e-06 | 1.0009e-05 | 1.8049e-05 | 0 | 0.077901 | 0.036425 | 0.0015809 | 0.039895 | 0 | 0 | 0 | 0 | 0.0032381 | 7.3842e-07 | 0 | 7.3842e-07 | 7.7971e-07 | 0 | 7.7971e-07 | 1.406e-06 | 0 | 1.406e-06 | 0 | 0 | 0
[79 empty] | WLDFR | HFTD - Distribution - Tier 2 - 3QU CoRE ¦ 4QU LoRE | Non-Red Flag Warning - Small Fires | 2023 | 9.4791e-06 | 1.0009e-05 | 9.3374e-06 | 1.719e-05 | 0.080408 | 0.03759 | 0.0016314 | 0.041187 | 0 | 0 | 0 | 0 | 0.0032381 | 7.6219e-07 | 0 | 7.6219e-07 | 8.0481e-07 | 0 | 8.0481e-07 | 7.508e-07 | 0 | 7.508e-07 | 1.3822e-06 | 0 | 1.3822e-06
[79 empty] | WLDFR | HFTD - Distribution - Tier 2 - 3QU CoRE ¦ 4QU LoRE | Non-Red Flag Warning - Small Fires | 2024 | 9.4791e-06 | 1.0009e-05 | 9.3374e-06 | 8.8928e-06 | 0.080408 | 0.03759 | 0.0016314 | 0.041187 | 0 | 0 | 0 | 0 | 0.0032381 | 7.6219e-07 | 0 | 7.6219e-07 | 8.0481e-07 | 0 | 8.0481e-07 | 7.508e-07 | 0 | 7.508e-07 | 7.1505e-07 | 0 | 7.1505e-07
[79 empty] | WLDFR | HFTD - Distribution - Tier 2 - 3QU CoRE ¦ 4QU LoRE | Non-Red Flag Warning - Small Fires | 2025 | 9.4791e-06 | 1.0009e-05 | 9.3374e-06 | 8.8928e-06 | 0.080408 | 0.03759 | 0.0016314 | 0.041187 | 0 | 0 | 0 | 0 | 0.0032381 | 7.6219e-07 | 0 | 7.6219e-07 | 8.0481e-07 | 0 | 8.0481e-07 | 7.508e-07 | 0 | 7.508e-07 | 7.1505e-07 | 0 | 7.1505e-07
[79 empty] | WLDFR | HFTD - Distribution - Tier 2 - 3QU CoRE ¦ 4QU LoRE | Non-Red Flag Warning - Small Fires | 2026 | 9.4791e-06 | 1.0009e-05 | 9.3374e-06 | 8.8928e-06 | 0.080408 | 0.03759 | 0.0016314 | 0.041187 | 0 | 0 | 0 | 0 | 0.0032381 | 7.6219e-07 | 0 | 7.6219e-07 | 8.0481e-07 | 0 | 8.0481e-07 | 7.508e-07 | 0 | 7.508e-07 | 7.1505e-07 | 0 | 7.1505e-07
[79 empty] | WLDFR | HFTD - Distribution - Tier 2 - 3QU CoRE ¦ 4QU LoRE | Non-Red Flag Warning - Small Fires | 2027 | 9.4791e-06 | 1.0009e-05 | 9.3374e-06 | 8.8928e-06 | 0.080408 | 0.03759 | 0.0016314 | 0.041187 | 0 | 0 | 0 | 0 | 0.0032381 | 7.6219e-07 | 0 | 7.6219e-07 | 8.0481e-07 | 0 | 8.0481e-07 | 7.508e-07 | 0 | 7.508e-07 | 7.1505e-07 | 0 | 7.1505e-07
[79 empty] | WLDFR | HFTD - Distribution - Tier 2 - 3QU CoRE ¦ 4QU LoRE | Non-Red Flag Warning - Small Fires | 2028 | 9.4791e-06 | 1.0009e-05 | 9.3374e-06 | 8.8928e-06 | 0.083606 | 0.039055 | 0.001695 | 0.042856 | 0 | 0 | 0 | 0 | 0.0032381 | 7.9251e-07 | 0 | 7.9251e-07 | 8.3682e-07 | 0 | 8.3682e-07 | 7.8067e-07 | 0 | 7.8067e-07 | 7.4349e-07 | 0 | 7.4349e-07
[79 empty] | WLDFR | HFTD - Distribution - Tier 2 - 3QU CoRE ¦ 4QU LoRE | Non-Red Flag Warning - Small Fires | 2029 | 9.4791e-06 | 1.0009e-05 | 9.3374e-06 | 8.8928e-06 | 0.083606 | 0.039055 | 0.001695 | 0.042856 | 0 | 0 | 0 | 0 | 0.0032381 | 7.9251e-07 | 0 | 7.9251e-07 | 8.3682e-07 | 0 | 8.3682e-07 | 7.8067e-07 | 0 | 7.8067e-07 | 7.4349e-07 | 0 | 7.4349e-07
[79 empty] | WLDFR | HFTD - Distribution - Tier 2 - 3QU CoRE ¦ 4QU LoRE | Non-Red Flag Warning - Small Fires | 2030 | 9.4791e-06 | 1.0009e-05 | 9.3374e-06 | 8.8928e-06 | 0.083606 | 0.039055 | 0.001695 | 0.042856 | 0 | 0 | 0 | 0 | 0.0032381 | 7.9251e-07 | 0 | 7.9251e-07 | 8.3682e-07 | 0 | 8.3682e-07 | 7.8067e-07 | 0 | 7.8067e-07 | 7.4349e-07 | 0 | 7.4349e-07
[79 empty] | WLDFR | HFTD - Distribution - Tier 2 - 3QU CoRE ¦ 4QU LoRE | Non-Red Flag Warning - Small Fires | 2031 | 9.4791e-06 | 1.0009e-05 | 9.3374e-06 | 8.8928e-06 | 0.083606 | 0.039055 | 0.001695 | 0.042856 | 0 | 0 | 0 | 0 | 0.0032381 | 7.9251e-07 | 0 | 7.9251e-07 | 8.3682e-07 | 0 | 8.3682e-07 | 7.8067e-07 | 0 | 7.8067e-07 | 7.4349e-07 | 0 | 7.4349e-07
[79 empty] | WLDFR | HFTD - Distribution - Tier 2 - 3QU CoRE ¦ 4QU LoRE | Non-Red Flag Warning - Small Fires | 2032 | 9.4791e-06 | 1.0009e-05 | 9.3374e-06 | 8.8928e-06 | 0.083606 | 0.039055 | 0.001695 | 0.042856 | 0 | 0 | 0 | 0 | 0.0032381 | 7.9251e-07 | 0 | 7.9251e-07 | 8.3682e-07 | 0 | 8.3682e-07 | 7.8067e-07 | 0 | 7.8067e-07 | 7.4349e-07 | 0 | 7.4349e-07
[79 empty] | WLDFR | HFTD - Distribution - Tier 2 - 3QU CoRE ¦ 4QU LoRE | Non-Red Flag Warning - Small Fires | 2033 | 9.4791e-06 | 1.0009e-05 | 9.3374e-06 | 8.8928e-06 | 0.087211 | 0.040679 | 0.0017655 | 0.044766 | 0 | 0 | 0 | 0 | 0.0032381 | 8.2668e-07 | 0 | 8.2668e-07 | 8.729e-07 | 0 | 8.729e-07 | 8.1432e-07 | 0 | 8.1432e-07 | 7.7555e-07 | 0 | 7.7555e-07
[79 empty] | WLDFR | HFTD - Distribution - Tier 2 - 3QU CoRE ¦ 4QU LoRE | Non-Red Flag Warning - Small Fires | 2034 | 9.4791e-06 | 1.0009e-05 | 9.3374e-06 | 8.8928e-06 | 0.087211 | 0.040679 | 0.0017655 | 0.044766 | 0 | 0 | 0 | 0 | 0.0032381 | 8.2668e-07 | 0 | 8.2668e-07 | 8.729e-07 | 0 | 8.729e-07 | 8.1432e-07 | 0 | 8.1432e-07 | 7.7555e-07 | 0 | 7.7555e-07
[79 empty] | WLDFR | HFTD - Distribution - Tier 2 - 3QU CoRE ¦ 4QU LoRE | Non-Red Flag Warning - Small Fires | 2035 | 9.4791e-06 | 1.0009e-05 | 9.3374e-06 | 8.8928e-06 | 0.087211 | 0.040679 | 0.0017655 | 0.044766 | 0 | 0 | 0 | 0 | 0.0032381 | 8.2668e-07 | 0 | 8.2668e-07 | 8.729e-07 | 0 | 8.729e-07 | 8.1432e-07 | 0 | 8.1432e-07 | 7.7555e-07 | 0 | 7.7555e-07
[79 empty] | WLDFR | HFTD - Distribution - Tier 2 - 3QU CoRE ¦ 4QU LoRE | Non-Red Flag Warning - Small Fires | 2036 | 9.4791e-06 | 1.0009e-05 | 9.3374e-06 | 8.8928e-06 | 0.087211 | 0.040679 | 0.0017655 | 0.044766 | 0 | 0 | 0 | 0 | 0.0032381 | 8.2668e-07 | 0 | 8.2668e-07 | 8.729e-07 | 0 | 8.729e-07 | 8.1432e-07 | 0 | 8.1432e-07 | 7.7555e-07 | 0 | 7.7555e-07
[79 empty] | WLDFR | HFTD - Distribution - Tier 2 - 3QU CoRE ¦ 4QU LoRE | Non-Red Flag Warning - Small Fires | 2037 | 9.4791e-06 | 1.0009e-05 | 9.3374e-06 | 8.8928e-06 | 0.087211 | 0.040679 | 0.0017655 | 0.044766 | 0 | 0 | 0 | 0 | 0.0032381 | 8.2668e-07 | 0 | 8.2668e-07 | 8.729e-07 | 0 | 8.729e-07 | 8.1432e-07 | 0 | 8.1432e-07 | 7.7555e-07 | 0 | 7.7555e-07
[79 empty] | WLDFR | HFTD - Distribution - Tier 2 - 3QU CoRE ¦ 4QU LoRE | Non-Red Flag Warning - Small Fires | 2038 | 9.4791e-06 | 1.0009e-05 | 9.3374e-06 | 8.8928e-06 | 0.091184 | 0.042438 | 0.0018418 | 0.046905 | 0 | 0 | 0 | 0 | 0.0032381 | 8.6434e-07 | 0 | 8.6434e-07 | 9.1267e-07 | 0 | 9.1267e-07 | 8.5142e-07 | 0 | 8.5142e-07 | 8.1088e-07 | 0 | 8.1088e-07
[79 empty] | WLDFR | HFTD - Distribution - Tier 2 - 3QU CoRE ¦ 4QU LoRE | Non-Red Flag Warning - Small Fires | 2039 | 9.4791e-06 | 1.0009e-05 | 9.3374e-06 | 8.8928e-06 | 0.091184 | 0.042438 | 0.0018418 | 0.046905 | 0 | 0 | 0 | 0 | 0.0032381 | 8.6434e-07 | 0 | 8.6434e-07 | 9.1267e-07 | 0 | 9.1267e-07 | 8.5142e-07 | 0 | 8.5142e-07 | 8.1088e-07 | 0 | 8.1088e-07
[79 empty] | WLDFR | HFTD - Distribution - Tier 2 - 3QU CoRE ¦ 4QU LoRE | Non-Red Flag Warning - Small Fires | 2040 | 9.4791e-06 | 1.0009e-05 | 9.3374e-06 | 8.8928e-06 | 0.091184 | 0.042438 | 0.0018418 | 0.046905 | 0 | 0 | 0 | 0 | 0.0032381 | 8.6434e-07 | 0 | 8.6434e-07 | 9.1267e-07 | 0 | 9.1267e-07 | 8.5142e-07 | 0 | 8.5142e-07 | 8.1088e-07 | 0 | 8.1088e-07
[79 empty] | WLDFR | HFTD - Distribution - Tier 2 - 3QU CoRE ¦ 4QU LoRE | Non-Red Flag Warning - Small Fires | 2041 | 9.4791e-06 | 1.0009e-05 | 9.3374e-06 | 8.8928e-06 | 0.091184 | 0.042438 | 0.0018418 | 0.046905 | 0 | 0 | 0 | 0 | 0.0032381 | 8.6434e-07 | 0 | 8.6434e-07 | 9.1267e-07 | 0 | 9.1267e-07 | 8.5142e-07 | 0 | 8.5142e-07 | 8.1088e-07 | 0 | 8.1088e-07
[79 empty] | WLDFR | HFTD - Distribution - Tier 2 - 3QU CoRE ¦ 4QU LoRE | Non-Red Flag Warning - Small Fires | 2042 | 9.4791e-06 | 1.0009e-05 | 9.3374e-06 | 8.8928e-06 | 0.091184 | 0.042438 | 0.0018418 | 0.046905 | 0 | 0 | 0 | 0 | 0.0032381 | 8.6434e-07 | 0 | 8.6434e-07 | 9.1267e-07 | 0 | 9.1267e-07 | 8.5142e-07 | 0 | 8.5142e-07 | 8.1088e-07 | 0 | 8.1088e-07
[79 empty] | WLDFR | HFTD - Distribution - Tier 2 - 3QU CoRE ¦ 4QU LoRE | Non-Red Flag Warning - Small Fires | 2043 | 9.4791e-06 | 1.0009e-05 | 9.3374e-06 | 8.8928e-06 | 0.095486 | 0.044306 | 0.0019228 | 0.049257 | 0 | 0 | 0 | 0 | 0.0032381 | 9.0511e-07 | 0 | 9.0511e-07 | 9.5572e-07 | 0 | 9.5572e-07 | 8.9159e-07 | 0 | 8.9159e-07 | 8.4913e-07 | 0 | 8.4913e-07
[79 empty] | WLDFR | HFTD - Distribution - Tier 2 - 3QU CoRE ¦ 4QU LoRE | Non-Red Flag Warning - Small Fires | 2044 | 9.4791e-06 | 1.0009e-05 | 9.3374e-06 | 8.8928e-06 | 0.095486 | 0.044306 | 0.0019228 | 0.049257 | 0 | 0 | 0 | 0 | 0.0032381 | 9.0511e-07 | 0 | 9.0511e-07 | 9.5572e-07 | 0 | 9.5572e-07 | 8.9159e-07 | 0 | 8.9159e-07 | 8.4913e-07 | 0 | 8.4913e-07
[79 empty] | WLDFR | HFTD - Distribution - Tier 2 - 3QU CoRE ¦ 4QU LoRE | Non-Red Flag Warning - Small Fires | 2045 | 9.4791e-06 | 1.0009e-05 | 9.3374e-06 | 8.8928e-06 | 0.095486 | 0.044306 | 0.0019228 | 0.049257 | 0 | 0 | 0 | 0 | 0.0032381 | 9.0511e-07 | 0 | 9.0511e-07 | 9.5572e-07 | 0 | 9.5572e-07 | 8.9159e-07 | 0 | 8.9159e-07 | 8.4913e-07 | 0 | 8.4913e-07
[79 empty] | WLDFR | HFTD - Distribution - Tier 2 - 3QU CoRE ¦ 4QU LoRE | Non-Red Flag Warning - Small Fires | 2046 | 9.4791e-06 | 1.0009e-05 | 9.3374e-06 | 8.8928e-06 | 0.095486 | 0.044306 | 0.0019228 | 0.049257 | 0 | 0 | 0 | 0 | 0.0032381 | 9.0511e-07 | 0 | 9.0511e-07 | 9.5572e-07 | 0 | 9.5572e-07 | 8.9159e-07 | 0 | 8.9159e-07 | 8.4913e-07 | 0 | 8.4913e-07
[79 empty] | WLDFR | HFTD - Distribution - Tier 2 - 3QU CoRE ¦ 4QU LoRE | Non-Red Flag Warning - Small Fires | 2047 | 9.4791e-06 | 1.0009e-05 | 9.3374e-06 | 8.8928e-06 | 0.095486 | 0.044306 | 0.0019228 | 0.049257 | 0 | 0 | 0 | 0 | 0.0032381 | 9.0511e-07 | 0 | 9.0511e-07 | 9.5572e-07 | 0 | 9.5572e-07 | 8.9159e-07 | 0 | 8.9159e-07 | 8.4913e-07 | 0 | 8.4913e-07
[79 empty] | WLDFR | HFTD - Distribution - Tier 2 - 3QU CoRE ¦ 4QU LoRE | Non-Red Flag Warning - Small Fires | 2048 | 9.4791e-06 | 1.0009e-05 | 9.3374e-06 | 8.8928e-06 | 0.10007 | 0.04626 | 0.0020076 | 0.051804 | 0 | 0 | 0 | 0 | 0.0032381 | 9.4859e-07 | 0 | 9.4859e-07 | 1.0016e-06 | 0 | 1.0016e-06 | 9.3441e-07 | 0 | 9.3441e-07 | 8.8991e-07 | 0 | 8.8991e-07
[79 empty] | WLDFR | HFTD - Distribution - Tier 2 - 3QU CoRE ¦ 4QU LoRE | Non-Red Flag Warning - Small Fires | 2049 | 9.4791e-06 | 1.0009e-05 | 9.3374e-06 | 8.8928e-06 | 0.10007 | 0.04626 | 0.0020076 | 0.051804 | 0 | 0 | 0 | 0 | 0.0032381 | 9.4859e-07 | 0 | 9.4859e-07 | 1.0016e-06 | 0 | 1.0016e-06 | 9.3441e-07 | 0 | 9.3441e-07 | 8.8991e-07 | 0 | 8.8991e-07
[79 empty] | WLDFR | HFTD - Distribution - Tier 2 - 3QU CoRE ¦ 4QU LoRE | Non-Red Flag Warning - Small Fires | 2050 | 0 | 1.0009e-05 | 9.3374e-06 | 8.8928e-06 | 0.10007 | 0.04626 | 0.0020076 | 0.051804 | 0 | 0 | 0 | 0 | 0.0032381 | 0 | 0 | 0 | 1.0016e-06 | 0 | 1.0016e-06 | 9.3441e-07 | 0 | 9.3441e-07 | 8.8991e-07 | 0 | 8.8991e-07
[79 empty] | WLDFR | HFTD - Distribution - Tier 2 - 3QU CoRE ¦ 4QU LoRE | Non-Red Flag Warning - Small Fires | 2051 | 0 | 0 | 9.3374e-06 | 8.8928e-06 | 0.10007 | 0.04626 | 0.0020076 | 0.051804 | 0 | 0 | 0 | 0 | 0.0032381 | 0 | 0 | 0 | 0 | 0 | 0 | 9.3441e-07 | 0 | 9.3441e-07 | 8.8991e-07 | 0 | 8.8991e-07
[79 empty] | WLDFR | HFTD - Distribution - Tier 2 - 3QU CoRE ¦ 4QU LoRE | Non-Red Flag Warning - Small Fires | 2052 | 0 | 0 | 0 | 8.8928e-06 | 0.10007 | 0.04626 | 0.0020076 | 0.051804 | 0 | 0 | 0 | 0 | 0.0032381 | 0 | 0 | 0 | 0 | 0 | 0 | 0 | 0 | 0 | 8.8991e-07 | 0 | 8.8991e-07
[79 empty] | WLDFR | HFTD - Distribution - Tier 2 - 3QU CoRE ¦ 4QU LoRE | Red Flag Warning - Catastrophic Fires | 2020 | 2.3559e-07 | 0 | 0 | 0 | 14146.1306 | 222.2294 | 8585.7228 | 5338.1784 | 0 | 0 | 0 | 0 | 2.2141e-05 | 0.0033327 | 0 | 0.0033327 | 0 | 0 | 0 | 0 | 0 | 0 | 0 | 0 | 0
[79 empty] | WLDFR | HFTD - Distribution - Tier 2 - 3QU CoRE ¦ 4QU LoRE | Red Flag Warning - Catastrophic Fires | 2021 | 1.527e-07 | 2.4876e-07 | 0 | 0 | 14146.1306 | 222.2294 | 8585.7228 | 5338.1784 | 0 | 0 | 0 | 0 | 2.2141e-05 | 0.0021601 | 0 | 0.0021601 | 0.003519 | 0 | 0.003519 | 0 | 0 | 0 | 0 | 0 | 0
[79 empty] | WLDFR | HFTD - Distribution - Tier 2 - 3QU CoRE ¦ 4QU LoRE | Red Flag Warning - Catastrophic Fires | 2022 | 1.4706e-07 | 1.5528e-07 | 2.2508e-07 | 0 | 14146.1306 | 222.2294 | 8585.7228 | 5338.1784 | 0 | 0 | 0 | 0 | 2.1468e-05 | 0.0020803 | 0 | 0.0020803 | 0.0021966 | 0 | 0.0021966 | 0.003184 | 0 | 0.003184 | 0 | 0 | 0
[79 empty] | WLDFR | HFTD - Distribution - Tier 2 - 3QU CoRE ¦ 4QU LoRE | Red Flag Warning - Catastrophic Fires | 2023 | 1.4706e-07 | 1.5528e-07 | 1.4486e-07 | 2.1436e-07 | 14664.6376 | 233.2301 | 8896.516 | 5534.8915 | 0 | 0 | 0 | 0 | 2.1468e-05 | 0.0021566 | 0 | 0.0021566 | 0.0022772 | 0 | 0.0022772 | 0.0021244 | 0 | 0.0021244 | 0.0031435 | 0 | 0.0031435
[79 empty] | WLDFR | HFTD - Distribution - Tier 2 - 3QU CoRE ¦ 4QU LoRE | Red Flag Warning - Catastrophic Fires | 2024 | 1.4706e-07 | 1.5528e-07 | 1.4486e-07 | 1.3796e-07 | 14664.6376 | 233.2301 | 8896.516 | 5534.8915 | 0 | 0 | 0 | 0 | 2.1468e-05 | 0.0021566 | 0 | 0.0021566 | 0.0022772 | 0 | 0.0022772 | 0.0021244 | 0 | 0.0021244 | 0.0020232 | 0 | 0.0020232
[79 empty] | WLDFR | HFTD - Distribution - Tier 2 - 3QU CoRE ¦ 4QU LoRE | Red Flag Warning - Catastrophic Fires | 2025 | 1.4706e-07 | 1.5528e-07 | 1.4486e-07 | 1.3796e-07 | 14664.6376 | 233.2301 | 8896.516 | 5534.8915 | 0 | 0 | 0 | 0 | 2.1468e-05 | 0.0021566 | 0 | 0.0021566 | 0.0022772 | 0 | 0.0022772 | 0.0021244 | 0 | 0.0021244 | 0.0020232 | 0 | 0.0020232
[79 empty] | WLDFR | HFTD - Distribution - Tier 2 - 3QU CoRE ¦ 4QU LoRE | Red Flag Warning - Catastrophic Fires | 2026 | 1.4706e-07 | 1.5528e-07 | 1.4486e-07 | 1.3796e-07 | 14664.6376 | 233.2301 | 8896.516 | 5534.8915 | 0 | 0 | 0 | 0 | 2.1468e-05 | 0.0021566 | 0 | 0.0021566 | 0.0022772 | 0 | 0.0022772 | 0.0021244 | 0 | 0.0021244 | 0.0020232 | 0 | 0.0020232
[79 empty] | WLDFR | HFTD - Distribution - Tier 2 - 3QU CoRE ¦ 4QU LoRE | Red Flag Warning - Catastrophic Fires | 2027 | 1.4706e-07 | 1.5528e-07 | 1.4486e-07 | 1.3796e-07 | 14664.6376 | 233.2301 | 8896.516 | 5534.8915 | 0 | 0 | 0 | 0 | 2.1468e-05 | 0.0021566 | 0 | 0.0021566 | 0.0022772 | 0 | 0.0022772 | 0.0021244 | 0 | 0.0021244 | 0.0020232 | 0 | 0.0020232
[79 empty] | WLDFR | HFTD - Distribution - Tier 2 - 3QU CoRE ¦ 4QU LoRE | Red Flag Warning - Catastrophic Fires | 2028 | 1.4706e-07 | 1.5528e-07 | 1.4486e-07 | 1.3796e-07 | 15317.9909 | 247.273 | 9287.6491 | 5783.0689 | 0 | 0 | 0 | 0 | 2.1468e-05 | 0.0022527 | 0 | 0.0022527 | 0.0023786 | 0 | 0.0023786 | 0.002219 | 0 | 0.002219 | 0.0021133 | 0 | 0.0021133
[79 empty] | WLDFR | HFTD - Distribution - Tier 2 - 3QU CoRE ¦ 4QU LoRE | Red Flag Warning - Catastrophic Fires | 2029 | 1.4706e-07 | 1.5528e-07 | 1.4486e-07 | 1.3796e-07 | 15317.9909 | 247.273 | 9287.6491 | 5783.0689 | 0 | 0 | 0 | 0 | 2.1468e-05 | 0.0022527 | 0 | 0.0022527 | 0.0023786 | 0 | 0.0023786 | 0.002219 | 0 | 0.002219 | 0.0021133 | 0 | 0.0021133
[79 empty] | WLDFR | HFTD - Distribution - Tier 2 - 3QU CoRE ¦ 4QU LoRE | Red Flag Warning - Catastrophic Fires | 2030 | 1.4706e-07 | 1.5528e-07 | 1.4486e-07 | 1.3796e-07 | 15317.9909 | 247.273 | 9287.6491 | 5783.0689 | 0 | 0 | 0 | 0 | 2.1468e-05 | 0.0022527 | 0 | 0.0022527 | 0.0023786 | 0 | 0.0023786 | 0.002219 | 0 | 0.002219 | 0.0021133 | 0 | 0.0021133
[79 empty] | WLDFR | HFTD - Distribution - Tier 2 - 3QU CoRE ¦ 4QU LoRE | Red Flag Warning - Catastrophic Fires | 2031 | 1.4706e-07 | 1.5528e-07 | 1.4486e-07 | 1.3796e-07 | 15317.9909 | 247.273 | 9287.6491 | 5783.0689 | 0 | 0 | 0 | 0 | 2.1468e-05 | 0.0022527 | 0 | 0.0022527 | 0.0023786 | 0 | 0.0023786 | 0.002219 | 0 | 0.002219 | 0.0021133 | 0 | 0.0021133
[79 empty] | WLDFR | HFTD - Distribution - Tier 2 - 3QU CoRE ¦ 4QU LoRE | Red Flag Warning - Catastrophic Fires | 2032 | 1.4706e-07 | 1.5528e-07 | 1.4486e-07 | 1.3796e-07 | 15317.9909 | 247.273 | 9287.6491 | 5783.0689 | 0 | 0 | 0 | 0 | 2.1468e-05 | 0.0022527 | 0 | 0.0022527 | 0.0023786 | 0 | 0.0023786 | 0.002219 | 0 | 0.002219 | 0.0021133 | 0 | 0.0021133
[79 empty] | WLDFR | HFTD - Distribution - Tier 2 - 3QU CoRE ¦ 4QU LoRE | Red Flag Warning - Catastrophic Fires | 2033 | 1.4706e-07 | 1.5528e-07 | 1.4486e-07 | 1.3796e-07 | 16044.1264 | 263.1074 | 9721.74 | 6059.2791 | 0 | 0 | 0 | 0 | 2.1468e-05 | 0.0023595 | 0 | 0.0023595 | 0.0024914 | 0 | 0.0024914 | 0.0023242 | 0 | 0.0023242 | 0.0022135 | 0 | 0.0022135
[79 empty] | WLDFR | HFTD - Distribution - Tier 2 - 3QU CoRE ¦ 4QU LoRE | Red Flag Warning - Catastrophic Fires | 2034 | 1.4706e-07 | 1.5528e-07 | 1.4486e-07 | 1.3796e-07 | 16044.1264 | 263.1074 | 9721.74 | 6059.2791 | 0 | 0 | 0 | 0 | 2.1468e-05 | 0.0023595 | 0 | 0.0023595 | 0.0024914 | 0 | 0.0024914 | 0.0023242 | 0 | 0.0023242 | 0.0022135 | 0 | 0.0022135
[79 empty] | WLDFR | HFTD - Distribution - Tier 2 - 3QU CoRE ¦ 4QU LoRE | Red Flag Warning - Catastrophic Fires | 2035 | 1.4706e-07 | 1.5528e-07 | 1.4486e-07 | 1.3796e-07 | 16044.1264 | 263.1074 | 9721.74 | 6059.2791 | 0 | 0 | 0 | 0 | 2.1468e-05 | 0.0023595 | 0 | 0.0023595 | 0.0024914 | 0 | 0.0024914 | 0.0023242 | 0 | 0.0023242 | 0.0022135 | 0 | 0.0022135
[79 empty] | WLDFR | HFTD - Distribution - Tier 2 - 3QU CoRE ¦ 4QU LoRE | Red Flag Warning - Catastrophic Fires | 2036 | 1.4706e-07 | 1.5528e-07 | 1.4486e-07 | 1.3796e-07 | 16044.1264 | 263.1074 | 9721.74 | 6059.2791 | 0 | 0 | 0 | 0 | 2.1468e-05 | 0.0023595 | 0 | 0.0023595 | 0.0024914 | 0 | 0.0024914 | 0.0023242 | 0 | 0.0023242 | 0.0022135 | 0 | 0.0022135
[79 empty] | WLDFR | HFTD - Distribution - Tier 2 - 3QU CoRE ¦ 4QU LoRE | Red Flag Warning - Catastrophic Fires | 2037 | 1.4706e-07 | 1.5528e-07 | 1.4486e-07 | 1.3796e-07 | 16044.1264 | 263.1074 | 9721.74 | 6059.2791 | 0 | 0 | 0 | 0 | 2.1468e-05 | 0.0023595 | 0 | 0.0023595 | 0.0024914 | 0 | 0.0024914 | 0.0023242 | 0 | 0.0023242 | 0.0022135 | 0 | 0.0022135
[79 empty] | WLDFR | HFTD - Distribution - Tier 2 - 3QU CoRE ¦ 4QU LoRE | Red Flag Warning - Catastrophic Fires | 2038 | 1.4706e-07 | 1.5528e-07 | 1.4486e-07 | 1.3796e-07 | 16832.3912 | 280.5544 | 10192.2718 | 6359.5651 | 0 | 0 | 0 | 0 | 2.1468e-05 | 0.0024754 | 0 | 0.0024754 | 0.0026138 | 0 | 0.0026138 | 0.0024384 | 0 | 0.0024384 | 0.0023223 | 0 | 0.0023223
[79 empty] | WLDFR | HFTD - Distribution - Tier 2 - 3QU CoRE ¦ 4QU LoRE | Red Flag Warning - Catastrophic Fires | 2039 | 1.4706e-07 | 1.5528e-07 | 1.4486e-07 | 1.3796e-07 | 16832.3912 | 280.5544 | 10192.2718 | 6359.5651 | 0 | 0 | 0 | 0 | 2.1468e-05 | 0.0024754 | 0 | 0.0024754 | 0.0026138 | 0 | 0.0026138 | 0.0024384 | 0 | 0.0024384 | 0.0023223 | 0 | 0.0023223
[79 empty] | WLDFR | HFTD - Distribution - Tier 2 - 3QU CoRE ¦ 4QU LoRE | Red Flag Warning - Catastrophic Fires | 2040 | 1.4706e-07 | 1.5528e-07 | 1.4486e-07 | 1.3796e-07 | 16832.3912 | 280.5544 | 10192.2718 | 6359.5651 | 0 | 0 | 0 | 0 | 2.1468e-05 | 0.0024754 | 0 | 0.0024754 | 0.0026138 | 0 | 0.0026138 | 0.0024384 | 0 | 0.0024384 | 0.0023223 | 0 | 0.0023223
[79 empty] | WLDFR | HFTD - Distribution - Tier 2 - 3QU CoRE ¦ 4QU LoRE | Red Flag Warning - Catastrophic Fires | 2041 | 1.4706e-07 | 1.5528e-07 | 1.4486e-07 | 1.3796e-07 | 16832.3912 | 280.5544 | 10192.2718 | 6359.5651 | 0 | 0 | 0 | 0 | 2.1468e-05 | 0.0024754 | 0 | 0.0024754 | 0.0026138 | 0 | 0.0026138 | 0.0024384 | 0 | 0.0024384 | 0.0023223 | 0 | 0.0023223
[79 empty] | WLDFR | HFTD - Distribution - Tier 2 - 3QU CoRE ¦ 4QU LoRE | Red Flag Warning - Catastrophic Fires | 2042 | 1.4706e-07 | 1.5528e-07 | 1.4486e-07 | 1.3796e-07 | 16832.3912 | 280.5544 | 10192.2718 | 6359.5651 | 0 | 0 | 0 | 0 | 2.1468e-05 | 0.0024754 | 0 | 0.0024754 | 0.0026138 | 0 | 0.0026138 | 0.0024384 | 0 | 0.0024384 | 0.0023223 | 0 | 0.0023223
[79 empty] | WLDFR | HFTD - Distribution - Tier 2 - 3QU CoRE ¦ 4QU LoRE | Red Flag Warning - Catastrophic Fires | 2043 | 1.4706e-07 | 1.5528e-07 | 1.4486e-07 | 1.3796e-07 | 17672.0852 | 299.42 | 10692.7362 | 6679.929 | 0 | 0 | 0 | 0 | 2.1468e-05 | 0.0025989 | 0 | 0.0025989 | 0.0027442 | 0 | 0.0027442 | 0.00256 | 0 | 0.00256 | 0.0024381 | 0 | 0.0024381
[79 empty] | WLDFR | HFTD - Distribution - Tier 2 - 3QU CoRE ¦ 4QU LoRE | Red Flag Warning - Catastrophic Fires | 2044 | 1.4706e-07 | 1.5528e-07 | 1.4486e-07 | 1.3796e-07 | 17672.0852 | 299.42 | 10692.7362 | 6679.929 | 0 | 0 | 0 | 0 | 2.1468e-05 | 0.0025989 | 0 | 0.0025989 | 0.0027442 | 0 | 0.0027442 | 0.00256 | 0 | 0.00256 | 0.0024381 | 0 | 0.0024381
[79 empty] | WLDFR | HFTD - Distribution - Tier 2 - 3QU CoRE ¦ 4QU LoRE | Red Flag Warning - Catastrophic Fires | 2045 | 1.4706e-07 | 1.5528e-07 | 1.4486e-07 | 1.3796e-07 | 17672.0852 | 299.42 | 10692.7362 | 6679.929 | 0 | 0 | 0 | 0 | 2.1468e-05 | 0.0025989 | 0 | 0.0025989 | 0.0027442 | 0 | 0.0027442 | 0.00256 | 0 | 0.00256 | 0.0024381 | 0 | 0.0024381
[79 empty] | WLDFR | HFTD - Distribution - Tier 2 - 3QU CoRE ¦ 4QU LoRE | Red Flag Warning - Catastrophic Fires | 2046 | 1.4706e-07 | 1.5528e-07 | 1.4486e-07 | 1.3796e-07 | 17672.0852 | 299.42 | 10692.7362 | 6679.929 | 0 | 0 | 0 | 0 | 2.1468e-05 | 0.0025989 | 0 | 0.0025989 | 0.0027442 | 0 | 0.0027442 | 0.00256 | 0 | 0.00256 | 0.0024381 | 0 | 0.0024381
[79 empty] | WLDFR | HFTD - Distribution - Tier 2 - 3QU CoRE ¦ 4QU LoRE | Red Flag Warning - Catastrophic Fires | 2047 | 1.4706e-07 | 1.5528e-07 | 1.4486e-07 | 1.3796e-07 | 17672.0852 | 299.42 | 10692.7362 | 6679.929 | 0 | 0 | 0 | 0 | 2.1468e-05 | 0.0025989 | 0 | 0.0025989 | 0.0027442 | 0 | 0.0027442 | 0.00256 | 0 | 0.00256 | 0.0024381 | 0 | 0.0024381
[79 empty] | WLDFR | HFTD - Distribution - Tier 2 - 3QU CoRE ¦ 4QU LoRE | Red Flag Warning - Catastrophic Fires | 2048 | 1.4706e-07 | 1.5528e-07 | 1.4486e-07 | 1.3796e-07 | 18552.3348 | 319.4911 | 11216.5626 | 7016.281 | 0 | 0 | 0 | 0 | 2.1468e-05 | 0.0027283 | 0 | 0.0027283 | 0.0028809 | 0 | 0.0028809 | 0.0026875 | 0 | 0.0026875 | 0.0025596 | 0 | 0.0025596
[79 empty] | WLDFR | HFTD - Distribution - Tier 2 - 3QU CoRE ¦ 4QU LoRE | Red Flag Warning - Catastrophic Fires | 2049 | 1.4706e-07 | 1.5528e-07 | 1.4486e-07 | 1.3796e-07 | 18552.3348 | 319.4911 | 11216.5626 | 7016.281 | 0 | 0 | 0 | 0 | 2.1468e-05 | 0.0027283 | 0 | 0.0027283 | 0.0028809 | 0 | 0.0028809 | 0.0026875 | 0 | 0.0026875 | 0.0025596 | 0 | 0.0025596
[79 empty] | WLDFR | HFTD - Distribution - Tier 2 - 3QU CoRE ¦ 4QU LoRE | Red Flag Warning - Catastrophic Fires | 2050 | 0 | 1.5528e-07 | 1.4486e-07 | 1.3796e-07 | 18552.3348 | 319.4911 | 11216.5626 | 7016.281 | 0 | 0 | 0 | 0 | 2.1468e-05 | 0 | 0 | 0 | 0.0028809 | 0 | 0.0028809 | 0.0026875 | 0 | 0.0026875 | 0.0025596 | 0 | 0.0025596
[79 empty] | WLDFR | HFTD - Distribution - Tier 2 - 3QU CoRE ¦ 4QU LoRE | Red Flag Warning - Catastrophic Fires | 2051 | 0 | 0 | 1.4486e-07 | 1.3796e-07 | 18552.3348 | 319.4911 | 11216.5626 | 7016.281 | 0 | 0 | 0 | 0 | 2.1468e-05 | 0 | 0 | 0 | 0 | 0 | 0 | 0.0026875 | 0 | 0.0026875 | 0.0025596 | 0 | 0.0025596
[79 empty] | WLDFR | HFTD - Distribution - Tier 2 - 3QU CoRE ¦ 4QU LoRE | Red Flag Warning - Catastrophic Fires | 2052 | 0 | 0 | 0 | 1.3796e-07 | 18552.3348 | 319.4911 | 11216.5626 | 7016.281 | 0 | 0 | 0 | 0 | 2.1468e-05 | 0 | 0 | 0 | 0 | 0 | 0 | 0 | 0 | 0 | 0.0025596 | 0 | 0.0025596
[79 empty] | WLDFR | HFTD - Distribution - Tier 2 - 3QU CoRE ¦ 4QU LoRE | Red Flag Warning - Destructive Fires | 2020 | 3.0202e-08 | 0 | 0 | 0 | 8807.9522 | 222.2294 | 8585.7228 | 0 | 0 | 0 | 0 | 0 | 3.3871e-06 | 0.00026601 | 0 | 0.00026601 | 0 | 0 | 0 | 0 | 0 | 0 | 0 | 0 | 0
[79 empty] | WLDFR | HFTD - Distribution - Tier 2 - 3QU CoRE ¦ 4QU LoRE | Red Flag Warning - Destructive Fires | 2021 | 1.9568e-08 | 3.189e-08 | 0 | 0 | 8807.9522 | 222.2294 | 8585.7228 | 0 | 0 | 0 | 0 | 0 | 3.3871e-06 | 0.00017235 | 0 | 0.00017235 | 0.00028089 | 0 | 0.00028089 | 0 | 0 | 0 | 0 | 0 | 0
[79 empty] | WLDFR | HFTD - Distribution - Tier 2 - 3QU CoRE ¦ 4QU LoRE | Red Flag Warning - Destructive Fires | 2022 | 1.8772e-08 | 1.9822e-08 | 2.8753e-08 | 0 | 8807.9522 | 222.2294 | 8585.7228 | 0 | 0 | 0 | 0 | 0 | 3.265e-06 | 0.00016534 | 0 | 0.00016534 | 0.00017459 | 0 | 0.00017459 | 0.00025326 | 0 | 0.00025326 | 0 | 0 | 0
[79 empty] | WLDFR | HFTD - Distribution - Tier 2 - 3QU CoRE ¦ 4QU LoRE | Red Flag Warning - Destructive Fires | 2023 | 1.8772e-08 | 1.9822e-08 | 1.8491e-08 | 2.7384e-08 | 9129.7461 | 233.2301 | 8896.516 | 0 | 0 | 0 | 0 | 0 | 3.265e-06 | 0.00017138 | 0 | 0.00017138 | 0.00018097 | 0 | 0.00018097 | 0.00016882 | 0 | 0.00016882 | 0.00025001 | 0 | 0.00025001
[79 empty] | WLDFR | HFTD - Distribution - Tier 2 - 3QU CoRE ¦ 4QU LoRE | Red Flag Warning - Destructive Fires | 2024 | 1.8772e-08 | 1.9822e-08 | 1.8491e-08 | 1.7611e-08 | 9129.7461 | 233.2301 | 8896.516 | 0 | 0 | 0 | 0 | 0 | 3.265e-06 | 0.00017138 | 0 | 0.00017138 | 0.00018097 | 0 | 0.00018097 | 0.00016882 | 0 | 0.00016882 | 0.00016078 | 0 | 0.00016078
[79 empty] | WLDFR | HFTD - Distribution - Tier 2 - 3QU CoRE ¦ 4QU LoRE | Red Flag Warning - Destructive Fires | 2025 | 1.8772e-08 | 1.9822e-08 | 1.8491e-08 | 1.7611e-08 | 9129.7461 | 233.2301 | 8896.516 | 0 | 0 | 0 | 0 | 0 | 3.265e-06 | 0.00017138 | 0 | 0.00017138 | 0.00018097 | 0 | 0.00018097 | 0.00016882 | 0 | 0.00016882 | 0.00016078 | 0 | 0.00016078
[79 empty] | WLDFR | HFTD - Distribution - Tier 2 - 3QU CoRE ¦ 4QU LoRE | Red Flag Warning - Destructive Fires | 2026 | 1.8772e-08 | 1.9822e-08 | 1.8491e-08 | 1.7611e-08 | 9129.7461 | 233.2301 | 8896.516 | 0 | 0 | 0 | 0 | 0 | 3.265e-06 | 0.00017138 | 0 | 0.00017138 | 0.00018097 | 0 | 0.00018097 | 0.00016882 | 0 | 0.00016882 | 0.00016078 | 0 | 0.00016078
[79 empty] | WLDFR | HFTD - Distribution - Tier 2 - 3QU CoRE ¦ 4QU LoRE | Red Flag Warning - Destructive Fires | 2027 | 1.8772e-08 | 1.9822e-08 | 1.8491e-08 | 1.7611e-08 | 9129.7461 | 233.2301 | 8896.516 | 0 | 0 | 0 | 0 | 0 | 3.265e-06 | 0.00017138 | 0 | 0.00017138 | 0.00018097 | 0 | 0.00018097 | 0.00016882 | 0 | 0.00016882 | 0.00016078 | 0 | 0.00016078
[79 empty] | WLDFR | HFTD - Distribution - Tier 2 - 3QU CoRE ¦ 4QU LoRE | Red Flag Warning - Destructive Fires | 2028 | 1.8772e-08 | 1.9822e-08 | 1.8491e-08 | 1.7611e-08 | 9534.9221 | 247.273 | 9287.6491 | 0 | 0 | 0 | 0 | 0 | 3.265e-06 | 0.00017899 | 0 | 0.00017899 | 0.000189 | 0 | 0.000189 | 0.00017631 | 0 | 0.00017631 | 0.00016792 | 0 | 0.00016792
[79 empty] | WLDFR | HFTD - Distribution - Tier 2 - 3QU CoRE ¦ 4QU LoRE | Red Flag Warning - Destructive Fires | 2029 | 1.8772e-08 | 1.9822e-08 | 1.8491e-08 | 1.7611e-08 | 9534.9221 | 247.273 | 9287.6491 | 0 | 0 | 0 | 0 | 0 | 3.265e-06 | 0.00017899 | 0 | 0.00017899 | 0.000189 | 0 | 0.000189 | 0.00017631 | 0 | 0.00017631 | 0.00016792 | 0 | 0.00016792
[79 empty] | WLDFR | HFTD - Distribution - Tier 2 - 3QU CoRE ¦ 4QU LoRE | Red Flag Warning - Destructive Fires | 2030 | 1.8772e-08 | 1.9822e-08 | 1.8491e-08 | 1.7611e-08 | 9534.9221 | 247.273 | 9287.6491 | 0 | 0 | 0 | 0 | 0 | 3.265e-06 | 0.00017899 | 0 | 0.00017899 | 0.000189 | 0 | 0.000189 | 0.00017631 | 0 | 0.00017631 | 0.00016792 | 0 | 0.00016792
[79 empty] | WLDFR | HFTD - Distribution - Tier 2 - 3QU CoRE ¦ 4QU LoRE | Red Flag Warning - Destructive Fires | 2031 | 1.8772e-08 | 1.9822e-08 | 1.8491e-08 | 1.7611e-08 | 9534.9221 | 247.273 | 9287.6491 | 0 | 0 | 0 | 0 | 0 | 3.265e-06 | 0.00017899 | 0 | 0.00017899 | 0.000189 | 0 | 0.000189 | 0.00017631 | 0 | 0.00017631 | 0.00016792 | 0 | 0.00016792
[79 empty] | WLDFR | HFTD - Distribution - Tier 2 - 3QU CoRE ¦ 4QU LoRE | Red Flag Warning - Destructive Fires | 2032 | 1.8772e-08 | 1.9822e-08 | 1.8491e-08 | 1.7611e-08 | 9534.9221 | 247.273 | 9287.6491 | 0 | 0 | 0 | 0 | 0 | 3.265e-06 | 0.00017899 | 0 | 0.00017899 | 0.000189 | 0 | 0.000189 | 0.00017631 | 0 | 0.00017631 | 0.00016792 | 0 | 0.00016792
[79 empty] | WLDFR | HFTD - Distribution - Tier 2 - 3QU CoRE ¦ 4QU LoRE | Red Flag Warning - Destructive Fires | 2033 | 1.8772e-08 | 1.9822e-08 | 1.8491e-08 | 1.7611e-08 | 9984.8474 | 263.1074 | 9721.74 | 0 | 0 | 0 | 0 | 0 | 3.265e-06 | 0.00018744 | 0 | 0.00018744 | 0.00019791 | 0 | 0.00019791 | 0.00018463 | 0 | 0.00018463 | 0.00017584 | 0 | 0.00017584
[79 empty] | WLDFR | HFTD - Distribution - Tier 2 - 3QU CoRE ¦ 4QU LoRE | Red Flag Warning - Destructive Fires | 2034 | 1.8772e-08 | 1.9822e-08 | 1.8491e-08 | 1.7611e-08 | 9984.8474 | 263.1074 | 9721.74 | 0 | 0 | 0 | 0 | 0 | 3.265e-06 | 0.00018744 | 0 | 0.00018744 | 0.00019791 | 0 | 0.00019791 | 0.00018463 | 0 | 0.00018463 | 0.00017584 | 0 | 0.00017584
[79 empty] | WLDFR | HFTD - Distribution - Tier 2 - 3QU CoRE ¦ 4QU LoRE | Red Flag Warning - Destructive Fires | 2035 | 1.8772e-08 | 1.9822e-08 | 1.8491e-08 | 1.7611e-08 | 9984.8474 | 263.1074 | 9721.74 | 0 | 0 | 0 | 0 | 0 | 3.265e-06 | 0.00018744 | 0 | 0.00018744 | 0.00019791 | 0 | 0.00019791 | 0.00018463 | 0 | 0.00018463 | 0.00017584 | 0 | 0.00017584
[79 empty] | WLDFR | HFTD - Distribution - Tier 2 - 3QU CoRE ¦ 4QU LoRE | Red Flag Warning - Destructive Fires | 2036 | 1.8772e-08 | 1.9822e-08 | 1.8491e-08 | 1.7611e-08 | 9984.8474 | 263.1074 | 9721.74 | 0 | 0 | 0 | 0 | 0 | 3.265e-06 | 0.00018744 | 0 | 0.00018744 | 0.00019791 | 0 | 0.00019791 | 0.00018463 | 0 | 0.00018463 | 0.00017584 | 0 | 0.00017584
[79 empty] | WLDFR | HFTD - Distribution - Tier 2 - 3QU CoRE ¦ 4QU LoRE | Red Flag Warning - Destructive Fires | 2037 | 1.8772e-08 | 1.9822e-08 | 1.8491e-08 | 1.7611e-08 | 9984.8474 | 263.1074 | 9721.74 | 0 | 0 | 0 | 0 | 0 | 3.265e-06 | 0.00018744 | 0 | 0.00018744 | 0.00019791 | 0 | 0.00019791 | 0.00018463 | 0 | 0.00018463 | 0.00017584 | 0 | 0.00017584
[79 empty] | WLDFR | HFTD - Distribution - Tier 2 - 3QU CoRE ¦ 4QU LoRE | Red Flag Warning - Destructive Fires | 2038 | 1.8772e-08 | 1.9822e-08 | 1.8491e-08 | 1.7611e-08 | 10472.8261 | 280.5544 | 10192.2718 | 0 | 0 | 0 | 0 | 0 | 3.265e-06 | 0.0001966 | 0 | 0.0001966 | 0.00020759 | 0 | 0.00020759 | 0.00019366 | 0 | 0.00019366 | 0.00018444 | 0 | 0.00018444
[79 empty] | WLDFR | HFTD - Distribution - Tier 2 - 3QU CoRE ¦ 4QU LoRE | Red Flag Warning - Destructive Fires | 2039 | 1.8772e-08 | 1.9822e-08 | 1.8491e-08 | 1.7611e-08 | 10472.8261 | 280.5544 | 10192.2718 | 0 | 0 | 0 | 0 | 0 | 3.265e-06 | 0.0001966 | 0 | 0.0001966 | 0.00020759 | 0 | 0.00020759 | 0.00019366 | 0 | 0.00019366 | 0.00018444 | 0 | 0.00018444
[79 empty] | WLDFR | HFTD - Distribution - Tier 2 - 3QU CoRE ¦ 4QU LoRE | Red Flag Warning - Destructive Fires | 2040 | 1.8772e-08 | 1.9822e-08 | 1.8491e-08 | 1.7611e-08 | 10472.8261 | 280.5544 | 10192.2718 | 0 | 0 | 0 | 0 | 0 | 3.265e-06 | 0.0001966 | 0 | 0.0001966 | 0.00020759 | 0 | 0.00020759 | 0.00019366 | 0 | 0.00019366 | 0.00018444 | 0 | 0.00018444
[79 empty] | WLDFR | HFTD - Distribution - Tier 2 - 3QU CoRE ¦ 4QU LoRE | Red Flag Warning - Destructive Fires | 2041 | 1.8772e-08 | 1.9822e-08 | 1.8491e-08 | 1.7611e-08 | 10472.8261 | 280.5544 | 10192.2718 | 0 | 0 | 0 | 0 | 0 | 3.265e-06 | 0.0001966 | 0 | 0.0001966 | 0.00020759 | 0 | 0.00020759 | 0.00019366 | 0 | 0.00019366 | 0.00018444 | 0 | 0.00018444
[79 empty] | WLDFR | HFTD - Distribution - Tier 2 - 3QU CoRE ¦ 4QU LoRE | Red Flag Warning - Destructive Fires | 2042 | 1.8772e-08 | 1.9822e-08 | 1.8491e-08 | 1.7611e-08 | 10472.8261 | 280.5544 | 10192.2718 | 0 | 0 | 0 | 0 | 0 | 3.265e-06 | 0.0001966 | 0 | 0.0001966 | 0.00020759 | 0 | 0.00020759 | 0.00019366 | 0 | 0.00019366 | 0.00018444 | 0 | 0.00018444
[79 empty] | WLDFR | HFTD - Distribution - Tier 2 - 3QU CoRE ¦ 4QU LoRE | Red Flag Warning - Destructive Fires | 2043 | 1.8772e-08 | 1.9822e-08 | 1.8491e-08 | 1.7611e-08 | 10992.1562 | 299.42 | 10692.7362 | 0 | 0 | 0 | 0 | 0 | 3.265e-06 | 0.00020634 | 0 | 0.00020634 | 0.00021788 | 0 | 0.00021788 | 0.00020326 | 0 | 0.00020326 | 0.00019358 | 0 | 0.00019358
[79 empty] | WLDFR | HFTD - Distribution - Tier 2 - 3QU CoRE ¦ 4QU LoRE | Red Flag Warning - Destructive Fires | 2044 | 1.8772e-08 | 1.9822e-08 | 1.8491e-08 | 1.7611e-08 | 10992.1562 | 299.42 | 10692.7362 | 0 | 0 | 0 | 0 | 0 | 3.265e-06 | 0.00020634 | 0 | 0.00020634 | 0.00021788 | 0 | 0.00021788 | 0.00020326 | 0 | 0.00020326 | 0.00019358 | 0 | 0.00019358
[79 empty] | WLDFR | HFTD - Distribution - Tier 2 - 3QU CoRE ¦ 4QU LoRE | Red Flag Warning - Destructive Fires | 2045 | 1.8772e-08 | 1.9822e-08 | 1.8491e-08 | 1.7611e-08 | 10992.1562 | 299.42 | 10692.7362 | 0 | 0 | 0 | 0 | 0 | 3.265e-06 | 0.00020634 | 0 | 0.00020634 | 0.00021788 | 0 | 0.00021788 | 0.00020326 | 0 | 0.00020326 | 0.00019358 | 0 | 0.00019358
[79 empty] | WLDFR | HFTD - Distribution - Tier 2 - 3QU CoRE ¦ 4QU LoRE | Red Flag Warning - Destructive Fires | 2046 | 1.8772e-08 | 1.9822e-08 | 1.8491e-08 | 1.7611e-08 | 10992.1562 | 299.42 | 10692.7362 | 0 | 0 | 0 | 0 | 0 | 3.265e-06 | 0.00020634 | 0 | 0.00020634 | 0.00021788 | 0 | 0.00021788 | 0.00020326 | 0 | 0.00020326 | 0.00019358 | 0 | 0.00019358
[79 empty] | WLDFR | HFTD - Distribution - Tier 2 - 3QU CoRE ¦ 4QU LoRE | Red Flag Warning - Destructive Fires | 2047 | 1.8772e-08 | 1.9822e-08 | 1.8491e-08 | 1.7611e-08 | 10992.1562 | 299.42 | 10692.7362 | 0 | 0 | 0 | 0 | 0 | 3.265e-06 | 0.00020634 | 0 | 0.00020634 | 0.00021788 | 0 | 0.00021788 | 0.00020326 | 0 | 0.00020326 | 0.00019358 | 0 | 0.00019358
[79 empty] | WLDFR | HFTD - Distribution - Tier 2 - 3QU CoRE ¦ 4QU LoRE | Red Flag Warning - Destructive Fires | 2048 | 1.8772e-08 | 1.9822e-08 | 1.8491e-08 | 1.7611e-08 | 11536.0538 | 319.4911 | 11216.5626 | 0 | 0 | 0 | 0 | 0 | 3.265e-06 | 0.00021655 | 0 | 0.00021655 | 0.00022866 | 0 | 0.00022866 | 0.00021332 | 0 | 0.00021332 | 0.00020316 | 0 | 0.00020316
[79 empty] | WLDFR | HFTD - Distribution - Tier 2 - 3QU CoRE ¦ 4QU LoRE | Red Flag Warning - Destructive Fires | 2049 | 1.8772e-08 | 1.9822e-08 | 1.8491e-08 | 1.7611e-08 | 11536.0538 | 319.4911 | 11216.5626 | 0 | 0 | 0 | 0 | 0 | 3.265e-06 | 0.00021655 | 0 | 0.00021655 | 0.00022866 | 0 | 0.00022866 | 0.00021332 | 0 | 0.00021332 | 0.00020316 | 0 | 0.00020316
[79 empty] | WLDFR | HFTD - Distribution - Tier 2 - 3QU CoRE ¦ 4QU LoRE | Red Flag Warning - Destructive Fires | 2050 | 0 | 1.9822e-08 | 1.8491e-08 | 1.7611e-08 | 11536.0538 | 319.4911 | 11216.5626 | 0 | 0 | 0 | 0 | 0 | 3.265e-06 | 0 | 0 | 0 | 0.00022866 | 0 | 0.00022866 | 0.00021332 | 0 | 0.00021332 | 0.00020316 | 0 | 0.00020316
[79 empty] | WLDFR | HFTD - Distribution - Tier 2 - 3QU CoRE ¦ 4QU LoRE | Red Flag Warning - Destructive Fires | 2051 | 0 | 0 | 1.8491e-08 | 1.7611e-08 | 11536.0538 | 319.4911 | 11216.5626 | 0 | 0 | 0 | 0 | 0 | 3.265e-06 | 0 | 0 | 0 | 0 | 0 | 0 | 0.00021332 | 0 | 0.00021332 | 0.00020316 | 0 | 0.00020316
[79 empty] | WLDFR | HFTD - Distribution - Tier 2 - 3QU CoRE ¦ 4QU LoRE | Red Flag Warning - Destructive Fires | 2052 | 0 | 0 | 0 | 1.7611e-08 | 11536.0538 | 319.4911 | 11216.5626 | 0 | 0 | 0 | 0 | 0 | 3.265e-06 | 0 | 0 | 0 | 0 | 0 | 0 | 0 | 0 | 0 | 0.00020316 | 0 | 0.00020316
[79 empty] | WLDFR | HFTD - Distribution - Tier 2 - 3QU CoRE ¦ 4QU LoRE | Red Flag Warning - Large Fires | 2020 | 2.9063e-07 | 0 | 0 | 0 | 5.2406 | 0.69642 | 2.942 | 1.6022 | 0 | 0 | 0 | 0 | 3.4568e-05 | 1.5231e-06 | 0 | 1.5231e-06 | 0 | 0 | 0 | 0 | 0 | 0 | 0 | 0 | 0
[79 empty] | WLDFR | HFTD - Distribution - Tier 2 - 3QU CoRE ¦ 4QU LoRE | Red Flag Warning - Large Fires | 2021 | 1.8642e-07 | 3.0688e-07 | 0 | 0 | 5.2406 | 0.69642 | 2.942 | 1.6022 | 0 | 0 | 0 | 0 | 3.4568e-05 | 9.7694e-07 | 0 | 9.7694e-07 | 1.6082e-06 | 0 | 1.6082e-06 | 0 | 0 | 0 | 0 | 0 | 0
[79 empty] | WLDFR | HFTD - Distribution - Tier 2 - 3QU CoRE ¦ 4QU LoRE | Red Flag Warning - Large Fires | 2022 | 1.785e-07 | 1.8848e-07 | 2.7647e-07 | 0 | 5.2406 | 0.69642 | 2.942 | 1.6022 | 0 | 0 | 0 | 0 | 3.3922e-05 | 9.3545e-07 | 0 | 9.3545e-07 | 9.8775e-07 | 0 | 9.8775e-07 | 1.4489e-06 | 0 | 1.4489e-06 | 0 | 0 | 0
[79 empty] | WLDFR | HFTD - Distribution - Tier 2 - 3QU CoRE ¦ 4QU LoRE | Red Flag Warning - Large Fires | 2023 | 1.785e-07 | 1.8848e-07 | 1.7583e-07 | 2.6331e-07 | 5.475 | 0.71896 | 3.0715 | 1.6846 | 0 | 0 | 0 | 0 | 3.3922e-05 | 9.7731e-07 | 0 | 9.7731e-07 | 1.0319e-06 | 0 | 1.0319e-06 | 9.627e-07 | 0 | 9.627e-07 | 1.4416e-06 | 0 | 1.4416e-06
[79 empty] | WLDFR | HFTD - Distribution - Tier 2 - 3QU CoRE ¦ 4QU LoRE | Red Flag Warning - Large Fires | 2024 | 1.785e-07 | 1.8848e-07 | 1.7583e-07 | 1.6746e-07 | 5.475 | 0.71896 | 3.0715 | 1.6846 | 0 | 0 | 0 | 0 | 3.3922e-05 | 9.7731e-07 | 0 | 9.7731e-07 | 1.0319e-06 | 0 | 1.0319e-06 | 9.627e-07 | 0 | 9.627e-07 | 9.1686e-07 | 0 | 9.1686e-07
[79 empty] | WLDFR | HFTD - Distribution - Tier 2 - 3QU CoRE ¦ 4QU LoRE | Red Flag Warning - Large Fires | 2025 | 1.785e-07 | 1.8848e-07 | 1.7583e-07 | 1.6746e-07 | 5.475 | 0.71896 | 3.0715 | 1.6846 | 0 | 0 | 0 | 0 | 3.3922e-05 | 9.7731e-07 | 0 | 9.7731e-07 | 1.0319e-06 | 0 | 1.0319e-06 | 9.627e-07 | 0 | 9.627e-07 | 9.1686e-07 | 0 | 9.1686e-07
[79 empty] | WLDFR | HFTD - Distribution - Tier 2 - 3QU CoRE ¦ 4QU LoRE | Red Flag Warning - Large Fires | 2026 | 1.785e-07 | 1.8848e-07 | 1.7583e-07 | 1.6746e-07 | 5.475 | 0.71896 | 3.0715 | 1.6846 | 0 | 0 | 0 | 0 | 3.3922e-05 | 9.7731e-07 | 0 | 9.7731e-07 | 1.0319e-06 | 0 | 1.0319e-06 | 9.627e-07 | 0 | 9.627e-07 | 9.1686e-07 | 0 | 9.1686e-07
[79 empty] | WLDFR | HFTD - Distribution - Tier 2 - 3QU CoRE ¦ 4QU LoRE | Red Flag Warning - Large Fires | 2027 | 1.785e-07 | 1.8848e-07 | 1.7583e-07 | 1.6746e-07 | 5.475 | 0.71896 | 3.0715 | 1.6846 | 0 | 0 | 0 | 0 | 3.3922e-05 | 9.7731e-07 | 0 | 9.7731e-07 | 1.0319e-06 | 0 | 1.0319e-06 | 9.627e-07 | 0 | 9.627e-07 | 9.1686e-07 | 0 | 9.1686e-07
[79 empty] | WLDFR | HFTD - Distribution - Tier 2 - 3QU CoRE ¦ 4QU LoRE | Red Flag Warning - Large Fires | 2028 | 1.785e-07 | 1.8848e-07 | 1.7583e-07 | 1.6746e-07 | 5.777 | 0.74734 | 3.238 | 1.7917 | 0 | 0 | 0 | 0 | 3.3922e-05 | 1.0312e-06 | 0 | 1.0312e-06 | 1.0889e-06 | 0 | 1.0889e-06 | 1.0158e-06 | 0 | 1.0158e-06 | 9.6743e-07 | 0 | 9.6743e-07
[79 empty] | WLDFR | HFTD - Distribution - Tier 2 - 3QU CoRE ¦ 4QU LoRE | Red Flag Warning - Large Fires | 2029 | 1.785e-07 | 1.8848e-07 | 1.7583e-07 | 1.6746e-07 | 5.777 | 0.74734 | 3.238 | 1.7917 | 0 | 0 | 0 | 0 | 3.3922e-05 | 1.0312e-06 | 0 | 1.0312e-06 | 1.0889e-06 | 0 | 1.0889e-06 | 1.0158e-06 | 0 | 1.0158e-06 | 9.6743e-07 | 0 | 9.6743e-07
[79 empty] | WLDFR | HFTD - Distribution - Tier 2 - 3QU CoRE ¦ 4QU LoRE | Red Flag Warning - Large Fires | 2030 | 1.785e-07 | 1.8848e-07 | 1.7583e-07 | 1.6746e-07 | 5.777 | 0.74734 | 3.238 | 1.7917 | 0 | 0 | 0 | 0 | 3.3922e-05 | 1.0312e-06 | 0 | 1.0312e-06 | 1.0889e-06 | 0 | 1.0889e-06 | 1.0158e-06 | 0 | 1.0158e-06 | 9.6743e-07 | 0 | 9.6743e-07
[79 empty] | WLDFR | HFTD - Distribution - Tier 2 - 3QU CoRE ¦ 4QU LoRE | Red Flag Warning - Large Fires | 2031 | 1.785e-07 | 1.8848e-07 | 1.7583e-07 | 1.6746e-07 | 5.777 | 0.74734 | 3.238 | 1.7917 | 0 | 0 | 0 | 0 | 3.3922e-05 | 1.0312e-06 | 0 | 1.0312e-06 | 1.0889e-06 | 0 | 1.0889e-06 | 1.0158e-06 | 0 | 1.0158e-06 | 9.6743e-07 | 0 | 9.6743e-07
[79 empty] | WLDFR | HFTD - Distribution - Tier 2 - 3QU CoRE ¦ 4QU LoRE | Red Flag Warning - Large Fires | 2032 | 1.785e-07 | 1.8848e-07 | 1.7583e-07 | 1.6746e-07 | 5.777 | 0.74734 | 3.238 | 1.7917 | 0 | 0 | 0 | 0 | 3.3922e-05 | 1.0312e-06 | 0 | 1.0312e-06 | 1.0889e-06 | 0 | 1.0889e-06 | 1.0158e-06 | 0 | 1.0158e-06 | 9.6743e-07 | 0 | 9.6743e-07
[79 empty] | WLDFR | HFTD - Distribution - Tier 2 - 3QU CoRE ¦ 4QU LoRE | Red Flag Warning - Large Fires | 2033 | 1.785e-07 | 1.8848e-07 | 1.7583e-07 | 1.6746e-07 | 6.1205 | 0.77885 | 3.4265 | 1.9151 | 0 | 0 | 0 | 0 | 3.3922e-05 | 1.0925e-06 | 0 | 1.0925e-06 | 1.1536e-06 | 0 | 1.1536e-06 | 1.0762e-06 | 0 | 1.0762e-06 | 1.0249e-06 | 0 | 1.0249e-06
[79 empty] | WLDFR | HFTD - Distribution - Tier 2 - 3QU CoRE ¦ 4QU LoRE | Red Flag Warning - Large Fires | 2034 | 1.785e-07 | 1.8848e-07 | 1.7583e-07 | 1.6746e-07 | 6.1205 | 0.77885 | 3.4265 | 1.9151 | 0 | 0 | 0 | 0 | 3.3922e-05 | 1.0925e-06 | 0 | 1.0925e-06 | 1.1536e-06 | 0 | 1.1536e-06 | 1.0762e-06 | 0 | 1.0762e-06 | 1.0249e-06 | 0 | 1.0249e-06
[79 empty] | WLDFR | HFTD - Distribution - Tier 2 - 3QU CoRE ¦ 4QU LoRE | Red Flag Warning - Large Fires | 2035 | 1.785e-07 | 1.8848e-07 | 1.7583e-07 | 1.6746e-07 | 6.1205 | 0.77885 | 3.4265 | 1.9151 | 0 | 0 | 0 | 0 | 3.3922e-05 | 1.0925e-06 | 0 | 1.0925e-06 | 1.1536e-06 | 0 | 1.1536e-06 | 1.0762e-06 | 0 | 1.0762e-06 | 1.0249e-06 | 0 | 1.0249e-06
[79 empty] | WLDFR | HFTD - Distribution - Tier 2 - 3QU CoRE ¦ 4QU LoRE | Red Flag Warning - Large Fires | 2036 | 1.785e-07 | 1.8848e-07 | 1.7583e-07 | 1.6746e-07 | 6.1205 | 0.77885 | 3.4265 | 1.9151 | 0 | 0 | 0 | 0 | 3.3922e-05 | 1.0925e-06 | 0 | 1.0925e-06 | 1.1536e-06 | 0 | 1.1536e-06 | 1.0762e-06 | 0 | 1.0762e-06 | 1.0249e-06 | 0 | 1.0249e-06
[79 empty] | WLDFR | HFTD - Distribution - Tier 2 - 3QU CoRE ¦ 4QU LoRE | Red Flag Warning - Large Fires | 2037 | 1.785e-07 | 1.8848e-07 | 1.7583e-07 | 1.6746e-07 | 6.1205 | 0.77885 | 3.4265 | 1.9151 | 0 | 0 | 0 | 0 | 3.3922e-05 | 1.0925e-06 | 0 | 1.0925e-06 | 1.1536e-06 | 0 | 1.1536e-06 | 1.0762e-06 | 0 | 1.0762e-06 | 1.0249e-06 | 0 | 1.0249e-06
[79 empty] | WLDFR | HFTD - Distribution - Tier 2 - 3QU CoRE ¦ 4QU LoRE | Red Flag Warning - Large Fires | 2038 | 1.785e-07 | 1.8848e-07 | 1.7583e-07 | 1.6746e-07 | 6.5028 | 0.81304 | 3.6355 | 2.0543 | 0 | 0 | 0 | 0 | 3.3922e-05 | 1.1608e-06 | 0 | 1.1608e-06 | 1.2257e-06 | 0 | 1.2257e-06 | 1.1434e-06 | 0 | 1.1434e-06 | 1.089e-06 | 0 | 1.089e-06
[79 empty] | WLDFR | HFTD - Distribution - Tier 2 - 3QU CoRE ¦ 4QU LoRE | Red Flag Warning - Large Fires | 2039 | 1.785e-07 | 1.8848e-07 | 1.7583e-07 | 1.6746e-07 | 6.5028 | 0.81304 | 3.6355 | 2.0543 | 0 | 0 | 0 | 0 | 3.3922e-05 | 1.1608e-06 | 0 | 1.1608e-06 | 1.2257e-06 | 0 | 1.2257e-06 | 1.1434e-06 | 0 | 1.1434e-06 | 1.089e-06 | 0 | 1.089e-06
[79 empty] | WLDFR | HFTD - Distribution - Tier 2 - 3QU CoRE ¦ 4QU LoRE | Red Flag Warning - Large Fires | 2040 | 1.785e-07 | 1.8848e-07 | 1.7583e-07 | 1.6746e-07 | 6.5028 | 0.81304 | 3.6355 | 2.0543 | 0 | 0 | 0 | 0 | 3.3922e-05 | 1.1608e-06 | 0 | 1.1608e-06 | 1.2257e-06 | 0 | 1.2257e-06 | 1.1434e-06 | 0 | 1.1434e-06 | 1.089e-06 | 0 | 1.089e-06
[79 empty] | WLDFR | HFTD - Distribution - Tier 2 - 3QU CoRE ¦ 4QU LoRE | Red Flag Warning - Large Fires | 2041 | 1.785e-07 | 1.8848e-07 | 1.7583e-07 | 1.6746e-07 | 6.5028 | 0.81304 | 3.6355 | 2.0543 | 0 | 0 | 0 | 0 | 3.3922e-05 | 1.1608e-06 | 0 | 1.1608e-06 | 1.2257e-06 | 0 | 1.2257e-06 | 1.1434e-06 | 0 | 1.1434e-06 | 1.089e-06 | 0 | 1.089e-06
[79 empty] | WLDFR | HFTD - Distribution - Tier 2 - 3QU CoRE ¦ 4QU LoRE | Red Flag Warning - Large Fires | 2042 | 1.785e-07 | 1.8848e-07 | 1.7583e-07 | 1.6746e-07 | 6.5028 | 0.81304 | 3.6355 | 2.0543 | 0 | 0 | 0 | 0 | 3.3922e-05 | 1.1608e-06 | 0 | 1.1608e-06 | 1.2257e-06 | 0 | 1.2257e-06 | 1.1434e-06 | 0 | 1.1434e-06 | 1.089e-06 | 0 | 1.089e-06
[79 empty] | WLDFR | HFTD - Distribution - Tier 2 - 3QU CoRE ¦ 4QU LoRE | Red Flag Warning - Large Fires | 2043 | 1.785e-07 | 1.8848e-07 | 1.7583e-07 | 1.6746e-07 | 6.9209 | 0.84944 | 3.8632 | 2.2083 | 0 | 0 | 0 | 0 | 3.3922e-05 | 1.2354e-06 | 0 | 1.2354e-06 | 1.3045e-06 | 0 | 1.3045e-06 | 1.2169e-06 | 0 | 1.2169e-06 | 1.159e-06 | 0 | 1.159e-06
[79 empty] | WLDFR | HFTD - Distribution - Tier 2 - 3QU CoRE ¦ 4QU LoRE | Red Flag Warning - Large Fires | 2044 | 1.785e-07 | 1.8848e-07 | 1.7583e-07 | 1.6746e-07 | 6.9209 | 0.84944 | 3.8632 | 2.2083 | 0 | 0 | 0 | 0 | 3.3922e-05 | 1.2354e-06 | 0 | 1.2354e-06 | 1.3045e-06 | 0 | 1.3045e-06 | 1.2169e-06 | 0 | 1.2169e-06 | 1.159e-06 | 0 | 1.159e-06
[79 empty] | WLDFR | HFTD - Distribution - Tier 2 - 3QU CoRE ¦ 4QU LoRE | Red Flag Warning - Large Fires | 2045 | 1.785e-07 | 1.8848e-07 | 1.7583e-07 | 1.6746e-07 | 6.9209 | 0.84944 | 3.8632 | 2.2083 | 0 | 0 | 0 | 0 | 3.3922e-05 | 1.2354e-06 | 0 | 1.2354e-06 | 1.3045e-06 | 0 | 1.3045e-06 | 1.2169e-06 | 0 | 1.2169e-06 | 1.159e-06 | 0 | 1.159e-06
[79 empty] | WLDFR | HFTD - Distribution - Tier 2 - 3QU CoRE ¦ 4QU LoRE | Red Flag Warning - Large Fires | 2046 | 1.785e-07 | 1.8848e-07 | 1.7583e-07 | 1.6746e-07 | 6.9209 | 0.84944 | 3.8632 | 2.2083 | 0 | 0 | 0 | 0 | 3.3922e-05 | 1.2354e-06 | 0 | 1.2354e-06 | 1.3045e-06 | 0 | 1.3045e-06 | 1.2169e-06 | 0 | 1.2169e-06 | 1.159e-06 | 0 | 1.159e-06
[79 empty] | WLDFR | HFTD - Distribution - Tier 2 - 3QU CoRE ¦ 4QU LoRE | Red Flag Warning - Large Fires | 2047 | 1.785e-07 | 1.8848e-07 | 1.7583e-07 | 1.6746e-07 | 6.9209 | 0.84944 | 3.8632 | 2.2083 | 0 | 0 | 0 | 0 | 3.3922e-05 | 1.2354e-06 | 0 | 1.2354e-06 | 1.3045e-06 | 0 | 1.3045e-06 | 1.2169e-06 | 0 | 1.2169e-06 | 1.159e-06 | 0 | 1.159e-06
[79 empty] | WLDFR | HFTD - Distribution - Tier 2 - 3QU CoRE ¦ 4QU LoRE | Red Flag Warning - Large Fires | 2048 | 1.785e-07 | 1.8848e-07 | 1.7583e-07 | 1.6746e-07 | 7.3713 | 0.88759 | 4.1075 | 2.3763 | 0 | 0 | 0 | 0 | 3.3922e-05 | 1.3158e-06 | 0 | 1.3158e-06 | 1.3894e-06 | 0 | 1.3894e-06 | 1.2961e-06 | 0 | 1.2961e-06 | 1.2344e-06 | 0 | 1.2344e-06
[79 empty] | WLDFR | HFTD - Distribution - Tier 2 - 3QU CoRE ¦ 4QU LoRE | Red Flag Warning - Large Fires | 2049 | 1.785e-07 | 1.8848e-07 | 1.7583e-07 | 1.6746e-07 | 7.3713 | 0.88759 | 4.1075 | 2.3763 | 0 | 0 | 0 | 0 | 3.3922e-05 | 1.3158e-06 | 0 | 1.3158e-06 | 1.3894e-06 | 0 | 1.3894e-06 | 1.2961e-06 | 0 | 1.2961e-06 | 1.2344e-06 | 0 | 1.2344e-06
[79 empty] | WLDFR | HFTD - Distribution - Tier 2 - 3QU CoRE ¦ 4QU LoRE | Red Flag Warning - Large Fires | 2050 | 0 | 1.8848e-07 | 1.7583e-07 | 1.6746e-07 | 7.3713 | 0.88759 | 4.1075 | 2.3763 | 0 | 0 | 0 | 0 | 3.3922e-05 | 0 | 0 | 0 | 1.3894e-06 | 0 | 1.3894e-06 | 1.2961e-06 | 0 | 1.2961e-06 | 1.2344e-06 | 0 | 1.2344e-06
[79 empty] | WLDFR | HFTD - Distribution - Tier 2 - 3QU CoRE ¦ 4QU LoRE | Red Flag Warning - Large Fires | 2051 | 0 | 0 | 1.7583e-07 | 1.6746e-07 | 7.3713 | 0.88759 | 4.1075 | 2.3763 | 0 | 0 | 0 | 0 | 3.3922e-05 | 0 | 0 | 0 | 0 | 0 | 0 | 1.2961e-06 | 0 | 1.2961e-06 | 1.2344e-06 | 0 | 1.2344e-06
[79 empty] | WLDFR | HFTD - Distribution - Tier 2 - 3QU CoRE ¦ 4QU LoRE | Red Flag Warning - Large Fires | 2052 | 0 | 0 | 0 | 1.6746e-07 | 7.3713 | 0.88759 | 4.1075 | 2.3763 | 0 | 0 | 0 | 0 | 3.3922e-05 | 0 | 0 | 0 | 0 | 0 | 0 | 0 | 0 | 0 | 1.2344e-06 | 0 | 1.2344e-06
[79 empty] | WLDFR | HFTD - Distribution - Tier 2 - 3QU CoRE ¦ 4QU LoRE | Red Flag Warning - Small Fires | 2020 | 4.7204e-06 | 0 | 0 | 0 | 0.077901 | 0.036425 | 0.0015809 | 0.039895 | 0 | 0 | 0 | 0 | 0.00039557 | 3.6772e-07 | 0 | 3.6772e-07 | 0 | 0 | 0 | 0 | 0 | 0 | 0 | 0 | 0
[79 empty] | WLDFR | HFTD - Distribution - Tier 2 - 3QU CoRE ¦ 4QU LoRE | Red Flag Warning - Small Fires | 2021 | 3.0584e-06 | 4.9843e-06 | 0 | 0 | 0.077901 | 0.036425 | 0.0015809 | 0.039895 | 0 | 0 | 0 | 0 | 0.00039557 | 2.3825e-07 | 0 | 2.3825e-07 | 3.8828e-07 | 0 | 3.8828e-07 | 0 | 0 | 0 | 0 | 0 | 0
[79 empty] | WLDFR | HFTD - Distribution - Tier 2 - 3QU CoRE ¦ 4QU LoRE | Red Flag Warning - Small Fires | 2022 | 2.9309e-06 | 3.0948e-06 | 4.499e-06 | 0 | 0.077901 | 0.036425 | 0.0015809 | 0.039895 | 0 | 0 | 0 | 0 | 0.00038616 | 2.2832e-07 | 0 | 2.2832e-07 | 2.4109e-07 | 0 | 2.4109e-07 | 3.5047e-07 | 0 | 3.5047e-07 | 0 | 0 | 0
[79 empty] | WLDFR | HFTD - Distribution - Tier 2 - 3QU CoRE ¦ 4QU LoRE | Red Flag Warning - Small Fires | 2023 | 2.9309e-06 | 3.0948e-06 | 2.8871e-06 | 4.2847e-06 | 0.080408 | 0.03759 | 0.0016314 | 0.041187 | 0 | 0 | 0 | 0 | 0.00038616 | 2.3567e-07 | 0 | 2.3567e-07 | 2.4885e-07 | 0 | 2.4885e-07 | 2.3215e-07 | 0 | 2.3215e-07 | 3.4453e-07 | 0 | 3.4453e-07
[79 empty] | WLDFR | HFTD - Distribution - Tier 2 - 3QU CoRE ¦ 4QU LoRE | Red Flag Warning - Small Fires | 2024 | 2.9309e-06 | 3.0948e-06 | 2.8871e-06 | 2.7497e-06 | 0.080408 | 0.03759 | 0.0016314 | 0.041187 | 0 | 0 | 0 | 0 | 0.00038616 | 2.3567e-07 | 0 | 2.3567e-07 | 2.4885e-07 | 0 | 2.4885e-07 | 2.3215e-07 | 0 | 2.3215e-07 | 2.2109e-07 | 0 | 2.2109e-07
[79 empty] | WLDFR | HFTD - Distribution - Tier 2 - 3QU CoRE ¦ 4QU LoRE | Red Flag Warning - Small Fires | 2025 | 2.9309e-06 | 3.0948e-06 | 2.8871e-06 | 2.7497e-06 | 0.080408 | 0.03759 | 0.0016314 | 0.041187 | 0 | 0 | 0 | 0 | 0.00038616 | 2.3567e-07 | 0 | 2.3567e-07 | 2.4885e-07 | 0 | 2.4885e-07 | 2.3215e-07 | 0 | 2.3215e-07 | 2.2109e-07 | 0 | 2.2109e-07
[79 empty] | WLDFR | HFTD - Distribution - Tier 2 - 3QU CoRE ¦ 4QU LoRE | Red Flag Warning - Small Fires | 2026 | 2.9309e-06 | 3.0948e-06 | 2.8871e-06 | 2.7497e-06 | 0.080408 | 0.03759 | 0.0016314 | 0.041187 | 0 | 0 | 0 | 0 | 0.00038616 | 2.3567e-07 | 0 | 2.3567e-07 | 2.4885e-07 | 0 | 2.4885e-07 | 2.3215e-07 | 0 | 2.3215e-07 | 2.2109e-07 | 0 | 2.2109e-07
[79 empty] | WLDFR | HFTD - Distribution - Tier 2 - 3QU CoRE ¦ 4QU LoRE | Red Flag Warning - Small Fires | 2027 | 2.9309e-06 | 3.0948e-06 | 2.8871e-06 | 2.7497e-06 | 0.080408 | 0.03759 | 0.0016314 | 0.041187 | 0 | 0 | 0 | 0 | 0.00038616 | 2.3567e-07 | 0 | 2.3567e-07 | 2.4885e-07 | 0 | 2.4885e-07 | 2.3215e-07 | 0 | 2.3215e-07 | 2.2109e-07 | 0 | 2.2109e-07
[79 empty] | WLDFR | HFTD - Distribution - Tier 2 - 3QU CoRE ¦ 4QU LoRE | Red Flag Warning - Small Fires | 2028 | 2.9309e-06 | 3.0948e-06 | 2.8871e-06 | 2.7497e-06 | 0.083606 | 0.039055 | 0.001695 | 0.042856 | 0 | 0 | 0 | 0 | 0.00038616 | 2.4504e-07 | 0 | 2.4504e-07 | 2.5875e-07 | 0 | 2.5875e-07 | 2.4138e-07 | 0 | 2.4138e-07 | 2.2989e-07 | 0 | 2.2989e-07
[79 empty] | WLDFR | HFTD - Distribution - Tier 2 - 3QU CoRE ¦ 4QU LoRE | Red Flag Warning - Small Fires | 2029 | 2.9309e-06 | 3.0948e-06 | 2.8871e-06 | 2.7497e-06 | 0.083606 | 0.039055 | 0.001695 | 0.042856 | 0 | 0 | 0 | 0 | 0.00038616 | 2.4504e-07 | 0 | 2.4504e-07 | 2.5875e-07 | 0 | 2.5875e-07 | 2.4138e-07 | 0 | 2.4138e-07 | 2.2989e-07 | 0 | 2.2989e-07
[79 empty] | WLDFR | HFTD - Distribution - Tier 2 - 3QU CoRE ¦ 4QU LoRE | Red Flag Warning - Small Fires | 2030 | 2.9309e-06 | 3.0948e-06 | 2.8871e-06 | 2.7497e-06 | 0.083606 | 0.039055 | 0.001695 | 0.042856 | 0 | 0 | 0 | 0 | 0.00038616 | 2.4504e-07 | 0 | 2.4504e-07 | 2.5875e-07 | 0 | 2.5875e-07 | 2.4138e-07 | 0 | 2.4138e-07 | 2.2989e-07 | 0 | 2.2989e-07
[79 empty] | WLDFR | HFTD - Distribution - Tier 2 - 3QU CoRE ¦ 4QU LoRE | Red Flag Warning - Small Fires | 2031 | 2.9309e-06 | 3.0948e-06 | 2.8871e-06 | 2.7497e-06 | 0.083606 | 0.039055 | 0.001695 | 0.042856 | 0 | 0 | 0 | 0 | 0.00038616 | 2.4504e-07 | 0 | 2.4504e-07 | 2.5875e-07 | 0 | 2.5875e-07 | 2.4138e-07 | 0 | 2.4138e-07 | 2.2989e-07 | 0 | 2.2989e-07
[79 empty] | WLDFR | HFTD - Distribution - Tier 2 - 3QU CoRE ¦ 4QU LoRE | Red Flag Warning - Small Fires | 2032 | 2.9309e-06 | 3.0948e-06 | 2.8871e-06 | 2.7497e-06 | 0.083606 | 0.039055 | 0.001695 | 0.042856 | 0 | 0 | 0 | 0 | 0.00038616 | 2.4504e-07 | 0 | 2.4504e-07 | 2.5875e-07 | 0 | 2.5875e-07 | 2.4138e-07 | 0 | 2.4138e-07 | 2.2989e-07 | 0 | 2.2989e-07
[79 empty] | WLDFR | HFTD - Distribution - Tier 2 - 3QU CoRE ¦ 4QU LoRE | Red Flag Warning - Small Fires | 2033 | 2.9309e-06 | 3.0948e-06 | 2.8871e-06 | 2.7497e-06 | 0.087211 | 0.040679 | 0.0017655 | 0.044766 | 0 | 0 | 0 | 0 | 0.00038616 | 2.5561e-07 | 0 | 2.5561e-07 | 2.699e-07 | 0 | 2.699e-07 | 2.5179e-07 | 0 | 2.5179e-07 | 2.398e-07 | 0 | 2.398e-07
[79 empty] | WLDFR | HFTD - Distribution - Tier 2 - 3QU CoRE ¦ 4QU LoRE | Red Flag Warning - Small Fires | 2034 | 2.9309e-06 | 3.0948e-06 | 2.8871e-06 | 2.7497e-06 | 0.087211 | 0.040679 | 0.0017655 | 0.044766 | 0 | 0 | 0 | 0 | 0.00038616 | 2.5561e-07 | 0 | 2.5561e-07 | 2.699e-07 | 0 | 2.699e-07 | 2.5179e-07 | 0 | 2.5179e-07 | 2.398e-07 | 0 | 2.398e-07
[79 empty] | WLDFR | HFTD - Distribution - Tier 2 - 3QU CoRE ¦ 4QU LoRE | Red Flag Warning - Small Fires | 2035 | 2.9309e-06 | 3.0948e-06 | 2.8871e-06 | 2.7497e-06 | 0.087211 | 0.040679 | 0.0017655 | 0.044766 | 0 | 0 | 0 | 0 | 0.00038616 | 2.5561e-07 | 0 | 2.5561e-07 | 2.699e-07 | 0 | 2.699e-07 | 2.5179e-07 | 0 | 2.5179e-07 | 2.398e-07 | 0 | 2.398e-07
[79 empty] | WLDFR | HFTD - Distribution - Tier 2 - 3QU CoRE ¦ 4QU LoRE | Red Flag Warning - Small Fires | 2036 | 2.9309e-06 | 3.0948e-06 | 2.8871e-06 | 2.7497e-06 | 0.087211 | 0.040679 | 0.0017655 | 0.044766 | 0 | 0 | 0 | 0 | 0.00038616 | 2.5561e-07 | 0 | 2.5561e-07 | 2.699e-07 | 0 | 2.699e-07 | 2.5179e-07 | 0 | 2.5179e-07 | 2.398e-07 | 0 | 2.398e-07
[79 empty] | WLDFR | HFTD - Distribution - Tier 2 - 3QU CoRE ¦ 4QU LoRE | Red Flag Warning - Small Fires | 2037 | 2.9309e-06 | 3.0948e-06 | 2.8871e-06 | 2.7497e-06 | 0.087211 | 0.040679 | 0.0017655 | 0.044766 | 0 | 0 | 0 | 0 | 0.00038616 | 2.5561e-07 | 0 | 2.5561e-07 | 2.699e-07 | 0 | 2.699e-07 | 2.5179e-07 | 0 | 2.5179e-07 | 2.398e-07 | 0 | 2.398e-07
[79 empty] | WLDFR | HFTD - Distribution - Tier 2 - 3QU CoRE ¦ 4QU LoRE | Red Flag Warning - Small Fires | 2038 | 2.9309e-06 | 3.0948e-06 | 2.8871e-06 | 2.7497e-06 | 0.091184 | 0.042438 | 0.0018418 | 0.046905 | 0 | 0 | 0 | 0 | 0.00038616 | 2.6725e-07 | 0 | 2.6725e-07 | 2.822e-07 | 0 | 2.822e-07 | 2.6326e-07 | 0 | 2.6326e-07 | 2.5072e-07 | 0 | 2.5072e-07
[79 empty] | WLDFR | HFTD - Distribution - Tier 2 - 3QU CoRE ¦ 4QU LoRE | Red Flag Warning - Small Fires | 2039 | 2.9309e-06 | 3.0948e-06 | 2.8871e-06 | 2.7497e-06 | 0.091184 | 0.042438 | 0.0018418 | 0.046905 | 0 | 0 | 0 | 0 | 0.00038616 | 2.6725e-07 | 0 | 2.6725e-07 | 2.822e-07 | 0 | 2.822e-07 | 2.6326e-07 | 0 | 2.6326e-07 | 2.5072e-07 | 0 | 2.5072e-07
[79 empty] | WLDFR | HFTD - Distribution - Tier 2 - 3QU CoRE ¦ 4QU LoRE | Red Flag Warning - Small Fires | 2040 | 2.9309e-06 | 3.0948e-06 | 2.8871e-06 | 2.7497e-06 | 0.091184 | 0.042438 | 0.0018418 | 0.046905 | 0 | 0 | 0 | 0 | 0.00038616 | 2.6725e-07 | 0 | 2.6725e-07 | 2.822e-07 | 0 | 2.822e-07 | 2.6326e-07 | 0 | 2.6326e-07 | 2.5072e-07 | 0 | 2.5072e-07
[79 empty] | WLDFR | HFTD - Distribution - Tier 2 - 3QU CoRE ¦ 4QU LoRE | Red Flag Warning - Small Fires | 2041 | 2.9309e-06 | 3.0948e-06 | 2.8871e-06 | 2.7497e-06 | 0.091184 | 0.042438 | 0.0018418 | 0.046905 | 0 | 0 | 0 | 0 | 0.00038616 | 2.6725e-07 | 0 | 2.6725e-07 | 2.822e-07 | 0 | 2.822e-07 | 2.6326e-07 | 0 | 2.6326e-07 | 2.5072e-07 | 0 | 2.5072e-07
[79 empty] | WLDFR | HFTD - Distribution - Tier 2 - 3QU CoRE ¦ 4QU LoRE | Red Flag Warning - Small Fires | 2042 | 2.9309e-06 | 3.0948e-06 | 2.8871e-06 | 2.7497e-06 | 0.091184 | 0.042438 | 0.0018418 | 0.046905 | 0 | 0 | 0 | 0 | 0.00038616 | 2.6725e-07 | 0 | 2.6725e-07 | 2.822e-07 | 0 | 2.822e-07 | 2.6326e-07 | 0 | 2.6326e-07 | 2.5072e-07 | 0 | 2.5072e-07
[79 empty] | WLDFR | HFTD - Distribution - Tier 2 - 3QU CoRE ¦ 4QU LoRE | Red Flag Warning - Small Fires | 2043 | 2.9309e-06 | 3.0948e-06 | 2.8871e-06 | 2.7497e-06 | 0.095486 | 0.044306 | 0.0019228 | 0.049257 | 0 | 0 | 0 | 0 | 0.00038616 | 2.7986e-07 | 0 | 2.7986e-07 | 2.9551e-07 | 0 | 2.9551e-07 | 2.7568e-07 | 0 | 2.7568e-07 | 2.6255e-07 | 0 | 2.6255e-07
[79 empty] | WLDFR | HFTD - Distribution - Tier 2 - 3QU CoRE ¦ 4QU LoRE | Red Flag Warning - Small Fires | 2044 | 2.9309e-06 | 3.0948e-06 | 2.8871e-06 | 2.7497e-06 | 0.095486 | 0.044306 | 0.0019228 | 0.049257 | 0 | 0 | 0 | 0 | 0.00038616 | 2.7986e-07 | 0 | 2.7986e-07 | 2.9551e-07 | 0 | 2.9551e-07 | 2.7568e-07 | 0 | 2.7568e-07 | 2.6255e-07 | 0 | 2.6255e-07
[79 empty] | WLDFR | HFTD - Distribution - Tier 2 - 3QU CoRE ¦ 4QU LoRE | Red Flag Warning - Small Fires | 2045 | 2.9309e-06 | 3.0948e-06 | 2.8871e-06 | 2.7497e-06 | 0.095486 | 0.044306 | 0.0019228 | 0.049257 | 0 | 0 | 0 | 0 | 0.00038616 | 2.7986e-07 | 0 | 2.7986e-07 | 2.9551e-07 | 0 | 2.9551e-07 | 2.7568e-07 | 0 | 2.7568e-07 | 2.6255e-07 | 0 | 2.6255e-07
[79 empty] | WLDFR | HFTD - Distribution - Tier 2 - 3QU CoRE ¦ 4QU LoRE | Red Flag Warning - Small Fires | 2046 | 2.9309e-06 | 3.0948e-06 | 2.8871e-06 | 2.7497e-06 | 0.095486 | 0.044306 | 0.0019228 | 0.049257 | 0 | 0 | 0 | 0 | 0.00038616 | 2.7986e-07 | 0 | 2.7986e-07 | 2.9551e-07 | 0 | 2.9551e-07 | 2.7568e-07 | 0 | 2.7568e-07 | 2.6255e-07 | 0 | 2.6255e-07
[79 empty] | WLDFR | HFTD - Distribution - Tier 2 - 3QU CoRE ¦ 4QU LoRE | Red Flag Warning - Small Fires | 2047 | 2.9309e-06 | 3.0948e-06 | 2.8871e-06 | 2.7497e-06 | 0.095486 | 0.044306 | 0.0019228 | 0.049257 | 0 | 0 | 0 | 0 | 0.00038616 | 2.7986e-07 | 0 | 2.7986e-07 | 2.9551e-07 | 0 | 2.9551e-07 | 2.7568e-07 | 0 | 2.7568e-07 | 2.6255e-07 | 0 | 2.6255e-07
[79 empty] | WLDFR | HFTD - Distribution - Tier 2 - 3QU CoRE ¦ 4QU LoRE | Red Flag Warning - Small Fires | 2048 | 2.9309e-06 | 3.0948e-06 | 2.8871e-06 | 2.7497e-06 | 0.10007 | 0.04626 | 0.0020076 | 0.051804 | 0 | 0 | 0 | 0 | 0.00038616 | 2.933e-07 | 0 | 2.933e-07 | 3.097e-07 | 0 | 3.097e-07 | 2.8892e-07 | 0 | 2.8892e-07 | 2.7516e-07 | 0 | 2.7516e-07
[79 empty] | WLDFR | HFTD - Distribution - Tier 2 - 3QU CoRE ¦ 4QU LoRE | Red Flag Warning - Small Fires | 2049 | 2.9309e-06 | 3.0948e-06 | 2.8871e-06 | 2.7497e-06 | 0.10007 | 0.04626 | 0.0020076 | 0.051804 | 0 | 0 | 0 | 0 | 0.00038616 | 2.933e-07 | 0 | 2.933e-07 | 3.097e-07 | 0 | 3.097e-07 | 2.8892e-07 | 0 | 2.8892e-07 | 2.7516e-07 | 0 | 2.7516e-07
[79 empty] | WLDFR | HFTD - Distribution - Tier 2 - 3QU CoRE ¦ 4QU LoRE | Red Flag Warning - Small Fires | 2050 | 0 | 3.0948e-06 | 2.8871e-06 | 2.7497e-06 | 0.10007 | 0.04626 | 0.0020076 | 0.051804 | 0 | 0 | 0 | 0 | 0.00038616 | 0 | 0 | 0 | 3.097e-07 | 0 | 3.097e-07 | 2.8892e-07 | 0 | 2.8892e-07 | 2.7516e-07 | 0 | 2.7516e-07
[79 empty] | WLDFR | HFTD - Distribution - Tier 2 - 3QU CoRE ¦ 4QU LoRE | Red Flag Warning - Small Fires | 2051 | 0 | 0 | 2.8871e-06 | 2.7497e-06 | 0.10007 | 0.04626 | 0.0020076 | 0.051804 | 0 | 0 | 0 | 0 | 0.00038616 | 0 | 0 | 0 | 0 | 0 | 0 | 2.8892e-07 | 0 | 2.8892e-07 | 2.7516e-07 | 0 | 2.7516e-07
[79 empty] | WLDFR | HFTD - Distribution - Tier 2 - 3QU CoRE ¦ 4QU LoRE | Red Flag Warning - Small Fires | 2052 | 0 | 0 | 0 | 2.7497e-06 | 0.10007 | 0.04626 | 0.0020076 | 0.051804 | 0 | 0 | 0 | 0 | 0.00038616 | 0 | 0 | 0 | 0 | 0 | 0 | 0 | 0 | 0 | 2.7516e-07 | 0 | 2.7516e-07
[79 empty] | WLDFR | HFTD - Distribution - Tier 2 - 3QU CoRE ¦ 4QU LoRE | Seismic - Non-Red Flag Warning - Catastrophic Fires | 2020 | 1.0709e-12 | 0 | 0 | 0 | 21083.8428 | 409.2237 | 13469.0878 | 7205.5313 | 0 | 0 | 0 | 0 | 1.7694e-10 | 2.2578e-08 | 0 | 2.2578e-08 | 0 | 0 | 0 | 0 | 0 | 0 | 0 | 0 | 0
[79 empty] | WLDFR | HFTD - Distribution - Tier 2 - 3QU CoRE ¦ 4QU LoRE | Seismic - Non-Red Flag Warning - Catastrophic Fires | 2021 | 0 | 1.1307e-12 | 0 | 0 | 21083.8428 | 409.2237 | 13469.0878 | 7205.5313 | 0 | 0 | 0 | 0 | 1.7694e-10 | 0 | 0 | 0 | 2.384e-08 | 0 | 2.384e-08 | 0 | 0 | 0 | 0 | 0 | 0
[79 empty] | WLDFR | HFTD - Distribution - Tier 2 - 3QU CoRE ¦ 4QU LoRE | Seismic - Non-Red Flag Warning - Catastrophic Fires | 2022 | 0 | 0 | 1.1021e-12 | 0 | 21083.8428 | 409.2237 | 13469.0878 | 7205.5313 | 0 | 0 | 0 | 0 | 1.8094e-10 | 0 | 0 | 0 | 0 | 0 | 0 | 2.3236e-08 | 0 | 2.3236e-08 | 0 | 0 | 0
[79 empty] | WLDFR | HFTD - Distribution - Tier 2 - 3QU CoRE ¦ 4QU LoRE | Seismic - Non-Red Flag Warning - Catastrophic Fires | 2023 | 0 | 0 | 0 | 1.0496e-12 | 21835.9781 | 428.6023 | 13939.561 | 7467.8148 | 0 | 0 | 0 | 0 | 1.8094e-10 | 0 | 0 | 0 | 0 | 0 | 0 | 0 | 0 | 0 | 2.2919e-08 | 0 | 2.2919e-08
[79 empty] | WLDFR | HFTD - Distribution - Tier 2 - 3QU CoRE ¦ 4QU LoRE | Seismic - Red Flag Warning - Catastrophic Fires | 2020 | 4.6176e-11 | 0 | 0 | 0 | 21083.8428 | 409.2237 | 13469.0878 | 7205.5313 | 0 | 0 | 0 | 0 | 7.6295e-09 | 9.7356e-07 | 0 | 9.7356e-07 | 0 | 0 | 0 | 0 | 0 | 0 | 0 | 0 | 0
[79 empty] | WLDFR | HFTD - Distribution - Tier 2 - 3QU CoRE ¦ 4QU LoRE | Seismic - Red Flag Warning - Catastrophic Fires | 2021 | 0 | 4.8757e-11 | 0 | 0 | 21083.8428 | 409.2237 | 13469.0878 | 7205.5313 | 0 | 0 | 0 | 0 | 7.6295e-09 | 0 | 0 | 0 | 1.028e-06 | 0 | 1.028e-06 | 0 | 0 | 0 | 0 | 0 | 0
[79 empty] | WLDFR | HFTD - Distribution - Tier 2 - 3QU CoRE ¦ 4QU LoRE | Seismic - Red Flag Warning - Catastrophic Fires | 2022 | 0 | 0 | 4.7521e-11 | 0 | 21083.8428 | 409.2237 | 13469.0878 | 7205.5313 | 0 | 0 | 0 | 0 | 7.8019e-09 | 0 | 0 | 0 | 0 | 0 | 0 | 1.0019e-06 | 0 | 1.0019e-06 | 0 | 0 | 0
[79 empty] | WLDFR | HFTD - Distribution - Tier 2 - 3QU CoRE ¦ 4QU LoRE | Seismic - Red Flag Warning - Catastrophic Fires | 2023 | 0 | 0 | 0 | 4.5258e-11 | 21835.9781 | 428.6023 | 13939.561 | 7467.8148 | 0 | 0 | 0 | 0 | 7.8019e-09 | 0 | 0 | 0 | 0 | 0 | 0 | 0 | 0 | 0 | 9.8825e-07 | 0 | 9.8825e-07
[79 empty] | WLDFR | HFTD - Distribution - Tier 2 - 3QU CoRE ¦ 5QU LoRE | Non-Red Flag Warning - Catastrophic Fires | 2020 | 1.5068e-09 | 0 | 0 | 0 | 14146.1306 | 222.2294 | 8585.7228 | 5338.1784 | 0 | 0 | 0 | 0 | 1.1912e-06 | 2.1315e-05 | 0 | 2.1315e-05 | 0 | 0 | 0 | 0 | 0 | 0 | 0 | 0 | 0
[79 empty] | WLDFR | HFTD - Distribution - Tier 2 - 3QU CoRE ¦ 5QU LoRE | Non-Red Flag Warning - Catastrophic Fires | 2021 | 7.8514e-10 | 1.591e-09 | 0 | 0 | 14146.1306 | 222.2294 | 8585.7228 | 5338.1784 | 0 | 0 | 0 | 0 | 1.1912e-06 | 1.1107e-05 | 0 | 1.1107e-05 | 2.2507e-05 | 0 | 2.2507e-05 | 0 | 0 | 0 | 0 | 0 | 0
[79 empty] | WLDFR | HFTD - Distribution - Tier 2 - 3QU CoRE ¦ 5QU LoRE | Non-Red Flag Warning - Catastrophic Fires | 2022 | 7.8302e-10 | 8.268e-10 | 1.5015e-09 | 0 | 14146.1306 | 222.2294 | 8585.7228 | 5338.1784 | 0 | 0 | 0 | 0 | 1.1717e-06 | 1.1077e-05 | 0 | 1.1077e-05 | 1.1696e-05 | 0 | 1.1696e-05 | 2.124e-05 | 0 | 2.124e-05 | 0 | 0 | 0
[79 empty] | WLDFR | HFTD - Distribution - Tier 2 - 3QU CoRE ¦ 5QU LoRE | Non-Red Flag Warning - Catastrophic Fires | 2023 | 7.8302e-10 | 8.268e-10 | 7.8182e-10 | 1.43e-09 | 14664.6376 | 233.2301 | 8896.516 | 5534.8915 | 0 | 0 | 0 | 0 | 1.1717e-06 | 1.1483e-05 | 0 | 1.1483e-05 | 1.2125e-05 | 0 | 1.2125e-05 | 1.1465e-05 | 0 | 1.1465e-05 | 2.097e-05 | 0 | 2.097e-05
[79 empty] | WLDFR | HFTD - Distribution - Tier 2 - 3QU CoRE ¦ 5QU LoRE | Non-Red Flag Warning - Catastrophic Fires | 2024 | 7.8302e-10 | 8.268e-10 | 7.8182e-10 | 7.4459e-10 | 14664.6376 | 233.2301 | 8896.516 | 5534.8915 | 0 | 0 | 0 | 0 | 1.1717e-06 | 1.1483e-05 | 0 | 1.1483e-05 | 1.2125e-05 | 0 | 1.2125e-05 | 1.1465e-05 | 0 | 1.1465e-05 | 1.0919e-05 | 0 | 1.0919e-05
[79 empty] | WLDFR | HFTD - Distribution - Tier 2 - 3QU CoRE ¦ 5QU LoRE | Non-Red Flag Warning - Catastrophic Fires | 2025 | 7.8302e-10 | 8.268e-10 | 7.8182e-10 | 7.4459e-10 | 14664.6376 | 233.2301 | 8896.516 | 5534.8915 | 0 | 0 | 0 | 0 | 1.1717e-06 | 1.1483e-05 | 0 | 1.1483e-05 | 1.2125e-05 | 0 | 1.2125e-05 | 1.1465e-05 | 0 | 1.1465e-05 | 1.0919e-05 | 0 | 1.0919e-05
[79 empty] | WLDFR | HFTD - Distribution - Tier 2 - 3QU CoRE ¦ 5QU LoRE | Non-Red Flag Warning - Catastrophic Fires | 2026 | 7.8302e-10 | 8.268e-10 | 7.8182e-10 | 7.4459e-10 | 14664.6376 | 233.2301 | 8896.516 | 5534.8915 | 0 | 0 | 0 | 0 | 1.1717e-06 | 1.1483e-05 | 0 | 1.1483e-05 | 1.2125e-05 | 0 | 1.2125e-05 | 1.1465e-05 | 0 | 1.1465e-05 | 1.0919e-05 | 0 | 1.0919e-05
[79 empty] | WLDFR | HFTD - Distribution - Tier 2 - 3QU CoRE ¦ 5QU LoRE | Non-Red Flag Warning - Catastrophic Fires | 2027 | 7.8302e-10 | 8.268e-10 | 7.8182e-10 | 7.4459e-10 | 14664.6376 | 233.2301 | 8896.516 | 5534.8915 | 0 | 0 | 0 | 0 | 1.1717e-06 | 1.1483e-05 | 0 | 1.1483e-05 | 1.2125e-05 | 0 | 1.2125e-05 | 1.1465e-05 | 0 | 1.1465e-05 | 1.0919e-05 | 0 | 1.0919e-05
[79 empty] | WLDFR | HFTD - Distribution - Tier 2 - 3QU CoRE ¦ 5QU LoRE | Non-Red Flag Warning - Catastrophic Fires | 2028 | 7.8302e-10 | 8.268e-10 | 7.8182e-10 | 7.4459e-10 | 15317.9909 | 247.273 | 9287.6491 | 5783.0689 | 0 | 0 | 0 | 0 | 1.1717e-06 | 1.1994e-05 | 0 | 1.1994e-05 | 1.2665e-05 | 0 | 1.2665e-05 | 1.1976e-05 | 0 | 1.1976e-05 | 1.1406e-05 | 0 | 1.1406e-05
[79 empty] | WLDFR | HFTD - Distribution - Tier 2 - 3QU CoRE ¦ 5QU LoRE | Non-Red Flag Warning - Catastrophic Fires | 2029 | 7.8302e-10 | 8.268e-10 | 7.8182e-10 | 7.4459e-10 | 15317.9909 | 247.273 | 9287.6491 | 5783.0689 | 0 | 0 | 0 | 0 | 1.1717e-06 | 1.1994e-05 | 0 | 1.1994e-05 | 1.2665e-05 | 0 | 1.2665e-05 | 1.1976e-05 | 0 | 1.1976e-05 | 1.1406e-05 | 0 | 1.1406e-05
[79 empty] | WLDFR | HFTD - Distribution - Tier 2 - 3QU CoRE ¦ 5QU LoRE | Non-Red Flag Warning - Catastrophic Fires | 2030 | 7.8302e-10 | 8.268e-10 | 7.8182e-10 | 7.4459e-10 | 15317.9909 | 247.273 | 9287.6491 | 5783.0689 | 0 | 0 | 0 | 0 | 1.1717e-06 | 1.1994e-05 | 0 | 1.1994e-05 | 1.2665e-05 | 0 | 1.2665e-05 | 1.1976e-05 | 0 | 1.1976e-05 | 1.1406e-05 | 0 | 1.1406e-05
[79 empty] | WLDFR | HFTD - Distribution - Tier 2 - 3QU CoRE ¦ 5QU LoRE | Non-Red Flag Warning - Catastrophic Fires | 2031 | 7.8302e-10 | 8.268e-10 | 7.8182e-10 | 7.4459e-10 | 15317.9909 | 247.273 | 9287.6491 | 5783.0689 | 0 | 0 | 0 | 0 | 1.1717e-06 | 1.1994e-05 | 0 | 1.1994e-05 | 1.2665e-05 | 0 | 1.2665e-05 | 1.1976e-05 | 0 | 1.1976e-05 | 1.1406e-05 | 0 | 1.1406e-05
[79 empty] | WLDFR | HFTD - Distribution - Tier 2 - 3QU CoRE ¦ 5QU LoRE | Non-Red Flag Warning - Catastrophic Fires | 2032 | 7.8302e-10 | 8.268e-10 | 7.8182e-10 | 7.4459e-10 | 15317.9909 | 247.273 | 9287.6491 | 5783.0689 | 0 | 0 | 0 | 0 | 1.1717e-06 | 1.1994e-05 | 0 | 1.1994e-05 | 1.2665e-05 | 0 | 1.2665e-05 | 1.1976e-05 | 0 | 1.1976e-05 | 1.1406e-05 | 0 | 1.1406e-05
[79 empty] | WLDFR | HFTD - Distribution - Tier 2 - 3QU CoRE ¦ 5QU LoRE | Non-Red Flag Warning - Catastrophic Fires | 2033 | 7.8302e-10 | 8.268e-10 | 7.8182e-10 | 7.4459e-10 | 16044.1264 | 263.1074 | 9721.74 | 6059.2791 | 0 | 0 | 0 | 0 | 1.1717e-06 | 1.2563e-05 | 0 | 1.2563e-05 | 1.3265e-05 | 0 | 1.3265e-05 | 1.2544e-05 | 0 | 1.2544e-05 | 1.1946e-05 | 0 | 1.1946e-05
[79 empty] | WLDFR | HFTD - Distribution - Tier 2 - 3QU CoRE ¦ 5QU LoRE | Non-Red Flag Warning - Catastrophic Fires | 2034 | 7.8302e-10 | 8.268e-10 | 7.8182e-10 | 7.4459e-10 | 16044.1264 | 263.1074 | 9721.74 | 6059.2791 | 0 | 0 | 0 | 0 | 1.1717e-06 | 1.2563e-05 | 0 | 1.2563e-05 | 1.3265e-05 | 0 | 1.3265e-05 | 1.2544e-05 | 0 | 1.2544e-05 | 1.1946e-05 | 0 | 1.1946e-05
[79 empty] | WLDFR | HFTD - Distribution - Tier 2 - 3QU CoRE ¦ 5QU LoRE | Non-Red Flag Warning - Catastrophic Fires | 2035 | 7.8302e-10 | 8.268e-10 | 7.8182e-10 | 7.4459e-10 | 16044.1264 | 263.1074 | 9721.74 | 6059.2791 | 0 | 0 | 0 | 0 | 1.1717e-06 | 1.2563e-05 | 0 | 1.2563e-05 | 1.3265e-05 | 0 | 1.3265e-05 | 1.2544e-05 | 0 | 1.2544e-05 | 1.1946e-05 | 0 | 1.1946e-05
[79 empty] | WLDFR | HFTD - Distribution - Tier 2 - 3QU CoRE ¦ 5QU LoRE | Non-Red Flag Warning - Catastrophic Fires | 2036 | 7.8302e-10 | 8.268e-10 | 7.8182e-10 | 7.4459e-10 | 16044.1264 | 263.1074 | 9721.74 | 6059.2791 | 0 | 0 | 0 | 0 | 1.1717e-06 | 1.2563e-05 | 0 | 1.2563e-05 | 1.3265e-05 | 0 | 1.3265e-05 | 1.2544e-05 | 0 | 1.2544e-05 | 1.1946e-05 | 0 | 1.1946e-05
[79 empty] | WLDFR | HFTD - Distribution - Tier 2 - 3QU CoRE ¦ 5QU LoRE | Non-Red Flag Warning - Catastrophic Fires | 2037 | 7.8302e-10 | 8.268e-10 | 7.8182e-10 | 7.4459e-10 | 16044.1264 | 263.1074 | 9721.74 | 6059.2791 | 0 | 0 | 0 | 0 | 1.1717e-06 | 1.2563e-05 | 0 | 1.2563e-05 | 1.3265e-05 | 0 | 1.3265e-05 | 1.2544e-05 | 0 | 1.2544e-05 | 1.1946e-05 | 0 | 1.1946e-05
[79 empty] | WLDFR | HFTD - Distribution - Tier 2 - 3QU CoRE ¦ 5QU LoRE | Non-Red Flag Warning - Catastrophic Fires | 2038 | 7.8302e-10 | 8.268e-10 | 7.8182e-10 | 7.4459e-10 | 16832.3912 | 280.5544 | 10192.2718 | 6359.5651 | 0 | 0 | 0 | 0 | 1.1717e-06 | 1.318e-05 | 0 | 1.318e-05 | 1.3917e-05 | 0 | 1.3917e-05 | 1.316e-05 | 0 | 1.316e-05 | 1.2533e-05 | 0 | 1.2533e-05
[79 empty] | WLDFR | HFTD - Distribution - Tier 2 - 3QU CoRE ¦ 5QU LoRE | Non-Red Flag Warning - Catastrophic Fires | 2039 | 7.8302e-10 | 8.268e-10 | 7.8182e-10 | 7.4459e-10 | 16832.3912 | 280.5544 | 10192.2718 | 6359.5651 | 0 | 0 | 0 | 0 | 1.1717e-06 | 1.318e-05 | 0 | 1.318e-05 | 1.3917e-05 | 0 | 1.3917e-05 | 1.316e-05 | 0 | 1.316e-05 | 1.2533e-05 | 0 | 1.2533e-05
[79 empty] | WLDFR | HFTD - Distribution - Tier 2 - 3QU CoRE ¦ 5QU LoRE | Non-Red Flag Warning - Catastrophic Fires | 2040 | 7.8302e-10 | 8.268e-10 | 7.8182e-10 | 7.4459e-10 | 16832.3912 | 280.5544 | 10192.2718 | 6359.5651 | 0 | 0 | 0 | 0 | 1.1717e-06 | 1.318e-05 | 0 | 1.318e-05 | 1.3917e-05 | 0 | 1.3917e-05 | 1.316e-05 | 0 | 1.316e-05 | 1.2533e-05 | 0 | 1.2533e-05
[79 empty] | WLDFR | HFTD - Distribution - Tier 2 - 3QU CoRE ¦ 5QU LoRE | Non-Red Flag Warning - Catastrophic Fires | 2041 | 7.8302e-10 | 8.268e-10 | 7.8182e-10 | 7.4459e-10 | 16832.3912 | 280.5544 | 10192.2718 | 6359.5651 | 0 | 0 | 0 | 0 | 1.1717e-06 | 1.318e-05 | 0 | 1.318e-05 | 1.3917e-05 | 0 | 1.3917e-05 | 1.316e-05 | 0 | 1.316e-05 | 1.2533e-05 | 0 | 1.2533e-05
[79 empty] | WLDFR | HFTD - Distribution - Tier 2 - 3QU CoRE ¦ 5QU LoRE | Non-Red Flag Warning - Catastrophic Fires | 2042 | 7.8302e-10 | 8.268e-10 | 7.8182e-10 | 7.4459e-10 | 16832.3912 | 280.5544 | 10192.2718 | 6359.5651 | 0 | 0 | 0 | 0 | 1.1717e-06 | 1.318e-05 | 0 | 1.318e-05 | 1.3917e-05 | 0 | 1.3917e-05 | 1.316e-05 | 0 | 1.316e-05 | 1.2533e-05 | 0 | 1.2533e-05
[79 empty] | WLDFR | HFTD - Distribution - Tier 2 - 3QU CoRE ¦ 5QU LoRE | Non-Red Flag Warning - Catastrophic Fires | 2043 | 7.8302e-10 | 8.268e-10 | 7.8182e-10 | 7.4459e-10 | 17672.0852 | 299.42 | 10692.7362 | 6679.929 | 0 | 0 | 0 | 0 | 1.1717e-06 | 1.3838e-05 | 0 | 1.3838e-05 | 1.4611e-05 | 0 | 1.4611e-05 | 1.3816e-05 | 0 | 1.3816e-05 | 1.3158e-05 | 0 | 1.3158e-05
[79 empty] | WLDFR | HFTD - Distribution - Tier 2 - 3QU CoRE ¦ 5QU LoRE | Non-Red Flag Warning - Catastrophic Fires | 2044 | 7.8302e-10 | 8.268e-10 | 7.8182e-10 | 7.4459e-10 | 17672.0852 | 299.42 | 10692.7362 | 6679.929 | 0 | 0 | 0 | 0 | 1.1717e-06 | 1.3838e-05 | 0 | 1.3838e-05 | 1.4611e-05 | 0 | 1.4611e-05 | 1.3816e-05 | 0 | 1.3816e-05 | 1.3158e-05 | 0 | 1.3158e-05
[79 empty] | WLDFR | HFTD - Distribution - Tier 2 - 3QU CoRE ¦ 5QU LoRE | Non-Red Flag Warning - Catastrophic Fires | 2045 | 7.8302e-10 | 8.268e-10 | 7.8182e-10 | 7.4459e-10 | 17672.0852 | 299.42 | 10692.7362 | 6679.929 | 0 | 0 | 0 | 0 | 1.1717e-06 | 1.3838e-05 | 0 | 1.3838e-05 | 1.4611e-05 | 0 | 1.4611e-05 | 1.3816e-05 | 0 | 1.3816e-05 | 1.3158e-05 | 0 | 1.3158e-05
[79 empty] | WLDFR | HFTD - Distribution - Tier 2 - 3QU CoRE ¦ 5QU LoRE | Non-Red Flag Warning - Catastrophic Fires | 2046 | 7.8302e-10 | 8.268e-10 | 7.8182e-10 | 7.4459e-10 | 17672.0852 | 299.42 | 10692.7362 | 6679.929 | 0 | 0 | 0 | 0 | 1.1717e-06 | 1.3838e-05 | 0 | 1.3838e-05 | 1.4611e-05 | 0 | 1.4611e-05 | 1.3816e-05 | 0 | 1.3816e-05 | 1.3158e-05 | 0 | 1.3158e-05
[79 empty] | WLDFR | HFTD - Distribution - Tier 2 - 3QU CoRE ¦ 5QU LoRE | Non-Red Flag Warning - Catastrophic Fires | 2047 | 7.8302e-10 | 8.268e-10 | 7.8182e-10 | 7.4459e-10 | 17672.0852 | 299.42 | 10692.7362 | 6679.929 | 0 | 0 | 0 | 0 | 1.1717e-06 | 1.3838e-05 | 0 | 1.3838e-05 | 1.4611e-05 | 0 | 1.4611e-05 | 1.3816e-05 | 0 | 1.3816e-05 | 1.3158e-05 | 0 | 1.3158e-05
[79 empty] | WLDFR | HFTD - Distribution - Tier 2 - 3QU CoRE ¦ 5QU LoRE | Non-Red Flag Warning - Catastrophic Fires | 2048 | 7.8302e-10 | 8.268e-10 | 7.8182e-10 | 7.4459e-10 | 18552.3348 | 319.4911 | 11216.5626 | 7016.281 | 0 | 0 | 0 | 0 | 1.1717e-06 | 1.4527e-05 | 0 | 1.4527e-05 | 1.5339e-05 | 0 | 1.5339e-05 | 1.4505e-05 | 0 | 1.4505e-05 | 1.3814e-05 | 0 | 1.3814e-05
[79 empty] | WLDFR | HFTD - Distribution - Tier 2 - 3QU CoRE ¦ 5QU LoRE | Non-Red Flag Warning - Catastrophic Fires | 2049 | 7.8302e-10 | 8.268e-10 | 7.8182e-10 | 7.4459e-10 | 18552.3348 | 319.4911 | 11216.5626 | 7016.281 | 0 | 0 | 0 | 0 | 1.1717e-06 | 1.4527e-05 | 0 | 1.4527e-05 | 1.5339e-05 | 0 | 1.5339e-05 | 1.4505e-05 | 0 | 1.4505e-05 | 1.3814e-05 | 0 | 1.3814e-05
[79 empty] | WLDFR | HFTD - Distribution - Tier 2 - 3QU CoRE ¦ 5QU LoRE | Non-Red Flag Warning - Catastrophic Fires | 2050 | 0 | 8.268e-10 | 7.8182e-10 | 7.4459e-10 | 18552.3348 | 319.4911 | 11216.5626 | 7016.281 | 0 | 0 | 0 | 0 | 1.1717e-06 | 0 | 0 | 0 | 1.5339e-05 | 0 | 1.5339e-05 | 1.4505e-05 | 0 | 1.4505e-05 | 1.3814e-05 | 0 | 1.3814e-05
[79 empty] | WLDFR | HFTD - Distribution - Tier 2 - 3QU CoRE ¦ 5QU LoRE | Non-Red Flag Warning - Catastrophic Fires | 2051 | 0 | 0 | 7.8182e-10 | 7.4459e-10 | 18552.3348 | 319.4911 | 11216.5626 | 7016.281 | 0 | 0 | 0 | 0 | 1.1717e-06 | 0 | 0 | 0 | 0 | 0 | 0 | 1.4505e-05 | 0 | 1.4505e-05 | 1.3814e-05 | 0 | 1.3814e-05
[79 empty] | WLDFR | HFTD - Distribution - Tier 2 - 3QU CoRE ¦ 5QU LoRE | Non-Red Flag Warning - Catastrophic Fires | 2052 | 0 | 0 | 0 | 7.4459e-10 | 18552.3348 | 319.4911 | 11216.5626 | 7016.281 | 0 | 0 | 0 | 0 | 1.1717e-06 | 0 | 0 | 0 | 0 | 0 | 0 | 0 | 0 | 0 | 1.3814e-05 | 0 | 1.3814e-05
[79 empty] | WLDFR | HFTD - Distribution - Tier 2 - 3QU CoRE ¦ 5QU LoRE | Non-Red Flag Warning - Destructive Fires | 2020 | 3.8665e-09 | 0 | 0 | 0 | 8807.9522 | 222.2294 | 8585.7228 | 0 | 0 | 0 | 0 | 0 | 1.0995e-06 | 3.4056e-05 | 0 | 3.4056e-05 | 0 | 0 | 0 | 0 | 0 | 0 | 0 | 0 | 0
[79 empty] | WLDFR | HFTD - Distribution - Tier 2 - 3QU CoRE ¦ 5QU LoRE | Non-Red Flag Warning - Destructive Fires | 2021 | 2.0206e-09 | 4.0827e-09 | 0 | 0 | 8807.9522 | 222.2294 | 8585.7228 | 0 | 0 | 0 | 0 | 0 | 1.0995e-06 | 1.7797e-05 | 0 | 1.7797e-05 | 3.596e-05 | 0 | 3.596e-05 | 0 | 0 | 0 | 0 | 0 | 0
[79 empty] | WLDFR | HFTD - Distribution - Tier 2 - 3QU CoRE ¦ 5QU LoRE | Non-Red Flag Warning - Destructive Fires | 2022 | 2.0149e-09 | 2.1275e-09 | 3.8522e-09 | 0 | 8807.9522 | 222.2294 | 8585.7228 | 0 | 0 | 0 | 0 | 0 | 1.0822e-06 | 1.7747e-05 | 0 | 1.7747e-05 | 1.8739e-05 | 0 | 1.8739e-05 | 3.393e-05 | 0 | 3.393e-05 | 0 | 0 | 0
[79 empty] | WLDFR | HFTD - Distribution - Tier 2 - 3QU CoRE ¦ 5QU LoRE | Non-Red Flag Warning - Destructive Fires | 2023 | 2.0149e-09 | 2.1275e-09 | 2.0118e-09 | 3.6688e-09 | 9129.7461 | 233.2301 | 8896.516 | 0 | 0 | 0 | 0 | 0 | 1.0822e-06 | 1.8395e-05 | 0 | 1.8395e-05 | 1.9424e-05 | 0 | 1.9424e-05 | 1.8367e-05 | 0 | 1.8367e-05 | 3.3495e-05 | 0 | 3.3495e-05
[79 empty] | WLDFR | HFTD - Distribution - Tier 2 - 3QU CoRE ¦ 5QU LoRE | Non-Red Flag Warning - Destructive Fires | 2024 | 2.0149e-09 | 2.1275e-09 | 2.0118e-09 | 1.916e-09 | 9129.7461 | 233.2301 | 8896.516 | 0 | 0 | 0 | 0 | 0 | 1.0822e-06 | 1.8395e-05 | 0 | 1.8395e-05 | 1.9424e-05 | 0 | 1.9424e-05 | 1.8367e-05 | 0 | 1.8367e-05 | 1.7492e-05 | 0 | 1.7492e-05
[79 empty] | WLDFR | HFTD - Distribution - Tier 2 - 3QU CoRE ¦ 5QU LoRE | Non-Red Flag Warning - Destructive Fires | 2025 | 2.0149e-09 | 2.1275e-09 | 2.0118e-09 | 1.916e-09 | 9129.7461 | 233.2301 | 8896.516 | 0 | 0 | 0 | 0 | 0 | 1.0822e-06 | 1.8395e-05 | 0 | 1.8395e-05 | 1.9424e-05 | 0 | 1.9424e-05 | 1.8367e-05 | 0 | 1.8367e-05 | 1.7492e-05 | 0 | 1.7492e-05
[79 empty] | WLDFR | HFTD - Distribution - Tier 2 - 3QU CoRE ¦ 5QU LoRE | Non-Red Flag Warning - Destructive Fires | 2026 | 2.0149e-09 | 2.1275e-09 | 2.0118e-09 | 1.916e-09 | 9129.7461 | 233.2301 | 8896.516 | 0 | 0 | 0 | 0 | 0 | 1.0822e-06 | 1.8395e-05 | 0 | 1.8395e-05 | 1.9424e-05 | 0 | 1.9424e-05 | 1.8367e-05 | 0 | 1.8367e-05 | 1.7492e-05 | 0 | 1.7492e-05
[79 empty] | WLDFR | HFTD - Distribution - Tier 2 - 3QU CoRE ¦ 5QU LoRE | Non-Red Flag Warning - Destructive Fires | 2027 | 2.0149e-09 | 2.1275e-09 | 2.0118e-09 | 1.916e-09 | 9129.7461 | 233.2301 | 8896.516 | 0 | 0 | 0 | 0 | 0 | 1.0822e-06 | 1.8395e-05 | 0 | 1.8395e-05 | 1.9424e-05 | 0 | 1.9424e-05 | 1.8367e-05 | 0 | 1.8367e-05 | 1.7492e-05 | 0 | 1.7492e-05
[79 empty] | WLDFR | HFTD - Distribution - Tier 2 - 3QU CoRE ¦ 5QU LoRE | Non-Red Flag Warning - Destructive Fires | 2028 | 2.0149e-09 | 2.1275e-09 | 2.0118e-09 | 1.916e-09 | 9534.9221 | 247.273 | 9287.6491 | 0 | 0 | 0 | 0 | 0 | 1.0822e-06 | 1.9212e-05 | 0 | 1.9212e-05 | 2.0286e-05 | 0 | 2.0286e-05 | 1.9182e-05 | 0 | 1.9182e-05 | 1.8269e-05 | 0 | 1.8269e-05
[79 empty] | WLDFR | HFTD - Distribution - Tier 2 - 3QU CoRE ¦ 5QU LoRE | Non-Red Flag Warning - Destructive Fires | 2029 | 2.0149e-09 | 2.1275e-09 | 2.0118e-09 | 1.916e-09 | 9534.9221 | 247.273 | 9287.6491 | 0 | 0 | 0 | 0 | 0 | 1.0822e-06 | 1.9212e-05 | 0 | 1.9212e-05 | 2.0286e-05 | 0 | 2.0286e-05 | 1.9182e-05 | 0 | 1.9182e-05 | 1.8269e-05 | 0 | 1.8269e-05
[79 empty] | WLDFR | HFTD - Distribution - Tier 2 - 3QU CoRE ¦ 5QU LoRE | Non-Red Flag Warning - Destructive Fires | 2030 | 2.0149e-09 | 2.1275e-09 | 2.0118e-09 | 1.916e-09 | 9534.9221 | 247.273 | 9287.6491 | 0 | 0 | 0 | 0 | 0 | 1.0822e-06 | 1.9212e-05 | 0 | 1.9212e-05 | 2.0286e-05 | 0 | 2.0286e-05 | 1.9182e-05 | 0 | 1.9182e-05 | 1.8269e-05 | 0 | 1.8269e-05
[79 empty] | WLDFR | HFTD - Distribution - Tier 2 - 3QU CoRE ¦ 5QU LoRE | Non-Red Flag Warning - Destructive Fires | 2031 | 2.0149e-09 | 2.1275e-09 | 2.0118e-09 | 1.916e-09 | 9534.9221 | 247.273 | 9287.6491 | 0 | 0 | 0 | 0 | 0 | 1.0822e-06 | 1.9212e-05 | 0 | 1.9212e-05 | 2.0286e-05 | 0 | 2.0286e-05 | 1.9182e-05 | 0 | 1.9182e-05 | 1.8269e-05 | 0 | 1.8269e-05
[79 empty] | WLDFR | HFTD - Distribution - Tier 2 - 3QU CoRE ¦ 5QU LoRE | Non-Red Flag Warning - Destructive Fires | 2032 | 2.0149e-09 | 2.1275e-09 | 2.0118e-09 | 1.916e-09 | 9534.9221 | 247.273 | 9287.6491 | 0 | 0 | 0 | 0 | 0 | 1.0822e-06 | 1.9212e-05 | 0 | 1.9212e-05 | 2.0286e-05 | 0 | 2.0286e-05 | 1.9182e-05 | 0 | 1.9182e-05 | 1.8269e-05 | 0 | 1.8269e-05
[79 empty] | WLDFR | HFTD - Distribution - Tier 2 - 3QU CoRE ¦ 5QU LoRE | Non-Red Flag Warning - Destructive Fires | 2033 | 2.0149e-09 | 2.1275e-09 | 2.0118e-09 | 1.916e-09 | 9984.8474 | 263.1074 | 9721.74 | 0 | 0 | 0 | 0 | 0 | 1.0822e-06 | 2.0118e-05 | 0 | 2.0118e-05 | 2.1243e-05 | 0 | 2.1243e-05 | 2.0087e-05 | 0 | 2.0087e-05 | 1.9131e-05 | 0 | 1.9131e-05
[79 empty] | WLDFR | HFTD - Distribution - Tier 2 - 3QU CoRE ¦ 5QU LoRE | Non-Red Flag Warning - Destructive Fires | 2034 | 2.0149e-09 | 2.1275e-09 | 2.0118e-09 | 1.916e-09 | 9984.8474 | 263.1074 | 9721.74 | 0 | 0 | 0 | 0 | 0 | 1.0822e-06 | 2.0118e-05 | 0 | 2.0118e-05 | 2.1243e-05 | 0 | 2.1243e-05 | 2.0087e-05 | 0 | 2.0087e-05 | 1.9131e-05 | 0 | 1.9131e-05
[79 empty] | WLDFR | HFTD - Distribution - Tier 2 - 3QU CoRE ¦ 5QU LoRE | Non-Red Flag Warning - Destructive Fires | 2035 | 2.0149e-09 | 2.1275e-09 | 2.0118e-09 | 1.916e-09 | 9984.8474 | 263.1074 | 9721.74 | 0 | 0 | 0 | 0 | 0 | 1.0822e-06 | 2.0118e-05 | 0 | 2.0118e-05 | 2.1243e-05 | 0 | 2.1243e-05 | 2.0087e-05 | 0 | 2.0087e-05 | 1.9131e-05 | 0 | 1.9131e-05
[79 empty] | WLDFR | HFTD - Distribution - Tier 2 - 3QU CoRE ¦ 5QU LoRE | Non-Red Flag Warning - Destructive Fires | 2036 | 2.0149e-09 | 2.1275e-09 | 2.0118e-09 | 1.916e-09 | 9984.8474 | 263.1074 | 9721.74 | 0 | 0 | 0 | 0 | 0 | 1.0822e-06 | 2.0118e-05 | 0 | 2.0118e-05 | 2.1243e-05 | 0 | 2.1243e-05 | 2.0087e-05 | 0 | 2.0087e-05 | 1.9131e-05 | 0 | 1.9131e-05
[79 empty] | WLDFR | HFTD - Distribution - Tier 2 - 3QU CoRE ¦ 5QU LoRE | Non-Red Flag Warning - Destructive Fires | 2037 | 2.0149e-09 | 2.1275e-09 | 2.0118e-09 | 1.916e-09 | 9984.8474 | 263.1074 | 9721.74 | 0 | 0 | 0 | 0 | 0 | 1.0822e-06 | 2.0118e-05 | 0 | 2.0118e-05 | 2.1243e-05 | 0 | 2.1243e-05 | 2.0087e-05 | 0 | 2.0087e-05 | 1.9131e-05 | 0 | 1.9131e-05
[79 empty] | WLDFR | HFTD - Distribution - Tier 2 - 3QU CoRE ¦ 5QU LoRE | Non-Red Flag Warning - Destructive Fires | 2038 | 2.0149e-09 | 2.1275e-09 | 2.0118e-09 | 1.916e-09 | 10472.8261 | 280.5544 | 10192.2718 | 0 | 0 | 0 | 0 | 0 | 1.0822e-06 | 2.1101e-05 | 0 | 2.1101e-05 | 2.2281e-05 | 0 | 2.2281e-05 | 2.1069e-05 | 0 | 2.1069e-05 | 2.0066e-05 | 0 | 2.0066e-05
[79 empty] | WLDFR | HFTD - Distribution - Tier 2 - 3QU CoRE ¦ 5QU LoRE | Non-Red Flag Warning - Destructive Fires | 2039 | 2.0149e-09 | 2.1275e-09 | 2.0118e-09 | 1.916e-09 | 10472.8261 | 280.5544 | 10192.2718 | 0 | 0 | 0 | 0 | 0 | 1.0822e-06 | 2.1101e-05 | 0 | 2.1101e-05 | 2.2281e-05 | 0 | 2.2281e-05 | 2.1069e-05 | 0 | 2.1069e-05 | 2.0066e-05 | 0 | 2.0066e-05
[79 empty] | WLDFR | HFTD - Distribution - Tier 2 - 3QU CoRE ¦ 5QU LoRE | Non-Red Flag Warning - Destructive Fires | 2040 | 2.0149e-09 | 2.1275e-09 | 2.0118e-09 | 1.916e-09 | 10472.8261 | 280.5544 | 10192.2718 | 0 | 0 | 0 | 0 | 0 | 1.0822e-06 | 2.1101e-05 | 0 | 2.1101e-05 | 2.2281e-05 | 0 | 2.2281e-05 | 2.1069e-05 | 0 | 2.1069e-05 | 2.0066e-05 | 0 | 2.0066e-05
[79 empty] | WLDFR | HFTD - Distribution - Tier 2 - 3QU CoRE ¦ 5QU LoRE | Non-Red Flag Warning - Destructive Fires | 2041 | 2.0149e-09 | 2.1275e-09 | 2.0118e-09 | 1.916e-09 | 10472.8261 | 280.5544 | 10192.2718 | 0 | 0 | 0 | 0 | 0 | 1.0822e-06 | 2.1101e-05 | 0 | 2.1101e-05 | 2.2281e-05 | 0 | 2.2281e-05 | 2.1069e-05 | 0 | 2.1069e-05 | 2.0066e-05 | 0 | 2.0066e-05
[79 empty] | WLDFR | HFTD - Distribution - Tier 2 - 3QU CoRE ¦ 5QU LoRE | Non-Red Flag Warning - Destructive Fires | 2042 | 2.0149e-09 | 2.1275e-09 | 2.0118e-09 | 1.916e-09 | 10472.8261 | 280.5544 | 10192.2718 | 0 | 0 | 0 | 0 | 0 | 1.0822e-06 | 2.1101e-05 | 0 | 2.1101e-05 | 2.2281e-05 | 0 | 2.2281e-05 | 2.1069e-05 | 0 | 2.1069e-05 | 2.0066e-05 | 0 | 2.0066e-05
[79 empty] | WLDFR | HFTD - Distribution - Tier 2 - 3QU CoRE ¦ 5QU LoRE | Non-Red Flag Warning - Destructive Fires | 2043 | 2.0149e-09 | 2.1275e-09 | 2.0118e-09 | 1.916e-09 | 10992.1562 | 299.42 | 10692.7362 | 0 | 0 | 0 | 0 | 0 | 1.0822e-06 | 2.2148e-05 | 0 | 2.2148e-05 | 2.3386e-05 | 0 | 2.3386e-05 | 2.2114e-05 | 0 | 2.2114e-05 | 2.1061e-05 | 0 | 2.1061e-05
[79 empty] | WLDFR | HFTD - Distribution - Tier 2 - 3QU CoRE ¦ 5QU LoRE | Non-Red Flag Warning - Destructive Fires | 2044 | 2.0149e-09 | 2.1275e-09 | 2.0118e-09 | 1.916e-09 | 10992.1562 | 299.42 | 10692.7362 | 0 | 0 | 0 | 0 | 0 | 1.0822e-06 | 2.2148e-05 | 0 | 2.2148e-05 | 2.3386e-05 | 0 | 2.3386e-05 | 2.2114e-05 | 0 | 2.2114e-05 | 2.1061e-05 | 0 | 2.1061e-05
[79 empty] | WLDFR | HFTD - Distribution - Tier 2 - 3QU CoRE ¦ 5QU LoRE | Non-Red Flag Warning - Destructive Fires | 2045 | 2.0149e-09 | 2.1275e-09 | 2.0118e-09 | 1.916e-09 | 10992.1562 | 299.42 | 10692.7362 | 0 | 0 | 0 | 0 | 0 | 1.0822e-06 | 2.2148e-05 | 0 | 2.2148e-05 | 2.3386e-05 | 0 | 2.3386e-05 | 2.2114e-05 | 0 | 2.2114e-05 | 2.1061e-05 | 0 | 2.1061e-05
[79 empty] | WLDFR | HFTD - Distribution - Tier 2 - 3QU CoRE ¦ 5QU LoRE | Non-Red Flag Warning - Destructive Fires | 2046 | 2.0149e-09 | 2.1275e-09 | 2.0118e-09 | 1.916e-09 | 10992.1562 | 299.42 | 10692.7362 | 0 | 0 | 0 | 0 | 0 | 1.0822e-06 | 2.2148e-05 | 0 | 2.2148e-05 | 2.3386e-05 | 0 | 2.3386e-05 | 2.2114e-05 | 0 | 2.2114e-05 | 2.1061e-05 | 0 | 2.1061e-05
[79 empty] | WLDFR | HFTD - Distribution - Tier 2 - 3QU CoRE ¦ 5QU LoRE | Non-Red Flag Warning - Destructive Fires | 2047 | 2.0149e-09 | 2.1275e-09 | 2.0118e-09 | 1.916e-09 | 10992.1562 | 299.42 | 10692.7362 | 0 | 0 | 0 | 0 | 0 | 1.0822e-06 | 2.2148e-05 | 0 | 2.2148e-05 | 2.3386e-05 | 0 | 2.3386e-05 | 2.2114e-05 | 0 | 2.2114e-05 | 2.1061e-05 | 0 | 2.1061e-05
[79 empty] | WLDFR | HFTD - Distribution - Tier 2 - 3QU CoRE ¦ 5QU LoRE | Non-Red Flag Warning - Destructive Fires | 2048 | 2.0149e-09 | 2.1275e-09 | 2.0118e-09 | 1.916e-09 | 11536.0538 | 319.4911 | 11216.5626 | 0 | 0 | 0 | 0 | 0 | 1.0822e-06 | 2.3244e-05 | 0 | 2.3244e-05 | 2.4543e-05 | 0 | 2.4543e-05 | 2.3208e-05 | 0 | 2.3208e-05 | 2.2103e-05 | 0 | 2.2103e-05
[79 empty] | WLDFR | HFTD - Distribution - Tier 2 - 3QU CoRE ¦ 5QU LoRE | Non-Red Flag Warning - Destructive Fires | 2049 | 2.0149e-09 | 2.1275e-09 | 2.0118e-09 | 1.916e-09 | 11536.0538 | 319.4911 | 11216.5626 | 0 | 0 | 0 | 0 | 0 | 1.0822e-06 | 2.3244e-05 | 0 | 2.3244e-05 | 2.4543e-05 | 0 | 2.4543e-05 | 2.3208e-05 | 0 | 2.3208e-05 | 2.2103e-05 | 0 | 2.2103e-05
[79 empty] | WLDFR | HFTD - Distribution - Tier 2 - 3QU CoRE ¦ 5QU LoRE | Non-Red Flag Warning - Destructive Fires | 2050 | 0 | 2.1275e-09 | 2.0118e-09 | 1.916e-09 | 11536.0538 | 319.4911 | 11216.5626 | 0 | 0 | 0 | 0 | 0 | 1.0822e-06 | 0 | 0 | 0 | 2.4543e-05 | 0 | 2.4543e-05 | 2.3208e-05 | 0 | 2.3208e-05 | 2.2103e-05 | 0 | 2.2103e-05
[79 empty] | WLDFR | HFTD - Distribution - Tier 2 - 3QU CoRE ¦ 5QU LoRE | Non-Red Flag Warning - Destructive Fires | 2051 | 0 | 0 | 2.0118e-09 | 1.916e-09 | 11536.0538 | 319.4911 | 11216.5626 | 0 | 0 | 0 | 0 | 0 | 1.0822e-06 | 0 | 0 | 0 | 0 | 0 | 0 | 2.3208e-05 | 0 | 2.3208e-05 | 2.2103e-05 | 0 | 2.2103e-05
[79 empty] | WLDFR | HFTD - Distribution - Tier 2 - 3QU CoRE ¦ 5QU LoRE | Non-Red Flag Warning - Destructive Fires | 2052 | 0 | 0 | 0 | 1.916e-09 | 11536.0538 | 319.4911 | 11216.5626 | 0 | 0 | 0 | 0 | 0 | 1.0822e-06 | 0 | 0 | 0 | 0 | 0 | 0 | 0 | 0 | 0 | 2.2103e-05 | 0 | 2.2103e-05
[79 empty] | WLDFR | HFTD - Distribution - Tier 2 - 3QU CoRE ¦ 5QU LoRE | Non-Red Flag Warning - Large Fires | 2020 | 7.3137e-08 | 0 | 0 | 0 | 5.2406 | 0.69642 | 2.942 | 1.6022 | 0 | 0 | 0 | 0 | 1.6751e-05 | 3.8328e-07 | 0 | 3.8328e-07 | 0 | 0 | 0 | 0 | 0 | 0 | 0 | 0 | 0
[79 empty] | WLDFR | HFTD - Distribution - Tier 2 - 3QU CoRE ¦ 5QU LoRE | Non-Red Flag Warning - Large Fires | 2021 | 3.8223e-08 | 7.7226e-08 | 0 | 0 | 5.2406 | 0.69642 | 2.942 | 1.6022 | 0 | 0 | 0 | 0 | 1.6751e-05 | 2.0031e-07 | 0 | 2.0031e-07 | 4.0471e-07 | 0 | 4.0471e-07 | 0 | 0 | 0 | 0 | 0 | 0
[79 empty] | WLDFR | HFTD - Distribution - Tier 2 - 3QU CoRE ¦ 5QU LoRE | Non-Red Flag Warning - Large Fires | 2022 | 3.8285e-08 | 4.0426e-08 | 7.316e-08 | 0 | 5.2406 | 0.69642 | 2.942 | 1.6022 | 0 | 0 | 0 | 0 | 1.6566e-05 | 2.0064e-07 | 0 | 2.0064e-07 | 2.1185e-07 | 0 | 2.1185e-07 | 3.834e-07 | 0 | 3.834e-07 | 0 | 0 | 0
[79 empty] | WLDFR | HFTD - Distribution - Tier 2 - 3QU CoRE ¦ 5QU LoRE | Non-Red Flag Warning - Large Fires | 2023 | 3.8285e-08 | 4.0426e-08 | 3.8226e-08 | 6.9677e-08 | 5.475 | 0.71896 | 3.0715 | 1.6846 | 0 | 0 | 0 | 0 | 1.6566e-05 | 2.0961e-07 | 0 | 2.0961e-07 | 2.2133e-07 | 0 | 2.2133e-07 | 2.0929e-07 | 0 | 2.0929e-07 | 3.8148e-07 | 0 | 3.8148e-07
[79 empty] | WLDFR | HFTD - Distribution - Tier 2 - 3QU CoRE ¦ 5QU LoRE | Non-Red Flag Warning - Large Fires | 2024 | 3.8285e-08 | 4.0426e-08 | 3.8226e-08 | 3.6406e-08 | 5.475 | 0.71896 | 3.0715 | 1.6846 | 0 | 0 | 0 | 0 | 1.6566e-05 | 2.0961e-07 | 0 | 2.0961e-07 | 2.2133e-07 | 0 | 2.2133e-07 | 2.0929e-07 | 0 | 2.0929e-07 | 1.9932e-07 | 0 | 1.9932e-07
[79 empty] | WLDFR | HFTD - Distribution - Tier 2 - 3QU CoRE ¦ 5QU LoRE | Non-Red Flag Warning - Large Fires | 2025 | 3.8285e-08 | 4.0426e-08 | 3.8226e-08 | 3.6406e-08 | 5.475 | 0.71896 | 3.0715 | 1.6846 | 0 | 0 | 0 | 0 | 1.6566e-05 | 2.0961e-07 | 0 | 2.0961e-07 | 2.2133e-07 | 0 | 2.2133e-07 | 2.0929e-07 | 0 | 2.0929e-07 | 1.9932e-07 | 0 | 1.9932e-07
[79 empty] | WLDFR | HFTD - Distribution - Tier 2 - 3QU CoRE ¦ 5QU LoRE | Non-Red Flag Warning - Large Fires | 2026 | 3.8285e-08 | 4.0426e-08 | 3.8226e-08 | 3.6406e-08 | 5.475 | 0.71896 | 3.0715 | 1.6846 | 0 | 0 | 0 | 0 | 1.6566e-05 | 2.0961e-07 | 0 | 2.0961e-07 | 2.2133e-07 | 0 | 2.2133e-07 | 2.0929e-07 | 0 | 2.0929e-07 | 1.9932e-07 | 0 | 1.9932e-07
[79 empty] | WLDFR | HFTD - Distribution - Tier 2 - 3QU CoRE ¦ 5QU LoRE | Non-Red Flag Warning - Large Fires | 2027 | 3.8285e-08 | 4.0426e-08 | 3.8226e-08 | 3.6406e-08 | 5.475 | 0.71896 | 3.0715 | 1.6846 | 0 | 0 | 0 | 0 | 1.6566e-05 | 2.0961e-07 | 0 | 2.0961e-07 | 2.2133e-07 | 0 | 2.2133e-07 | 2.0929e-07 | 0 | 2.0929e-07 | 1.9932e-07 | 0 | 1.9932e-07
[79 empty] | WLDFR | HFTD - Distribution - Tier 2 - 3QU CoRE ¦ 5QU LoRE | Non-Red Flag Warning - Large Fires | 2028 | 3.8285e-08 | 4.0426e-08 | 3.8226e-08 | 3.6406e-08 | 5.777 | 0.74734 | 3.238 | 1.7917 | 0 | 0 | 0 | 0 | 1.6566e-05 | 2.2117e-07 | 0 | 2.2117e-07 | 2.3354e-07 | 0 | 2.3354e-07 | 2.2083e-07 | 0 | 2.2083e-07 | 2.1032e-07 | 0 | 2.1032e-07
[79 empty] | WLDFR | HFTD - Distribution - Tier 2 - 3QU CoRE ¦ 5QU LoRE | Non-Red Flag Warning - Large Fires | 2029 | 3.8285e-08 | 4.0426e-08 | 3.8226e-08 | 3.6406e-08 | 5.777 | 0.74734 | 3.238 | 1.7917 | 0 | 0 | 0 | 0 | 1.6566e-05 | 2.2117e-07 | 0 | 2.2117e-07 | 2.3354e-07 | 0 | 2.3354e-07 | 2.2083e-07 | 0 | 2.2083e-07 | 2.1032e-07 | 0 | 2.1032e-07
[79 empty] | WLDFR | HFTD - Distribution - Tier 2 - 3QU CoRE ¦ 5QU LoRE | Non-Red Flag Warning - Large Fires | 2030 | 3.8285e-08 | 4.0426e-08 | 3.8226e-08 | 3.6406e-08 | 5.777 | 0.74734 | 3.238 | 1.7917 | 0 | 0 | 0 | 0 | 1.6566e-05 | 2.2117e-07 | 0 | 2.2117e-07 | 2.3354e-07 | 0 | 2.3354e-07 | 2.2083e-07 | 0 | 2.2083e-07 | 2.1032e-07 | 0 | 2.1032e-07
[79 empty] | WLDFR | HFTD - Distribution - Tier 2 - 3QU CoRE ¦ 5QU LoRE | Non-Red Flag Warning - Large Fires | 2031 | 3.8285e-08 | 4.0426e-08 | 3.8226e-08 | 3.6406e-08 | 5.777 | 0.74734 | 3.238 | 1.7917 | 0 | 0 | 0 | 0 | 1.6566e-05 | 2.2117e-07 | 0 | 2.2117e-07 | 2.3354e-07 | 0 | 2.3354e-07 | 2.2083e-07 | 0 | 2.2083e-07 | 2.1032e-07 | 0 | 2.1032e-07
[79 empty] | WLDFR | HFTD - Distribution - Tier 2 - 3QU CoRE ¦ 5QU LoRE | Non-Red Flag Warning - Large Fires | 2032 | 3.8285e-08 | 4.0426e-08 | 3.8226e-08 | 3.6406e-08 | 5.777 | 0.74734 | 3.238 | 1.7917 | 0 | 0 | 0 | 0 | 1.6566e-05 | 2.2117e-07 | 0 | 2.2117e-07 | 2.3354e-07 | 0 | 2.3354e-07 | 2.2083e-07 | 0 | 2.2083e-07 | 2.1032e-07 | 0 | 2.1032e-07
[79 empty] | WLDFR | HFTD - Distribution - Tier 2 - 3QU CoRE ¦ 5QU LoRE | Non-Red Flag Warning - Large Fires | 2033 | 3.8285e-08 | 4.0426e-08 | 3.8226e-08 | 3.6406e-08 | 6.1205 | 0.77885 | 3.4265 | 1.9151 | 0 | 0 | 0 | 0 | 1.6566e-05 | 2.3432e-07 | 0 | 2.3432e-07 | 2.4743e-07 | 0 | 2.4743e-07 | 2.3396e-07 | 0 | 2.3396e-07 | 2.2282e-07 | 0 | 2.2282e-07
[79 empty] | WLDFR | HFTD - Distribution - Tier 2 - 3QU CoRE ¦ 5QU LoRE | Non-Red Flag Warning - Large Fires | 2034 | 3.8285e-08 | 4.0426e-08 | 3.8226e-08 | 3.6406e-08 | 6.1205 | 0.77885 | 3.4265 | 1.9151 | 0 | 0 | 0 | 0 | 1.6566e-05 | 2.3432e-07 | 0 | 2.3432e-07 | 2.4743e-07 | 0 | 2.4743e-07 | 2.3396e-07 | 0 | 2.3396e-07 | 2.2282e-07 | 0 | 2.2282e-07
[79 empty] | WLDFR | HFTD - Distribution - Tier 2 - 3QU CoRE ¦ 5QU LoRE | Non-Red Flag Warning - Large Fires | 2035 | 3.8285e-08 | 4.0426e-08 | 3.8226e-08 | 3.6406e-08 | 6.1205 | 0.77885 | 3.4265 | 1.9151 | 0 | 0 | 0 | 0 | 1.6566e-05 | 2.3432e-07 | 0 | 2.3432e-07 | 2.4743e-07 | 0 | 2.4743e-07 | 2.3396e-07 | 0 | 2.3396e-07 | 2.2282e-07 | 0 | 2.2282e-07
[79 empty] | WLDFR | HFTD - Distribution - Tier 2 - 3QU CoRE ¦ 5QU LoRE | Non-Red Flag Warning - Large Fires | 2036 | 3.8285e-08 | 4.0426e-08 | 3.8226e-08 | 3.6406e-08 | 6.1205 | 0.77885 | 3.4265 | 1.9151 | 0 | 0 | 0 | 0 | 1.6566e-05 | 2.3432e-07 | 0 | 2.3432e-07 | 2.4743e-07 | 0 | 2.4743e-07 | 2.3396e-07 | 0 | 2.3396e-07 | 2.2282e-07 | 0 | 2.2282e-07
[79 empty] | WLDFR | HFTD - Distribution - Tier 2 - 3QU CoRE ¦ 5QU LoRE | Non-Red Flag Warning - Large Fires | 2037 | 3.8285e-08 | 4.0426e-08 | 3.8226e-08 | 3.6406e-08 | 6.1205 | 0.77885 | 3.4265 | 1.9151 | 0 | 0 | 0 | 0 | 1.6566e-05 | 2.3432e-07 | 0 | 2.3432e-07 | 2.4743e-07 | 0 | 2.4743e-07 | 2.3396e-07 | 0 | 2.3396e-07 | 2.2282e-07 | 0 | 2.2282e-07
[79 empty] | WLDFR | HFTD - Distribution - Tier 2 - 3QU CoRE ¦ 5QU LoRE | Non-Red Flag Warning - Large Fires | 2038 | 3.8285e-08 | 4.0426e-08 | 3.8226e-08 | 3.6406e-08 | 6.5028 | 0.81304 | 3.6355 | 2.0543 | 0 | 0 | 0 | 0 | 1.6566e-05 | 2.4896e-07 | 0 | 2.4896e-07 | 2.6288e-07 | 0 | 2.6288e-07 | 2.4858e-07 | 0 | 2.4858e-07 | 2.3674e-07 | 0 | 2.3674e-07
[79 empty] | WLDFR | HFTD - Distribution - Tier 2 - 3QU CoRE ¦ 5QU LoRE | Non-Red Flag Warning - Large Fires | 2039 | 3.8285e-08 | 4.0426e-08 | 3.8226e-08 | 3.6406e-08 | 6.5028 | 0.81304 | 3.6355 | 2.0543 | 0 | 0 | 0 | 0 | 1.6566e-05 | 2.4896e-07 | 0 | 2.4896e-07 | 2.6288e-07 | 0 | 2.6288e-07 | 2.4858e-07 | 0 | 2.4858e-07 | 2.3674e-07 | 0 | 2.3674e-07
[79 empty] | WLDFR | HFTD - Distribution - Tier 2 - 3QU CoRE ¦ 5QU LoRE | Non-Red Flag Warning - Large Fires | 2040 | 3.8285e-08 | 4.0426e-08 | 3.8226e-08 | 3.6406e-08 | 6.5028 | 0.81304 | 3.6355 | 2.0543 | 0 | 0 | 0 | 0 | 1.6566e-05 | 2.4896e-07 | 0 | 2.4896e-07 | 2.6288e-07 | 0 | 2.6288e-07 | 2.4858e-07 | 0 | 2.4858e-07 | 2.3674e-07 | 0 | 2.3674e-07
[79 empty] | WLDFR | HFTD - Distribution - Tier 2 - 3QU CoRE ¦ 5QU LoRE | Non-Red Flag Warning - Large Fires | 2041 | 3.8285e-08 | 4.0426e-08 | 3.8226e-08 | 3.6406e-08 | 6.5028 | 0.81304 | 3.6355 | 2.0543 | 0 | 0 | 0 | 0 | 1.6566e-05 | 2.4896e-07 | 0 | 2.4896e-07 | 2.6288e-07 | 0 | 2.6288e-07 | 2.4858e-07 | 0 | 2.4858e-07 | 2.3674e-07 | 0 | 2.3674e-07
[79 empty] | WLDFR | HFTD - Distribution - Tier 2 - 3QU CoRE ¦ 5QU LoRE | Non-Red Flag Warning - Large Fires | 2042 | 3.8285e-08 | 4.0426e-08 | 3.8226e-08 | 3.6406e-08 | 6.5028 | 0.81304 | 3.6355 | 2.0543 | 0 | 0 | 0 | 0 | 1.6566e-05 | 2.4896e-07 | 0 | 2.4896e-07 | 2.6288e-07 | 0 | 2.6288e-07 | 2.4858e-07 | 0 | 2.4858e-07 | 2.3674e-07 | 0 | 2.3674e-07
[79 empty] | WLDFR | HFTD - Distribution - Tier 2 - 3QU CoRE ¦ 5QU LoRE | Non-Red Flag Warning - Large Fires | 2043 | 3.8285e-08 | 4.0426e-08 | 3.8226e-08 | 3.6406e-08 | 6.9209 | 0.84944 | 3.8632 | 2.2083 | 0 | 0 | 0 | 0 | 1.6566e-05 | 2.6497e-07 | 0 | 2.6497e-07 | 2.7978e-07 | 0 | 2.7978e-07 | 2.6456e-07 | 0 | 2.6456e-07 | 2.5196e-07 | 0 | 2.5196e-07
[79 empty] | WLDFR | HFTD - Distribution - Tier 2 - 3QU CoRE ¦ 5QU LoRE | Non-Red Flag Warning - Large Fires | 2044 | 3.8285e-08 | 4.0426e-08 | 3.8226e-08 | 3.6406e-08 | 6.9209 | 0.84944 | 3.8632 | 2.2083 | 0 | 0 | 0 | 0 | 1.6566e-05 | 2.6497e-07 | 0 | 2.6497e-07 | 2.7978e-07 | 0 | 2.7978e-07 | 2.6456e-07 | 0 | 2.6456e-07 | 2.5196e-07 | 0 | 2.5196e-07
[79 empty] | WLDFR | HFTD - Distribution - Tier 2 - 3QU CoRE ¦ 5QU LoRE | Non-Red Flag Warning - Large Fires | 2045 | 3.8285e-08 | 4.0426e-08 | 3.8226e-08 | 3.6406e-08 | 6.9209 | 0.84944 | 3.8632 | 2.2083 | 0 | 0 | 0 | 0 | 1.6566e-05 | 2.6497e-07 | 0 | 2.6497e-07 | 2.7978e-07 | 0 | 2.7978e-07 | 2.6456e-07 | 0 | 2.6456e-07 | 2.5196e-07 | 0 | 2.5196e-07
[79 empty] | WLDFR | HFTD - Distribution - Tier 2 - 3QU CoRE ¦ 5QU LoRE | Non-Red Flag Warning - Large Fires | 2046 | 3.8285e-08 | 4.0426e-08 | 3.8226e-08 | 3.6406e-08 | 6.9209 | 0.84944 | 3.8632 | 2.2083 | 0 | 0 | 0 | 0 | 1.6566e-05 | 2.6497e-07 | 0 | 2.6497e-07 | 2.7978e-07 | 0 | 2.7978e-07 | 2.6456e-07 | 0 | 2.6456e-07 | 2.5196e-07 | 0 | 2.5196e-07
[79 empty] | WLDFR | HFTD - Distribution - Tier 2 - 3QU CoRE ¦ 5QU LoRE | Non-Red Flag Warning - Large Fires | 2047 | 3.8285e-08 | 4.0426e-08 | 3.8226e-08 | 3.6406e-08 | 6.9209 | 0.84944 | 3.8632 | 2.2083 | 0 | 0 | 0 | 0 | 1.6566e-05 | 2.6497e-07 | 0 | 2.6497e-07 | 2.7978e-07 | 0 | 2.7978e-07 | 2.6456e-07 | 0 | 2.6456e-07 | 2.5196e-07 | 0 | 2.5196e-07
[79 empty] | WLDFR | HFTD - Distribution - Tier 2 - 3QU CoRE ¦ 5QU LoRE | Non-Red Flag Warning - Large Fires | 2048 | 3.8285e-08 | 4.0426e-08 | 3.8226e-08 | 3.6406e-08 | 7.3713 | 0.88759 | 4.1075 | 2.3763 | 0 | 0 | 0 | 0 | 1.6566e-05 | 2.8221e-07 | 0 | 2.8221e-07 | 2.9799e-07 | 0 | 2.9799e-07 | 2.8178e-07 | 0 | 2.8178e-07 | 2.6836e-07 | 0 | 2.6836e-07
[79 empty] | WLDFR | HFTD - Distribution - Tier 2 - 3QU CoRE ¦ 5QU LoRE | Non-Red Flag Warning - Large Fires | 2049 | 3.8285e-08 | 4.0426e-08 | 3.8226e-08 | 3.6406e-08 | 7.3713 | 0.88759 | 4.1075 | 2.3763 | 0 | 0 | 0 | 0 | 1.6566e-05 | 2.8221e-07 | 0 | 2.8221e-07 | 2.9799e-07 | 0 | 2.9799e-07 | 2.8178e-07 | 0 | 2.8178e-07 | 2.6836e-07 | 0 | 2.6836e-07
[79 empty] | WLDFR | HFTD - Distribution - Tier 2 - 3QU CoRE ¦ 5QU LoRE | Non-Red Flag Warning - Large Fires | 2050 | 0 | 4.0426e-08 | 3.8226e-08 | 3.6406e-08 | 7.3713 | 0.88759 | 4.1075 | 2.3763 | 0 | 0 | 0 | 0 | 1.6566e-05 | 0 | 0 | 0 | 2.9799e-07 | 0 | 2.9799e-07 | 2.8178e-07 | 0 | 2.8178e-07 | 2.6836e-07 | 0 | 2.6836e-07
[79 empty] | WLDFR | HFTD - Distribution - Tier 2 - 3QU CoRE ¦ 5QU LoRE | Non-Red Flag Warning - Large Fires | 2051 | 0 | 0 | 3.8226e-08 | 3.6406e-08 | 7.3713 | 0.88759 | 4.1075 | 2.3763 | 0 | 0 | 0 | 0 | 1.6566e-05 | 0 | 0 | 0 | 0 | 0 | 0 | 2.8178e-07 | 0 | 2.8178e-07 | 2.6836e-07 | 0 | 2.6836e-07
[79 empty] | WLDFR | HFTD - Distribution - Tier 2 - 3QU CoRE ¦ 5QU LoRE | Non-Red Flag Warning - Large Fires | 2052 | 0 | 0 | 0 | 3.6406e-08 | 7.3713 | 0.88759 | 4.1075 | 2.3763 | 0 | 0 | 0 | 0 | 1.6566e-05 | 0 | 0 | 0 | 0 | 0 | 0 | 0 | 0 | 0 | 2.6836e-07 | 0 | 2.6836e-07
[79 empty] | WLDFR | HFTD - Distribution - Tier 2 - 3QU CoRE ¦ 5QU LoRE | Non-Red Flag Warning - Small Fires | 2020 | 1.2149e-05 | 0 | 0 | 0 | 0.077901 | 0.036425 | 0.0015809 | 0.039895 | 0 | 0 | 0 | 0 | 0.0022266 | 9.4643e-07 | 0 | 9.4643e-07 | 0 | 0 | 0 | 0 | 0 | 0 | 0 | 0 | 0
[79 empty] | WLDFR | HFTD - Distribution - Tier 2 - 3QU CoRE ¦ 5QU LoRE | Non-Red Flag Warning - Small Fires | 2021 | 6.4858e-06 | 1.2829e-05 | 0 | 0 | 0.077901 | 0.036425 | 0.0015809 | 0.039895 | 0 | 0 | 0 | 0 | 0.0022266 | 5.0525e-07 | 0 | 5.0525e-07 | 9.9935e-07 | 0 | 9.9935e-07 | 0 | 0 | 0 | 0 | 0 | 0
[79 empty] | WLDFR | HFTD - Distribution - Tier 2 - 3QU CoRE ¦ 5QU LoRE | Non-Red Flag Warning - Small Fires | 2022 | 6.514e-06 | 6.8782e-06 | 1.2188e-05 | 0 | 0.077901 | 0.036425 | 0.0015809 | 0.039895 | 0 | 0 | 0 | 0 | 0.0021972 | 5.0744e-07 | 0 | 5.0744e-07 | 5.3581e-07 | 0 | 5.3581e-07 | 9.4944e-07 | 0 | 9.4944e-07 | 0 | 0 | 0
[79 empty] | WLDFR | HFTD - Distribution - Tier 2 - 3QU CoRE ¦ 5QU LoRE | Non-Red Flag Warning - Small Fires | 2023 | 6.514e-06 | 6.8782e-06 | 6.504e-06 | 1.1607e-05 | 0.080408 | 0.03759 | 0.0016314 | 0.041187 | 0 | 0 | 0 | 0 | 0.0021972 | 5.2378e-07 | 0 | 5.2378e-07 | 5.5306e-07 | 0 | 5.5306e-07 | 5.2297e-07 | 0 | 5.2297e-07 | 9.3333e-07 | 0 | 9.3333e-07
[79 empty] | WLDFR | HFTD - Distribution - Tier 2 - 3QU CoRE ¦ 5QU LoRE | Non-Red Flag Warning - Small Fires | 2024 | 6.514e-06 | 6.8782e-06 | 6.504e-06 | 6.1943e-06 | 0.080408 | 0.03759 | 0.0016314 | 0.041187 | 0 | 0 | 0 | 0 | 0.0021972 | 5.2378e-07 | 0 | 5.2378e-07 | 5.5306e-07 | 0 | 5.5306e-07 | 5.2297e-07 | 0 | 5.2297e-07 | 4.9807e-07 | 0 | 4.9807e-07
[79 empty] | WLDFR | HFTD - Distribution - Tier 2 - 3QU CoRE ¦ 5QU LoRE | Non-Red Flag Warning - Small Fires | 2025 | 6.514e-06 | 6.8782e-06 | 6.504e-06 | 6.1943e-06 | 0.080408 | 0.03759 | 0.0016314 | 0.041187 | 0 | 0 | 0 | 0 | 0.0021972 | 5.2378e-07 | 0 | 5.2378e-07 | 5.5306e-07 | 0 | 5.5306e-07 | 5.2297e-07 | 0 | 5.2297e-07 | 4.9807e-07 | 0 | 4.9807e-07
[79 empty] | WLDFR | HFTD - Distribution - Tier 2 - 3QU CoRE ¦ 5QU LoRE | Non-Red Flag Warning - Small Fires | 2026 | 6.514e-06 | 6.8782e-06 | 6.504e-06 | 6.1943e-06 | 0.080408 | 0.03759 | 0.0016314 | 0.041187 | 0 | 0 | 0 | 0 | 0.0021972 | 5.2378e-07 | 0 | 5.2378e-07 | 5.5306e-07 | 0 | 5.5306e-07 | 5.2297e-07 | 0 | 5.2297e-07 | 4.9807e-07 | 0 | 4.9807e-07
[79 empty] | WLDFR | HFTD - Distribution - Tier 2 - 3QU CoRE ¦ 5QU LoRE | Non-Red Flag Warning - Small Fires | 2027 | 6.514e-06 | 6.8782e-06 | 6.504e-06 | 6.1943e-06 | 0.080408 | 0.03759 | 0.0016314 | 0.041187 | 0 | 0 | 0 | 0 | 0.0021972 | 5.2378e-07 | 0 | 5.2378e-07 | 5.5306e-07 | 0 | 5.5306e-07 | 5.2297e-07 | 0 | 5.2297e-07 | 4.9807e-07 | 0 | 4.9807e-07
[79 empty] | WLDFR | HFTD - Distribution - Tier 2 - 3QU CoRE ¦ 5QU LoRE | Non-Red Flag Warning - Small Fires | 2028 | 6.514e-06 | 6.8782e-06 | 6.504e-06 | 6.1943e-06 | 0.083606 | 0.039055 | 0.001695 | 0.042856 | 0 | 0 | 0 | 0 | 0.0021972 | 5.4461e-07 | 0 | 5.4461e-07 | 5.7506e-07 | 0 | 5.7506e-07 | 5.4377e-07 | 0 | 5.4377e-07 | 5.1788e-07 | 0 | 5.1788e-07
[79 empty] | WLDFR | HFTD - Distribution - Tier 2 - 3QU CoRE ¦ 5QU LoRE | Non-Red Flag Warning - Small Fires | 2029 | 6.514e-06 | 6.8782e-06 | 6.504e-06 | 6.1943e-06 | 0.083606 | 0.039055 | 0.001695 | 0.042856 | 0 | 0 | 0 | 0 | 0.0021972 | 5.4461e-07 | 0 | 5.4461e-07 | 5.7506e-07 | 0 | 5.7506e-07 | 5.4377e-07 | 0 | 5.4377e-07 | 5.1788e-07 | 0 | 5.1788e-07
[79 empty] | WLDFR | HFTD - Distribution - Tier 2 - 3QU CoRE ¦ 5QU LoRE | Non-Red Flag Warning - Small Fires | 2030 | 6.514e-06 | 6.8782e-06 | 6.504e-06 | 6.1943e-06 | 0.083606 | 0.039055 | 0.001695 | 0.042856 | 0 | 0 | 0 | 0 | 0.0021972 | 5.4461e-07 | 0 | 5.4461e-07 | 5.7506e-07 | 0 | 5.7506e-07 | 5.4377e-07 | 0 | 5.4377e-07 | 5.1788e-07 | 0 | 5.1788e-07
[79 empty] | WLDFR | HFTD - Distribution - Tier 2 - 3QU CoRE ¦ 5QU LoRE | Non-Red Flag Warning - Small Fires | 2031 | 6.514e-06 | 6.8782e-06 | 6.504e-06 | 6.1943e-06 | 0.083606 | 0.039055 | 0.001695 | 0.042856 | 0 | 0 | 0 | 0 | 0.0021972 | 5.4461e-07 | 0 | 5.4461e-07 | 5.7506e-07 | 0 | 5.7506e-07 | 5.4377e-07 | 0 | 5.4377e-07 | 5.1788e-07 | 0 | 5.1788e-07
[79 empty] | WLDFR | HFTD - Distribution - Tier 2 - 3QU CoRE ¦ 5QU LoRE | Non-Red Flag Warning - Small Fires | 2032 | 6.514e-06 | 6.8782e-06 | 6.504e-06 | 6.1943e-06 | 0.083606 | 0.039055 | 0.001695 | 0.042856 | 0 | 0 | 0 | 0 | 0.0021972 | 5.4461e-07 | 0 | 5.4461e-07 | 5.7506e-07 | 0 | 5.7506e-07 | 5.4377e-07 | 0 | 5.4377e-07 | 5.1788e-07 | 0 | 5.1788e-07
[79 empty] | WLDFR | HFTD - Distribution - Tier 2 - 3QU CoRE ¦ 5QU LoRE | Non-Red Flag Warning - Small Fires | 2033 | 6.514e-06 | 6.8782e-06 | 6.504e-06 | 6.1943e-06 | 0.087211 | 0.040679 | 0.0017655 | 0.044766 | 0 | 0 | 0 | 0 | 0.0021972 | 5.6809e-07 | 0 | 5.6809e-07 | 5.9985e-07 | 0 | 5.9985e-07 | 5.6722e-07 | 0 | 5.6722e-07 | 5.4021e-07 | 0 | 5.4021e-07
[79 empty] | WLDFR | HFTD - Distribution - Tier 2 - 3QU CoRE ¦ 5QU LoRE | Non-Red Flag Warning - Small Fires | 2034 | 6.514e-06 | 6.8782e-06 | 6.504e-06 | 6.1943e-06 | 0.087211 | 0.040679 | 0.0017655 | 0.044766 | 0 | 0 | 0 | 0 | 0.0021972 | 5.6809e-07 | 0 | 5.6809e-07 | 5.9985e-07 | 0 | 5.9985e-07 | 5.6722e-07 | 0 | 5.6722e-07 | 5.4021e-07 | 0 | 5.4021e-07
[79 empty] | WLDFR | HFTD - Distribution - Tier 2 - 3QU CoRE ¦ 5QU LoRE | Non-Red Flag Warning - Small Fires | 2035 | 6.514e-06 | 6.8782e-06 | 6.504e-06 | 6.1943e-06 | 0.087211 | 0.040679 | 0.0017655 | 0.044766 | 0 | 0 | 0 | 0 | 0.0021972 | 5.6809e-07 | 0 | 5.6809e-07 | 5.9985e-07 | 0 | 5.9985e-07 | 5.6722e-07 | 0 | 5.6722e-07 | 5.4021e-07 | 0 | 5.4021e-07
[79 empty] | WLDFR | HFTD - Distribution - Tier 2 - 3QU CoRE ¦ 5QU LoRE | Non-Red Flag Warning - Small Fires | 2036 | 6.514e-06 | 6.8782e-06 | 6.504e-06 | 6.1943e-06 | 0.087211 | 0.040679 | 0.0017655 | 0.044766 | 0 | 0 | 0 | 0 | 0.0021972 | 5.6809e-07 | 0 | 5.6809e-07 | 5.9985e-07 | 0 | 5.9985e-07 | 5.6722e-07 | 0 | 5.6722e-07 | 5.4021e-07 | 0 | 5.4021e-07
[79 empty] | WLDFR | HFTD - Distribution - Tier 2 - 3QU CoRE ¦ 5QU LoRE | Non-Red Flag Warning - Small Fires | 2037 | 6.514e-06 | 6.8782e-06 | 6.504e-06 | 6.1943e-06 | 0.087211 | 0.040679 | 0.0017655 | 0.044766 | 0 | 0 | 0 | 0 | 0.0021972 | 5.6809e-07 | 0 | 5.6809e-07 | 5.9985e-07 | 0 | 5.9985e-07 | 5.6722e-07 | 0 | 5.6722e-07 | 5.4021e-07 | 0 | 5.4021e-07
[79 empty] | WLDFR | HFTD - Distribution - Tier 2 - 3QU CoRE ¦ 5QU LoRE | Non-Red Flag Warning - Small Fires | 2038 | 6.514e-06 | 6.8782e-06 | 6.504e-06 | 6.1943e-06 | 0.091184 | 0.042438 | 0.0018418 | 0.046905 | 0 | 0 | 0 | 0 | 0.0021972 | 5.9397e-07 | 0 | 5.9397e-07 | 6.2718e-07 | 0 | 6.2718e-07 | 5.9306e-07 | 0 | 5.9306e-07 | 5.6482e-07 | 0 | 5.6482e-07
[79 empty] | WLDFR | HFTD - Distribution - Tier 2 - 3QU CoRE ¦ 5QU LoRE | Non-Red Flag Warning - Small Fires | 2039 | 6.514e-06 | 6.8782e-06 | 6.504e-06 | 6.1943e-06 | 0.091184 | 0.042438 | 0.0018418 | 0.046905 | 0 | 0 | 0 | 0 | 0.0021972 | 5.9397e-07 | 0 | 5.9397e-07 | 6.2718e-07 | 0 | 6.2718e-07 | 5.9306e-07 | 0 | 5.9306e-07 | 5.6482e-07 | 0 | 5.6482e-07
[79 empty] | WLDFR | HFTD - Distribution - Tier 2 - 3QU CoRE ¦ 5QU LoRE | Non-Red Flag Warning - Small Fires | 2040 | 6.514e-06 | 6.8782e-06 | 6.504e-06 | 6.1943e-06 | 0.091184 | 0.042438 | 0.0018418 | 0.046905 | 0 | 0 | 0 | 0 | 0.0021972 | 5.9397e-07 | 0 | 5.9397e-07 | 6.2718e-07 | 0 | 6.2718e-07 | 5.9306e-07 | 0 | 5.9306e-07 | 5.6482e-07 | 0 | 5.6482e-07
[79 empty] | WLDFR | HFTD - Distribution - Tier 2 - 3QU CoRE ¦ 5QU LoRE | Non-Red Flag Warning - Small Fires | 2041 | 6.514e-06 | 6.8782e-06 | 6.504e-06 | 6.1943e-06 | 0.091184 | 0.042438 | 0.0018418 | 0.046905 | 0 | 0 | 0 | 0 | 0.0021972 | 5.9397e-07 | 0 | 5.9397e-07 | 6.2718e-07 | 0 | 6.2718e-07 | 5.9306e-07 | 0 | 5.9306e-07 | 5.6482e-07 | 0 | 5.6482e-07
[79 empty] | WLDFR | HFTD - Distribution - Tier 2 - 3QU CoRE ¦ 5QU LoRE | Non-Red Flag Warning - Small Fires | 2042 | 6.514e-06 | 6.8782e-06 | 6.504e-06 | 6.1943e-06 | 0.091184 | 0.042438 | 0.0018418 | 0.046905 | 0 | 0 | 0 | 0 | 0.0021972 | 5.9397e-07 | 0 | 5.9397e-07 | 6.2718e-07 | 0 | 6.2718e-07 | 5.9306e-07 | 0 | 5.9306e-07 | 5.6482e-07 | 0 | 5.6482e-07
[79 empty] | WLDFR | HFTD - Distribution - Tier 2 - 3QU CoRE ¦ 5QU LoRE | Non-Red Flag Warning - Small Fires | 2043 | 6.514e-06 | 6.8782e-06 | 6.504e-06 | 6.1943e-06 | 0.095486 | 0.044306 | 0.0019228 | 0.049257 | 0 | 0 | 0 | 0 | 0.0021972 | 6.2199e-07 | 0 | 6.2199e-07 | 6.5677e-07 | 0 | 6.5677e-07 | 6.2104e-07 | 0 | 6.2104e-07 | 5.9146e-07 | 0 | 5.9146e-07
[79 empty] | WLDFR | HFTD - Distribution - Tier 2 - 3QU CoRE ¦ 5QU LoRE | Non-Red Flag Warning - Small Fires | 2044 | 6.514e-06 | 6.8782e-06 | 6.504e-06 | 6.1943e-06 | 0.095486 | 0.044306 | 0.0019228 | 0.049257 | 0 | 0 | 0 | 0 | 0.0021972 | 6.2199e-07 | 0 | 6.2199e-07 | 6.5677e-07 | 0 | 6.5677e-07 | 6.2104e-07 | 0 | 6.2104e-07 | 5.9146e-07 | 0 | 5.9146e-07
[79 empty] | WLDFR | HFTD - Distribution - Tier 2 - 3QU CoRE ¦ 5QU LoRE | Non-Red Flag Warning - Small Fires | 2045 | 6.514e-06 | 6.8782e-06 | 6.504e-06 | 6.1943e-06 | 0.095486 | 0.044306 | 0.0019228 | 0.049257 | 0 | 0 | 0 | 0 | 0.0021972 | 6.2199e-07 | 0 | 6.2199e-07 | 6.5677e-07 | 0 | 6.5677e-07 | 6.2104e-07 | 0 | 6.2104e-07 | 5.9146e-07 | 0 | 5.9146e-07
[79 empty] | WLDFR | HFTD - Distribution - Tier 2 - 3QU CoRE ¦ 5QU LoRE | Non-Red Flag Warning - Small Fires | 2046 | 6.514e-06 | 6.8782e-06 | 6.504e-06 | 6.1943e-06 | 0.095486 | 0.044306 | 0.0019228 | 0.049257 | 0 | 0 | 0 | 0 | 0.0021972 | 6.2199e-07 | 0 | 6.2199e-07 | 6.5677e-07 | 0 | 6.5677e-07 | 6.2104e-07 | 0 | 6.2104e-07 | 5.9146e-07 | 0 | 5.9146e-07
[79 empty] | WLDFR | HFTD - Distribution - Tier 2 - 3QU CoRE ¦ 5QU LoRE | Non-Red Flag Warning - Small Fires | 2047 | 6.514e-06 | 6.8782e-06 | 6.504e-06 | 6.1943e-06 | 0.095486 | 0.044306 | 0.0019228 | 0.049257 | 0 | 0 | 0 | 0 | 0.0021972 | 6.2199e-07 | 0 | 6.2199e-07 | 6.5677e-07 | 0 | 6.5677e-07 | 6.2104e-07 | 0 | 6.2104e-07 | 5.9146e-07 | 0 | 5.9146e-07
[79 empty] | WLDFR | HFTD - Distribution - Tier 2 - 3QU CoRE ¦ 5QU LoRE | Non-Red Flag Warning - Small Fires | 2048 | 6.514e-06 | 6.8782e-06 | 6.504e-06 | 6.1943e-06 | 0.10007 | 0.04626 | 0.0020076 | 0.051804 | 0 | 0 | 0 | 0 | 0.0021972 | 6.5186e-07 | 0 | 6.5186e-07 | 6.8831e-07 | 0 | 6.8831e-07 | 6.5086e-07 | 0 | 6.5086e-07 | 6.1987e-07 | 0 | 6.1987e-07
[79 empty] | WLDFR | HFTD - Distribution - Tier 2 - 3QU CoRE ¦ 5QU LoRE | Non-Red Flag Warning - Small Fires | 2049 | 6.514e-06 | 6.8782e-06 | 6.504e-06 | 6.1943e-06 | 0.10007 | 0.04626 | 0.0020076 | 0.051804 | 0 | 0 | 0 | 0 | 0.0021972 | 6.5186e-07 | 0 | 6.5186e-07 | 6.8831e-07 | 0 | 6.8831e-07 | 6.5086e-07 | 0 | 6.5086e-07 | 6.1987e-07 | 0 | 6.1987e-07
[79 empty] | WLDFR | HFTD - Distribution - Tier 2 - 3QU CoRE ¦ 5QU LoRE | Non-Red Flag Warning - Small Fires | 2050 | 0 | 6.8782e-06 | 6.504e-06 | 6.1943e-06 | 0.10007 | 0.04626 | 0.0020076 | 0.051804 | 0 | 0 | 0 | 0 | 0.0021972 | 0 | 0 | 0 | 6.8831e-07 | 0 | 6.8831e-07 | 6.5086e-07 | 0 | 6.5086e-07 | 6.1987e-07 | 0 | 6.1987e-07
[79 empty] | WLDFR | HFTD - Distribution - Tier 2 - 3QU CoRE ¦ 5QU LoRE | Non-Red Flag Warning - Small Fires | 2051 | 0 | 0 | 6.504e-06 | 6.1943e-06 | 0.10007 | 0.04626 | 0.0020076 | 0.051804 | 0 | 0 | 0 | 0 | 0.0021972 | 0 | 0 | 0 | 0 | 0 | 0 | 6.5086e-07 | 0 | 6.5086e-07 | 6.1987e-07 | 0 | 6.1987e-07
[79 empty] | WLDFR | HFTD - Distribution - Tier 2 - 3QU CoRE ¦ 5QU LoRE | Non-Red Flag Warning - Small Fires | 2052 | 0 | 0 | 0 | 6.1943e-06 | 0.10007 | 0.04626 | 0.0020076 | 0.051804 | 0 | 0 | 0 | 0 | 0.0021972 | 0 | 0 | 0 | 0 | 0 | 0 | 0 | 0 | 0 | 6.1987e-07 | 0 | 6.1987e-07
[79 empty] | WLDFR | HFTD - Distribution - Tier 2 - 3QU CoRE ¦ 5QU LoRE | Red Flag Warning - Catastrophic Fires | 2020 | 1.5128e-07 | 0 | 0 | 0 | 14146.1306 | 222.2294 | 8585.7228 | 5338.1784 | 0 | 0 | 0 | 0 | 1.5125e-05 | 0.00214 | 0 | 0.00214 | 0 | 0 | 0 | 0 | 0 | 0 | 0 | 0 | 0
[79 empty] | WLDFR | HFTD - Distribution - Tier 2 - 3QU CoRE ¦ 5QU LoRE | Red Flag Warning - Catastrophic Fires | 2021 | 9.7597e-08 | 1.5974e-07 | 0 | 0 | 14146.1306 | 222.2294 | 8585.7228 | 5338.1784 | 0 | 0 | 0 | 0 | 1.5125e-05 | 0.0013806 | 0 | 0.0013806 | 0.0022596 | 0 | 0.0022596 | 0 | 0 | 0 | 0 | 0 | 0
[79 empty] | WLDFR | HFTD - Distribution - Tier 2 - 3QU CoRE ¦ 5QU LoRE | Red Flag Warning - Catastrophic Fires | 2022 | 9.7334e-08 | 1.0278e-07 | 1.5072e-07 | 0 | 14146.1306 | 222.2294 | 8585.7228 | 5338.1784 | 0 | 0 | 0 | 0 | 1.4851e-05 | 0.0013769 | 0 | 0.0013769 | 0.0014539 | 0 | 0.0014539 | 0.0021321 | 0 | 0.0021321 | 0 | 0 | 0
[79 empty] | WLDFR | HFTD - Distribution - Tier 2 - 3QU CoRE ¦ 5QU LoRE | Red Flag Warning - Catastrophic Fires | 2023 | 9.7334e-08 | 1.0278e-07 | 9.7185e-08 | 1.4354e-07 | 14664.6376 | 233.2301 | 8896.516 | 5534.8915 | 0 | 0 | 0 | 0 | 1.4851e-05 | 0.0014274 | 0 | 0.0014274 | 0.0015072 | 0 | 0.0015072 | 0.0014252 | 0 | 0.0014252 | 0.002105 | 0 | 0.002105
[79 empty] | WLDFR | HFTD - Distribution - Tier 2 - 3QU CoRE ¦ 5QU LoRE | Red Flag Warning - Catastrophic Fires | 2024 | 9.7334e-08 | 1.0278e-07 | 9.7185e-08 | 9.2557e-08 | 14664.6376 | 233.2301 | 8896.516 | 5534.8915 | 0 | 0 | 0 | 0 | 1.4851e-05 | 0.0014274 | 0 | 0.0014274 | 0.0015072 | 0 | 0.0015072 | 0.0014252 | 0 | 0.0014252 | 0.0013573 | 0 | 0.0013573
[79 empty] | WLDFR | HFTD - Distribution - Tier 2 - 3QU CoRE ¦ 5QU LoRE | Red Flag Warning - Catastrophic Fires | 2025 | 9.7334e-08 | 1.0278e-07 | 9.7185e-08 | 9.2557e-08 | 14664.6376 | 233.2301 | 8896.516 | 5534.8915 | 0 | 0 | 0 | 0 | 1.4851e-05 | 0.0014274 | 0 | 0.0014274 | 0.0015072 | 0 | 0.0015072 | 0.0014252 | 0 | 0.0014252 | 0.0013573 | 0 | 0.0013573
[79 empty] | WLDFR | HFTD - Distribution - Tier 2 - 3QU CoRE ¦ 5QU LoRE | Red Flag Warning - Catastrophic Fires | 2026 | 9.7334e-08 | 1.0278e-07 | 9.7185e-08 | 9.2557e-08 | 14664.6376 | 233.2301 | 8896.516 | 5534.8915 | 0 | 0 | 0 | 0 | 1.4851e-05 | 0.0014274 | 0 | 0.0014274 | 0.0015072 | 0 | 0.0015072 | 0.0014252 | 0 | 0.0014252 | 0.0013573 | 0 | 0.0013573
[79 empty] | WLDFR | HFTD - Distribution - Tier 2 - 3QU CoRE ¦ 5QU LoRE | Red Flag Warning - Catastrophic Fires | 2027 | 9.7334e-08 | 1.0278e-07 | 9.7185e-08 | 9.2557e-08 | 14664.6376 | 233.2301 | 8896.516 | 5534.8915 | 0 | 0 | 0 | 0 | 1.4851e-05 | 0.0014274 | 0 | 0.0014274 | 0.0015072 | 0 | 0.0015072 | 0.0014252 | 0 | 0.0014252 | 0.0013573 | 0 | 0.0013573
[79 empty] | WLDFR | HFTD - Distribution - Tier 2 - 3QU CoRE ¦ 5QU LoRE | Red Flag Warning - Catastrophic Fires | 2028 | 9.7334e-08 | 1.0278e-07 | 9.7185e-08 | 9.2557e-08 | 15317.9909 | 247.273 | 9287.6491 | 5783.0689 | 0 | 0 | 0 | 0 | 1.4851e-05 | 0.001491 | 0 | 0.001491 | 0.0015743 | 0 | 0.0015743 | 0.0014887 | 0 | 0.0014887 | 0.0014178 | 0 | 0.0014178
[79 empty] | WLDFR | HFTD - Distribution - Tier 2 - 3QU CoRE ¦ 5QU LoRE | Red Flag Warning - Catastrophic Fires | 2029 | 9.7334e-08 | 1.0278e-07 | 9.7185e-08 | 9.2557e-08 | 15317.9909 | 247.273 | 9287.6491 | 5783.0689 | 0 | 0 | 0 | 0 | 1.4851e-05 | 0.001491 | 0 | 0.001491 | 0.0015743 | 0 | 0.0015743 | 0.0014887 | 0 | 0.0014887 | 0.0014178 | 0 | 0.0014178
[79 empty] | WLDFR | HFTD - Distribution - Tier 2 - 3QU CoRE ¦ 5QU LoRE | Red Flag Warning - Catastrophic Fires | 2030 | 9.7334e-08 | 1.0278e-07 | 9.7185e-08 | 9.2557e-08 | 15317.9909 | 247.273 | 9287.6491 | 5783.0689 | 0 | 0 | 0 | 0 | 1.4851e-05 | 0.001491 | 0 | 0.001491 | 0.0015743 | 0 | 0.0015743 | 0.0014887 | 0 | 0.0014887 | 0.0014178 | 0 | 0.0014178
[79 empty] | WLDFR | HFTD - Distribution - Tier 2 - 3QU CoRE ¦ 5QU LoRE | Red Flag Warning - Catastrophic Fires | 2031 | 9.7334e-08 | 1.0278e-07 | 9.7185e-08 | 9.2557e-08 | 15317.9909 | 247.273 | 9287.6491 | 5783.0689 | 0 | 0 | 0 | 0 | 1.4851e-05 | 0.001491 | 0 | 0.001491 | 0.0015743 | 0 | 0.0015743 | 0.0014887 | 0 | 0.0014887 | 0.0014178 | 0 | 0.0014178
[79 empty] | WLDFR | HFTD - Distribution - Tier 2 - 3QU CoRE ¦ 5QU LoRE | Red Flag Warning - Catastrophic Fires | 2032 | 9.7334e-08 | 1.0278e-07 | 9.7185e-08 | 9.2557e-08 | 15317.9909 | 247.273 | 9287.6491 | 5783.0689 | 0 | 0 | 0 | 0 | 1.4851e-05 | 0.001491 | 0 | 0.001491 | 0.0015743 | 0 | 0.0015743 | 0.0014887 | 0 | 0.0014887 | 0.0014178 | 0 | 0.0014178
[79 empty] | WLDFR | HFTD - Distribution - Tier 2 - 3QU CoRE ¦ 5QU LoRE | Red Flag Warning - Catastrophic Fires | 2033 | 9.7334e-08 | 1.0278e-07 | 9.7185e-08 | 9.2557e-08 | 16044.1264 | 263.1074 | 9721.74 | 6059.2791 | 0 | 0 | 0 | 0 | 1.4851e-05 | 0.0015616 | 0 | 0.0015616 | 0.001649 | 0 | 0.001649 | 0.0015592 | 0 | 0.0015592 | 0.001485 | 0 | 0.001485
[79 empty] | WLDFR | HFTD - Distribution - Tier 2 - 3QU CoRE ¦ 5QU LoRE | Red Flag Warning - Catastrophic Fires | 2034 | 9.7334e-08 | 1.0278e-07 | 9.7185e-08 | 9.2557e-08 | 16044.1264 | 263.1074 | 9721.74 | 6059.2791 | 0 | 0 | 0 | 0 | 1.4851e-05 | 0.0015616 | 0 | 0.0015616 | 0.001649 | 0 | 0.001649 | 0.0015592 | 0 | 0.0015592 | 0.001485 | 0 | 0.001485
[79 empty] | WLDFR | HFTD - Distribution - Tier 2 - 3QU CoRE ¦ 5QU LoRE | Red Flag Warning - Catastrophic Fires | 2035 | 9.7334e-08 | 1.0278e-07 | 9.7185e-08 | 9.2557e-08 | 16044.1264 | 263.1074 | 9721.74 | 6059.2791 | 0 | 0 | 0 | 0 | 1.4851e-05 | 0.0015616 | 0 | 0.0015616 | 0.001649 | 0 | 0.001649 | 0.0015592 | 0 | 0.0015592 | 0.001485 | 0 | 0.001485
[79 empty] | WLDFR | HFTD - Distribution - Tier 2 - 3QU CoRE ¦ 5QU LoRE | Red Flag Warning - Catastrophic Fires | 2036 | 9.7334e-08 | 1.0278e-07 | 9.7185e-08 | 9.2557e-08 | 16044.1264 | 263.1074 | 9721.74 | 6059.2791 | 0 | 0 | 0 | 0 | 1.4851e-05 | 0.0015616 | 0 | 0.0015616 | 0.001649 | 0 | 0.001649 | 0.0015592 | 0 | 0.0015592 | 0.001485 | 0 | 0.001485
[79 empty] | WLDFR | HFTD - Distribution - Tier 2 - 3QU CoRE ¦ 5QU LoRE | Red Flag Warning - Catastrophic Fires | 2037 | 9.7334e-08 | 1.0278e-07 | 9.7185e-08 | 9.2557e-08 | 16044.1264 | 263.1074 | 9721.74 | 6059.2791 | 0 | 0 | 0 | 0 | 1.4851e-05 | 0.0015616 | 0 | 0.0015616 | 0.001649 | 0 | 0.001649 | 0.0015592 | 0 | 0.0015592 | 0.001485 | 0 | 0.001485
[79 empty] | WLDFR | HFTD - Distribution - Tier 2 - 3QU CoRE ¦ 5QU LoRE | Red Flag Warning - Catastrophic Fires | 2038 | 9.7334e-08 | 1.0278e-07 | 9.7185e-08 | 9.2557e-08 | 16832.3912 | 280.5544 | 10192.2718 | 6359.5651 | 0 | 0 | 0 | 0 | 1.4851e-05 | 0.0016384 | 0 | 0.0016384 | 0.00173 | 0 | 0.00173 | 0.0016359 | 0 | 0.0016359 | 0.001558 | 0 | 0.001558
[79 empty] | WLDFR | HFTD - Distribution - Tier 2 - 3QU CoRE ¦ 5QU LoRE | Red Flag Warning - Catastrophic Fires | 2039 | 9.7334e-08 | 1.0278e-07 | 9.7185e-08 | 9.2557e-08 | 16832.3912 | 280.5544 | 10192.2718 | 6359.5651 | 0 | 0 | 0 | 0 | 1.4851e-05 | 0.0016384 | 0 | 0.0016384 | 0.00173 | 0 | 0.00173 | 0.0016359 | 0 | 0.0016359 | 0.001558 | 0 | 0.001558
[79 empty] | WLDFR | HFTD - Distribution - Tier 2 - 3QU CoRE ¦ 5QU LoRE | Red Flag Warning - Catastrophic Fires | 2040 | 9.7334e-08 | 1.0278e-07 | 9.7185e-08 | 9.2557e-08 | 16832.3912 | 280.5544 | 10192.2718 | 6359.5651 | 0 | 0 | 0 | 0 | 1.4851e-05 | 0.0016384 | 0 | 0.0016384 | 0.00173 | 0 | 0.00173 | 0.0016359 | 0 | 0.0016359 | 0.001558 | 0 | 0.001558
[79 empty] | WLDFR | HFTD - Distribution - Tier 2 - 3QU CoRE ¦ 5QU LoRE | Red Flag Warning - Catastrophic Fires | 2041 | 9.7334e-08 | 1.0278e-07 | 9.7185e-08 | 9.2557e-08 | 16832.3912 | 280.5544 | 10192.2718 | 6359.5651 | 0 | 0 | 0 | 0 | 1.4851e-05 | 0.0016384 | 0 | 0.0016384 | 0.00173 | 0 | 0.00173 | 0.0016359 | 0 | 0.0016359 | 0.001558 | 0 | 0.001558
[79 empty] | WLDFR | HFTD - Distribution - Tier 2 - 3QU CoRE ¦ 5QU LoRE | Red Flag Warning - Catastrophic Fires | 2042 | 9.7334e-08 | 1.0278e-07 | 9.7185e-08 | 9.2557e-08 | 16832.3912 | 280.5544 | 10192.2718 | 6359.5651 | 0 | 0 | 0 | 0 | 1.4851e-05 | 0.0016384 | 0 | 0.0016384 | 0.00173 | 0 | 0.00173 | 0.0016359 | 0 | 0.0016359 | 0.001558 | 0 | 0.001558
[79 empty] | WLDFR | HFTD - Distribution - Tier 2 - 3QU CoRE ¦ 5QU LoRE | Red Flag Warning - Catastrophic Fires | 2043 | 9.7334e-08 | 1.0278e-07 | 9.7185e-08 | 9.2557e-08 | 17672.0852 | 299.42 | 10692.7362 | 6679.929 | 0 | 0 | 0 | 0 | 1.4851e-05 | 0.0017201 | 0 | 0.0017201 | 0.0018163 | 0 | 0.0018163 | 0.0017175 | 0 | 0.0017175 | 0.0016357 | 0 | 0.0016357
[79 empty] | WLDFR | HFTD - Distribution - Tier 2 - 3QU CoRE ¦ 5QU LoRE | Red Flag Warning - Catastrophic Fires | 2044 | 9.7334e-08 | 1.0278e-07 | 9.7185e-08 | 9.2557e-08 | 17672.0852 | 299.42 | 10692.7362 | 6679.929 | 0 | 0 | 0 | 0 | 1.4851e-05 | 0.0017201 | 0 | 0.0017201 | 0.0018163 | 0 | 0.0018163 | 0.0017175 | 0 | 0.0017175 | 0.0016357 | 0 | 0.0016357
[79 empty] | WLDFR | HFTD - Distribution - Tier 2 - 3QU CoRE ¦ 5QU LoRE | Red Flag Warning - Catastrophic Fires | 2045 | 9.7334e-08 | 1.0278e-07 | 9.7185e-08 | 9.2557e-08 | 17672.0852 | 299.42 | 10692.7362 | 6679.929 | 0 | 0 | 0 | 0 | 1.4851e-05 | 0.0017201 | 0 | 0.0017201 | 0.0018163 | 0 | 0.0018163 | 0.0017175 | 0 | 0.0017175 | 0.0016357 | 0 | 0.0016357
[79 empty] | WLDFR | HFTD - Distribution - Tier 2 - 3QU CoRE ¦ 5QU LoRE | Red Flag Warning - Catastrophic Fires | 2046 | 9.7334e-08 | 1.0278e-07 | 9.7185e-08 | 9.2557e-08 | 17672.0852 | 299.42 | 10692.7362 | 6679.929 | 0 | 0 | 0 | 0 | 1.4851e-05 | 0.0017201 | 0 | 0.0017201 | 0.0018163 | 0 | 0.0018163 | 0.0017175 | 0 | 0.0017175 | 0.0016357 | 0 | 0.0016357
[79 empty] | WLDFR | HFTD - Distribution - Tier 2 - 3QU CoRE ¦ 5QU LoRE | Red Flag Warning - Catastrophic Fires | 2047 | 9.7334e-08 | 1.0278e-07 | 9.7185e-08 | 9.2557e-08 | 17672.0852 | 299.42 | 10692.7362 | 6679.929 | 0 | 0 | 0 | 0 | 1.4851e-05 | 0.0017201 | 0 | 0.0017201 | 0.0018163 | 0 | 0.0018163 | 0.0017175 | 0 | 0.0017175 | 0.0016357 | 0 | 0.0016357
[79 empty] | WLDFR | HFTD - Distribution - Tier 2 - 3QU CoRE ¦ 5QU LoRE | Red Flag Warning - Catastrophic Fires | 2048 | 9.7334e-08 | 1.0278e-07 | 9.7185e-08 | 9.2557e-08 | 18552.3348 | 319.4911 | 11216.5626 | 7016.281 | 0 | 0 | 0 | 0 | 1.4851e-05 | 0.0018058 | 0 | 0.0018058 | 0.0019067 | 0 | 0.0019067 | 0.001803 | 0 | 0.001803 | 0.0017171 | 0 | 0.0017171
[79 empty] | WLDFR | HFTD - Distribution - Tier 2 - 3QU CoRE ¦ 5QU LoRE | Red Flag Warning - Catastrophic Fires | 2049 | 9.7334e-08 | 1.0278e-07 | 9.7185e-08 | 9.2557e-08 | 18552.3348 | 319.4911 | 11216.5626 | 7016.281 | 0 | 0 | 0 | 0 | 1.4851e-05 | 0.0018058 | 0 | 0.0018058 | 0.0019067 | 0 | 0.0019067 | 0.001803 | 0 | 0.001803 | 0.0017171 | 0 | 0.0017171
[79 empty] | WLDFR | HFTD - Distribution - Tier 2 - 3QU CoRE ¦ 5QU LoRE | Red Flag Warning - Catastrophic Fires | 2050 | 0 | 1.0278e-07 | 9.7185e-08 | 9.2557e-08 | 18552.3348 | 319.4911 | 11216.5626 | 7016.281 | 0 | 0 | 0 | 0 | 1.4851e-05 | 0 | 0 | 0 | 0.0019067 | 0 | 0.0019067 | 0.001803 | 0 | 0.001803 | 0.0017171 | 0 | 0.0017171
[79 empty] | WLDFR | HFTD - Distribution - Tier 2 - 3QU CoRE ¦ 5QU LoRE | Red Flag Warning - Catastrophic Fires | 2051 | 0 | 0 | 9.7185e-08 | 9.2557e-08 | 18552.3348 | 319.4911 | 11216.5626 | 7016.281 | 0 | 0 | 0 | 0 | 1.4851e-05 | 0 | 0 | 0 | 0 | 0 | 0 | 0.001803 | 0 | 0.001803 | 0.0017171 | 0 | 0.0017171
[79 empty] | WLDFR | HFTD - Distribution - Tier 2 - 3QU CoRE ¦ 5QU LoRE | Red Flag Warning - Catastrophic Fires | 2052 | 0 | 0 | 0 | 9.2557e-08 | 18552.3348 | 319.4911 | 11216.5626 | 7016.281 | 0 | 0 | 0 | 0 | 1.4851e-05 | 0 | 0 | 0 | 0 | 0 | 0 | 0 | 0 | 0 | 0.0017171 | 0 | 0.0017171
[79 empty] | WLDFR | HFTD - Distribution - Tier 2 - 3QU CoRE ¦ 5QU LoRE | Red Flag Warning - Destructive Fires | 2020 | 1.9535e-08 | 0 | 0 | 0 | 8807.9522 | 222.2294 | 8585.7228 | 0 | 0 | 0 | 0 | 0 | 2.3796e-06 | 0.00017206 | 0 | 0.00017206 | 0 | 0 | 0 | 0 | 0 | 0 | 0 | 0 | 0
[79 empty] | WLDFR | HFTD - Distribution - Tier 2 - 3QU CoRE ¦ 5QU LoRE | Red Flag Warning - Destructive Fires | 2021 | 1.263e-08 | 2.0627e-08 | 0 | 0 | 8807.9522 | 222.2294 | 8585.7228 | 0 | 0 | 0 | 0 | 0 | 2.3796e-06 | 0.00011124 | 0 | 0.00011124 | 0.00018168 | 0 | 0.00018168 | 0 | 0 | 0 | 0 | 0 | 0
[79 empty] | WLDFR | HFTD - Distribution - Tier 2 - 3QU CoRE ¦ 5QU LoRE | Red Flag Warning - Destructive Fires | 2022 | 1.2594e-08 | 1.3298e-08 | 1.9459e-08 | 0 | 8807.9522 | 222.2294 | 8585.7228 | 0 | 0 | 0 | 0 | 0 | 2.333e-06 | 0.00011093 | 0 | 0.00011093 | 0.00011713 | 0 | 0.00011713 | 0.00017139 | 0 | 0.00017139 | 0 | 0 | 0
[79 empty] | WLDFR | HFTD - Distribution - Tier 2 - 3QU CoRE ¦ 5QU LoRE | Red Flag Warning - Destructive Fires | 2023 | 1.2594e-08 | 1.3298e-08 | 1.2575e-08 | 1.8532e-08 | 9129.7461 | 233.2301 | 8896.516 | 0 | 0 | 0 | 0 | 0 | 2.333e-06 | 0.00011498 | 0 | 0.00011498 | 0.00012141 | 0 | 0.00012141 | 0.0001148 | 0 | 0.0001148 | 0.0001692 | 0 | 0.0001692
[79 empty] | WLDFR | HFTD - Distribution - Tier 2 - 3QU CoRE ¦ 5QU LoRE | Red Flag Warning - Destructive Fires | 2024 | 1.2594e-08 | 1.3298e-08 | 1.2575e-08 | 1.1976e-08 | 9129.7461 | 233.2301 | 8896.516 | 0 | 0 | 0 | 0 | 0 | 2.333e-06 | 0.00011498 | 0 | 0.00011498 | 0.00012141 | 0 | 0.00012141 | 0.0001148 | 0 | 0.0001148 | 0.00010934 | 0 | 0.00010934
[79 empty] | WLDFR | HFTD - Distribution - Tier 2 - 3QU CoRE ¦ 5QU LoRE | Red Flag Warning - Destructive Fires | 2025 | 1.2594e-08 | 1.3298e-08 | 1.2575e-08 | 1.1976e-08 | 9129.7461 | 233.2301 | 8896.516 | 0 | 0 | 0 | 0 | 0 | 2.333e-06 | 0.00011498 | 0 | 0.00011498 | 0.00012141 | 0 | 0.00012141 | 0.0001148 | 0 | 0.0001148 | 0.00010934 | 0 | 0.00010934
[79 empty] | WLDFR | HFTD - Distribution - Tier 2 - 3QU CoRE ¦ 5QU LoRE | Red Flag Warning - Destructive Fires | 2026 | 1.2594e-08 | 1.3298e-08 | 1.2575e-08 | 1.1976e-08 | 9129.7461 | 233.2301 | 8896.516 | 0 | 0 | 0 | 0 | 0 | 2.333e-06 | 0.00011498 | 0 | 0.00011498 | 0.00012141 | 0 | 0.00012141 | 0.0001148 | 0 | 0.0001148 | 0.00010934 | 0 | 0.00010934
[79 empty] | WLDFR | HFTD - Distribution - Tier 2 - 3QU CoRE ¦ 5QU LoRE | Red Flag Warning - Destructive Fires | 2027 | 1.2594e-08 | 1.3298e-08 | 1.2575e-08 | 1.1976e-08 | 9129.7461 | 233.2301 | 8896.516 | 0 | 0 | 0 | 0 | 0 | 2.333e-06 | 0.00011498 | 0 | 0.00011498 | 0.00012141 | 0 | 0.00012141 | 0.0001148 | 0 | 0.0001148 | 0.00010934 | 0 | 0.00010934
[79 empty] | WLDFR | HFTD - Distribution - Tier 2 - 3QU CoRE ¦ 5QU LoRE | Red Flag Warning - Destructive Fires | 2028 | 1.2594e-08 | 1.3298e-08 | 1.2575e-08 | 1.1976e-08 | 9534.9221 | 247.273 | 9287.6491 | 0 | 0 | 0 | 0 | 0 | 2.333e-06 | 0.00012008 | 0 | 0.00012008 | 0.0001268 | 0 | 0.0001268 | 0.0001199 | 0 | 0.0001199 | 0.00011419 | 0 | 0.00011419
[79 empty] | WLDFR | HFTD - Distribution - Tier 2 - 3QU CoRE ¦ 5QU LoRE | Red Flag Warning - Destructive Fires | 2029 | 1.2594e-08 | 1.3298e-08 | 1.2575e-08 | 1.1976e-08 | 9534.9221 | 247.273 | 9287.6491 | 0 | 0 | 0 | 0 | 0 | 2.333e-06 | 0.00012008 | 0 | 0.00012008 | 0.0001268 | 0 | 0.0001268 | 0.0001199 | 0 | 0.0001199 | 0.00011419 | 0 | 0.00011419
[79 empty] | WLDFR | HFTD - Distribution - Tier 2 - 3QU CoRE ¦ 5QU LoRE | Red Flag Warning - Destructive Fires | 2030 | 1.2594e-08 | 1.3298e-08 | 1.2575e-08 | 1.1976e-08 | 9534.9221 | 247.273 | 9287.6491 | 0 | 0 | 0 | 0 | 0 | 2.333e-06 | 0.00012008 | 0 | 0.00012008 | 0.0001268 | 0 | 0.0001268 | 0.0001199 | 0 | 0.0001199 | 0.00011419 | 0 | 0.00011419
[79 empty] | WLDFR | HFTD - Distribution - Tier 2 - 3QU CoRE ¦ 5QU LoRE | Red Flag Warning - Destructive Fires | 2031 | 1.2594e-08 | 1.3298e-08 | 1.2575e-08 | 1.1976e-08 | 9534.9221 | 247.273 | 9287.6491 | 0 | 0 | 0 | 0 | 0 | 2.333e-06 | 0.00012008 | 0 | 0.00012008 | 0.0001268 | 0 | 0.0001268 | 0.0001199 | 0 | 0.0001199 | 0.00011419 | 0 | 0.00011419
[79 empty] | WLDFR | HFTD - Distribution - Tier 2 - 3QU CoRE ¦ 5QU LoRE | Red Flag Warning - Destructive Fires | 2032 | 1.2594e-08 | 1.3298e-08 | 1.2575e-08 | 1.1976e-08 | 9534.9221 | 247.273 | 9287.6491 | 0 | 0 | 0 | 0 | 0 | 2.333e-06 | 0.00012008 | 0 | 0.00012008 | 0.0001268 | 0 | 0.0001268 | 0.0001199 | 0 | 0.0001199 | 0.00011419 | 0 | 0.00011419
[79 empty] | WLDFR | HFTD - Distribution - Tier 2 - 3QU CoRE ¦ 5QU LoRE | Red Flag Warning - Destructive Fires | 2033 | 1.2594e-08 | 1.3298e-08 | 1.2575e-08 | 1.1976e-08 | 9984.8474 | 263.1074 | 9721.74 | 0 | 0 | 0 | 0 | 0 | 2.333e-06 | 0.00012575 | 0 | 0.00012575 | 0.00013278 | 0 | 0.00013278 | 0.00012556 | 0 | 0.00012556 | 0.00011958 | 0 | 0.00011958
[79 empty] | WLDFR | HFTD - Distribution - Tier 2 - 3QU CoRE ¦ 5QU LoRE | Red Flag Warning - Destructive Fires | 2034 | 1.2594e-08 | 1.3298e-08 | 1.2575e-08 | 1.1976e-08 | 9984.8474 | 263.1074 | 9721.74 | 0 | 0 | 0 | 0 | 0 | 2.333e-06 | 0.00012575 | 0 | 0.00012575 | 0.00013278 | 0 | 0.00013278 | 0.00012556 | 0 | 0.00012556 | 0.00011958 | 0 | 0.00011958
[79 empty] | WLDFR | HFTD - Distribution - Tier 2 - 3QU CoRE ¦ 5QU LoRE | Red Flag Warning - Destructive Fires | 2035 | 1.2594e-08 | 1.3298e-08 | 1.2575e-08 | 1.1976e-08 | 9984.8474 | 263.1074 | 9721.74 | 0 | 0 | 0 | 0 | 0 | 2.333e-06 | 0.00012575 | 0 | 0.00012575 | 0.00013278 | 0 | 0.00013278 | 0.00012556 | 0 | 0.00012556 | 0.00011958 | 0 | 0.00011958
[79 empty] | WLDFR | HFTD - Distribution - Tier 2 - 3QU CoRE ¦ 5QU LoRE | Red Flag Warning - Destructive Fires | 2036 | 1.2594e-08 | 1.3298e-08 | 1.2575e-08 | 1.1976e-08 | 9984.8474 | 263.1074 | 9721.74 | 0 | 0 | 0 | 0 | 0 | 2.333e-06 | 0.00012575 | 0 | 0.00012575 | 0.00013278 | 0 | 0.00013278 | 0.00012556 | 0 | 0.00012556 | 0.00011958 | 0 | 0.00011958
[79 empty] | WLDFR | HFTD - Distribution - Tier 2 - 3QU CoRE ¦ 5QU LoRE | Red Flag Warning - Destructive Fires | 2037 | 1.2594e-08 | 1.3298e-08 | 1.2575e-08 | 1.1976e-08 | 9984.8474 | 263.1074 | 9721.74 | 0 | 0 | 0 | 0 | 0 | 2.333e-06 | 0.00012575 | 0 | 0.00012575 | 0.00013278 | 0 | 0.00013278 | 0.00012556 | 0 | 0.00012556 | 0.00011958 | 0 | 0.00011958
[79 empty] | WLDFR | HFTD - Distribution - Tier 2 - 3QU CoRE ¦ 5QU LoRE | Red Flag Warning - Destructive Fires | 2038 | 1.2594e-08 | 1.3298e-08 | 1.2575e-08 | 1.1976e-08 | 10472.8261 | 280.5544 | 10192.2718 | 0 | 0 | 0 | 0 | 0 | 2.333e-06 | 0.0001319 | 0 | 0.0001319 | 0.00013927 | 0 | 0.00013927 | 0.00013169 | 0 | 0.00013169 | 0.00012542 | 0 | 0.00012542
[79 empty] | WLDFR | HFTD - Distribution - Tier 2 - 3QU CoRE ¦ 5QU LoRE | Red Flag Warning - Destructive Fires | 2039 | 1.2594e-08 | 1.3298e-08 | 1.2575e-08 | 1.1976e-08 | 10472.8261 | 280.5544 | 10192.2718 | 0 | 0 | 0 | 0 | 0 | 2.333e-06 | 0.0001319 | 0 | 0.0001319 | 0.00013927 | 0 | 0.00013927 | 0.00013169 | 0 | 0.00013169 | 0.00012542 | 0 | 0.00012542
[79 empty] | WLDFR | HFTD - Distribution - Tier 2 - 3QU CoRE ¦ 5QU LoRE | Red Flag Warning - Destructive Fires | 2040 | 1.2594e-08 | 1.3298e-08 | 1.2575e-08 | 1.1976e-08 | 10472.8261 | 280.5544 | 10192.2718 | 0 | 0 | 0 | 0 | 0 | 2.333e-06 | 0.0001319 | 0 | 0.0001319 | 0.00013927 | 0 | 0.00013927 | 0.00013169 | 0 | 0.00013169 | 0.00012542 | 0 | 0.00012542
[79 empty] | WLDFR | HFTD - Distribution - Tier 2 - 3QU CoRE ¦ 5QU LoRE | Red Flag Warning - Destructive Fires | 2041 | 1.2594e-08 | 1.3298e-08 | 1.2575e-08 | 1.1976e-08 | 10472.8261 | 280.5544 | 10192.2718 | 0 | 0 | 0 | 0 | 0 | 2.333e-06 | 0.0001319 | 0 | 0.0001319 | 0.00013927 | 0 | 0.00013927 | 0.00013169 | 0 | 0.00013169 | 0.00012542 | 0 | 0.00012542
[79 empty] | WLDFR | HFTD - Distribution - Tier 2 - 3QU CoRE ¦ 5QU LoRE | Red Flag Warning - Destructive Fires | 2042 | 1.2594e-08 | 1.3298e-08 | 1.2575e-08 | 1.1976e-08 | 10472.8261 | 280.5544 | 10192.2718 | 0 | 0 | 0 | 0 | 0 | 2.333e-06 | 0.0001319 | 0 | 0.0001319 | 0.00013927 | 0 | 0.00013927 | 0.00013169 | 0 | 0.00013169 | 0.00012542 | 0 | 0.00012542
[79 empty] | WLDFR | HFTD - Distribution - Tier 2 - 3QU CoRE ¦ 5QU LoRE | Red Flag Warning - Destructive Fires | 2043 | 1.2594e-08 | 1.3298e-08 | 1.2575e-08 | 1.1976e-08 | 10992.1562 | 299.42 | 10692.7362 | 0 | 0 | 0 | 0 | 0 | 2.333e-06 | 0.00013844 | 0 | 0.00013844 | 0.00014618 | 0 | 0.00014618 | 0.00013822 | 0 | 0.00013822 | 0.00013164 | 0 | 0.00013164
[79 empty] | WLDFR | HFTD - Distribution - Tier 2 - 3QU CoRE ¦ 5QU LoRE | Red Flag Warning - Destructive Fires | 2044 | 1.2594e-08 | 1.3298e-08 | 1.2575e-08 | 1.1976e-08 | 10992.1562 | 299.42 | 10692.7362 | 0 | 0 | 0 | 0 | 0 | 2.333e-06 | 0.00013844 | 0 | 0.00013844 | 0.00014618 | 0 | 0.00014618 | 0.00013822 | 0 | 0.00013822 | 0.00013164 | 0 | 0.00013164
[79 empty] | WLDFR | HFTD - Distribution - Tier 2 - 3QU CoRE ¦ 5QU LoRE | Red Flag Warning - Destructive Fires | 2045 | 1.2594e-08 | 1.3298e-08 | 1.2575e-08 | 1.1976e-08 | 10992.1562 | 299.42 | 10692.7362 | 0 | 0 | 0 | 0 | 0 | 2.333e-06 | 0.00013844 | 0 | 0.00013844 | 0.00014618 | 0 | 0.00014618 | 0.00013822 | 0 | 0.00013822 | 0.00013164 | 0 | 0.00013164
[79 empty] | WLDFR | HFTD - Distribution - Tier 2 - 3QU CoRE ¦ 5QU LoRE | Red Flag Warning - Destructive Fires | 2046 | 1.2594e-08 | 1.3298e-08 | 1.2575e-08 | 1.1976e-08 | 10992.1562 | 299.42 | 10692.7362 | 0 | 0 | 0 | 0 | 0 | 2.333e-06 | 0.00013844 | 0 | 0.00013844 | 0.00014618 | 0 | 0.00014618 | 0.00013822 | 0 | 0.00013822 | 0.00013164 | 0 | 0.00013164
[79 empty] | WLDFR | HFTD - Distribution - Tier 2 - 3QU CoRE ¦ 5QU LoRE | Red Flag Warning - Destructive Fires | 2047 | 1.2594e-08 | 1.3298e-08 | 1.2575e-08 | 1.1976e-08 | 10992.1562 | 299.42 | 10692.7362 | 0 | 0 | 0 | 0 | 0 | 2.333e-06 | 0.00013844 | 0 | 0.00013844 | 0.00014618 | 0 | 0.00014618 | 0.00013822 | 0 | 0.00013822 | 0.00013164 | 0 | 0.00013164
[79 empty] | WLDFR | HFTD - Distribution - Tier 2 - 3QU CoRE ¦ 5QU LoRE | Red Flag Warning - Destructive Fires | 2048 | 1.2594e-08 | 1.3298e-08 | 1.2575e-08 | 1.1976e-08 | 11536.0538 | 319.4911 | 11216.5626 | 0 | 0 | 0 | 0 | 0 | 2.333e-06 | 0.00014529 | 0 | 0.00014529 | 0.00015341 | 0 | 0.00015341 | 0.00014506 | 0 | 0.00014506 | 0.00013816 | 0 | 0.00013816
[79 empty] | WLDFR | HFTD - Distribution - Tier 2 - 3QU CoRE ¦ 5QU LoRE | Red Flag Warning - Destructive Fires | 2049 | 1.2594e-08 | 1.3298e-08 | 1.2575e-08 | 1.1976e-08 | 11536.0538 | 319.4911 | 11216.5626 | 0 | 0 | 0 | 0 | 0 | 2.333e-06 | 0.00014529 | 0 | 0.00014529 | 0.00015341 | 0 | 0.00015341 | 0.00014506 | 0 | 0.00014506 | 0.00013816 | 0 | 0.00013816
[79 empty] | WLDFR | HFTD - Distribution - Tier 2 - 3QU CoRE ¦ 5QU LoRE | Red Flag Warning - Destructive Fires | 2050 | 0 | 1.3298e-08 | 1.2575e-08 | 1.1976e-08 | 11536.0538 | 319.4911 | 11216.5626 | 0 | 0 | 0 | 0 | 0 | 2.333e-06 | 0 | 0 | 0 | 0.00015341 | 0 | 0.00015341 | 0.00014506 | 0 | 0.00014506 | 0.00013816 | 0 | 0.00013816
[79 empty] | WLDFR | HFTD - Distribution - Tier 2 - 3QU CoRE ¦ 5QU LoRE | Red Flag Warning - Destructive Fires | 2051 | 0 | 0 | 1.2575e-08 | 1.1976e-08 | 11536.0538 | 319.4911 | 11216.5626 | 0 | 0 | 0 | 0 | 0 | 2.333e-06 | 0 | 0 | 0 | 0 | 0 | 0 | 0.00014506 | 0 | 0.00014506 | 0.00013816 | 0 | 0.00013816
[79 empty] | WLDFR | HFTD - Distribution - Tier 2 - 3QU CoRE ¦ 5QU LoRE | Red Flag Warning - Destructive Fires | 2052 | 0 | 0 | 0 | 1.1976e-08 | 11536.0538 | 319.4911 | 11216.5626 | 0 | 0 | 0 | 0 | 0 | 2.333e-06 | 0 | 0 | 0 | 0 | 0 | 0 | 0 | 0 | 0 | 0.00013816 | 0 | 0.00013816
[79 empty] | WLDFR | HFTD - Distribution - Tier 2 - 3QU CoRE ¦ 5QU LoRE | Red Flag Warning - Large Fires | 2020 | 2.0202e-07 | 0 | 0 | 0 | 5.2406 | 0.69642 | 2.942 | 1.6022 | 0 | 0 | 0 | 0 | 2.3582e-05 | 1.0587e-06 | 0 | 1.0587e-06 | 0 | 0 | 0 | 0 | 0 | 0 | 0 | 0 | 0
[79 empty] | WLDFR | HFTD - Distribution - Tier 2 - 3QU CoRE ¦ 5QU LoRE | Red Flag Warning - Large Fires | 2021 | 1.3062e-07 | 2.1332e-07 | 0 | 0 | 5.2406 | 0.69642 | 2.942 | 1.6022 | 0 | 0 | 0 | 0 | 2.3582e-05 | 6.8454e-07 | 0 | 6.8454e-07 | 1.1179e-06 | 0 | 1.1179e-06 | 0 | 0 | 0 | 0 | 0 | 0
[79 empty] | WLDFR | HFTD - Distribution - Tier 2 - 3QU CoRE ¦ 5QU LoRE | Red Flag Warning - Large Fires | 2022 | 1.3083e-07 | 1.3815e-07 | 2.0207e-07 | 0 | 5.2406 | 0.69642 | 2.942 | 1.6022 | 0 | 0 | 0 | 0 | 2.3246e-05 | 6.8564e-07 | 0 | 6.8564e-07 | 7.2398e-07 | 0 | 7.2398e-07 | 1.059e-06 | 0 | 1.059e-06 | 0 | 0 | 0
[79 empty] | WLDFR | HFTD - Distribution - Tier 2 - 3QU CoRE ¦ 5QU LoRE | Red Flag Warning - Large Fires | 2023 | 1.3083e-07 | 1.3815e-07 | 1.3063e-07 | 1.9245e-07 | 5.475 | 0.71896 | 3.0715 | 1.6846 | 0 | 0 | 0 | 0 | 2.3246e-05 | 7.1632e-07 | 0 | 7.1632e-07 | 7.5637e-07 | 0 | 7.5637e-07 | 7.1522e-07 | 0 | 7.1522e-07 | 1.0537e-06 | 0 | 1.0537e-06
[79 empty] | WLDFR | HFTD - Distribution - Tier 2 - 3QU CoRE ¦ 5QU LoRE | Red Flag Warning - Large Fires | 2024 | 1.3083e-07 | 1.3815e-07 | 1.3063e-07 | 1.2441e-07 | 5.475 | 0.71896 | 3.0715 | 1.6846 | 0 | 0 | 0 | 0 | 2.3246e-05 | 7.1632e-07 | 0 | 7.1632e-07 | 7.5637e-07 | 0 | 7.5637e-07 | 7.1522e-07 | 0 | 7.1522e-07 | 6.8116e-07 | 0 | 6.8116e-07
[79 empty] | WLDFR | HFTD - Distribution - Tier 2 - 3QU CoRE ¦ 5QU LoRE | Red Flag Warning - Large Fires | 2025 | 1.3083e-07 | 1.3815e-07 | 1.3063e-07 | 1.2441e-07 | 5.475 | 0.71896 | 3.0715 | 1.6846 | 0 | 0 | 0 | 0 | 2.3246e-05 | 7.1632e-07 | 0 | 7.1632e-07 | 7.5637e-07 | 0 | 7.5637e-07 | 7.1522e-07 | 0 | 7.1522e-07 | 6.8116e-07 | 0 | 6.8116e-07
[79 empty] | WLDFR | HFTD - Distribution - Tier 2 - 3QU CoRE ¦ 5QU LoRE | Red Flag Warning - Large Fires | 2026 | 1.3083e-07 | 1.3815e-07 | 1.3063e-07 | 1.2441e-07 | 5.475 | 0.71896 | 3.0715 | 1.6846 | 0 | 0 | 0 | 0 | 2.3246e-05 | 7.1632e-07 | 0 | 7.1632e-07 | 7.5637e-07 | 0 | 7.5637e-07 | 7.1522e-07 | 0 | 7.1522e-07 | 6.8116e-07 | 0 | 6.8116e-07
[79 empty] | WLDFR | HFTD - Distribution - Tier 2 - 3QU CoRE ¦ 5QU LoRE | Red Flag Warning - Large Fires | 2027 | 1.3083e-07 | 1.3815e-07 | 1.3063e-07 | 1.2441e-07 | 5.475 | 0.71896 | 3.0715 | 1.6846 | 0 | 0 | 0 | 0 | 2.3246e-05 | 7.1632e-07 | 0 | 7.1632e-07 | 7.5637e-07 | 0 | 7.5637e-07 | 7.1522e-07 | 0 | 7.1522e-07 | 6.8116e-07 | 0 | 6.8116e-07
[79 empty] | WLDFR | HFTD - Distribution - Tier 2 - 3QU CoRE ¦ 5QU LoRE | Red Flag Warning - Large Fires | 2028 | 1.3083e-07 | 1.3815e-07 | 1.3063e-07 | 1.2441e-07 | 5.777 | 0.74734 | 3.238 | 1.7917 | 0 | 0 | 0 | 0 | 2.3246e-05 | 7.5583e-07 | 0 | 7.5583e-07 | 7.9809e-07 | 0 | 7.9809e-07 | 7.5467e-07 | 0 | 7.5467e-07 | 7.1873e-07 | 0 | 7.1873e-07
[79 empty] | WLDFR | HFTD - Distribution - Tier 2 - 3QU CoRE ¦ 5QU LoRE | Red Flag Warning - Large Fires | 2029 | 1.3083e-07 | 1.3815e-07 | 1.3063e-07 | 1.2441e-07 | 5.777 | 0.74734 | 3.238 | 1.7917 | 0 | 0 | 0 | 0 | 2.3246e-05 | 7.5583e-07 | 0 | 7.5583e-07 | 7.9809e-07 | 0 | 7.9809e-07 | 7.5467e-07 | 0 | 7.5467e-07 | 7.1873e-07 | 0 | 7.1873e-07
[79 empty] | WLDFR | HFTD - Distribution - Tier 2 - 3QU CoRE ¦ 5QU LoRE | Red Flag Warning - Large Fires | 2030 | 1.3083e-07 | 1.3815e-07 | 1.3063e-07 | 1.2441e-07 | 5.777 | 0.74734 | 3.238 | 1.7917 | 0 | 0 | 0 | 0 | 2.3246e-05 | 7.5583e-07 | 0 | 7.5583e-07 | 7.9809e-07 | 0 | 7.9809e-07 | 7.5467e-07 | 0 | 7.5467e-07 | 7.1873e-07 | 0 | 7.1873e-07
[79 empty] | WLDFR | HFTD - Distribution - Tier 2 - 3QU CoRE ¦ 5QU LoRE | Red Flag Warning - Large Fires | 2031 | 1.3083e-07 | 1.3815e-07 | 1.3063e-07 | 1.2441e-07 | 5.777 | 0.74734 | 3.238 | 1.7917 | 0 | 0 | 0 | 0 | 2.3246e-05 | 7.5583e-07 | 0 | 7.5583e-07 | 7.9809e-07 | 0 | 7.9809e-07 | 7.5467e-07 | 0 | 7.5467e-07 | 7.1873e-07 | 0 | 7.1873e-07
[79 empty] | WLDFR | HFTD - Distribution - Tier 2 - 3QU CoRE ¦ 5QU LoRE | Red Flag Warning - Large Fires | 2032 | 1.3083e-07 | 1.3815e-07 | 1.3063e-07 | 1.2441e-07 | 5.777 | 0.74734 | 3.238 | 1.7917 | 0 | 0 | 0 | 0 | 2.3246e-05 | 7.5583e-07 | 0 | 7.5583e-07 | 7.9809e-07 | 0 | 7.9809e-07 | 7.5467e-07 | 0 | 7.5467e-07 | 7.1873e-07 | 0 | 7.1873e-07
[79 empty] | WLDFR | HFTD - Distribution - Tier 2 - 3QU CoRE ¦ 5QU LoRE | Red Flag Warning - Large Fires | 2033 | 1.3083e-07 | 1.3815e-07 | 1.3063e-07 | 1.2441e-07 | 6.1205 | 0.77885 | 3.4265 | 1.9151 | 0 | 0 | 0 | 0 | 2.3246e-05 | 8.0077e-07 | 0 | 8.0077e-07 | 8.4554e-07 | 0 | 8.4554e-07 | 7.9954e-07 | 0 | 7.9954e-07 | 7.6147e-07 | 0 | 7.6147e-07
[79 empty] | WLDFR | HFTD - Distribution - Tier 2 - 3QU CoRE ¦ 5QU LoRE | Red Flag Warning - Large Fires | 2034 | 1.3083e-07 | 1.3815e-07 | 1.3063e-07 | 1.2441e-07 | 6.1205 | 0.77885 | 3.4265 | 1.9151 | 0 | 0 | 0 | 0 | 2.3246e-05 | 8.0077e-07 | 0 | 8.0077e-07 | 8.4554e-07 | 0 | 8.4554e-07 | 7.9954e-07 | 0 | 7.9954e-07 | 7.6147e-07 | 0 | 7.6147e-07
[79 empty] | WLDFR | HFTD - Distribution - Tier 2 - 3QU CoRE ¦ 5QU LoRE | Red Flag Warning - Large Fires | 2035 | 1.3083e-07 | 1.3815e-07 | 1.3063e-07 | 1.2441e-07 | 6.1205 | 0.77885 | 3.4265 | 1.9151 | 0 | 0 | 0 | 0 | 2.3246e-05 | 8.0077e-07 | 0 | 8.0077e-07 | 8.4554e-07 | 0 | 8.4554e-07 | 7.9954e-07 | 0 | 7.9954e-07 | 7.6147e-07 | 0 | 7.6147e-07
[79 empty] | WLDFR | HFTD - Distribution - Tier 2 - 3QU CoRE ¦ 5QU LoRE | Red Flag Warning - Large Fires | 2036 | 1.3083e-07 | 1.3815e-07 | 1.3063e-07 | 1.2441e-07 | 6.1205 | 0.77885 | 3.4265 | 1.9151 | 0 | 0 | 0 | 0 | 2.3246e-05 | 8.0077e-07 | 0 | 8.0077e-07 | 8.4554e-07 | 0 | 8.4554e-07 | 7.9954e-07 | 0 | 7.9954e-07 | 7.6147e-07 | 0 | 7.6147e-07
[79 empty] | WLDFR | HFTD - Distribution - Tier 2 - 3QU CoRE ¦ 5QU LoRE | Red Flag Warning - Large Fires | 2037 | 1.3083e-07 | 1.3815e-07 | 1.3063e-07 | 1.2441e-07 | 6.1205 | 0.77885 | 3.4265 | 1.9151 | 0 | 0 | 0 | 0 | 2.3246e-05 | 8.0077e-07 | 0 | 8.0077e-07 | 8.4554e-07 | 0 | 8.4554e-07 | 7.9954e-07 | 0 | 7.9954e-07 | 7.6147e-07 | 0 | 7.6147e-07
[79 empty] | WLDFR | HFTD - Distribution - Tier 2 - 3QU CoRE ¦ 5QU LoRE | Red Flag Warning - Large Fires | 2038 | 1.3083e-07 | 1.3815e-07 | 1.3063e-07 | 1.2441e-07 | 6.5028 | 0.81304 | 3.6355 | 2.0543 | 0 | 0 | 0 | 0 | 2.3246e-05 | 8.5079e-07 | 0 | 8.5079e-07 | 8.9836e-07 | 0 | 8.9836e-07 | 8.4948e-07 | 0 | 8.4948e-07 | 8.0903e-07 | 0 | 8.0903e-07
[79 empty] | WLDFR | HFTD - Distribution - Tier 2 - 3QU CoRE ¦ 5QU LoRE | Red Flag Warning - Large Fires | 2039 | 1.3083e-07 | 1.3815e-07 | 1.3063e-07 | 1.2441e-07 | 6.5028 | 0.81304 | 3.6355 | 2.0543 | 0 | 0 | 0 | 0 | 2.3246e-05 | 8.5079e-07 | 0 | 8.5079e-07 | 8.9836e-07 | 0 | 8.9836e-07 | 8.4948e-07 | 0 | 8.4948e-07 | 8.0903e-07 | 0 | 8.0903e-07
[79 empty] | WLDFR | HFTD - Distribution - Tier 2 - 3QU CoRE ¦ 5QU LoRE | Red Flag Warning - Large Fires | 2040 | 1.3083e-07 | 1.3815e-07 | 1.3063e-07 | 1.2441e-07 | 6.5028 | 0.81304 | 3.6355 | 2.0543 | 0 | 0 | 0 | 0 | 2.3246e-05 | 8.5079e-07 | 0 | 8.5079e-07 | 8.9836e-07 | 0 | 8.9836e-07 | 8.4948e-07 | 0 | 8.4948e-07 | 8.0903e-07 | 0 | 8.0903e-07
[79 empty] | WLDFR | HFTD - Distribution - Tier 2 - 3QU CoRE ¦ 5QU LoRE | Red Flag Warning - Large Fires | 2041 | 1.3083e-07 | 1.3815e-07 | 1.3063e-07 | 1.2441e-07 | 6.5028 | 0.81304 | 3.6355 | 2.0543 | 0 | 0 | 0 | 0 | 2.3246e-05 | 8.5079e-07 | 0 | 8.5079e-07 | 8.9836e-07 | 0 | 8.9836e-07 | 8.4948e-07 | 0 | 8.4948e-07 | 8.0903e-07 | 0 | 8.0903e-07
[79 empty] | WLDFR | HFTD - Distribution - Tier 2 - 3QU CoRE ¦ 5QU LoRE | Red Flag Warning - Large Fires | 2042 | 1.3083e-07 | 1.3815e-07 | 1.3063e-07 | 1.2441e-07 | 6.5028 | 0.81304 | 3.6355 | 2.0543 | 0 | 0 | 0 | 0 | 2.3246e-05 | 8.5079e-07 | 0 | 8.5079e-07 | 8.9836e-07 | 0 | 8.9836e-07 | 8.4948e-07 | 0 | 8.4948e-07 | 8.0903e-07 | 0 | 8.0903e-07
[79 empty] | WLDFR | HFTD - Distribution - Tier 2 - 3QU CoRE ¦ 5QU LoRE | Red Flag Warning - Large Fires | 2043 | 1.3083e-07 | 1.3815e-07 | 1.3063e-07 | 1.2441e-07 | 6.9209 | 0.84944 | 3.8632 | 2.2083 | 0 | 0 | 0 | 0 | 2.3246e-05 | 9.0549e-07 | 0 | 9.0549e-07 | 9.5612e-07 | 0 | 9.5612e-07 | 9.041e-07 | 0 | 9.041e-07 | 8.6105e-07 | 0 | 8.6105e-07
[79 empty] | WLDFR | HFTD - Distribution - Tier 2 - 3QU CoRE ¦ 5QU LoRE | Red Flag Warning - Large Fires | 2044 | 1.3083e-07 | 1.3815e-07 | 1.3063e-07 | 1.2441e-07 | 6.9209 | 0.84944 | 3.8632 | 2.2083 | 0 | 0 | 0 | 0 | 2.3246e-05 | 9.0549e-07 | 0 | 9.0549e-07 | 9.5612e-07 | 0 | 9.5612e-07 | 9.041e-07 | 0 | 9.041e-07 | 8.6105e-07 | 0 | 8.6105e-07
[79 empty] | WLDFR | HFTD - Distribution - Tier 2 - 3QU CoRE ¦ 5QU LoRE | Red Flag Warning - Large Fires | 2045 | 1.3083e-07 | 1.3815e-07 | 1.3063e-07 | 1.2441e-07 | 6.9209 | 0.84944 | 3.8632 | 2.2083 | 0 | 0 | 0 | 0 | 2.3246e-05 | 9.0549e-07 | 0 | 9.0549e-07 | 9.5612e-07 | 0 | 9.5612e-07 | 9.041e-07 | 0 | 9.041e-07 | 8.6105e-07 | 0 | 8.6105e-07
[79 empty] | WLDFR | HFTD - Distribution - Tier 2 - 3QU CoRE ¦ 5QU LoRE | Red Flag Warning - Large Fires | 2046 | 1.3083e-07 | 1.3815e-07 | 1.3063e-07 | 1.2441e-07 | 6.9209 | 0.84944 | 3.8632 | 2.2083 | 0 | 0 | 0 | 0 | 2.3246e-05 | 9.0549e-07 | 0 | 9.0549e-07 | 9.5612e-07 | 0 | 9.5612e-07 | 9.041e-07 | 0 | 9.041e-07 | 8.6105e-07 | 0 | 8.6105e-07
[79 empty] | WLDFR | HFTD - Distribution - Tier 2 - 3QU CoRE ¦ 5QU LoRE | Red Flag Warning - Large Fires | 2047 | 1.3083e-07 | 1.3815e-07 | 1.3063e-07 | 1.2441e-07 | 6.9209 | 0.84944 | 3.8632 | 2.2083 | 0 | 0 | 0 | 0 | 2.3246e-05 | 9.0549e-07 | 0 | 9.0549e-07 | 9.5612e-07 | 0 | 9.5612e-07 | 9.041e-07 | 0 | 9.041e-07 | 8.6105e-07 | 0 | 8.6105e-07
[79 empty] | WLDFR | HFTD - Distribution - Tier 2 - 3QU CoRE ¦ 5QU LoRE | Red Flag Warning - Large Fires | 2048 | 1.3083e-07 | 1.3815e-07 | 1.3063e-07 | 1.2441e-07 | 7.3713 | 0.88759 | 4.1075 | 2.3763 | 0 | 0 | 0 | 0 | 2.3246e-05 | 9.6442e-07 | 0 | 9.6442e-07 | 1.0183e-06 | 0 | 1.0183e-06 | 9.6294e-07 | 0 | 9.6294e-07 | 9.1709e-07 | 0 | 9.1709e-07
[79 empty] | WLDFR | HFTD - Distribution - Tier 2 - 3QU CoRE ¦ 5QU LoRE | Red Flag Warning - Large Fires | 2049 | 1.3083e-07 | 1.3815e-07 | 1.3063e-07 | 1.2441e-07 | 7.3713 | 0.88759 | 4.1075 | 2.3763 | 0 | 0 | 0 | 0 | 2.3246e-05 | 9.6442e-07 | 0 | 9.6442e-07 | 1.0183e-06 | 0 | 1.0183e-06 | 9.6294e-07 | 0 | 9.6294e-07 | 9.1709e-07 | 0 | 9.1709e-07
[79 empty] | WLDFR | HFTD - Distribution - Tier 2 - 3QU CoRE ¦ 5QU LoRE | Red Flag Warning - Large Fires | 2050 | 0 | 1.3815e-07 | 1.3063e-07 | 1.2441e-07 | 7.3713 | 0.88759 | 4.1075 | 2.3763 | 0 | 0 | 0 | 0 | 2.3246e-05 | 0 | 0 | 0 | 1.0183e-06 | 0 | 1.0183e-06 | 9.6294e-07 | 0 | 9.6294e-07 | 9.1709e-07 | 0 | 9.1709e-07
[79 empty] | WLDFR | HFTD - Distribution - Tier 2 - 3QU CoRE ¦ 5QU LoRE | Red Flag Warning - Large Fires | 2051 | 0 | 0 | 1.3063e-07 | 1.2441e-07 | 7.3713 | 0.88759 | 4.1075 | 2.3763 | 0 | 0 | 0 | 0 | 2.3246e-05 | 0 | 0 | 0 | 0 | 0 | 0 | 9.6294e-07 | 0 | 9.6294e-07 | 9.1709e-07 | 0 | 9.1709e-07
[79 empty] | WLDFR | HFTD - Distribution - Tier 2 - 3QU CoRE ¦ 5QU LoRE | Red Flag Warning - Large Fires | 2052 | 0 | 0 | 0 | 1.2441e-07 | 7.3713 | 0.88759 | 4.1075 | 2.3763 | 0 | 0 | 0 | 0 | 2.3246e-05 | 0 | 0 | 0 | 0 | 0 | 0 | 0 | 0 | 0 | 9.1709e-07 | 0 | 9.1709e-07
[79 empty] | WLDFR | HFTD - Distribution - Tier 2 - 3QU CoRE ¦ 5QU LoRE | Red Flag Warning - Small Fires | 2020 | 3.0527e-06 | 0 | 0 | 0 | 0.077901 | 0.036425 | 0.0015809 | 0.039895 | 0 | 0 | 0 | 0 | 0.00026611 | 2.3781e-07 | 0 | 2.3781e-07 | 0 | 0 | 0 | 0 | 0 | 0 | 0 | 0 | 0
[79 empty] | WLDFR | HFTD - Distribution - Tier 2 - 3QU CoRE ¦ 5QU LoRE | Red Flag Warning - Small Fires | 2021 | 2.0049e-06 | 3.2234e-06 | 0 | 0 | 0.077901 | 0.036425 | 0.0015809 | 0.039895 | 0 | 0 | 0 | 0 | 0.00026611 | 1.5618e-07 | 0 | 1.5618e-07 | 2.511e-07 | 0 | 2.511e-07 | 0 | 0 | 0 | 0 | 0 | 0
[79 empty] | WLDFR | HFTD - Distribution - Tier 2 - 3QU CoRE ¦ 5QU LoRE | Red Flag Warning - Small Fires | 2022 | 2.0136e-06 | 2.1261e-06 | 3.0621e-06 | 0 | 0.077901 | 0.036425 | 0.0015809 | 0.039895 | 0 | 0 | 0 | 0 | 0.00026354 | 1.5686e-07 | 0 | 1.5686e-07 | 1.6563e-07 | 0 | 1.6563e-07 | 2.3854e-07 | 0 | 2.3854e-07 | 0 | 0 | 0
[79 empty] | WLDFR | HFTD - Distribution - Tier 2 - 3QU CoRE ¦ 5QU LoRE | Red Flag Warning - Small Fires | 2023 | 2.0136e-06 | 2.1261e-06 | 2.0105e-06 | 2.9163e-06 | 0.080408 | 0.03759 | 0.0016314 | 0.041187 | 0 | 0 | 0 | 0 | 0.00026354 | 1.6191e-07 | 0 | 1.6191e-07 | 1.7096e-07 | 0 | 1.7096e-07 | 1.6166e-07 | 0 | 1.6166e-07 | 2.3449e-07 | 0 | 2.3449e-07
[79 empty] | WLDFR | HFTD - Distribution - Tier 2 - 3QU CoRE ¦ 5QU LoRE | Red Flag Warning - Small Fires | 2024 | 2.0136e-06 | 2.1261e-06 | 2.0105e-06 | 1.9147e-06 | 0.080408 | 0.03759 | 0.0016314 | 0.041187 | 0 | 0 | 0 | 0 | 0.00026354 | 1.6191e-07 | 0 | 1.6191e-07 | 1.7096e-07 | 0 | 1.7096e-07 | 1.6166e-07 | 0 | 1.6166e-07 | 1.5396e-07 | 0 | 1.5396e-07
[79 empty] | WLDFR | HFTD - Distribution - Tier 2 - 3QU CoRE ¦ 5QU LoRE | Red Flag Warning - Small Fires | 2025 | 2.0136e-06 | 2.1261e-06 | 2.0105e-06 | 1.9147e-06 | 0.080408 | 0.03759 | 0.0016314 | 0.041187 | 0 | 0 | 0 | 0 | 0.00026354 | 1.6191e-07 | 0 | 1.6191e-07 | 1.7096e-07 | 0 | 1.7096e-07 | 1.6166e-07 | 0 | 1.6166e-07 | 1.5396e-07 | 0 | 1.5396e-07
[79 empty] | WLDFR | HFTD - Distribution - Tier 2 - 3QU CoRE ¦ 5QU LoRE | Red Flag Warning - Small Fires | 2026 | 2.0136e-06 | 2.1261e-06 | 2.0105e-06 | 1.9147e-06 | 0.080408 | 0.03759 | 0.0016314 | 0.041187 | 0 | 0 | 0 | 0 | 0.00026354 | 1.6191e-07 | 0 | 1.6191e-07 | 1.7096e-07 | 0 | 1.7096e-07 | 1.6166e-07 | 0 | 1.6166e-07 | 1.5396e-07 | 0 | 1.5396e-07
[79 empty] | WLDFR | HFTD - Distribution - Tier 2 - 3QU CoRE ¦ 5QU LoRE | Red Flag Warning - Small Fires | 2027 | 2.0136e-06 | 2.1261e-06 | 2.0105e-06 | 1.9147e-06 | 0.080408 | 0.03759 | 0.0016314 | 0.041187 | 0 | 0 | 0 | 0 | 0.00026354 | 1.6191e-07 | 0 | 1.6191e-07 | 1.7096e-07 | 0 | 1.7096e-07 | 1.6166e-07 | 0 | 1.6166e-07 | 1.5396e-07 | 0 | 1.5396e-07
[79 empty] | WLDFR | HFTD - Distribution - Tier 2 - 3QU CoRE ¦ 5QU LoRE | Red Flag Warning - Small Fires | 2028 | 2.0136e-06 | 2.1261e-06 | 2.0105e-06 | 1.9147e-06 | 0.083606 | 0.039055 | 0.001695 | 0.042856 | 0 | 0 | 0 | 0 | 0.00026354 | 1.6835e-07 | 0 | 1.6835e-07 | 1.7776e-07 | 0 | 1.7776e-07 | 1.6809e-07 | 0 | 1.6809e-07 | 1.6008e-07 | 0 | 1.6008e-07
[79 empty] | WLDFR | HFTD - Distribution - Tier 2 - 3QU CoRE ¦ 5QU LoRE | Red Flag Warning - Small Fires | 2029 | 2.0136e-06 | 2.1261e-06 | 2.0105e-06 | 1.9147e-06 | 0.083606 | 0.039055 | 0.001695 | 0.042856 | 0 | 0 | 0 | 0 | 0.00026354 | 1.6835e-07 | 0 | 1.6835e-07 | 1.7776e-07 | 0 | 1.7776e-07 | 1.6809e-07 | 0 | 1.6809e-07 | 1.6008e-07 | 0 | 1.6008e-07
[79 empty] | WLDFR | HFTD - Distribution - Tier 2 - 3QU CoRE ¦ 5QU LoRE | Red Flag Warning - Small Fires | 2030 | 2.0136e-06 | 2.1261e-06 | 2.0105e-06 | 1.9147e-06 | 0.083606 | 0.039055 | 0.001695 | 0.042856 | 0 | 0 | 0 | 0 | 0.00026354 | 1.6835e-07 | 0 | 1.6835e-07 | 1.7776e-07 | 0 | 1.7776e-07 | 1.6809e-07 | 0 | 1.6809e-07 | 1.6008e-07 | 0 | 1.6008e-07
[79 empty] | WLDFR | HFTD - Distribution - Tier 2 - 3QU CoRE ¦ 5QU LoRE | Red Flag Warning - Small Fires | 2031 | 2.0136e-06 | 2.1261e-06 | 2.0105e-06 | 1.9147e-06 | 0.083606 | 0.039055 | 0.001695 | 0.042856 | 0 | 0 | 0 | 0 | 0.00026354 | 1.6835e-07 | 0 | 1.6835e-07 | 1.7776e-07 | 0 | 1.7776e-07 | 1.6809e-07 | 0 | 1.6809e-07 | 1.6008e-07 | 0 | 1.6008e-07
[79 empty] | WLDFR | HFTD - Distribution - Tier 2 - 3QU CoRE ¦ 5QU LoRE | Red Flag Warning - Small Fires | 2032 | 2.0136e-06 | 2.1261e-06 | 2.0105e-06 | 1.9147e-06 | 0.083606 | 0.039055 | 0.001695 | 0.042856 | 0 | 0 | 0 | 0 | 0.00026354 | 1.6835e-07 | 0 | 1.6835e-07 | 1.7776e-07 | 0 | 1.7776e-07 | 1.6809e-07 | 0 | 1.6809e-07 | 1.6008e-07 | 0 | 1.6008e-07
[79 empty] | WLDFR | HFTD - Distribution - Tier 2 - 3QU CoRE ¦ 5QU LoRE | Red Flag Warning - Small Fires | 2033 | 2.0136e-06 | 2.1261e-06 | 2.0105e-06 | 1.9147e-06 | 0.087211 | 0.040679 | 0.0017655 | 0.044766 | 0 | 0 | 0 | 0 | 0.00026354 | 1.756e-07 | 0 | 1.756e-07 | 1.8542e-07 | 0 | 1.8542e-07 | 1.7534e-07 | 0 | 1.7534e-07 | 1.6699e-07 | 0 | 1.6699e-07
[79 empty] | WLDFR | HFTD - Distribution - Tier 2 - 3QU CoRE ¦ 5QU LoRE | Red Flag Warning - Small Fires | 2034 | 2.0136e-06 | 2.1261e-06 | 2.0105e-06 | 1.9147e-06 | 0.087211 | 0.040679 | 0.0017655 | 0.044766 | 0 | 0 | 0 | 0 | 0.00026354 | 1.756e-07 | 0 | 1.756e-07 | 1.8542e-07 | 0 | 1.8542e-07 | 1.7534e-07 | 0 | 1.7534e-07 | 1.6699e-07 | 0 | 1.6699e-07
[79 empty] | WLDFR | HFTD - Distribution - Tier 2 - 3QU CoRE ¦ 5QU LoRE | Red Flag Warning - Small Fires | 2035 | 2.0136e-06 | 2.1261e-06 | 2.0105e-06 | 1.9147e-06 | 0.087211 | 0.040679 | 0.0017655 | 0.044766 | 0 | 0 | 0 | 0 | 0.00026354 | 1.756e-07 | 0 | 1.756e-07 | 1.8542e-07 | 0 | 1.8542e-07 | 1.7534e-07 | 0 | 1.7534e-07 | 1.6699e-07 | 0 | 1.6699e-07
[79 empty] | WLDFR | HFTD - Distribution - Tier 2 - 3QU CoRE ¦ 5QU LoRE | Red Flag Warning - Small Fires | 2036 | 2.0136e-06 | 2.1261e-06 | 2.0105e-06 | 1.9147e-06 | 0.087211 | 0.040679 | 0.0017655 | 0.044766 | 0 | 0 | 0 | 0 | 0.00026354 | 1.756e-07 | 0 | 1.756e-07 | 1.8542e-07 | 0 | 1.8542e-07 | 1.7534e-07 | 0 | 1.7534e-07 | 1.6699e-07 | 0 | 1.6699e-07
[79 empty] | WLDFR | HFTD - Distribution - Tier 2 - 3QU CoRE ¦ 5QU LoRE | Red Flag Warning - Small Fires | 2037 | 2.0136e-06 | 2.1261e-06 | 2.0105e-06 | 1.9147e-06 | 0.087211 | 0.040679 | 0.0017655 | 0.044766 | 0 | 0 | 0 | 0 | 0.00026354 | 1.756e-07 | 0 | 1.756e-07 | 1.8542e-07 | 0 | 1.8542e-07 | 1.7534e-07 | 0 | 1.7534e-07 | 1.6699e-07 | 0 | 1.6699e-07
[79 empty] | WLDFR | HFTD - Distribution - Tier 2 - 3QU CoRE ¦ 5QU LoRE | Red Flag Warning - Small Fires | 2038 | 2.0136e-06 | 2.1261e-06 | 2.0105e-06 | 1.9147e-06 | 0.091184 | 0.042438 | 0.0018418 | 0.046905 | 0 | 0 | 0 | 0 | 0.00026354 | 1.8361e-07 | 0 | 1.8361e-07 | 1.9387e-07 | 0 | 1.9387e-07 | 1.8332e-07 | 0 | 1.8332e-07 | 1.7459e-07 | 0 | 1.7459e-07
[79 empty] | WLDFR | HFTD - Distribution - Tier 2 - 3QU CoRE ¦ 5QU LoRE | Red Flag Warning - Small Fires | 2039 | 2.0136e-06 | 2.1261e-06 | 2.0105e-06 | 1.9147e-06 | 0.091184 | 0.042438 | 0.0018418 | 0.046905 | 0 | 0 | 0 | 0 | 0.00026354 | 1.8361e-07 | 0 | 1.8361e-07 | 1.9387e-07 | 0 | 1.9387e-07 | 1.8332e-07 | 0 | 1.8332e-07 | 1.7459e-07 | 0 | 1.7459e-07
[79 empty] | WLDFR | HFTD - Distribution - Tier 2 - 3QU CoRE ¦ 5QU LoRE | Red Flag Warning - Small Fires | 2040 | 2.0136e-06 | 2.1261e-06 | 2.0105e-06 | 1.9147e-06 | 0.091184 | 0.042438 | 0.0018418 | 0.046905 | 0 | 0 | 0 | 0 | 0.00026354 | 1.8361e-07 | 0 | 1.8361e-07 | 1.9387e-07 | 0 | 1.9387e-07 | 1.8332e-07 | 0 | 1.8332e-07 | 1.7459e-07 | 0 | 1.7459e-07
[79 empty] | WLDFR | HFTD - Distribution - Tier 2 - 3QU CoRE ¦ 5QU LoRE | Red Flag Warning - Small Fires | 2041 | 2.0136e-06 | 2.1261e-06 | 2.0105e-06 | 1.9147e-06 | 0.091184 | 0.042438 | 0.0018418 | 0.046905 | 0 | 0 | 0 | 0 | 0.00026354 | 1.8361e-07 | 0 | 1.8361e-07 | 1.9387e-07 | 0 | 1.9387e-07 | 1.8332e-07 | 0 | 1.8332e-07 | 1.7459e-07 | 0 | 1.7459e-07
[79 empty] | WLDFR | HFTD - Distribution - Tier 2 - 3QU CoRE ¦ 5QU LoRE | Red Flag Warning - Small Fires | 2042 | 2.0136e-06 | 2.1261e-06 | 2.0105e-06 | 1.9147e-06 | 0.091184 | 0.042438 | 0.0018418 | 0.046905 | 0 | 0 | 0 | 0 | 0.00026354 | 1.8361e-07 | 0 | 1.8361e-07 | 1.9387e-07 | 0 | 1.9387e-07 | 1.8332e-07 | 0 | 1.8332e-07 | 1.7459e-07 | 0 | 1.7459e-07
[79 empty] | WLDFR | HFTD - Distribution - Tier 2 - 3QU CoRE ¦ 5QU LoRE | Red Flag Warning - Small Fires | 2043 | 2.0136e-06 | 2.1261e-06 | 2.0105e-06 | 1.9147e-06 | 0.095486 | 0.044306 | 0.0019228 | 0.049257 | 0 | 0 | 0 | 0 | 0.00026354 | 1.9227e-07 | 0 | 1.9227e-07 | 2.0302e-07 | 0 | 2.0302e-07 | 1.9197e-07 | 0 | 1.9197e-07 | 1.8283e-07 | 0 | 1.8283e-07
[79 empty] | WLDFR | HFTD - Distribution - Tier 2 - 3QU CoRE ¦ 5QU LoRE | Red Flag Warning - Small Fires | 2044 | 2.0136e-06 | 2.1261e-06 | 2.0105e-06 | 1.9147e-06 | 0.095486 | 0.044306 | 0.0019228 | 0.049257 | 0 | 0 | 0 | 0 | 0.00026354 | 1.9227e-07 | 0 | 1.9227e-07 | 2.0302e-07 | 0 | 2.0302e-07 | 1.9197e-07 | 0 | 1.9197e-07 | 1.8283e-07 | 0 | 1.8283e-07
[79 empty] | WLDFR | HFTD - Distribution - Tier 2 - 3QU CoRE ¦ 5QU LoRE | Red Flag Warning - Small Fires | 2045 | 2.0136e-06 | 2.1261e-06 | 2.0105e-06 | 1.9147e-06 | 0.095486 | 0.044306 | 0.0019228 | 0.049257 | 0 | 0 | 0 | 0 | 0.00026354 | 1.9227e-07 | 0 | 1.9227e-07 | 2.0302e-07 | 0 | 2.0302e-07 | 1.9197e-07 | 0 | 1.9197e-07 | 1.8283e-07 | 0 | 1.8283e-07
[79 empty] | WLDFR | HFTD - Distribution - Tier 2 - 3QU CoRE ¦ 5QU LoRE | Red Flag Warning - Small Fires | 2046 | 2.0136e-06 | 2.1261e-06 | 2.0105e-06 | 1.9147e-06 | 0.095486 | 0.044306 | 0.0019228 | 0.049257 | 0 | 0 | 0 | 0 | 0.00026354 | 1.9227e-07 | 0 | 1.9227e-07 | 2.0302e-07 | 0 | 2.0302e-07 | 1.9197e-07 | 0 | 1.9197e-07 | 1.8283e-07 | 0 | 1.8283e-07
[79 empty] | WLDFR | HFTD - Distribution - Tier 2 - 3QU CoRE ¦ 5QU LoRE | Red Flag Warning - Small Fires | 2047 | 2.0136e-06 | 2.1261e-06 | 2.0105e-06 | 1.9147e-06 | 0.095486 | 0.044306 | 0.0019228 | 0.049257 | 0 | 0 | 0 | 0 | 0.00026354 | 1.9227e-07 | 0 | 1.9227e-07 | 2.0302e-07 | 0 | 2.0302e-07 | 1.9197e-07 | 0 | 1.9197e-07 | 1.8283e-07 | 0 | 1.8283e-07
[79 empty] | WLDFR | HFTD - Distribution - Tier 2 - 3QU CoRE ¦ 5QU LoRE | Red Flag Warning - Small Fires | 2048 | 2.0136e-06 | 2.1261e-06 | 2.0105e-06 | 1.9147e-06 | 0.10007 | 0.04626 | 0.0020076 | 0.051804 | 0 | 0 | 0 | 0 | 0.00026354 | 2.015e-07 | 0 | 2.015e-07 | 2.1277e-07 | 0 | 2.1277e-07 | 2.0119e-07 | 0 | 2.0119e-07 | 1.9161e-07 | 0 | 1.9161e-07
[79 empty] | WLDFR | HFTD - Distribution - Tier 2 - 3QU CoRE ¦ 5QU LoRE | Red Flag Warning - Small Fires | 2049 | 2.0136e-06 | 2.1261e-06 | 2.0105e-06 | 1.9147e-06 | 0.10007 | 0.04626 | 0.0020076 | 0.051804 | 0 | 0 | 0 | 0 | 0.00026354 | 2.015e-07 | 0 | 2.015e-07 | 2.1277e-07 | 0 | 2.1277e-07 | 2.0119e-07 | 0 | 2.0119e-07 | 1.9161e-07 | 0 | 1.9161e-07
[79 empty] | WLDFR | HFTD - Distribution - Tier 2 - 3QU CoRE ¦ 5QU LoRE | Red Flag Warning - Small Fires | 2050 | 0 | 2.1261e-06 | 2.0105e-06 | 1.9147e-06 | 0.10007 | 0.04626 | 0.0020076 | 0.051804 | 0 | 0 | 0 | 0 | 0.00026354 | 0 | 0 | 0 | 2.1277e-07 | 0 | 2.1277e-07 | 2.0119e-07 | 0 | 2.0119e-07 | 1.9161e-07 | 0 | 1.9161e-07
[79 empty] | WLDFR | HFTD - Distribution - Tier 2 - 3QU CoRE ¦ 5QU LoRE | Red Flag Warning - Small Fires | 2051 | 0 | 0 | 2.0105e-06 | 1.9147e-06 | 0.10007 | 0.04626 | 0.0020076 | 0.051804 | 0 | 0 | 0 | 0 | 0.00026354 | 0 | 0 | 0 | 0 | 0 | 0 | 2.0119e-07 | 0 | 2.0119e-07 | 1.9161e-07 | 0 | 1.9161e-07
[79 empty] | WLDFR | HFTD - Distribution - Tier 2 - 3QU CoRE ¦ 5QU LoRE | Red Flag Warning - Small Fires | 2052 | 0 | 0 | 0 | 1.9147e-06 | 0.10007 | 0.04626 | 0.0020076 | 0.051804 | 0 | 0 | 0 | 0 | 0.00026354 | 0 | 0 | 0 | 0 | 0 | 0 | 0 | 0 | 0 | 1.9161e-07 | 0 | 1.9161e-07
[79 empty] | WLDFR | HFTD - Distribution - Tier 2 - 3QU CoRE ¦ 5QU LoRE | Seismic - Non-Red Flag Warning - Catastrophic Fires | 2020 | 1.816e-12 | 0 | 0 | 0 | 21083.8428 | 409.2237 | 13469.0878 | 7205.5313 | 0 | 0 | 0 | 0 | 3.0005e-10 | 3.8288e-08 | 0 | 3.8288e-08 | 0 | 0 | 0 | 0 | 0 | 0 | 0 | 0 | 0
[79 empty] | WLDFR | HFTD - Distribution - Tier 2 - 3QU CoRE ¦ 5QU LoRE | Seismic - Non-Red Flag Warning - Catastrophic Fires | 2021 | 0 | 1.9175e-12 | 0 | 0 | 21083.8428 | 409.2237 | 13469.0878 | 7205.5313 | 0 | 0 | 0 | 0 | 3.0005e-10 | 0 | 0 | 0 | 4.0429e-08 | 0 | 4.0429e-08 | 0 | 0 | 0 | 0 | 0 | 0
[79 empty] | WLDFR | HFTD - Distribution - Tier 2 - 3QU CoRE ¦ 5QU LoRE | Seismic - Non-Red Flag Warning - Catastrophic Fires | 2022 | 0 | 0 | 1.8477e-12 | 0 | 21083.8428 | 409.2237 | 13469.0878 | 7205.5313 | 0 | 0 | 0 | 0 | 3.0335e-10 | 0 | 0 | 0 | 0 | 0 | 0 | 3.8957e-08 | 0 | 3.8957e-08 | 0 | 0 | 0
[79 empty] | WLDFR | HFTD - Distribution - Tier 2 - 3QU CoRE ¦ 5QU LoRE | Seismic - Non-Red Flag Warning - Catastrophic Fires | 2023 | 0 | 0 | 0 | 1.7597e-12 | 21835.9781 | 428.6023 | 13939.561 | 7467.8148 | 0 | 0 | 0 | 0 | 3.0335e-10 | 0 | 0 | 0 | 0 | 0 | 0 | 0 | 0 | 0 | 3.8425e-08 | 0 | 3.8425e-08
[79 empty] | WLDFR | HFTD - Distribution - Tier 2 - 3QU CoRE ¦ 5QU LoRE | Seismic - Red Flag Warning - Catastrophic Fires | 2020 | 7.8305e-11 | 0 | 0 | 0 | 21083.8428 | 409.2237 | 13469.0878 | 7205.5313 | 0 | 0 | 0 | 0 | 1.2938e-08 | 1.651e-06 | 0 | 1.651e-06 | 0 | 0 | 0 | 0 | 0 | 0 | 0 | 0 | 0
[79 empty] | WLDFR | HFTD - Distribution - Tier 2 - 3QU CoRE ¦ 5QU LoRE | Seismic - Red Flag Warning - Catastrophic Fires | 2021 | 0 | 8.2683e-11 | 0 | 0 | 21083.8428 | 409.2237 | 13469.0878 | 7205.5313 | 0 | 0 | 0 | 0 | 1.2938e-08 | 0 | 0 | 0 | 1.7433e-06 | 0 | 1.7433e-06 | 0 | 0 | 0 | 0 | 0 | 0
[79 empty] | WLDFR | HFTD - Distribution - Tier 2 - 3QU CoRE ¦ 5QU LoRE | Seismic - Red Flag Warning - Catastrophic Fires | 2022 | 0 | 0 | 7.9673e-11 | 0 | 21083.8428 | 409.2237 | 13469.0878 | 7205.5313 | 0 | 0 | 0 | 0 | 1.3081e-08 | 0 | 0 | 0 | 0 | 0 | 0 | 1.6798e-06 | 0 | 1.6798e-06 | 0 | 0 | 0
[79 empty] | WLDFR | HFTD - Distribution - Tier 2 - 3QU CoRE ¦ 5QU LoRE | Seismic - Red Flag Warning - Catastrophic Fires | 2023 | 0 | 0 | 0 | 7.5879e-11 | 21835.9781 | 428.6023 | 13939.561 | 7467.8148 | 0 | 0 | 0 | 0 | 1.3081e-08 | 0 | 0 | 0 | 0 | 0 | 0 | 0 | 0 | 0 | 1.6569e-06 | 0 | 1.6569e-06
[79 empty] | WLDFR | HFTD - Distribution - Tier 2 - 4QU CoRE ¦ 1QU LoRE | Non-Red Flag Warning - Catastrophic Fires | 2020 | 3.2096e-09 | 0 | 0 | 0 | 14146.1306 | 222.2294 | 8585.7228 | 5338.1784 | 0 | 0 | 0 | 0 | 1.2878e-06 | 4.5404e-05 | 0 | 4.5404e-05 | 0 | 0 | 0 | 0 | 0 | 0 | 0 | 0 | 0
[79 empty] | WLDFR | HFTD - Distribution - Tier 2 - 4QU CoRE ¦ 1QU LoRE | Non-Red Flag Warning - Catastrophic Fires | 2021 | 1.8444e-09 | 3.3891e-09 | 0 | 0 | 14146.1306 | 222.2294 | 8585.7228 | 5338.1784 | 0 | 0 | 0 | 0 | 1.2878e-06 | 2.6091e-05 | 0 | 2.6091e-05 | 4.7942e-05 | 0 | 4.7942e-05 | 0 | 0 | 0 | 0 | 0 | 0
[79 empty] | WLDFR | HFTD - Distribution - Tier 2 - 4QU CoRE ¦ 1QU LoRE | Non-Red Flag Warning - Catastrophic Fires | 2022 | 1.6093e-09 | 1.6993e-09 | 3.0343e-09 | 0 | 14146.1306 | 222.2294 | 8585.7228 | 5338.1784 | 0 | 0 | 0 | 0 | 1.2474e-06 | 2.2766e-05 | 0 | 2.2766e-05 | 2.4039e-05 | 0 | 2.4039e-05 | 4.2924e-05 | 0 | 4.2924e-05 | 0 | 0 | 0
[79 empty] | WLDFR | HFTD - Distribution - Tier 2 - 4QU CoRE ¦ 1QU LoRE | Non-Red Flag Warning - Catastrophic Fires | 2023 | 1.6093e-09 | 1.6993e-09 | 1.7036e-09 | 2.8899e-09 | 14664.6376 | 233.2301 | 8896.516 | 5534.8915 | 0 | 0 | 0 | 0 | 1.2474e-06 | 2.36e-05 | 0 | 2.36e-05 | 2.492e-05 | 0 | 2.492e-05 | 2.4983e-05 | 0 | 2.4983e-05 | 4.2379e-05 | 0 | 4.2379e-05
[79 empty] | WLDFR | HFTD - Distribution - Tier 2 - 4QU CoRE ¦ 1QU LoRE | Non-Red Flag Warning - Catastrophic Fires | 2024 | 1.6093e-09 | 1.6993e-09 | 1.7036e-09 | 1.6225e-09 | 14664.6376 | 233.2301 | 8896.516 | 5534.8915 | 0 | 0 | 0 | 0 | 1.2474e-06 | 2.36e-05 | 0 | 2.36e-05 | 2.492e-05 | 0 | 2.492e-05 | 2.4983e-05 | 0 | 2.4983e-05 | 2.3793e-05 | 0 | 2.3793e-05
[79 empty] | WLDFR | HFTD - Distribution - Tier 2 - 4QU CoRE ¦ 1QU LoRE | Non-Red Flag Warning - Catastrophic Fires | 2025 | 1.6093e-09 | 1.6993e-09 | 1.7036e-09 | 1.6225e-09 | 14664.6376 | 233.2301 | 8896.516 | 5534.8915 | 0 | 0 | 0 | 0 | 1.2474e-06 | 2.36e-05 | 0 | 2.36e-05 | 2.492e-05 | 0 | 2.492e-05 | 2.4983e-05 | 0 | 2.4983e-05 | 2.3793e-05 | 0 | 2.3793e-05
[79 empty] | WLDFR | HFTD - Distribution - Tier 2 - 4QU CoRE ¦ 1QU LoRE | Non-Red Flag Warning - Catastrophic Fires | 2026 | 1.6093e-09 | 1.6993e-09 | 1.7036e-09 | 1.6225e-09 | 14664.6376 | 233.2301 | 8896.516 | 5534.8915 | 0 | 0 | 0 | 0 | 1.2474e-06 | 2.36e-05 | 0 | 2.36e-05 | 2.492e-05 | 0 | 2.492e-05 | 2.4983e-05 | 0 | 2.4983e-05 | 2.3793e-05 | 0 | 2.3793e-05
[79 empty] | WLDFR | HFTD - Distribution - Tier 2 - 4QU CoRE ¦ 1QU LoRE | Non-Red Flag Warning - Catastrophic Fires | 2027 | 1.6093e-09 | 1.6993e-09 | 1.7036e-09 | 1.6225e-09 | 14664.6376 | 233.2301 | 8896.516 | 5534.8915 | 0 | 0 | 0 | 0 | 1.2474e-06 | 2.36e-05 | 0 | 2.36e-05 | 2.492e-05 | 0 | 2.492e-05 | 2.4983e-05 | 0 | 2.4983e-05 | 2.3793e-05 | 0 | 2.3793e-05
[79 empty] | WLDFR | HFTD - Distribution - Tier 2 - 4QU CoRE ¦ 1QU LoRE | Non-Red Flag Warning - Catastrophic Fires | 2028 | 1.6093e-09 | 1.6993e-09 | 1.7036e-09 | 1.6225e-09 | 15317.9909 | 247.273 | 9287.6491 | 5783.0689 | 0 | 0 | 0 | 0 | 1.2474e-06 | 2.4652e-05 | 0 | 2.4652e-05 | 2.603e-05 | 0 | 2.603e-05 | 2.6096e-05 | 0 | 2.6096e-05 | 2.4853e-05 | 0 | 2.4853e-05
[79 empty] | WLDFR | HFTD - Distribution - Tier 2 - 4QU CoRE ¦ 1QU LoRE | Non-Red Flag Warning - Catastrophic Fires | 2029 | 1.6093e-09 | 1.6993e-09 | 1.7036e-09 | 1.6225e-09 | 15317.9909 | 247.273 | 9287.6491 | 5783.0689 | 0 | 0 | 0 | 0 | 1.2474e-06 | 2.4652e-05 | 0 | 2.4652e-05 | 2.603e-05 | 0 | 2.603e-05 | 2.6096e-05 | 0 | 2.6096e-05 | 2.4853e-05 | 0 | 2.4853e-05
[79 empty] | WLDFR | HFTD - Distribution - Tier 2 - 4QU CoRE ¦ 1QU LoRE | Non-Red Flag Warning - Catastrophic Fires | 2030 | 1.6093e-09 | 1.6993e-09 | 1.7036e-09 | 1.6225e-09 | 15317.9909 | 247.273 | 9287.6491 | 5783.0689 | 0 | 0 | 0 | 0 | 1.2474e-06 | 2.4652e-05 | 0 | 2.4652e-05 | 2.603e-05 | 0 | 2.603e-05 | 2.6096e-05 | 0 | 2.6096e-05 | 2.4853e-05 | 0 | 2.4853e-05
[79 empty] | WLDFR | HFTD - Distribution - Tier 2 - 4QU CoRE ¦ 1QU LoRE | Non-Red Flag Warning - Catastrophic Fires | 2031 | 1.6093e-09 | 1.6993e-09 | 1.7036e-09 | 1.6225e-09 | 15317.9909 | 247.273 | 9287.6491 | 5783.0689 | 0 | 0 | 0 | 0 | 1.2474e-06 | 2.4652e-05 | 0 | 2.4652e-05 | 2.603e-05 | 0 | 2.603e-05 | 2.6096e-05 | 0 | 2.6096e-05 | 2.4853e-05 | 0 | 2.4853e-05
[79 empty] | WLDFR | HFTD - Distribution - Tier 2 - 4QU CoRE ¦ 1QU LoRE | Non-Red Flag Warning - Catastrophic Fires | 2032 | 1.6093e-09 | 1.6993e-09 | 1.7036e-09 | 1.6225e-09 | 15317.9909 | 247.273 | 9287.6491 | 5783.0689 | 0 | 0 | 0 | 0 | 1.2474e-06 | 2.4652e-05 | 0 | 2.4652e-05 | 2.603e-05 | 0 | 2.603e-05 | 2.6096e-05 | 0 | 2.6096e-05 | 2.4853e-05 | 0 | 2.4853e-05
[79 empty] | WLDFR | HFTD - Distribution - Tier 2 - 4QU CoRE ¦ 1QU LoRE | Non-Red Flag Warning - Catastrophic Fires | 2033 | 1.6093e-09 | 1.6993e-09 | 1.7036e-09 | 1.6225e-09 | 16044.1264 | 263.1074 | 9721.74 | 6059.2791 | 0 | 0 | 0 | 0 | 1.2474e-06 | 2.582e-05 | 0 | 2.582e-05 | 2.7264e-05 | 0 | 2.7264e-05 | 2.7333e-05 | 0 | 2.7333e-05 | 2.6031e-05 | 0 | 2.6031e-05
[79 empty] | WLDFR | HFTD - Distribution - Tier 2 - 4QU CoRE ¦ 1QU LoRE | Non-Red Flag Warning - Catastrophic Fires | 2034 | 1.6093e-09 | 1.6993e-09 | 1.7036e-09 | 1.6225e-09 | 16044.1264 | 263.1074 | 9721.74 | 6059.2791 | 0 | 0 | 0 | 0 | 1.2474e-06 | 2.582e-05 | 0 | 2.582e-05 | 2.7264e-05 | 0 | 2.7264e-05 | 2.7333e-05 | 0 | 2.7333e-05 | 2.6031e-05 | 0 | 2.6031e-05
[79 empty] | WLDFR | HFTD - Distribution - Tier 2 - 4QU CoRE ¦ 1QU LoRE | Non-Red Flag Warning - Catastrophic Fires | 2035 | 1.6093e-09 | 1.6993e-09 | 1.7036e-09 | 1.6225e-09 | 16044.1264 | 263.1074 | 9721.74 | 6059.2791 | 0 | 0 | 0 | 0 | 1.2474e-06 | 2.582e-05 | 0 | 2.582e-05 | 2.7264e-05 | 0 | 2.7264e-05 | 2.7333e-05 | 0 | 2.7333e-05 | 2.6031e-05 | 0 | 2.6031e-05
[79 empty] | WLDFR | HFTD - Distribution - Tier 2 - 4QU CoRE ¦ 1QU LoRE | Non-Red Flag Warning - Catastrophic Fires | 2036 | 1.6093e-09 | 1.6993e-09 | 1.7036e-09 | 1.6225e-09 | 16044.1264 | 263.1074 | 9721.74 | 6059.2791 | 0 | 0 | 0 | 0 | 1.2474e-06 | 2.582e-05 | 0 | 2.582e-05 | 2.7264e-05 | 0 | 2.7264e-05 | 2.7333e-05 | 0 | 2.7333e-05 | 2.6031e-05 | 0 | 2.6031e-05
[79 empty] | WLDFR | HFTD - Distribution - Tier 2 - 4QU CoRE ¦ 1QU LoRE | Non-Red Flag Warning - Catastrophic Fires | 2037 | 1.6093e-09 | 1.6993e-09 | 1.7036e-09 | 1.6225e-09 | 16044.1264 | 263.1074 | 9721.74 | 6059.2791 | 0 | 0 | 0 | 0 | 1.2474e-06 | 2.582e-05 | 0 | 2.582e-05 | 2.7264e-05 | 0 | 2.7264e-05 | 2.7333e-05 | 0 | 2.7333e-05 | 2.6031e-05 | 0 | 2.6031e-05
[79 empty] | WLDFR | HFTD - Distribution - Tier 2 - 4QU CoRE ¦ 1QU LoRE | Non-Red Flag Warning - Catastrophic Fires | 2038 | 1.6093e-09 | 1.6993e-09 | 1.7036e-09 | 1.6225e-09 | 16832.3912 | 280.5544 | 10192.2718 | 6359.5651 | 0 | 0 | 0 | 0 | 1.2474e-06 | 2.7089e-05 | 0 | 2.7089e-05 | 2.8604e-05 | 0 | 2.8604e-05 | 2.8676e-05 | 0 | 2.8676e-05 | 2.731e-05 | 0 | 2.731e-05
[79 empty] | WLDFR | HFTD - Distribution - Tier 2 - 4QU CoRE ¦ 1QU LoRE | Non-Red Flag Warning - Catastrophic Fires | 2039 | 1.6093e-09 | 1.6993e-09 | 1.7036e-09 | 1.6225e-09 | 16832.3912 | 280.5544 | 10192.2718 | 6359.5651 | 0 | 0 | 0 | 0 | 1.2474e-06 | 2.7089e-05 | 0 | 2.7089e-05 | 2.8604e-05 | 0 | 2.8604e-05 | 2.8676e-05 | 0 | 2.8676e-05 | 2.731e-05 | 0 | 2.731e-05
[79 empty] | WLDFR | HFTD - Distribution - Tier 2 - 4QU CoRE ¦ 1QU LoRE | Non-Red Flag Warning - Catastrophic Fires | 2040 | 1.6093e-09 | 1.6993e-09 | 1.7036e-09 | 1.6225e-09 | 16832.3912 | 280.5544 | 10192.2718 | 6359.5651 | 0 | 0 | 0 | 0 | 1.2474e-06 | 2.7089e-05 | 0 | 2.7089e-05 | 2.8604e-05 | 0 | 2.8604e-05 | 2.8676e-05 | 0 | 2.8676e-05 | 2.731e-05 | 0 | 2.731e-05
[79 empty] | WLDFR | HFTD - Distribution - Tier 2 - 4QU CoRE ¦ 1QU LoRE | Non-Red Flag Warning - Catastrophic Fires | 2041 | 1.6093e-09 | 1.6993e-09 | 1.7036e-09 | 1.6225e-09 | 16832.3912 | 280.5544 | 10192.2718 | 6359.5651 | 0 | 0 | 0 | 0 | 1.2474e-06 | 2.7089e-05 | 0 | 2.7089e-05 | 2.8604e-05 | 0 | 2.8604e-05 | 2.8676e-05 | 0 | 2.8676e-05 | 2.731e-05 | 0 | 2.731e-05
[79 empty] | WLDFR | HFTD - Distribution - Tier 2 - 4QU CoRE ¦ 1QU LoRE | Non-Red Flag Warning - Catastrophic Fires | 2042 | 1.6093e-09 | 1.6993e-09 | 1.7036e-09 | 1.6225e-09 | 16832.3912 | 280.5544 | 10192.2718 | 6359.5651 | 0 | 0 | 0 | 0 | 1.2474e-06 | 2.7089e-05 | 0 | 2.7089e-05 | 2.8604e-05 | 0 | 2.8604e-05 | 2.8676e-05 | 0 | 2.8676e-05 | 2.731e-05 | 0 | 2.731e-05
[79 empty] | WLDFR | HFTD - Distribution - Tier 2 - 4QU CoRE ¦ 1QU LoRE | Non-Red Flag Warning - Catastrophic Fires | 2043 | 1.6093e-09 | 1.6993e-09 | 1.7036e-09 | 1.6225e-09 | 17672.0852 | 299.42 | 10692.7362 | 6679.929 | 0 | 0 | 0 | 0 | 1.2474e-06 | 2.844e-05 | 0 | 2.844e-05 | 3.0031e-05 | 0 | 3.0031e-05 | 3.0106e-05 | 0 | 3.0106e-05 | 2.8672e-05 | 0 | 2.8672e-05
[79 empty] | WLDFR | HFTD - Distribution - Tier 2 - 4QU CoRE ¦ 1QU LoRE | Non-Red Flag Warning - Catastrophic Fires | 2044 | 1.6093e-09 | 1.6993e-09 | 1.7036e-09 | 1.6225e-09 | 17672.0852 | 299.42 | 10692.7362 | 6679.929 | 0 | 0 | 0 | 0 | 1.2474e-06 | 2.844e-05 | 0 | 2.844e-05 | 3.0031e-05 | 0 | 3.0031e-05 | 3.0106e-05 | 0 | 3.0106e-05 | 2.8672e-05 | 0 | 2.8672e-05
[79 empty] | WLDFR | HFTD - Distribution - Tier 2 - 4QU CoRE ¦ 1QU LoRE | Non-Red Flag Warning - Catastrophic Fires | 2045 | 1.6093e-09 | 1.6993e-09 | 1.7036e-09 | 1.6225e-09 | 17672.0852 | 299.42 | 10692.7362 | 6679.929 | 0 | 0 | 0 | 0 | 1.2474e-06 | 2.844e-05 | 0 | 2.844e-05 | 3.0031e-05 | 0 | 3.0031e-05 | 3.0106e-05 | 0 | 3.0106e-05 | 2.8672e-05 | 0 | 2.8672e-05
[79 empty] | WLDFR | HFTD - Distribution - Tier 2 - 4QU CoRE ¦ 1QU LoRE | Non-Red Flag Warning - Catastrophic Fires | 2046 | 1.6093e-09 | 1.6993e-09 | 1.7036e-09 | 1.6225e-09 | 17672.0852 | 299.42 | 10692.7362 | 6679.929 | 0 | 0 | 0 | 0 | 1.2474e-06 | 2.844e-05 | 0 | 2.844e-05 | 3.0031e-05 | 0 | 3.0031e-05 | 3.0106e-05 | 0 | 3.0106e-05 | 2.8672e-05 | 0 | 2.8672e-05
[79 empty] | WLDFR | HFTD - Distribution - Tier 2 - 4QU CoRE ¦ 1QU LoRE | Non-Red Flag Warning - Catastrophic Fires | 2047 | 1.6093e-09 | 1.6993e-09 | 1.7036e-09 | 1.6225e-09 | 17672.0852 | 299.42 | 10692.7362 | 6679.929 | 0 | 0 | 0 | 0 | 1.2474e-06 | 2.844e-05 | 0 | 2.844e-05 | 3.0031e-05 | 0 | 3.0031e-05 | 3.0106e-05 | 0 | 3.0106e-05 | 2.8672e-05 | 0 | 2.8672e-05
[79 empty] | WLDFR | HFTD - Distribution - Tier 2 - 4QU CoRE ¦ 1QU LoRE | Non-Red Flag Warning - Catastrophic Fires | 2048 | 1.6093e-09 | 1.6993e-09 | 1.7036e-09 | 1.6225e-09 | 18552.3348 | 319.4911 | 11216.5626 | 7016.281 | 0 | 0 | 0 | 0 | 1.2474e-06 | 2.9857e-05 | 0 | 2.9857e-05 | 3.1526e-05 | 0 | 3.1526e-05 | 3.1606e-05 | 0 | 3.1606e-05 | 3.0101e-05 | 0 | 3.0101e-05
[79 empty] | WLDFR | HFTD - Distribution - Tier 2 - 4QU CoRE ¦ 1QU LoRE | Non-Red Flag Warning - Catastrophic Fires | 2049 | 1.6093e-09 | 1.6993e-09 | 1.7036e-09 | 1.6225e-09 | 18552.3348 | 319.4911 | 11216.5626 | 7016.281 | 0 | 0 | 0 | 0 | 1.2474e-06 | 2.9857e-05 | 0 | 2.9857e-05 | 3.1526e-05 | 0 | 3.1526e-05 | 3.1606e-05 | 0 | 3.1606e-05 | 3.0101e-05 | 0 | 3.0101e-05
[79 empty] | WLDFR | HFTD - Distribution - Tier 2 - 4QU CoRE ¦ 1QU LoRE | Non-Red Flag Warning - Catastrophic Fires | 2050 | 0 | 1.6993e-09 | 1.7036e-09 | 1.6225e-09 | 18552.3348 | 319.4911 | 11216.5626 | 7016.281 | 0 | 0 | 0 | 0 | 1.2474e-06 | 0 | 0 | 0 | 3.1526e-05 | 0 | 3.1526e-05 | 3.1606e-05 | 0 | 3.1606e-05 | 3.0101e-05 | 0 | 3.0101e-05
[79 empty] | WLDFR | HFTD - Distribution - Tier 2 - 4QU CoRE ¦ 1QU LoRE | Non-Red Flag Warning - Catastrophic Fires | 2051 | 0 | 0 | 1.7036e-09 | 1.6225e-09 | 18552.3348 | 319.4911 | 11216.5626 | 7016.281 | 0 | 0 | 0 | 0 | 1.2474e-06 | 0 | 0 | 0 | 0 | 0 | 0 | 3.1606e-05 | 0 | 3.1606e-05 | 3.0101e-05 | 0 | 3.0101e-05
[79 empty] | WLDFR | HFTD - Distribution - Tier 2 - 4QU CoRE ¦ 1QU LoRE | Non-Red Flag Warning - Catastrophic Fires | 2052 | 0 | 0 | 0 | 1.6225e-09 | 18552.3348 | 319.4911 | 11216.5626 | 7016.281 | 0 | 0 | 0 | 0 | 1.2474e-06 | 0 | 0 | 0 | 0 | 0 | 0 | 0 | 0 | 0 | 3.0101e-05 | 0 | 3.0101e-05
[79 empty] | WLDFR | HFTD - Distribution - Tier 2 - 4QU CoRE ¦ 1QU LoRE | Non-Red Flag Warning - Destructive Fires | 2020 | 9.3571e-09 | 0 | 0 | 0 | 8807.9522 | 222.2294 | 8585.7228 | 0 | 0 | 0 | 0 | 0 | 1.5833e-06 | 8.2417e-05 | 0 | 8.2417e-05 | 0 | 0 | 0 | 0 | 0 | 0 | 0 | 0 | 0
[79 empty] | WLDFR | HFTD - Distribution - Tier 2 - 4QU CoRE ¦ 1QU LoRE | Non-Red Flag Warning - Destructive Fires | 2021 | 5.3703e-09 | 9.8802e-09 | 0 | 0 | 8807.9522 | 222.2294 | 8585.7228 | 0 | 0 | 0 | 0 | 0 | 1.5833e-06 | 4.7301e-05 | 0 | 4.7301e-05 | 8.7025e-05 | 0 | 8.7025e-05 | 0 | 0 | 0 | 0 | 0 | 0
[79 empty] | WLDFR | HFTD - Distribution - Tier 2 - 4QU CoRE ¦ 1QU LoRE | Non-Red Flag Warning - Destructive Fires | 2022 | 4.6518e-09 | 4.9118e-09 | 8.7976e-09 | 0 | 8807.9522 | 222.2294 | 8585.7228 | 0 | 0 | 0 | 0 | 0 | 1.5209e-06 | 4.0972e-05 | 0 | 4.0972e-05 | 4.3263e-05 | 0 | 4.3263e-05 | 7.7488e-05 | 0 | 7.7488e-05 | 0 | 0 | 0
[79 empty] | WLDFR | HFTD - Distribution - Tier 2 - 4QU CoRE ¦ 1QU LoRE | Non-Red Flag Warning - Destructive Fires | 2023 | 4.6518e-09 | 4.9118e-09 | 4.9242e-09 | 8.3786e-09 | 9129.7461 | 233.2301 | 8896.516 | 0 | 0 | 0 | 0 | 0 | 1.5209e-06 | 4.2469e-05 | 0 | 4.2469e-05 | 4.4844e-05 | 0 | 4.4844e-05 | 4.4957e-05 | 0 | 4.4957e-05 | 7.6495e-05 | 0 | 7.6495e-05
[79 empty] | WLDFR | HFTD - Distribution - Tier 2 - 4QU CoRE ¦ 1QU LoRE | Non-Red Flag Warning - Destructive Fires | 2024 | 4.6518e-09 | 4.9118e-09 | 4.9242e-09 | 4.6897e-09 | 9129.7461 | 233.2301 | 8896.516 | 0 | 0 | 0 | 0 | 0 | 1.5209e-06 | 4.2469e-05 | 0 | 4.2469e-05 | 4.4844e-05 | 0 | 4.4844e-05 | 4.4957e-05 | 0 | 4.4957e-05 | 4.2816e-05 | 0 | 4.2816e-05
[79 empty] | WLDFR | HFTD - Distribution - Tier 2 - 4QU CoRE ¦ 1QU LoRE | Non-Red Flag Warning - Destructive Fires | 2025 | 4.6518e-09 | 4.9118e-09 | 4.9242e-09 | 4.6897e-09 | 9129.7461 | 233.2301 | 8896.516 | 0 | 0 | 0 | 0 | 0 | 1.5209e-06 | 4.2469e-05 | 0 | 4.2469e-05 | 4.4844e-05 | 0 | 4.4844e-05 | 4.4957e-05 | 0 | 4.4957e-05 | 4.2816e-05 | 0 | 4.2816e-05
[79 empty] | WLDFR | HFTD - Distribution - Tier 2 - 4QU CoRE ¦ 1QU LoRE | Non-Red Flag Warning - Destructive Fires | 2026 | 4.6518e-09 | 4.9118e-09 | 4.9242e-09 | 4.6897e-09 | 9129.7461 | 233.2301 | 8896.516 | 0 | 0 | 0 | 0 | 0 | 1.5209e-06 | 4.2469e-05 | 0 | 4.2469e-05 | 4.4844e-05 | 0 | 4.4844e-05 | 4.4957e-05 | 0 | 4.4957e-05 | 4.2816e-05 | 0 | 4.2816e-05
[79 empty] | WLDFR | HFTD - Distribution - Tier 2 - 4QU CoRE ¦ 1QU LoRE | Non-Red Flag Warning - Destructive Fires | 2027 | 4.6518e-09 | 4.9118e-09 | 4.9242e-09 | 4.6897e-09 | 9129.7461 | 233.2301 | 8896.516 | 0 | 0 | 0 | 0 | 0 | 1.5209e-06 | 4.2469e-05 | 0 | 4.2469e-05 | 4.4844e-05 | 0 | 4.4844e-05 | 4.4957e-05 | 0 | 4.4957e-05 | 4.2816e-05 | 0 | 4.2816e-05
[79 empty] | WLDFR | HFTD - Distribution - Tier 2 - 4QU CoRE ¦ 1QU LoRE | Non-Red Flag Warning - Destructive Fires | 2028 | 4.6518e-09 | 4.9118e-09 | 4.9242e-09 | 4.6897e-09 | 9534.9221 | 247.273 | 9287.6491 | 0 | 0 | 0 | 0 | 0 | 1.5209e-06 | 4.4354e-05 | 0 | 4.4354e-05 | 4.6834e-05 | 0 | 4.6834e-05 | 4.6952e-05 | 0 | 4.6952e-05 | 4.4716e-05 | 0 | 4.4716e-05
[79 empty] | WLDFR | HFTD - Distribution - Tier 2 - 4QU CoRE ¦ 1QU LoRE | Non-Red Flag Warning - Destructive Fires | 2029 | 4.6518e-09 | 4.9118e-09 | 4.9242e-09 | 4.6897e-09 | 9534.9221 | 247.273 | 9287.6491 | 0 | 0 | 0 | 0 | 0 | 1.5209e-06 | 4.4354e-05 | 0 | 4.4354e-05 | 4.6834e-05 | 0 | 4.6834e-05 | 4.6952e-05 | 0 | 4.6952e-05 | 4.4716e-05 | 0 | 4.4716e-05
[79 empty] | WLDFR | HFTD - Distribution - Tier 2 - 4QU CoRE ¦ 1QU LoRE | Non-Red Flag Warning - Destructive Fires | 2030 | 4.6518e-09 | 4.9118e-09 | 4.9242e-09 | 4.6897e-09 | 9534.9221 | 247.273 | 9287.6491 | 0 | 0 | 0 | 0 | 0 | 1.5209e-06 | 4.4354e-05 | 0 | 4.4354e-05 | 4.6834e-05 | 0 | 4.6834e-05 | 4.6952e-05 | 0 | 4.6952e-05 | 4.4716e-05 | 0 | 4.4716e-05
[79 empty] | WLDFR | HFTD - Distribution - Tier 2 - 4QU CoRE ¦ 1QU LoRE | Non-Red Flag Warning - Destructive Fires | 2031 | 4.6518e-09 | 4.9118e-09 | 4.9242e-09 | 4.6897e-09 | 9534.9221 | 247.273 | 9287.6491 | 0 | 0 | 0 | 0 | 0 | 1.5209e-06 | 4.4354e-05 | 0 | 4.4354e-05 | 4.6834e-05 | 0 | 4.6834e-05 | 4.6952e-05 | 0 | 4.6952e-05 | 4.4716e-05 | 0 | 4.4716e-05
[79 empty] | WLDFR | HFTD - Distribution - Tier 2 - 4QU CoRE ¦ 1QU LoRE | Non-Red Flag Warning - Destructive Fires | 2032 | 4.6518e-09 | 4.9118e-09 | 4.9242e-09 | 4.6897e-09 | 9534.9221 | 247.273 | 9287.6491 | 0 | 0 | 0 | 0 | 0 | 1.5209e-06 | 4.4354e-05 | 0 | 4.4354e-05 | 4.6834e-05 | 0 | 4.6834e-05 | 4.6952e-05 | 0 | 4.6952e-05 | 4.4716e-05 | 0 | 4.4716e-05
[79 empty] | WLDFR | HFTD - Distribution - Tier 2 - 4QU CoRE ¦ 1QU LoRE | Non-Red Flag Warning - Destructive Fires | 2033 | 4.6518e-09 | 4.9118e-09 | 4.9242e-09 | 4.6897e-09 | 9984.8474 | 263.1074 | 9721.74 | 0 | 0 | 0 | 0 | 0 | 1.5209e-06 | 4.6447e-05 | 0 | 4.6447e-05 | 4.9044e-05 | 0 | 4.9044e-05 | 4.9167e-05 | 0 | 4.9167e-05 | 4.6826e-05 | 0 | 4.6826e-05
[79 empty] | WLDFR | HFTD - Distribution - Tier 2 - 4QU CoRE ¦ 1QU LoRE | Non-Red Flag Warning - Destructive Fires | 2034 | 4.6518e-09 | 4.9118e-09 | 4.9242e-09 | 4.6897e-09 | 9984.8474 | 263.1074 | 9721.74 | 0 | 0 | 0 | 0 | 0 | 1.5209e-06 | 4.6447e-05 | 0 | 4.6447e-05 | 4.9044e-05 | 0 | 4.9044e-05 | 4.9167e-05 | 0 | 4.9167e-05 | 4.6826e-05 | 0 | 4.6826e-05
[79 empty] | WLDFR | HFTD - Distribution - Tier 2 - 4QU CoRE ¦ 1QU LoRE | Non-Red Flag Warning - Destructive Fires | 2035 | 4.6518e-09 | 4.9118e-09 | 4.9242e-09 | 4.6897e-09 | 9984.8474 | 263.1074 | 9721.74 | 0 | 0 | 0 | 0 | 0 | 1.5209e-06 | 4.6447e-05 | 0 | 4.6447e-05 | 4.9044e-05 | 0 | 4.9044e-05 | 4.9167e-05 | 0 | 4.9167e-05 | 4.6826e-05 | 0 | 4.6826e-05
[79 empty] | WLDFR | HFTD - Distribution - Tier 2 - 4QU CoRE ¦ 1QU LoRE | Non-Red Flag Warning - Destructive Fires | 2036 | 4.6518e-09 | 4.9118e-09 | 4.9242e-09 | 4.6897e-09 | 9984.8474 | 263.1074 | 9721.74 | 0 | 0 | 0 | 0 | 0 | 1.5209e-06 | 4.6447e-05 | 0 | 4.6447e-05 | 4.9044e-05 | 0 | 4.9044e-05 | 4.9167e-05 | 0 | 4.9167e-05 | 4.6826e-05 | 0 | 4.6826e-05
[79 empty] | WLDFR | HFTD - Distribution - Tier 2 - 4QU CoRE ¦ 1QU LoRE | Non-Red Flag Warning - Destructive Fires | 2037 | 4.6518e-09 | 4.9118e-09 | 4.9242e-09 | 4.6897e-09 | 9984.8474 | 263.1074 | 9721.74 | 0 | 0 | 0 | 0 | 0 | 1.5209e-06 | 4.6447e-05 | 0 | 4.6447e-05 | 4.9044e-05 | 0 | 4.9044e-05 | 4.9167e-05 | 0 | 4.9167e-05 | 4.6826e-05 | 0 | 4.6826e-05
[79 empty] | WLDFR | HFTD - Distribution - Tier 2 - 4QU CoRE ¦ 1QU LoRE | Non-Red Flag Warning - Destructive Fires | 2038 | 4.6518e-09 | 4.9118e-09 | 4.9242e-09 | 4.6897e-09 | 10472.8261 | 280.5544 | 10192.2718 | 0 | 0 | 0 | 0 | 0 | 1.5209e-06 | 4.8717e-05 | 0 | 4.8717e-05 | 5.1441e-05 | 0 | 5.1441e-05 | 5.157e-05 | 0 | 5.157e-05 | 4.9114e-05 | 0 | 4.9114e-05
[79 empty] | WLDFR | HFTD - Distribution - Tier 2 - 4QU CoRE ¦ 1QU LoRE | Non-Red Flag Warning - Destructive Fires | 2039 | 4.6518e-09 | 4.9118e-09 | 4.9242e-09 | 4.6897e-09 | 10472.8261 | 280.5544 | 10192.2718 | 0 | 0 | 0 | 0 | 0 | 1.5209e-06 | 4.8717e-05 | 0 | 4.8717e-05 | 5.1441e-05 | 0 | 5.1441e-05 | 5.157e-05 | 0 | 5.157e-05 | 4.9114e-05 | 0 | 4.9114e-05
[79 empty] | WLDFR | HFTD - Distribution - Tier 2 - 4QU CoRE ¦ 1QU LoRE | Non-Red Flag Warning - Destructive Fires | 2040 | 4.6518e-09 | 4.9118e-09 | 4.9242e-09 | 4.6897e-09 | 10472.8261 | 280.5544 | 10192.2718 | 0 | 0 | 0 | 0 | 0 | 1.5209e-06 | 4.8717e-05 | 0 | 4.8717e-05 | 5.1441e-05 | 0 | 5.1441e-05 | 5.157e-05 | 0 | 5.157e-05 | 4.9114e-05 | 0 | 4.9114e-05
[79 empty] | WLDFR | HFTD - Distribution - Tier 2 - 4QU CoRE ¦ 1QU LoRE | Non-Red Flag Warning - Destructive Fires | 2041 | 4.6518e-09 | 4.9118e-09 | 4.9242e-09 | 4.6897e-09 | 10472.8261 | 280.5544 | 10192.2718 | 0 | 0 | 0 | 0 | 0 | 1.5209e-06 | 4.8717e-05 | 0 | 4.8717e-05 | 5.1441e-05 | 0 | 5.1441e-05 | 5.157e-05 | 0 | 5.157e-05 | 4.9114e-05 | 0 | 4.9114e-05
[79 empty] | WLDFR | HFTD - Distribution - Tier 2 - 4QU CoRE ¦ 1QU LoRE | Non-Red Flag Warning - Destructive Fires | 2042 | 4.6518e-09 | 4.9118e-09 | 4.9242e-09 | 4.6897e-09 | 10472.8261 | 280.5544 | 10192.2718 | 0 | 0 | 0 | 0 | 0 | 1.5209e-06 | 4.8717e-05 | 0 | 4.8717e-05 | 5.1441e-05 | 0 | 5.1441e-05 | 5.157e-05 | 0 | 5.157e-05 | 4.9114e-05 | 0 | 4.9114e-05
[79 empty] | WLDFR | HFTD - Distribution - Tier 2 - 4QU CoRE ¦ 1QU LoRE | Non-Red Flag Warning - Destructive Fires | 2043 | 4.6518e-09 | 4.9118e-09 | 4.9242e-09 | 4.6897e-09 | 10992.1562 | 299.42 | 10692.7362 | 0 | 0 | 0 | 0 | 0 | 1.5209e-06 | 5.1133e-05 | 0 | 5.1133e-05 | 5.3992e-05 | 0 | 5.3992e-05 | 5.4127e-05 | 0 | 5.4127e-05 | 5.155e-05 | 0 | 5.155e-05
[79 empty] | WLDFR | HFTD - Distribution - Tier 2 - 4QU CoRE ¦ 1QU LoRE | Non-Red Flag Warning - Destructive Fires | 2044 | 4.6518e-09 | 4.9118e-09 | 4.9242e-09 | 4.6897e-09 | 10992.1562 | 299.42 | 10692.7362 | 0 | 0 | 0 | 0 | 0 | 1.5209e-06 | 5.1133e-05 | 0 | 5.1133e-05 | 5.3992e-05 | 0 | 5.3992e-05 | 5.4127e-05 | 0 | 5.4127e-05 | 5.155e-05 | 0 | 5.155e-05
[79 empty] | WLDFR | HFTD - Distribution - Tier 2 - 4QU CoRE ¦ 1QU LoRE | Non-Red Flag Warning - Destructive Fires | 2045 | 4.6518e-09 | 4.9118e-09 | 4.9242e-09 | 4.6897e-09 | 10992.1562 | 299.42 | 10692.7362 | 0 | 0 | 0 | 0 | 0 | 1.5209e-06 | 5.1133e-05 | 0 | 5.1133e-05 | 5.3992e-05 | 0 | 5.3992e-05 | 5.4127e-05 | 0 | 5.4127e-05 | 5.155e-05 | 0 | 5.155e-05
[79 empty] | WLDFR | HFTD - Distribution - Tier 2 - 4QU CoRE ¦ 1QU LoRE | Non-Red Flag Warning - Destructive Fires | 2046 | 4.6518e-09 | 4.9118e-09 | 4.9242e-09 | 4.6897e-09 | 10992.1562 | 299.42 | 10692.7362 | 0 | 0 | 0 | 0 | 0 | 1.5209e-06 | 5.1133e-05 | 0 | 5.1133e-05 | 5.3992e-05 | 0 | 5.3992e-05 | 5.4127e-05 | 0 | 5.4127e-05 | 5.155e-05 | 0 | 5.155e-05
[79 empty] | WLDFR | HFTD - Distribution - Tier 2 - 4QU CoRE ¦ 1QU LoRE | Non-Red Flag Warning - Destructive Fires | 2047 | 4.6518e-09 | 4.9118e-09 | 4.9242e-09 | 4.6897e-09 | 10992.1562 | 299.42 | 10692.7362 | 0 | 0 | 0 | 0 | 0 | 1.5209e-06 | 5.1133e-05 | 0 | 5.1133e-05 | 5.3992e-05 | 0 | 5.3992e-05 | 5.4127e-05 | 0 | 5.4127e-05 | 5.155e-05 | 0 | 5.155e-05
[79 empty] | WLDFR | HFTD - Distribution - Tier 2 - 4QU CoRE ¦ 1QU LoRE | Non-Red Flag Warning - Destructive Fires | 2048 | 4.6518e-09 | 4.9118e-09 | 4.9242e-09 | 4.6897e-09 | 11536.0538 | 319.4911 | 11216.5626 | 0 | 0 | 0 | 0 | 0 | 1.5209e-06 | 5.3663e-05 | 0 | 5.3663e-05 | 5.6663e-05 | 0 | 5.6663e-05 | 5.6806e-05 | 0 | 5.6806e-05 | 5.4101e-05 | 0 | 5.4101e-05
[79 empty] | WLDFR | HFTD - Distribution - Tier 2 - 4QU CoRE ¦ 1QU LoRE | Non-Red Flag Warning - Destructive Fires | 2049 | 4.6518e-09 | 4.9118e-09 | 4.9242e-09 | 4.6897e-09 | 11536.0538 | 319.4911 | 11216.5626 | 0 | 0 | 0 | 0 | 0 | 1.5209e-06 | 5.3663e-05 | 0 | 5.3663e-05 | 5.6663e-05 | 0 | 5.6663e-05 | 5.6806e-05 | 0 | 5.6806e-05 | 5.4101e-05 | 0 | 5.4101e-05
[79 empty] | WLDFR | HFTD - Distribution - Tier 2 - 4QU CoRE ¦ 1QU LoRE | Non-Red Flag Warning - Destructive Fires | 2050 | 0 | 4.9118e-09 | 4.9242e-09 | 4.6897e-09 | 11536.0538 | 319.4911 | 11216.5626 | 0 | 0 | 0 | 0 | 0 | 1.5209e-06 | 0 | 0 | 0 | 5.6663e-05 | 0 | 5.6663e-05 | 5.6806e-05 | 0 | 5.6806e-05 | 5.4101e-05 | 0 | 5.4101e-05
[79 empty] | WLDFR | HFTD - Distribution - Tier 2 - 4QU CoRE ¦ 1QU LoRE | Non-Red Flag Warning - Destructive Fires | 2051 | 0 | 0 | 4.9242e-09 | 4.6897e-09 | 11536.0538 | 319.4911 | 11216.5626 | 0 | 0 | 0 | 0 | 0 | 1.5209e-06 | 0 | 0 | 0 | 0 | 0 | 0 | 5.6806e-05 | 0 | 5.6806e-05 | 5.4101e-05 | 0 | 5.4101e-05
[79 empty] | WLDFR | HFTD - Distribution - Tier 2 - 4QU CoRE ¦ 1QU LoRE | Non-Red Flag Warning - Destructive Fires | 2052 | 0 | 0 | 0 | 4.6897e-09 | 11536.0538 | 319.4911 | 11216.5626 | 0 | 0 | 0 | 0 | 0 | 1.5209e-06 | 0 | 0 | 0 | 0 | 0 | 0 | 0 | 0 | 0 | 5.4101e-05 | 0 | 5.4101e-05
[79 empty] | WLDFR | HFTD - Distribution - Tier 2 - 4QU CoRE ¦ 1QU LoRE | Non-Red Flag Warning - Large Fires | 2020 | 2.1182e-07 | 0 | 0 | 0 | 5.2406 | 0.69642 | 2.942 | 1.6022 | 0 | 0 | 0 | 0 | 3.0896e-05 | 1.11e-06 | 0 | 1.11e-06 | 0 | 0 | 0 | 0 | 0 | 0 | 0 | 0 | 0
[79 empty] | WLDFR | HFTD - Distribution - Tier 2 - 4QU CoRE ¦ 1QU LoRE | Non-Red Flag Warning - Large Fires | 2021 | 1.2194e-07 | 2.2366e-07 | 0 | 0 | 5.2406 | 0.69642 | 2.942 | 1.6022 | 0 | 0 | 0 | 0 | 3.0896e-05 | 6.3902e-07 | 0 | 6.3902e-07 | 1.1721e-06 | 0 | 1.1721e-06 | 0 | 0 | 0 | 0 | 0 | 0
[79 empty] | WLDFR | HFTD - Distribution - Tier 2 - 4QU CoRE ¦ 1QU LoRE | Non-Red Flag Warning - Large Fires | 2022 | 1.0769e-07 | 1.1371e-07 | 2.02e-07 | 0 | 5.2406 | 0.69642 | 2.942 | 1.6022 | 0 | 0 | 0 | 0 | 2.9749e-05 | 5.6435e-07 | 0 | 5.6435e-07 | 5.959e-07 | 0 | 5.959e-07 | 1.0586e-06 | 0 | 1.0586e-06 | 0 | 0 | 0
[79 empty] | WLDFR | HFTD - Distribution - Tier 2 - 4QU CoRE ¦ 1QU LoRE | Non-Red Flag Warning - Large Fires | 2023 | 1.0769e-07 | 1.1371e-07 | 1.14e-07 | 1.9238e-07 | 5.475 | 0.71896 | 3.0715 | 1.6846 | 0 | 0 | 0 | 0 | 2.9749e-05 | 5.896e-07 | 0 | 5.896e-07 | 6.2256e-07 | 0 | 6.2256e-07 | 6.2413e-07 | 0 | 6.2413e-07 | 1.0533e-06 | 0 | 1.0533e-06
[79 empty] | WLDFR | HFTD - Distribution - Tier 2 - 4QU CoRE ¦ 1QU LoRE | Non-Red Flag Warning - Large Fires | 2024 | 1.0769e-07 | 1.1371e-07 | 1.14e-07 | 1.0857e-07 | 5.475 | 0.71896 | 3.0715 | 1.6846 | 0 | 0 | 0 | 0 | 2.9749e-05 | 5.896e-07 | 0 | 5.896e-07 | 6.2256e-07 | 0 | 6.2256e-07 | 6.2413e-07 | 0 | 6.2413e-07 | 5.9441e-07 | 0 | 5.9441e-07
[79 empty] | WLDFR | HFTD - Distribution - Tier 2 - 4QU CoRE ¦ 1QU LoRE | Non-Red Flag Warning - Large Fires | 2025 | 1.0769e-07 | 1.1371e-07 | 1.14e-07 | 1.0857e-07 | 5.475 | 0.71896 | 3.0715 | 1.6846 | 0 | 0 | 0 | 0 | 2.9749e-05 | 5.896e-07 | 0 | 5.896e-07 | 6.2256e-07 | 0 | 6.2256e-07 | 6.2413e-07 | 0 | 6.2413e-07 | 5.9441e-07 | 0 | 5.9441e-07
[79 empty] | WLDFR | HFTD - Distribution - Tier 2 - 4QU CoRE ¦ 1QU LoRE | Non-Red Flag Warning - Large Fires | 2026 | 1.0769e-07 | 1.1371e-07 | 1.14e-07 | 1.0857e-07 | 5.475 | 0.71896 | 3.0715 | 1.6846 | 0 | 0 | 0 | 0 | 2.9749e-05 | 5.896e-07 | 0 | 5.896e-07 | 6.2256e-07 | 0 | 6.2256e-07 | 6.2413e-07 | 0 | 6.2413e-07 | 5.9441e-07 | 0 | 5.9441e-07
[79 empty] | WLDFR | HFTD - Distribution - Tier 2 - 4QU CoRE ¦ 1QU LoRE | Non-Red Flag Warning - Large Fires | 2027 | 1.0769e-07 | 1.1371e-07 | 1.14e-07 | 1.0857e-07 | 5.475 | 0.71896 | 3.0715 | 1.6846 | 0 | 0 | 0 | 0 | 2.9749e-05 | 5.896e-07 | 0 | 5.896e-07 | 6.2256e-07 | 0 | 6.2256e-07 | 6.2413e-07 | 0 | 6.2413e-07 | 5.9441e-07 | 0 | 5.9441e-07
[79 empty] | WLDFR | HFTD - Distribution - Tier 2 - 4QU CoRE ¦ 1QU LoRE | Non-Red Flag Warning - Large Fires | 2028 | 1.0769e-07 | 1.1371e-07 | 1.14e-07 | 1.0857e-07 | 5.777 | 0.74734 | 3.238 | 1.7917 | 0 | 0 | 0 | 0 | 2.9749e-05 | 6.2212e-07 | 0 | 6.2212e-07 | 6.569e-07 | 0 | 6.569e-07 | 6.5855e-07 | 0 | 6.5855e-07 | 6.2719e-07 | 0 | 6.2719e-07
[79 empty] | WLDFR | HFTD - Distribution - Tier 2 - 4QU CoRE ¦ 1QU LoRE | Non-Red Flag Warning - Large Fires | 2029 | 1.0769e-07 | 1.1371e-07 | 1.14e-07 | 1.0857e-07 | 5.777 | 0.74734 | 3.238 | 1.7917 | 0 | 0 | 0 | 0 | 2.9749e-05 | 6.2212e-07 | 0 | 6.2212e-07 | 6.569e-07 | 0 | 6.569e-07 | 6.5855e-07 | 0 | 6.5855e-07 | 6.2719e-07 | 0 | 6.2719e-07
[79 empty] | WLDFR | HFTD - Distribution - Tier 2 - 4QU CoRE ¦ 1QU LoRE | Non-Red Flag Warning - Large Fires | 2030 | 1.0769e-07 | 1.1371e-07 | 1.14e-07 | 1.0857e-07 | 5.777 | 0.74734 | 3.238 | 1.7917 | 0 | 0 | 0 | 0 | 2.9749e-05 | 6.2212e-07 | 0 | 6.2212e-07 | 6.569e-07 | 0 | 6.569e-07 | 6.5855e-07 | 0 | 6.5855e-07 | 6.2719e-07 | 0 | 6.2719e-07
[79 empty] | WLDFR | HFTD - Distribution - Tier 2 - 4QU CoRE ¦ 1QU LoRE | Non-Red Flag Warning - Large Fires | 2031 | 1.0769e-07 | 1.1371e-07 | 1.14e-07 | 1.0857e-07 | 5.777 | 0.74734 | 3.238 | 1.7917 | 0 | 0 | 0 | 0 | 2.9749e-05 | 6.2212e-07 | 0 | 6.2212e-07 | 6.569e-07 | 0 | 6.569e-07 | 6.5855e-07 | 0 | 6.5855e-07 | 6.2719e-07 | 0 | 6.2719e-07
[79 empty] | WLDFR | HFTD - Distribution - Tier 2 - 4QU CoRE ¦ 1QU LoRE | Non-Red Flag Warning - Large Fires | 2032 | 1.0769e-07 | 1.1371e-07 | 1.14e-07 | 1.0857e-07 | 5.777 | 0.74734 | 3.238 | 1.7917 | 0 | 0 | 0 | 0 | 2.9749e-05 | 6.2212e-07 | 0 | 6.2212e-07 | 6.569e-07 | 0 | 6.569e-07 | 6.5855e-07 | 0 | 6.5855e-07 | 6.2719e-07 | 0 | 6.2719e-07
[79 empty] | WLDFR | HFTD - Distribution - Tier 2 - 4QU CoRE ¦ 1QU LoRE | Non-Red Flag Warning - Large Fires | 2033 | 1.0769e-07 | 1.1371e-07 | 1.14e-07 | 1.0857e-07 | 6.1205 | 0.77885 | 3.4265 | 1.9151 | 0 | 0 | 0 | 0 | 2.9749e-05 | 6.5911e-07 | 0 | 6.5911e-07 | 6.9596e-07 | 0 | 6.9596e-07 | 6.9771e-07 | 0 | 6.9771e-07 | 6.6448e-07 | 0 | 6.6448e-07
[79 empty] | WLDFR | HFTD - Distribution - Tier 2 - 4QU CoRE ¦ 1QU LoRE | Non-Red Flag Warning - Large Fires | 2034 | 1.0769e-07 | 1.1371e-07 | 1.14e-07 | 1.0857e-07 | 6.1205 | 0.77885 | 3.4265 | 1.9151 | 0 | 0 | 0 | 0 | 2.9749e-05 | 6.5911e-07 | 0 | 6.5911e-07 | 6.9596e-07 | 0 | 6.9596e-07 | 6.9771e-07 | 0 | 6.9771e-07 | 6.6448e-07 | 0 | 6.6448e-07
[79 empty] | WLDFR | HFTD - Distribution - Tier 2 - 4QU CoRE ¦ 1QU LoRE | Non-Red Flag Warning - Large Fires | 2035 | 1.0769e-07 | 1.1371e-07 | 1.14e-07 | 1.0857e-07 | 6.1205 | 0.77885 | 3.4265 | 1.9151 | 0 | 0 | 0 | 0 | 2.9749e-05 | 6.5911e-07 | 0 | 6.5911e-07 | 6.9596e-07 | 0 | 6.9596e-07 | 6.9771e-07 | 0 | 6.9771e-07 | 6.6448e-07 | 0 | 6.6448e-07
[79 empty] | WLDFR | HFTD - Distribution - Tier 2 - 4QU CoRE ¦ 1QU LoRE | Non-Red Flag Warning - Large Fires | 2036 | 1.0769e-07 | 1.1371e-07 | 1.14e-07 | 1.0857e-07 | 6.1205 | 0.77885 | 3.4265 | 1.9151 | 0 | 0 | 0 | 0 | 2.9749e-05 | 6.5911e-07 | 0 | 6.5911e-07 | 6.9596e-07 | 0 | 6.9596e-07 | 6.9771e-07 | 0 | 6.9771e-07 | 6.6448e-07 | 0 | 6.6448e-07
[79 empty] | WLDFR | HFTD - Distribution - Tier 2 - 4QU CoRE ¦ 1QU LoRE | Non-Red Flag Warning - Large Fires | 2037 | 1.0769e-07 | 1.1371e-07 | 1.14e-07 | 1.0857e-07 | 6.1205 | 0.77885 | 3.4265 | 1.9151 | 0 | 0 | 0 | 0 | 2.9749e-05 | 6.5911e-07 | 0 | 6.5911e-07 | 6.9596e-07 | 0 | 6.9596e-07 | 6.9771e-07 | 0 | 6.9771e-07 | 6.6448e-07 | 0 | 6.6448e-07
[79 empty] | WLDFR | HFTD - Distribution - Tier 2 - 4QU CoRE ¦ 1QU LoRE | Non-Red Flag Warning - Large Fires | 2038 | 1.0769e-07 | 1.1371e-07 | 1.14e-07 | 1.0857e-07 | 6.5028 | 0.81304 | 3.6355 | 2.0543 | 0 | 0 | 0 | 0 | 2.9749e-05 | 7.0028e-07 | 0 | 7.0028e-07 | 7.3943e-07 | 0 | 7.3943e-07 | 7.4129e-07 | 0 | 7.4129e-07 | 7.0599e-07 | 0 | 7.0599e-07
[79 empty] | WLDFR | HFTD - Distribution - Tier 2 - 4QU CoRE ¦ 1QU LoRE | Non-Red Flag Warning - Large Fires | 2039 | 1.0769e-07 | 1.1371e-07 | 1.14e-07 | 1.0857e-07 | 6.5028 | 0.81304 | 3.6355 | 2.0543 | 0 | 0 | 0 | 0 | 2.9749e-05 | 7.0028e-07 | 0 | 7.0028e-07 | 7.3943e-07 | 0 | 7.3943e-07 | 7.4129e-07 | 0 | 7.4129e-07 | 7.0599e-07 | 0 | 7.0599e-07
[79 empty] | WLDFR | HFTD - Distribution - Tier 2 - 4QU CoRE ¦ 1QU LoRE | Non-Red Flag Warning - Large Fires | 2040 | 1.0769e-07 | 1.1371e-07 | 1.14e-07 | 1.0857e-07 | 6.5028 | 0.81304 | 3.6355 | 2.0543 | 0 | 0 | 0 | 0 | 2.9749e-05 | 7.0028e-07 | 0 | 7.0028e-07 | 7.3943e-07 | 0 | 7.3943e-07 | 7.4129e-07 | 0 | 7.4129e-07 | 7.0599e-07 | 0 | 7.0599e-07
[79 empty] | WLDFR | HFTD - Distribution - Tier 2 - 4QU CoRE ¦ 1QU LoRE | Non-Red Flag Warning - Large Fires | 2041 | 1.0769e-07 | 1.1371e-07 | 1.14e-07 | 1.0857e-07 | 6.5028 | 0.81304 | 3.6355 | 2.0543 | 0 | 0 | 0 | 0 | 2.9749e-05 | 7.0028e-07 | 0 | 7.0028e-07 | 7.3943e-07 | 0 | 7.3943e-07 | 7.4129e-07 | 0 | 7.4129e-07 | 7.0599e-07 | 0 | 7.0599e-07
[79 empty] | WLDFR | HFTD - Distribution - Tier 2 - 4QU CoRE ¦ 1QU LoRE | Non-Red Flag Warning - Large Fires | 2042 | 1.0769e-07 | 1.1371e-07 | 1.14e-07 | 1.0857e-07 | 6.5028 | 0.81304 | 3.6355 | 2.0543 | 0 | 0 | 0 | 0 | 2.9749e-05 | 7.0028e-07 | 0 | 7.0028e-07 | 7.3943e-07 | 0 | 7.3943e-07 | 7.4129e-07 | 0 | 7.4129e-07 | 7.0599e-07 | 0 | 7.0599e-07
[79 empty] | WLDFR | HFTD - Distribution - Tier 2 - 4QU CoRE ¦ 1QU LoRE | Non-Red Flag Warning - Large Fires | 2043 | 1.0769e-07 | 1.1371e-07 | 1.14e-07 | 1.0857e-07 | 6.9209 | 0.84944 | 3.8632 | 2.2083 | 0 | 0 | 0 | 0 | 2.9749e-05 | 7.453e-07 | 0 | 7.453e-07 | 7.8697e-07 | 0 | 7.8697e-07 | 7.8895e-07 | 0 | 7.8895e-07 | 7.5138e-07 | 0 | 7.5138e-07
[79 empty] | WLDFR | HFTD - Distribution - Tier 2 - 4QU CoRE ¦ 1QU LoRE | Non-Red Flag Warning - Large Fires | 2044 | 1.0769e-07 | 1.1371e-07 | 1.14e-07 | 1.0857e-07 | 6.9209 | 0.84944 | 3.8632 | 2.2083 | 0 | 0 | 0 | 0 | 2.9749e-05 | 7.453e-07 | 0 | 7.453e-07 | 7.8697e-07 | 0 | 7.8697e-07 | 7.8895e-07 | 0 | 7.8895e-07 | 7.5138e-07 | 0 | 7.5138e-07
[79 empty] | WLDFR | HFTD - Distribution - Tier 2 - 4QU CoRE ¦ 1QU LoRE | Non-Red Flag Warning - Large Fires | 2045 | 1.0769e-07 | 1.1371e-07 | 1.14e-07 | 1.0857e-07 | 6.9209 | 0.84944 | 3.8632 | 2.2083 | 0 | 0 | 0 | 0 | 2.9749e-05 | 7.453e-07 | 0 | 7.453e-07 | 7.8697e-07 | 0 | 7.8697e-07 | 7.8895e-07 | 0 | 7.8895e-07 | 7.5138e-07 | 0 | 7.5138e-07
[79 empty] | WLDFR | HFTD - Distribution - Tier 2 - 4QU CoRE ¦ 1QU LoRE | Non-Red Flag Warning - Large Fires | 2046 | 1.0769e-07 | 1.1371e-07 | 1.14e-07 | 1.0857e-07 | 6.9209 | 0.84944 | 3.8632 | 2.2083 | 0 | 0 | 0 | 0 | 2.9749e-05 | 7.453e-07 | 0 | 7.453e-07 | 7.8697e-07 | 0 | 7.8697e-07 | 7.8895e-07 | 0 | 7.8895e-07 | 7.5138e-07 | 0 | 7.5138e-07
[79 empty] | WLDFR | HFTD - Distribution - Tier 2 - 4QU CoRE ¦ 1QU LoRE | Non-Red Flag Warning - Large Fires | 2047 | 1.0769e-07 | 1.1371e-07 | 1.14e-07 | 1.0857e-07 | 6.9209 | 0.84944 | 3.8632 | 2.2083 | 0 | 0 | 0 | 0 | 2.9749e-05 | 7.453e-07 | 0 | 7.453e-07 | 7.8697e-07 | 0 | 7.8697e-07 | 7.8895e-07 | 0 | 7.8895e-07 | 7.5138e-07 | 0 | 7.5138e-07
[79 empty] | WLDFR | HFTD - Distribution - Tier 2 - 4QU CoRE ¦ 1QU LoRE | Non-Red Flag Warning - Large Fires | 2048 | 1.0769e-07 | 1.1371e-07 | 1.14e-07 | 1.0857e-07 | 7.3713 | 0.88759 | 4.1075 | 2.3763 | 0 | 0 | 0 | 0 | 2.9749e-05 | 7.9381e-07 | 0 | 7.9381e-07 | 8.3819e-07 | 0 | 8.3819e-07 | 8.403e-07 | 0 | 8.403e-07 | 8.0028e-07 | 0 | 8.0028e-07
[79 empty] | WLDFR | HFTD - Distribution - Tier 2 - 4QU CoRE ¦ 1QU LoRE | Non-Red Flag Warning - Large Fires | 2049 | 1.0769e-07 | 1.1371e-07 | 1.14e-07 | 1.0857e-07 | 7.3713 | 0.88759 | 4.1075 | 2.3763 | 0 | 0 | 0 | 0 | 2.9749e-05 | 7.9381e-07 | 0 | 7.9381e-07 | 8.3819e-07 | 0 | 8.3819e-07 | 8.403e-07 | 0 | 8.403e-07 | 8.0028e-07 | 0 | 8.0028e-07
[79 empty] | WLDFR | HFTD - Distribution - Tier 2 - 4QU CoRE ¦ 1QU LoRE | Non-Red Flag Warning - Large Fires | 2050 | 0 | 1.1371e-07 | 1.14e-07 | 1.0857e-07 | 7.3713 | 0.88759 | 4.1075 | 2.3763 | 0 | 0 | 0 | 0 | 2.9749e-05 | 0 | 0 | 0 | 8.3819e-07 | 0 | 8.3819e-07 | 8.403e-07 | 0 | 8.403e-07 | 8.0028e-07 | 0 | 8.0028e-07
[79 empty] | WLDFR | HFTD - Distribution - Tier 2 - 4QU CoRE ¦ 1QU LoRE | Non-Red Flag Warning - Large Fires | 2051 | 0 | 0 | 1.14e-07 | 1.0857e-07 | 7.3713 | 0.88759 | 4.1075 | 2.3763 | 0 | 0 | 0 | 0 | 2.9749e-05 | 0 | 0 | 0 | 0 | 0 | 0 | 8.403e-07 | 0 | 8.403e-07 | 8.0028e-07 | 0 | 8.0028e-07
[79 empty] | WLDFR | HFTD - Distribution - Tier 2 - 4QU CoRE ¦ 1QU LoRE | Non-Red Flag Warning - Large Fires | 2052 | 0 | 0 | 0 | 1.0857e-07 | 7.3713 | 0.88759 | 4.1075 | 2.3763 | 0 | 0 | 0 | 0 | 2.9749e-05 | 0 | 0 | 0 | 0 | 0 | 0 | 0 | 0 | 0 | 8.0028e-07 | 0 | 8.0028e-07
[79 empty] | WLDFR | HFTD - Distribution - Tier 2 - 4QU CoRE ¦ 1QU LoRE | Non-Red Flag Warning - Small Fires | 2020 | 8.5001e-05 | 0 | 0 | 0 | 0.077901 | 0.036425 | 0.0015809 | 0.039895 | 0 | 0 | 0 | 0 | 0.010286 | 6.6216e-06 | 0 | 6.6216e-06 | 0 | 0 | 0 | 0 | 0 | 0 | 0 | 0 | 0
[79 empty] | WLDFR | HFTD - Distribution - Tier 2 - 4QU CoRE ¦ 1QU LoRE | Non-Red Flag Warning - Small Fires | 2021 | 4.8962e-05 | 8.9753e-05 | 0 | 0 | 0.077901 | 0.036425 | 0.0015809 | 0.039895 | 0 | 0 | 0 | 0 | 0.010286 | 3.8142e-06 | 0 | 3.8142e-06 | 6.9918e-06 | 0 | 6.9918e-06 | 0 | 0 | 0 | 0 | 0 | 0
[79 empty] | WLDFR | HFTD - Distribution - Tier 2 - 4QU CoRE ¦ 1QU LoRE | Non-Red Flag Warning - Small Fires | 2022 | 4.3406e-05 | 4.5832e-05 | 8.1501e-05 | 0 | 0.077901 | 0.036425 | 0.0015809 | 0.039895 | 0 | 0 | 0 | 0 | 0.01001 | 3.3813e-06 | 0 | 3.3813e-06 | 3.5704e-06 | 0 | 3.5704e-06 | 6.349e-06 | 0 | 6.349e-06 | 0 | 0 | 0
[79 empty] | WLDFR | HFTD - Distribution - Tier 2 - 4QU CoRE ¦ 1QU LoRE | Non-Red Flag Warning - Small Fires | 2023 | 4.3406e-05 | 4.5832e-05 | 4.5948e-05 | 7.762e-05 | 0.080408 | 0.03759 | 0.0016314 | 0.041187 | 0 | 0 | 0 | 0 | 0.01001 | 3.4902e-06 | 0 | 3.4902e-06 | 3.6853e-06 | 0 | 3.6853e-06 | 3.6946e-06 | 0 | 3.6946e-06 | 6.2413e-06 | 0 | 6.2413e-06
[79 empty] | WLDFR | HFTD - Distribution - Tier 2 - 4QU CoRE ¦ 1QU LoRE | Non-Red Flag Warning - Small Fires | 2024 | 4.3406e-05 | 4.5832e-05 | 4.5948e-05 | 4.376e-05 | 0.080408 | 0.03759 | 0.0016314 | 0.041187 | 0 | 0 | 0 | 0 | 0.01001 | 3.4902e-06 | 0 | 3.4902e-06 | 3.6853e-06 | 0 | 3.6853e-06 | 3.6946e-06 | 0 | 3.6946e-06 | 3.5186e-06 | 0 | 3.5186e-06
[79 empty] | WLDFR | HFTD - Distribution - Tier 2 - 4QU CoRE ¦ 1QU LoRE | Non-Red Flag Warning - Small Fires | 2025 | 4.3406e-05 | 4.5832e-05 | 4.5948e-05 | 4.376e-05 | 0.080408 | 0.03759 | 0.0016314 | 0.041187 | 0 | 0 | 0 | 0 | 0.01001 | 3.4902e-06 | 0 | 3.4902e-06 | 3.6853e-06 | 0 | 3.6853e-06 | 3.6946e-06 | 0 | 3.6946e-06 | 3.5186e-06 | 0 | 3.5186e-06
[79 empty] | WLDFR | HFTD - Distribution - Tier 2 - 4QU CoRE ¦ 1QU LoRE | Non-Red Flag Warning - Small Fires | 2026 | 4.3406e-05 | 4.5832e-05 | 4.5948e-05 | 4.376e-05 | 0.080408 | 0.03759 | 0.0016314 | 0.041187 | 0 | 0 | 0 | 0 | 0.01001 | 3.4902e-06 | 0 | 3.4902e-06 | 3.6853e-06 | 0 | 3.6853e-06 | 3.6946e-06 | 0 | 3.6946e-06 | 3.5186e-06 | 0 | 3.5186e-06
[79 empty] | WLDFR | HFTD - Distribution - Tier 2 - 4QU CoRE ¦ 1QU LoRE | Non-Red Flag Warning - Small Fires | 2027 | 4.3406e-05 | 4.5832e-05 | 4.5948e-05 | 4.376e-05 | 0.080408 | 0.03759 | 0.0016314 | 0.041187 | 0 | 0 | 0 | 0 | 0.01001 | 3.4902e-06 | 0 | 3.4902e-06 | 3.6853e-06 | 0 | 3.6853e-06 | 3.6946e-06 | 0 | 3.6946e-06 | 3.5186e-06 | 0 | 3.5186e-06
[79 empty] | WLDFR | HFTD - Distribution - Tier 2 - 4QU CoRE ¦ 1QU LoRE | Non-Red Flag Warning - Small Fires | 2028 | 4.3406e-05 | 4.5832e-05 | 4.5948e-05 | 4.376e-05 | 0.083606 | 0.039055 | 0.001695 | 0.042856 | 0 | 0 | 0 | 0 | 0.01001 | 3.629e-06 | 0 | 3.629e-06 | 3.8319e-06 | 0 | 3.8319e-06 | 3.8415e-06 | 0 | 3.8415e-06 | 3.6586e-06 | 0 | 3.6586e-06
[79 empty] | WLDFR | HFTD - Distribution - Tier 2 - 4QU CoRE ¦ 1QU LoRE | Non-Red Flag Warning - Small Fires | 2029 | 4.3406e-05 | 4.5832e-05 | 4.5948e-05 | 4.376e-05 | 0.083606 | 0.039055 | 0.001695 | 0.042856 | 0 | 0 | 0 | 0 | 0.01001 | 3.629e-06 | 0 | 3.629e-06 | 3.8319e-06 | 0 | 3.8319e-06 | 3.8415e-06 | 0 | 3.8415e-06 | 3.6586e-06 | 0 | 3.6586e-06
[79 empty] | WLDFR | HFTD - Distribution - Tier 2 - 4QU CoRE ¦ 1QU LoRE | Non-Red Flag Warning - Small Fires | 2030 | 4.3406e-05 | 4.5832e-05 | 4.5948e-05 | 4.376e-05 | 0.083606 | 0.039055 | 0.001695 | 0.042856 | 0 | 0 | 0 | 0 | 0.01001 | 3.629e-06 | 0 | 3.629e-06 | 3.8319e-06 | 0 | 3.8319e-06 | 3.8415e-06 | 0 | 3.8415e-06 | 3.6586e-06 | 0 | 3.6586e-06
[79 empty] | WLDFR | HFTD - Distribution - Tier 2 - 4QU CoRE ¦ 1QU LoRE | Non-Red Flag Warning - Small Fires | 2031 | 4.3406e-05 | 4.5832e-05 | 4.5948e-05 | 4.376e-05 | 0.083606 | 0.039055 | 0.001695 | 0.042856 | 0 | 0 | 0 | 0 | 0.01001 | 3.629e-06 | 0 | 3.629e-06 | 3.8319e-06 | 0 | 3.8319e-06 | 3.8415e-06 | 0 | 3.8415e-06 | 3.6586e-06 | 0 | 3.6586e-06
[79 empty] | WLDFR | HFTD - Distribution - Tier 2 - 4QU CoRE ¦ 1QU LoRE | Non-Red Flag Warning - Small Fires | 2032 | 4.3406e-05 | 4.5832e-05 | 4.5948e-05 | 4.376e-05 | 0.083606 | 0.039055 | 0.001695 | 0.042856 | 0 | 0 | 0 | 0 | 0.01001 | 3.629e-06 | 0 | 3.629e-06 | 3.8319e-06 | 0 | 3.8319e-06 | 3.8415e-06 | 0 | 3.8415e-06 | 3.6586e-06 | 0 | 3.6586e-06
[79 empty] | WLDFR | HFTD - Distribution - Tier 2 - 4QU CoRE ¦ 1QU LoRE | Non-Red Flag Warning - Small Fires | 2033 | 4.3406e-05 | 4.5832e-05 | 4.5948e-05 | 4.376e-05 | 0.087211 | 0.040679 | 0.0017655 | 0.044766 | 0 | 0 | 0 | 0 | 0.01001 | 3.7854e-06 | 0 | 3.7854e-06 | 3.9971e-06 | 0 | 3.9971e-06 | 4.0071e-06 | 0 | 4.0071e-06 | 3.8163e-06 | 0 | 3.8163e-06
[79 empty] | WLDFR | HFTD - Distribution - Tier 2 - 4QU CoRE ¦ 1QU LoRE | Non-Red Flag Warning - Small Fires | 2034 | 4.3406e-05 | 4.5832e-05 | 4.5948e-05 | 4.376e-05 | 0.087211 | 0.040679 | 0.0017655 | 0.044766 | 0 | 0 | 0 | 0 | 0.01001 | 3.7854e-06 | 0 | 3.7854e-06 | 3.9971e-06 | 0 | 3.9971e-06 | 4.0071e-06 | 0 | 4.0071e-06 | 3.8163e-06 | 0 | 3.8163e-06
[79 empty] | WLDFR | HFTD - Distribution - Tier 2 - 4QU CoRE ¦ 1QU LoRE | Non-Red Flag Warning - Small Fires | 2035 | 4.3406e-05 | 4.5832e-05 | 4.5948e-05 | 4.376e-05 | 0.087211 | 0.040679 | 0.0017655 | 0.044766 | 0 | 0 | 0 | 0 | 0.01001 | 3.7854e-06 | 0 | 3.7854e-06 | 3.9971e-06 | 0 | 3.9971e-06 | 4.0071e-06 | 0 | 4.0071e-06 | 3.8163e-06 | 0 | 3.8163e-06
[79 empty] | WLDFR | HFTD - Distribution - Tier 2 - 4QU CoRE ¦ 1QU LoRE | Non-Red Flag Warning - Small Fires | 2036 | 4.3406e-05 | 4.5832e-05 | 4.5948e-05 | 4.376e-05 | 0.087211 | 0.040679 | 0.0017655 | 0.044766 | 0 | 0 | 0 | 0 | 0.01001 | 3.7854e-06 | 0 | 3.7854e-06 | 3.9971e-06 | 0 | 3.9971e-06 | 4.0071e-06 | 0 | 4.0071e-06 | 3.8163e-06 | 0 | 3.8163e-06
[79 empty] | WLDFR | HFTD - Distribution - Tier 2 - 4QU CoRE ¦ 1QU LoRE | Non-Red Flag Warning - Small Fires | 2037 | 4.3406e-05 | 4.5832e-05 | 4.5948e-05 | 4.376e-05 | 0.087211 | 0.040679 | 0.0017655 | 0.044766 | 0 | 0 | 0 | 0 | 0.01001 | 3.7854e-06 | 0 | 3.7854e-06 | 3.9971e-06 | 0 | 3.9971e-06 | 4.0071e-06 | 0 | 4.0071e-06 | 3.8163e-06 | 0 | 3.8163e-06
[79 empty] | WLDFR | HFTD - Distribution - Tier 2 - 4QU CoRE ¦ 1QU LoRE | Non-Red Flag Warning - Small Fires | 2038 | 4.3406e-05 | 4.5832e-05 | 4.5948e-05 | 4.376e-05 | 0.091184 | 0.042438 | 0.0018418 | 0.046905 | 0 | 0 | 0 | 0 | 0.01001 | 3.9579e-06 | 0 | 3.9579e-06 | 4.1792e-06 | 0 | 4.1792e-06 | 4.1897e-06 | 0 | 4.1897e-06 | 3.9902e-06 | 0 | 3.9902e-06
[79 empty] | WLDFR | HFTD - Distribution - Tier 2 - 4QU CoRE ¦ 1QU LoRE | Non-Red Flag Warning - Small Fires | 2039 | 4.3406e-05 | 4.5832e-05 | 4.5948e-05 | 4.376e-05 | 0.091184 | 0.042438 | 0.0018418 | 0.046905 | 0 | 0 | 0 | 0 | 0.01001 | 3.9579e-06 | 0 | 3.9579e-06 | 4.1792e-06 | 0 | 4.1792e-06 | 4.1897e-06 | 0 | 4.1897e-06 | 3.9902e-06 | 0 | 3.9902e-06
[79 empty] | WLDFR | HFTD - Distribution - Tier 2 - 4QU CoRE ¦ 1QU LoRE | Non-Red Flag Warning - Small Fires | 2040 | 4.3406e-05 | 4.5832e-05 | 4.5948e-05 | 4.376e-05 | 0.091184 | 0.042438 | 0.0018418 | 0.046905 | 0 | 0 | 0 | 0 | 0.01001 | 3.9579e-06 | 0 | 3.9579e-06 | 4.1792e-06 | 0 | 4.1792e-06 | 4.1897e-06 | 0 | 4.1897e-06 | 3.9902e-06 | 0 | 3.9902e-06
[79 empty] | WLDFR | HFTD - Distribution - Tier 2 - 4QU CoRE ¦ 1QU LoRE | Non-Red Flag Warning - Small Fires | 2041 | 4.3406e-05 | 4.5832e-05 | 4.5948e-05 | 4.376e-05 | 0.091184 | 0.042438 | 0.0018418 | 0.046905 | 0 | 0 | 0 | 0 | 0.01001 | 3.9579e-06 | 0 | 3.9579e-06 | 4.1792e-06 | 0 | 4.1792e-06 | 4.1897e-06 | 0 | 4.1897e-06 | 3.9902e-06 | 0 | 3.9902e-06
[79 empty] | WLDFR | HFTD - Distribution - Tier 2 - 4QU CoRE ¦ 1QU LoRE | Non-Red Flag Warning - Small Fires | 2042 | 4.3406e-05 | 4.5832e-05 | 4.5948e-05 | 4.376e-05 | 0.091184 | 0.042438 | 0.0018418 | 0.046905 | 0 | 0 | 0 | 0 | 0.01001 | 3.9579e-06 | 0 | 3.9579e-06 | 4.1792e-06 | 0 | 4.1792e-06 | 4.1897e-06 | 0 | 4.1897e-06 | 3.9902e-06 | 0 | 3.9902e-06
[79 empty] | WLDFR | HFTD - Distribution - Tier 2 - 4QU CoRE ¦ 1QU LoRE | Non-Red Flag Warning - Small Fires | 2043 | 4.3406e-05 | 4.5832e-05 | 4.5948e-05 | 4.376e-05 | 0.095486 | 0.044306 | 0.0019228 | 0.049257 | 0 | 0 | 0 | 0 | 0.01001 | 4.1446e-06 | 0 | 4.1446e-06 | 4.3763e-06 | 0 | 4.3763e-06 | 4.3873e-06 | 0 | 4.3873e-06 | 4.1784e-06 | 0 | 4.1784e-06
[79 empty] | WLDFR | HFTD - Distribution - Tier 2 - 4QU CoRE ¦ 1QU LoRE | Non-Red Flag Warning - Small Fires | 2044 | 4.3406e-05 | 4.5832e-05 | 4.5948e-05 | 4.376e-05 | 0.095486 | 0.044306 | 0.0019228 | 0.049257 | 0 | 0 | 0 | 0 | 0.01001 | 4.1446e-06 | 0 | 4.1446e-06 | 4.3763e-06 | 0 | 4.3763e-06 | 4.3873e-06 | 0 | 4.3873e-06 | 4.1784e-06 | 0 | 4.1784e-06
[79 empty] | WLDFR | HFTD - Distribution - Tier 2 - 4QU CoRE ¦ 1QU LoRE | Non-Red Flag Warning - Small Fires | 2045 | 4.3406e-05 | 4.5832e-05 | 4.5948e-05 | 4.376e-05 | 0.095486 | 0.044306 | 0.0019228 | 0.049257 | 0 | 0 | 0 | 0 | 0.01001 | 4.1446e-06 | 0 | 4.1446e-06 | 4.3763e-06 | 0 | 4.3763e-06 | 4.3873e-06 | 0 | 4.3873e-06 | 4.1784e-06 | 0 | 4.1784e-06
[79 empty] | WLDFR | HFTD - Distribution - Tier 2 - 4QU CoRE ¦ 1QU LoRE | Non-Red Flag Warning - Small Fires | 2046 | 4.3406e-05 | 4.5832e-05 | 4.5948e-05 | 4.376e-05 | 0.095486 | 0.044306 | 0.0019228 | 0.049257 | 0 | 0 | 0 | 0 | 0.01001 | 4.1446e-06 | 0 | 4.1446e-06 | 4.3763e-06 | 0 | 4.3763e-06 | 4.3873e-06 | 0 | 4.3873e-06 | 4.1784e-06 | 0 | 4.1784e-06
[79 empty] | WLDFR | HFTD - Distribution - Tier 2 - 4QU CoRE ¦ 1QU LoRE | Non-Red Flag Warning - Small Fires | 2047 | 4.3406e-05 | 4.5832e-05 | 4.5948e-05 | 4.376e-05 | 0.095486 | 0.044306 | 0.0019228 | 0.049257 | 0 | 0 | 0 | 0 | 0.01001 | 4.1446e-06 | 0 | 4.1446e-06 | 4.3763e-06 | 0 | 4.3763e-06 | 4.3873e-06 | 0 | 4.3873e-06 | 4.1784e-06 | 0 | 4.1784e-06
[79 empty] | WLDFR | HFTD - Distribution - Tier 2 - 4QU CoRE ¦ 1QU LoRE | Non-Red Flag Warning - Small Fires | 2048 | 4.3406e-05 | 4.5832e-05 | 4.5948e-05 | 4.376e-05 | 0.10007 | 0.04626 | 0.0020076 | 0.051804 | 0 | 0 | 0 | 0 | 0.01001 | 4.3437e-06 | 0 | 4.3437e-06 | 4.5865e-06 | 0 | 4.5865e-06 | 4.5981e-06 | 0 | 4.5981e-06 | 4.3791e-06 | 0 | 4.3791e-06
[79 empty] | WLDFR | HFTD - Distribution - Tier 2 - 4QU CoRE ¦ 1QU LoRE | Non-Red Flag Warning - Small Fires | 2049 | 4.3406e-05 | 4.5832e-05 | 4.5948e-05 | 4.376e-05 | 0.10007 | 0.04626 | 0.0020076 | 0.051804 | 0 | 0 | 0 | 0 | 0.01001 | 4.3437e-06 | 0 | 4.3437e-06 | 4.5865e-06 | 0 | 4.5865e-06 | 4.5981e-06 | 0 | 4.5981e-06 | 4.3791e-06 | 0 | 4.3791e-06
[79 empty] | WLDFR | HFTD - Distribution - Tier 2 - 4QU CoRE ¦ 1QU LoRE | Non-Red Flag Warning - Small Fires | 2050 | 0 | 4.5832e-05 | 4.5948e-05 | 4.376e-05 | 0.10007 | 0.04626 | 0.0020076 | 0.051804 | 0 | 0 | 0 | 0 | 0.01001 | 0 | 0 | 0 | 4.5865e-06 | 0 | 4.5865e-06 | 4.5981e-06 | 0 | 4.5981e-06 | 4.3791e-06 | 0 | 4.3791e-06
[79 empty] | WLDFR | HFTD - Distribution - Tier 2 - 4QU CoRE ¦ 1QU LoRE | Non-Red Flag Warning - Small Fires | 2051 | 0 | 0 | 4.5948e-05 | 4.376e-05 | 0.10007 | 0.04626 | 0.0020076 | 0.051804 | 0 | 0 | 0 | 0 | 0.01001 | 0 | 0 | 0 | 0 | 0 | 0 | 4.5981e-06 | 0 | 4.5981e-06 | 4.3791e-06 | 0 | 4.3791e-06
[79 empty] | WLDFR | HFTD - Distribution - Tier 2 - 4QU CoRE ¦ 1QU LoRE | Non-Red Flag Warning - Small Fires | 2052 | 0 | 0 | 0 | 4.376e-05 | 0.10007 | 0.04626 | 0.0020076 | 0.051804 | 0 | 0 | 0 | 0 | 0.01001 | 0 | 0 | 0 | 0 | 0 | 0 | 0 | 0 | 0 | 4.3791e-06 | 0 | 4.3791e-06
[79 empty] | WLDFR | HFTD - Distribution - Tier 2 - 4QU CoRE ¦ 1QU LoRE | Red Flag Warning - Catastrophic Fires | 2020 | 3.3061e-07 | 0 | 0 | 0 | 14146.1306 | 222.2294 | 8585.7228 | 5338.1784 | 0 | 0 | 0 | 0 | 2.2873e-05 | 0.0046769 | 0 | 0.0046769 | 0 | 0 | 0 | 0 | 0 | 0 | 0 | 0 | 0
[79 empty] | WLDFR | HFTD - Distribution - Tier 2 - 4QU CoRE ¦ 1QU LoRE | Red Flag Warning - Catastrophic Fires | 2021 | 2.2906e-07 | 3.491e-07 | 0 | 0 | 14146.1306 | 222.2294 | 8585.7228 | 5338.1784 | 0 | 0 | 0 | 0 | 2.2873e-05 | 0.0032403 | 0 | 0.0032403 | 0.0049384 | 0 | 0.0049384 | 0 | 0 | 0 | 0 | 0 | 0
[79 empty] | WLDFR | HFTD - Distribution - Tier 2 - 4QU CoRE ¦ 1QU LoRE | Red Flag Warning - Catastrophic Fires | 2022 | 1.9991e-07 | 2.1109e-07 | 3.1061e-07 | 0 | 14146.1306 | 222.2294 | 8585.7228 | 5338.1784 | 0 | 0 | 0 | 0 | 2.1979e-05 | 0.002828 | 0 | 0.002828 | 0.0029861 | 0 | 0.0029861 | 0.0043939 | 0 | 0.0043939 | 0 | 0 | 0
[79 empty] | WLDFR | HFTD - Distribution - Tier 2 - 4QU CoRE ¦ 1QU LoRE | Red Flag Warning - Catastrophic Fires | 2023 | 1.9991e-07 | 2.1109e-07 | 2.1162e-07 | 2.9582e-07 | 14664.6376 | 233.2301 | 8896.516 | 5534.8915 | 0 | 0 | 0 | 0 | 2.1979e-05 | 0.0029316 | 0 | 0.0029316 | 0.0030955 | 0 | 0.0030955 | 0.0031033 | 0 | 0.0031033 | 0.004338 | 0 | 0.004338
[79 empty] | WLDFR | HFTD - Distribution - Tier 2 - 4QU CoRE ¦ 1QU LoRE | Red Flag Warning - Catastrophic Fires | 2024 | 1.9991e-07 | 2.1109e-07 | 2.1162e-07 | 2.0154e-07 | 14664.6376 | 233.2301 | 8896.516 | 5534.8915 | 0 | 0 | 0 | 0 | 2.1979e-05 | 0.0029316 | 0 | 0.0029316 | 0.0030955 | 0 | 0.0030955 | 0.0031033 | 0 | 0.0031033 | 0.0029555 | 0 | 0.0029555
[79 empty] | WLDFR | HFTD - Distribution - Tier 2 - 4QU CoRE ¦ 1QU LoRE | Red Flag Warning - Catastrophic Fires | 2025 | 1.9991e-07 | 2.1109e-07 | 2.1162e-07 | 2.0154e-07 | 14664.6376 | 233.2301 | 8896.516 | 5534.8915 | 0 | 0 | 0 | 0 | 2.1979e-05 | 0.0029316 | 0 | 0.0029316 | 0.0030955 | 0 | 0.0030955 | 0.0031033 | 0 | 0.0031033 | 0.0029555 | 0 | 0.0029555
[79 empty] | WLDFR | HFTD - Distribution - Tier 2 - 4QU CoRE ¦ 1QU LoRE | Red Flag Warning - Catastrophic Fires | 2026 | 1.9991e-07 | 2.1109e-07 | 2.1162e-07 | 2.0154e-07 | 14664.6376 | 233.2301 | 8896.516 | 5534.8915 | 0 | 0 | 0 | 0 | 2.1979e-05 | 0.0029316 | 0 | 0.0029316 | 0.0030955 | 0 | 0.0030955 | 0.0031033 | 0 | 0.0031033 | 0.0029555 | 0 | 0.0029555
[79 empty] | WLDFR | HFTD - Distribution - Tier 2 - 4QU CoRE ¦ 1QU LoRE | Red Flag Warning - Catastrophic Fires | 2027 | 1.9991e-07 | 2.1109e-07 | 2.1162e-07 | 2.0154e-07 | 14664.6376 | 233.2301 | 8896.516 | 5534.8915 | 0 | 0 | 0 | 0 | 2.1979e-05 | 0.0029316 | 0 | 0.0029316 | 0.0030955 | 0 | 0.0030955 | 0.0031033 | 0 | 0.0031033 | 0.0029555 | 0 | 0.0029555
[79 empty] | WLDFR | HFTD - Distribution - Tier 2 - 4QU CoRE ¦ 1QU LoRE | Red Flag Warning - Catastrophic Fires | 2028 | 1.9991e-07 | 2.1109e-07 | 2.1162e-07 | 2.0154e-07 | 15317.9909 | 247.273 | 9287.6491 | 5783.0689 | 0 | 0 | 0 | 0 | 2.1979e-05 | 0.0030622 | 0 | 0.0030622 | 0.0032334 | 0 | 0.0032334 | 0.0032416 | 0 | 0.0032416 | 0.0030872 | 0 | 0.0030872
[79 empty] | WLDFR | HFTD - Distribution - Tier 2 - 4QU CoRE ¦ 1QU LoRE | Red Flag Warning - Catastrophic Fires | 2029 | 1.9991e-07 | 2.1109e-07 | 2.1162e-07 | 2.0154e-07 | 15317.9909 | 247.273 | 9287.6491 | 5783.0689 | 0 | 0 | 0 | 0 | 2.1979e-05 | 0.0030622 | 0 | 0.0030622 | 0.0032334 | 0 | 0.0032334 | 0.0032416 | 0 | 0.0032416 | 0.0030872 | 0 | 0.0030872
[79 empty] | WLDFR | HFTD - Distribution - Tier 2 - 4QU CoRE ¦ 1QU LoRE | Red Flag Warning - Catastrophic Fires | 2030 | 1.9991e-07 | 2.1109e-07 | 2.1162e-07 | 2.0154e-07 | 15317.9909 | 247.273 | 9287.6491 | 5783.0689 | 0 | 0 | 0 | 0 | 2.1979e-05 | 0.0030622 | 0 | 0.0030622 | 0.0032334 | 0 | 0.0032334 | 0.0032416 | 0 | 0.0032416 | 0.0030872 | 0 | 0.0030872
[79 empty] | WLDFR | HFTD - Distribution - Tier 2 - 4QU CoRE ¦ 1QU LoRE | Red Flag Warning - Catastrophic Fires | 2031 | 1.9991e-07 | 2.1109e-07 | 2.1162e-07 | 2.0154e-07 | 15317.9909 | 247.273 | 9287.6491 | 5783.0689 | 0 | 0 | 0 | 0 | 2.1979e-05 | 0.0030622 | 0 | 0.0030622 | 0.0032334 | 0 | 0.0032334 | 0.0032416 | 0 | 0.0032416 | 0.0030872 | 0 | 0.0030872
[79 empty] | WLDFR | HFTD - Distribution - Tier 2 - 4QU CoRE ¦ 1QU LoRE | Red Flag Warning - Catastrophic Fires | 2032 | 1.9991e-07 | 2.1109e-07 | 2.1162e-07 | 2.0154e-07 | 15317.9909 | 247.273 | 9287.6491 | 5783.0689 | 0 | 0 | 0 | 0 | 2.1979e-05 | 0.0030622 | 0 | 0.0030622 | 0.0032334 | 0 | 0.0032334 | 0.0032416 | 0 | 0.0032416 | 0.0030872 | 0 | 0.0030872
[79 empty] | WLDFR | HFTD - Distribution - Tier 2 - 4QU CoRE ¦ 1QU LoRE | Red Flag Warning - Catastrophic Fires | 2033 | 1.9991e-07 | 2.1109e-07 | 2.1162e-07 | 2.0154e-07 | 16044.1264 | 263.1074 | 9721.74 | 6059.2791 | 0 | 0 | 0 | 0 | 2.1979e-05 | 0.0032074 | 0 | 0.0032074 | 0.0033867 | 0 | 0.0033867 | 0.0033952 | 0 | 0.0033952 | 0.0032335 | 0 | 0.0032335
[79 empty] | WLDFR | HFTD - Distribution - Tier 2 - 4QU CoRE ¦ 1QU LoRE | Red Flag Warning - Catastrophic Fires | 2034 | 1.9991e-07 | 2.1109e-07 | 2.1162e-07 | 2.0154e-07 | 16044.1264 | 263.1074 | 9721.74 | 6059.2791 | 0 | 0 | 0 | 0 | 2.1979e-05 | 0.0032074 | 0 | 0.0032074 | 0.0033867 | 0 | 0.0033867 | 0.0033952 | 0 | 0.0033952 | 0.0032335 | 0 | 0.0032335
[79 empty] | WLDFR | HFTD - Distribution - Tier 2 - 4QU CoRE ¦ 1QU LoRE | Red Flag Warning - Catastrophic Fires | 2035 | 1.9991e-07 | 2.1109e-07 | 2.1162e-07 | 2.0154e-07 | 16044.1264 | 263.1074 | 9721.74 | 6059.2791 | 0 | 0 | 0 | 0 | 2.1979e-05 | 0.0032074 | 0 | 0.0032074 | 0.0033867 | 0 | 0.0033867 | 0.0033952 | 0 | 0.0033952 | 0.0032335 | 0 | 0.0032335
[79 empty] | WLDFR | HFTD - Distribution - Tier 2 - 4QU CoRE ¦ 1QU LoRE | Red Flag Warning - Catastrophic Fires | 2036 | 1.9991e-07 | 2.1109e-07 | 2.1162e-07 | 2.0154e-07 | 16044.1264 | 263.1074 | 9721.74 | 6059.2791 | 0 | 0 | 0 | 0 | 2.1979e-05 | 0.0032074 | 0 | 0.0032074 | 0.0033867 | 0 | 0.0033867 | 0.0033952 | 0 | 0.0033952 | 0.0032335 | 0 | 0.0032335
[79 empty] | WLDFR | HFTD - Distribution - Tier 2 - 4QU CoRE ¦ 1QU LoRE | Red Flag Warning - Catastrophic Fires | 2037 | 1.9991e-07 | 2.1109e-07 | 2.1162e-07 | 2.0154e-07 | 16044.1264 | 263.1074 | 9721.74 | 6059.2791 | 0 | 0 | 0 | 0 | 2.1979e-05 | 0.0032074 | 0 | 0.0032074 | 0.0033867 | 0 | 0.0033867 | 0.0033952 | 0 | 0.0033952 | 0.0032335 | 0 | 0.0032335
[79 empty] | WLDFR | HFTD - Distribution - Tier 2 - 4QU CoRE ¦ 1QU LoRE | Red Flag Warning - Catastrophic Fires | 2038 | 1.9991e-07 | 2.1109e-07 | 2.1162e-07 | 2.0154e-07 | 16832.3912 | 280.5544 | 10192.2718 | 6359.5651 | 0 | 0 | 0 | 0 | 2.1979e-05 | 0.003365 | 0 | 0.003365 | 0.0035531 | 0 | 0.0035531 | 0.003562 | 0 | 0.003562 | 0.0033924 | 0 | 0.0033924
[79 empty] | WLDFR | HFTD - Distribution - Tier 2 - 4QU CoRE ¦ 1QU LoRE | Red Flag Warning - Catastrophic Fires | 2039 | 1.9991e-07 | 2.1109e-07 | 2.1162e-07 | 2.0154e-07 | 16832.3912 | 280.5544 | 10192.2718 | 6359.5651 | 0 | 0 | 0 | 0 | 2.1979e-05 | 0.003365 | 0 | 0.003365 | 0.0035531 | 0 | 0.0035531 | 0.003562 | 0 | 0.003562 | 0.0033924 | 0 | 0.0033924
[79 empty] | WLDFR | HFTD - Distribution - Tier 2 - 4QU CoRE ¦ 1QU LoRE | Red Flag Warning - Catastrophic Fires | 2040 | 1.9991e-07 | 2.1109e-07 | 2.1162e-07 | 2.0154e-07 | 16832.3912 | 280.5544 | 10192.2718 | 6359.5651 | 0 | 0 | 0 | 0 | 2.1979e-05 | 0.003365 | 0 | 0.003365 | 0.0035531 | 0 | 0.0035531 | 0.003562 | 0 | 0.003562 | 0.0033924 | 0 | 0.0033924
[79 empty] | WLDFR | HFTD - Distribution - Tier 2 - 4QU CoRE ¦ 1QU LoRE | Red Flag Warning - Catastrophic Fires | 2041 | 1.9991e-07 | 2.1109e-07 | 2.1162e-07 | 2.0154e-07 | 16832.3912 | 280.5544 | 10192.2718 | 6359.5651 | 0 | 0 | 0 | 0 | 2.1979e-05 | 0.003365 | 0 | 0.003365 | 0.0035531 | 0 | 0.0035531 | 0.003562 | 0 | 0.003562 | 0.0033924 | 0 | 0.0033924
[79 empty] | WLDFR | HFTD - Distribution - Tier 2 - 4QU CoRE ¦ 1QU LoRE | Red Flag Warning - Catastrophic Fires | 2042 | 1.9991e-07 | 2.1109e-07 | 2.1162e-07 | 2.0154e-07 | 16832.3912 | 280.5544 | 10192.2718 | 6359.5651 | 0 | 0 | 0 | 0 | 2.1979e-05 | 0.003365 | 0 | 0.003365 | 0.0035531 | 0 | 0.0035531 | 0.003562 | 0 | 0.003562 | 0.0033924 | 0 | 0.0033924
[79 empty] | WLDFR | HFTD - Distribution - Tier 2 - 4QU CoRE ¦ 1QU LoRE | Red Flag Warning - Catastrophic Fires | 2043 | 1.9991e-07 | 2.1109e-07 | 2.1162e-07 | 2.0154e-07 | 17672.0852 | 299.42 | 10692.7362 | 6679.929 | 0 | 0 | 0 | 0 | 2.1979e-05 | 0.0035328 | 0 | 0.0035328 | 0.0037304 | 0 | 0.0037304 | 0.0037397 | 0 | 0.0037397 | 0.0035616 | 0 | 0.0035616
[79 empty] | WLDFR | HFTD - Distribution - Tier 2 - 4QU CoRE ¦ 1QU LoRE | Red Flag Warning - Catastrophic Fires | 2044 | 1.9991e-07 | 2.1109e-07 | 2.1162e-07 | 2.0154e-07 | 17672.0852 | 299.42 | 10692.7362 | 6679.929 | 0 | 0 | 0 | 0 | 2.1979e-05 | 0.0035328 | 0 | 0.0035328 | 0.0037304 | 0 | 0.0037304 | 0.0037397 | 0 | 0.0037397 | 0.0035616 | 0 | 0.0035616
[79 empty] | WLDFR | HFTD - Distribution - Tier 2 - 4QU CoRE ¦ 1QU LoRE | Red Flag Warning - Catastrophic Fires | 2045 | 1.9991e-07 | 2.1109e-07 | 2.1162e-07 | 2.0154e-07 | 17672.0852 | 299.42 | 10692.7362 | 6679.929 | 0 | 0 | 0 | 0 | 2.1979e-05 | 0.0035328 | 0 | 0.0035328 | 0.0037304 | 0 | 0.0037304 | 0.0037397 | 0 | 0.0037397 | 0.0035616 | 0 | 0.0035616
[79 empty] | WLDFR | HFTD - Distribution - Tier 2 - 4QU CoRE ¦ 1QU LoRE | Red Flag Warning - Catastrophic Fires | 2046 | 1.9991e-07 | 2.1109e-07 | 2.1162e-07 | 2.0154e-07 | 17672.0852 | 299.42 | 10692.7362 | 6679.929 | 0 | 0 | 0 | 0 | 2.1979e-05 | 0.0035328 | 0 | 0.0035328 | 0.0037304 | 0 | 0.0037304 | 0.0037397 | 0 | 0.0037397 | 0.0035616 | 0 | 0.0035616
[79 empty] | WLDFR | HFTD - Distribution - Tier 2 - 4QU CoRE ¦ 1QU LoRE | Red Flag Warning - Catastrophic Fires | 2047 | 1.9991e-07 | 2.1109e-07 | 2.1162e-07 | 2.0154e-07 | 17672.0852 | 299.42 | 10692.7362 | 6679.929 | 0 | 0 | 0 | 0 | 2.1979e-05 | 0.0035328 | 0 | 0.0035328 | 0.0037304 | 0 | 0.0037304 | 0.0037397 | 0 | 0.0037397 | 0.0035616 | 0 | 0.0035616
[79 empty] | WLDFR | HFTD - Distribution - Tier 2 - 4QU CoRE ¦ 1QU LoRE | Red Flag Warning - Catastrophic Fires | 2048 | 1.9991e-07 | 2.1109e-07 | 2.1162e-07 | 2.0154e-07 | 18552.3348 | 319.4911 | 11216.5626 | 7016.281 | 0 | 0 | 0 | 0 | 2.1979e-05 | 0.0037088 | 0 | 0.0037088 | 0.0039162 | 0 | 0.0039162 | 0.003926 | 0 | 0.003926 | 0.0037391 | 0 | 0.0037391
[79 empty] | WLDFR | HFTD - Distribution - Tier 2 - 4QU CoRE ¦ 1QU LoRE | Red Flag Warning - Catastrophic Fires | 2049 | 1.9991e-07 | 2.1109e-07 | 2.1162e-07 | 2.0154e-07 | 18552.3348 | 319.4911 | 11216.5626 | 7016.281 | 0 | 0 | 0 | 0 | 2.1979e-05 | 0.0037088 | 0 | 0.0037088 | 0.0039162 | 0 | 0.0039162 | 0.003926 | 0 | 0.003926 | 0.0037391 | 0 | 0.0037391
[79 empty] | WLDFR | HFTD - Distribution - Tier 2 - 4QU CoRE ¦ 1QU LoRE | Red Flag Warning - Catastrophic Fires | 2050 | 0 | 2.1109e-07 | 2.1162e-07 | 2.0154e-07 | 18552.3348 | 319.4911 | 11216.5626 | 7016.281 | 0 | 0 | 0 | 0 | 2.1979e-05 | 0 | 0 | 0 | 0.0039162 | 0 | 0.0039162 | 0.003926 | 0 | 0.003926 | 0.0037391 | 0 | 0.0037391
[79 empty] | WLDFR | HFTD - Distribution - Tier 2 - 4QU CoRE ¦ 1QU LoRE | Red Flag Warning - Catastrophic Fires | 2051 | 0 | 0 | 2.1162e-07 | 2.0154e-07 | 18552.3348 | 319.4911 | 11216.5626 | 7016.281 | 0 | 0 | 0 | 0 | 2.1979e-05 | 0 | 0 | 0 | 0 | 0 | 0 | 0.003926 | 0 | 0.003926 | 0.0037391 | 0 | 0.0037391
[79 empty] | WLDFR | HFTD - Distribution - Tier 2 - 4QU CoRE ¦ 1QU LoRE | Red Flag Warning - Catastrophic Fires | 2052 | 0 | 0 | 0 | 2.0154e-07 | 18552.3348 | 319.4911 | 11216.5626 | 7016.281 | 0 | 0 | 0 | 0 | 2.1979e-05 | 0 | 0 | 0 | 0 | 0 | 0 | 0 | 0 | 0 | 0.0037391 | 0 | 0.0037391
[79 empty] | WLDFR | HFTD - Distribution - Tier 2 - 4QU CoRE ¦ 1QU LoRE | Red Flag Warning - Destructive Fires | 2020 | 4.8451e-08 | 0 | 0 | 0 | 8807.9522 | 222.2294 | 8585.7228 | 0 | 0 | 0 | 0 | 0 | 3.7963e-06 | 0.00042676 | 0 | 0.00042676 | 0 | 0 | 0 | 0 | 0 | 0 | 0 | 0 | 0
[79 empty] | WLDFR | HFTD - Distribution - Tier 2 - 4QU CoRE ¦ 1QU LoRE | Red Flag Warning - Destructive Fires | 2021 | 3.3539e-08 | 5.116e-08 | 0 | 0 | 8807.9522 | 222.2294 | 8585.7228 | 0 | 0 | 0 | 0 | 0 | 3.7963e-06 | 0.00029541 | 0 | 0.00029541 | 0.00045062 | 0 | 0.00045062 | 0 | 0 | 0 | 0 | 0 | 0
[79 empty] | WLDFR | HFTD - Distribution - Tier 2 - 4QU CoRE ¦ 1QU LoRE | Red Flag Warning - Destructive Fires | 2022 | 2.9058e-08 | 3.0682e-08 | 4.5248e-08 | 0 | 8807.9522 | 222.2294 | 8585.7228 | 0 | 0 | 0 | 0 | 0 | 3.6272e-06 | 0.00025594 | 0 | 0.00025594 | 0.00027025 | 0 | 0.00027025 | 0.00039854 | 0 | 0.00039854 | 0 | 0 | 0
[79 empty] | WLDFR | HFTD - Distribution - Tier 2 - 4QU CoRE ¦ 1QU LoRE | Red Flag Warning - Destructive Fires | 2023 | 2.9058e-08 | 3.0682e-08 | 3.0759e-08 | 4.3093e-08 | 9129.7461 | 233.2301 | 8896.516 | 0 | 0 | 0 | 0 | 0 | 3.6272e-06 | 0.00026529 | 0 | 0.00026529 | 0.00028012 | 0 | 0.00028012 | 0.00028083 | 0 | 0.00028083 | 0.00039343 | 0 | 0.00039343
[79 empty] | WLDFR | HFTD - Distribution - Tier 2 - 4QU CoRE ¦ 1QU LoRE | Red Flag Warning - Destructive Fires | 2024 | 2.9058e-08 | 3.0682e-08 | 3.0759e-08 | 2.9295e-08 | 9129.7461 | 233.2301 | 8896.516 | 0 | 0 | 0 | 0 | 0 | 3.6272e-06 | 0.00026529 | 0 | 0.00026529 | 0.00028012 | 0 | 0.00028012 | 0.00028083 | 0 | 0.00028083 | 0.00026745 | 0 | 0.00026745
[79 empty] | WLDFR | HFTD - Distribution - Tier 2 - 4QU CoRE ¦ 1QU LoRE | Red Flag Warning - Destructive Fires | 2025 | 2.9058e-08 | 3.0682e-08 | 3.0759e-08 | 2.9295e-08 | 9129.7461 | 233.2301 | 8896.516 | 0 | 0 | 0 | 0 | 0 | 3.6272e-06 | 0.00026529 | 0 | 0.00026529 | 0.00028012 | 0 | 0.00028012 | 0.00028083 | 0 | 0.00028083 | 0.00026745 | 0 | 0.00026745
[79 empty] | WLDFR | HFTD - Distribution - Tier 2 - 4QU CoRE ¦ 1QU LoRE | Red Flag Warning - Destructive Fires | 2026 | 2.9058e-08 | 3.0682e-08 | 3.0759e-08 | 2.9295e-08 | 9129.7461 | 233.2301 | 8896.516 | 0 | 0 | 0 | 0 | 0 | 3.6272e-06 | 0.00026529 | 0 | 0.00026529 | 0.00028012 | 0 | 0.00028012 | 0.00028083 | 0 | 0.00028083 | 0.00026745 | 0 | 0.00026745
[79 empty] | WLDFR | HFTD - Distribution - Tier 2 - 4QU CoRE ¦ 1QU LoRE | Red Flag Warning - Destructive Fires | 2027 | 2.9058e-08 | 3.0682e-08 | 3.0759e-08 | 2.9295e-08 | 9129.7461 | 233.2301 | 8896.516 | 0 | 0 | 0 | 0 | 0 | 3.6272e-06 | 0.00026529 | 0 | 0.00026529 | 0.00028012 | 0 | 0.00028012 | 0.00028083 | 0 | 0.00028083 | 0.00026745 | 0 | 0.00026745
[79 empty] | WLDFR | HFTD - Distribution - Tier 2 - 4QU CoRE ¦ 1QU LoRE | Red Flag Warning - Destructive Fires | 2028 | 2.9058e-08 | 3.0682e-08 | 3.0759e-08 | 2.9295e-08 | 9534.9221 | 247.273 | 9287.6491 | 0 | 0 | 0 | 0 | 0 | 3.6272e-06 | 0.00027706 | 0 | 0.00027706 | 0.00029255 | 0 | 0.00029255 | 0.00029329 | 0 | 0.00029329 | 0.00027932 | 0 | 0.00027932
[79 empty] | WLDFR | HFTD - Distribution - Tier 2 - 4QU CoRE ¦ 1QU LoRE | Red Flag Warning - Destructive Fires | 2029 | 2.9058e-08 | 3.0682e-08 | 3.0759e-08 | 2.9295e-08 | 9534.9221 | 247.273 | 9287.6491 | 0 | 0 | 0 | 0 | 0 | 3.6272e-06 | 0.00027706 | 0 | 0.00027706 | 0.00029255 | 0 | 0.00029255 | 0.00029329 | 0 | 0.00029329 | 0.00027932 | 0 | 0.00027932
[79 empty] | WLDFR | HFTD - Distribution - Tier 2 - 4QU CoRE ¦ 1QU LoRE | Red Flag Warning - Destructive Fires | 2030 | 2.9058e-08 | 3.0682e-08 | 3.0759e-08 | 2.9295e-08 | 9534.9221 | 247.273 | 9287.6491 | 0 | 0 | 0 | 0 | 0 | 3.6272e-06 | 0.00027706 | 0 | 0.00027706 | 0.00029255 | 0 | 0.00029255 | 0.00029329 | 0 | 0.00029329 | 0.00027932 | 0 | 0.00027932
[79 empty] | WLDFR | HFTD - Distribution - Tier 2 - 4QU CoRE ¦ 1QU LoRE | Red Flag Warning - Destructive Fires | 2031 | 2.9058e-08 | 3.0682e-08 | 3.0759e-08 | 2.9295e-08 | 9534.9221 | 247.273 | 9287.6491 | 0 | 0 | 0 | 0 | 0 | 3.6272e-06 | 0.00027706 | 0 | 0.00027706 | 0.00029255 | 0 | 0.00029255 | 0.00029329 | 0 | 0.00029329 | 0.00027932 | 0 | 0.00027932
[79 empty] | WLDFR | HFTD - Distribution - Tier 2 - 4QU CoRE ¦ 1QU LoRE | Red Flag Warning - Destructive Fires | 2032 | 2.9058e-08 | 3.0682e-08 | 3.0759e-08 | 2.9295e-08 | 9534.9221 | 247.273 | 9287.6491 | 0 | 0 | 0 | 0 | 0 | 3.6272e-06 | 0.00027706 | 0 | 0.00027706 | 0.00029255 | 0 | 0.00029255 | 0.00029329 | 0 | 0.00029329 | 0.00027932 | 0 | 0.00027932
[79 empty] | WLDFR | HFTD - Distribution - Tier 2 - 4QU CoRE ¦ 1QU LoRE | Red Flag Warning - Destructive Fires | 2033 | 2.9058e-08 | 3.0682e-08 | 3.0759e-08 | 2.9295e-08 | 9984.8474 | 263.1074 | 9721.74 | 0 | 0 | 0 | 0 | 0 | 3.6272e-06 | 0.00029014 | 0 | 0.00029014 | 0.00030636 | 0 | 0.00030636 | 0.00030713 | 0 | 0.00030713 | 0.0002925 | 0 | 0.0002925
[79 empty] | WLDFR | HFTD - Distribution - Tier 2 - 4QU CoRE ¦ 1QU LoRE | Red Flag Warning - Destructive Fires | 2034 | 2.9058e-08 | 3.0682e-08 | 3.0759e-08 | 2.9295e-08 | 9984.8474 | 263.1074 | 9721.74 | 0 | 0 | 0 | 0 | 0 | 3.6272e-06 | 0.00029014 | 0 | 0.00029014 | 0.00030636 | 0 | 0.00030636 | 0.00030713 | 0 | 0.00030713 | 0.0002925 | 0 | 0.0002925
[79 empty] | WLDFR | HFTD - Distribution - Tier 2 - 4QU CoRE ¦ 1QU LoRE | Red Flag Warning - Destructive Fires | 2035 | 2.9058e-08 | 3.0682e-08 | 3.0759e-08 | 2.9295e-08 | 9984.8474 | 263.1074 | 9721.74 | 0 | 0 | 0 | 0 | 0 | 3.6272e-06 | 0.00029014 | 0 | 0.00029014 | 0.00030636 | 0 | 0.00030636 | 0.00030713 | 0 | 0.00030713 | 0.0002925 | 0 | 0.0002925
[79 empty] | WLDFR | HFTD - Distribution - Tier 2 - 4QU CoRE ¦ 1QU LoRE | Red Flag Warning - Destructive Fires | 2036 | 2.9058e-08 | 3.0682e-08 | 3.0759e-08 | 2.9295e-08 | 9984.8474 | 263.1074 | 9721.74 | 0 | 0 | 0 | 0 | 0 | 3.6272e-06 | 0.00029014 | 0 | 0.00029014 | 0.00030636 | 0 | 0.00030636 | 0.00030713 | 0 | 0.00030713 | 0.0002925 | 0 | 0.0002925
[79 empty] | WLDFR | HFTD - Distribution - Tier 2 - 4QU CoRE ¦ 1QU LoRE | Red Flag Warning - Destructive Fires | 2037 | 2.9058e-08 | 3.0682e-08 | 3.0759e-08 | 2.9295e-08 | 9984.8474 | 263.1074 | 9721.74 | 0 | 0 | 0 | 0 | 0 | 3.6272e-06 | 0.00029014 | 0 | 0.00029014 | 0.00030636 | 0 | 0.00030636 | 0.00030713 | 0 | 0.00030713 | 0.0002925 | 0 | 0.0002925
[79 empty] | WLDFR | HFTD - Distribution - Tier 2 - 4QU CoRE ¦ 1QU LoRE | Red Flag Warning - Destructive Fires | 2038 | 2.9058e-08 | 3.0682e-08 | 3.0759e-08 | 2.9295e-08 | 10472.8261 | 280.5544 | 10192.2718 | 0 | 0 | 0 | 0 | 0 | 3.6272e-06 | 0.00030432 | 0 | 0.00030432 | 0.00032133 | 0 | 0.00032133 | 0.00032214 | 0 | 0.00032214 | 0.0003068 | 0 | 0.0003068
[79 empty] | WLDFR | HFTD - Distribution - Tier 2 - 4QU CoRE ¦ 1QU LoRE | Red Flag Warning - Destructive Fires | 2039 | 2.9058e-08 | 3.0682e-08 | 3.0759e-08 | 2.9295e-08 | 10472.8261 | 280.5544 | 10192.2718 | 0 | 0 | 0 | 0 | 0 | 3.6272e-06 | 0.00030432 | 0 | 0.00030432 | 0.00032133 | 0 | 0.00032133 | 0.00032214 | 0 | 0.00032214 | 0.0003068 | 0 | 0.0003068
[79 empty] | WLDFR | HFTD - Distribution - Tier 2 - 4QU CoRE ¦ 1QU LoRE | Red Flag Warning - Destructive Fires | 2040 | 2.9058e-08 | 3.0682e-08 | 3.0759e-08 | 2.9295e-08 | 10472.8261 | 280.5544 | 10192.2718 | 0 | 0 | 0 | 0 | 0 | 3.6272e-06 | 0.00030432 | 0 | 0.00030432 | 0.00032133 | 0 | 0.00032133 | 0.00032214 | 0 | 0.00032214 | 0.0003068 | 0 | 0.0003068
[79 empty] | WLDFR | HFTD - Distribution - Tier 2 - 4QU CoRE ¦ 1QU LoRE | Red Flag Warning - Destructive Fires | 2041 | 2.9058e-08 | 3.0682e-08 | 3.0759e-08 | 2.9295e-08 | 10472.8261 | 280.5544 | 10192.2718 | 0 | 0 | 0 | 0 | 0 | 3.6272e-06 | 0.00030432 | 0 | 0.00030432 | 0.00032133 | 0 | 0.00032133 | 0.00032214 | 0 | 0.00032214 | 0.0003068 | 0 | 0.0003068
[79 empty] | WLDFR | HFTD - Distribution - Tier 2 - 4QU CoRE ¦ 1QU LoRE | Red Flag Warning - Destructive Fires | 2042 | 2.9058e-08 | 3.0682e-08 | 3.0759e-08 | 2.9295e-08 | 10472.8261 | 280.5544 | 10192.2718 | 0 | 0 | 0 | 0 | 0 | 3.6272e-06 | 0.00030432 | 0 | 0.00030432 | 0.00032133 | 0 | 0.00032133 | 0.00032214 | 0 | 0.00032214 | 0.0003068 | 0 | 0.0003068
[79 empty] | WLDFR | HFTD - Distribution - Tier 2 - 4QU CoRE ¦ 1QU LoRE | Red Flag Warning - Destructive Fires | 2043 | 2.9058e-08 | 3.0682e-08 | 3.0759e-08 | 2.9295e-08 | 10992.1562 | 299.42 | 10692.7362 | 0 | 0 | 0 | 0 | 0 | 3.6272e-06 | 0.00031941 | 0 | 0.00031941 | 0.00033726 | 0 | 0.00033726 | 0.00033811 | 0 | 0.00033811 | 0.00032201 | 0 | 0.00032201
[79 empty] | WLDFR | HFTD - Distribution - Tier 2 - 4QU CoRE ¦ 1QU LoRE | Red Flag Warning - Destructive Fires | 2044 | 2.9058e-08 | 3.0682e-08 | 3.0759e-08 | 2.9295e-08 | 10992.1562 | 299.42 | 10692.7362 | 0 | 0 | 0 | 0 | 0 | 3.6272e-06 | 0.00031941 | 0 | 0.00031941 | 0.00033726 | 0 | 0.00033726 | 0.00033811 | 0 | 0.00033811 | 0.00032201 | 0 | 0.00032201
[79 empty] | WLDFR | HFTD - Distribution - Tier 2 - 4QU CoRE ¦ 1QU LoRE | Red Flag Warning - Destructive Fires | 2045 | 2.9058e-08 | 3.0682e-08 | 3.0759e-08 | 2.9295e-08 | 10992.1562 | 299.42 | 10692.7362 | 0 | 0 | 0 | 0 | 0 | 3.6272e-06 | 0.00031941 | 0 | 0.00031941 | 0.00033726 | 0 | 0.00033726 | 0.00033811 | 0 | 0.00033811 | 0.00032201 | 0 | 0.00032201
[79 empty] | WLDFR | HFTD - Distribution - Tier 2 - 4QU CoRE ¦ 1QU LoRE | Red Flag Warning - Destructive Fires | 2046 | 2.9058e-08 | 3.0682e-08 | 3.0759e-08 | 2.9295e-08 | 10992.1562 | 299.42 | 10692.7362 | 0 | 0 | 0 | 0 | 0 | 3.6272e-06 | 0.00031941 | 0 | 0.00031941 | 0.00033726 | 0 | 0.00033726 | 0.00033811 | 0 | 0.00033811 | 0.00032201 | 0 | 0.00032201
[79 empty] | WLDFR | HFTD - Distribution - Tier 2 - 4QU CoRE ¦ 1QU LoRE | Red Flag Warning - Destructive Fires | 2047 | 2.9058e-08 | 3.0682e-08 | 3.0759e-08 | 2.9295e-08 | 10992.1562 | 299.42 | 10692.7362 | 0 | 0 | 0 | 0 | 0 | 3.6272e-06 | 0.00031941 | 0 | 0.00031941 | 0.00033726 | 0 | 0.00033726 | 0.00033811 | 0 | 0.00033811 | 0.00032201 | 0 | 0.00032201
[79 empty] | WLDFR | HFTD - Distribution - Tier 2 - 4QU CoRE ¦ 1QU LoRE | Red Flag Warning - Destructive Fires | 2048 | 2.9058e-08 | 3.0682e-08 | 3.0759e-08 | 2.9295e-08 | 11536.0538 | 319.4911 | 11216.5626 | 0 | 0 | 0 | 0 | 0 | 3.6272e-06 | 0.00033521 | 0 | 0.00033521 | 0.00035395 | 0 | 0.00035395 | 0.00035484 | 0 | 0.00035484 | 0.00033794 | 0 | 0.00033794
[79 empty] | WLDFR | HFTD - Distribution - Tier 2 - 4QU CoRE ¦ 1QU LoRE | Red Flag Warning - Destructive Fires | 2049 | 2.9058e-08 | 3.0682e-08 | 3.0759e-08 | 2.9295e-08 | 11536.0538 | 319.4911 | 11216.5626 | 0 | 0 | 0 | 0 | 0 | 3.6272e-06 | 0.00033521 | 0 | 0.00033521 | 0.00035395 | 0 | 0.00035395 | 0.00035484 | 0 | 0.00035484 | 0.00033794 | 0 | 0.00033794
[79 empty] | WLDFR | HFTD - Distribution - Tier 2 - 4QU CoRE ¦ 1QU LoRE | Red Flag Warning - Destructive Fires | 2050 | 0 | 3.0682e-08 | 3.0759e-08 | 2.9295e-08 | 11536.0538 | 319.4911 | 11216.5626 | 0 | 0 | 0 | 0 | 0 | 3.6272e-06 | 0 | 0 | 0 | 0.00035395 | 0 | 0.00035395 | 0.00035484 | 0 | 0.00035484 | 0.00033794 | 0 | 0.00033794
[79 empty] | WLDFR | HFTD - Distribution - Tier 2 - 4QU CoRE ¦ 1QU LoRE | Red Flag Warning - Destructive Fires | 2051 | 0 | 0 | 3.0759e-08 | 2.9295e-08 | 11536.0538 | 319.4911 | 11216.5626 | 0 | 0 | 0 | 0 | 0 | 3.6272e-06 | 0 | 0 | 0 | 0 | 0 | 0 | 0.00035484 | 0 | 0.00035484 | 0.00033794 | 0 | 0.00033794
[79 empty] | WLDFR | HFTD - Distribution - Tier 2 - 4QU CoRE ¦ 1QU LoRE | Red Flag Warning - Destructive Fires | 2052 | 0 | 0 | 0 | 2.9295e-08 | 11536.0538 | 319.4911 | 11216.5626 | 0 | 0 | 0 | 0 | 0 | 3.6272e-06 | 0 | 0 | 0 | 0 | 0 | 0 | 0 | 0 | 0 | 0.00033794 | 0 | 0.00033794
[79 empty] | WLDFR | HFTD - Distribution - Tier 2 - 4QU CoRE ¦ 1QU LoRE | Red Flag Warning - Large Fires | 2020 | 6.0014e-07 | 0 | 0 | 0 | 5.2406 | 0.69642 | 2.942 | 1.6022 | 0 | 0 | 0 | 0 | 5.0763e-05 | 3.1451e-06 | 0 | 3.1451e-06 | 0 | 0 | 0 | 0 | 0 | 0 | 0 | 0 | 0
[79 empty] | WLDFR | HFTD - Distribution - Tier 2 - 4QU CoRE ¦ 1QU LoRE | Red Flag Warning - Large Fires | 2021 | 4.1633e-07 | 6.3369e-07 | 0 | 0 | 5.2406 | 0.69642 | 2.942 | 1.6022 | 0 | 0 | 0 | 0 | 5.0763e-05 | 2.1818e-06 | 0 | 2.1818e-06 | 3.3209e-06 | 0 | 3.3209e-06 | 0 | 0 | 0 | 0 | 0 | 0
[79 empty] | WLDFR | HFTD - Distribution - Tier 2 - 4QU CoRE ¦ 1QU LoRE | Red Flag Warning - Large Fires | 2022 | 3.6774e-07 | 3.8831e-07 | 5.6925e-07 | 0 | 5.2406 | 0.69642 | 2.942 | 1.6022 | 0 | 0 | 0 | 0 | 4.873e-05 | 1.9272e-06 | 0 | 1.9272e-06 | 2.0349e-06 | 0 | 2.0349e-06 | 2.9832e-06 | 0 | 2.9832e-06 | 0 | 0 | 0
[79 empty] | WLDFR | HFTD - Distribution - Tier 2 - 4QU CoRE ¦ 1QU LoRE | Red Flag Warning - Large Fires | 2023 | 3.6774e-07 | 3.8831e-07 | 3.8928e-07 | 5.4214e-07 | 5.475 | 0.71896 | 3.0715 | 1.6846 | 0 | 0 | 0 | 0 | 4.873e-05 | 2.0134e-06 | 0 | 2.0134e-06 | 2.126e-06 | 0 | 2.126e-06 | 2.1313e-06 | 0 | 2.1313e-06 | 2.9682e-06 | 0 | 2.9682e-06
[79 empty] | WLDFR | HFTD - Distribution - Tier 2 - 4QU CoRE ¦ 1QU LoRE | Red Flag Warning - Large Fires | 2024 | 3.6774e-07 | 3.8831e-07 | 3.8928e-07 | 3.7074e-07 | 5.475 | 0.71896 | 3.0715 | 1.6846 | 0 | 0 | 0 | 0 | 4.873e-05 | 2.0134e-06 | 0 | 2.0134e-06 | 2.126e-06 | 0 | 2.126e-06 | 2.1313e-06 | 0 | 2.1313e-06 | 2.0298e-06 | 0 | 2.0298e-06
[79 empty] | WLDFR | HFTD - Distribution - Tier 2 - 4QU CoRE ¦ 1QU LoRE | Red Flag Warning - Large Fires | 2025 | 3.6774e-07 | 3.8831e-07 | 3.8928e-07 | 3.7074e-07 | 5.475 | 0.71896 | 3.0715 | 1.6846 | 0 | 0 | 0 | 0 | 4.873e-05 | 2.0134e-06 | 0 | 2.0134e-06 | 2.126e-06 | 0 | 2.126e-06 | 2.1313e-06 | 0 | 2.1313e-06 | 2.0298e-06 | 0 | 2.0298e-06
[79 empty] | WLDFR | HFTD - Distribution - Tier 2 - 4QU CoRE ¦ 1QU LoRE | Red Flag Warning - Large Fires | 2026 | 3.6774e-07 | 3.8831e-07 | 3.8928e-07 | 3.7074e-07 | 5.475 | 0.71896 | 3.0715 | 1.6846 | 0 | 0 | 0 | 0 | 4.873e-05 | 2.0134e-06 | 0 | 2.0134e-06 | 2.126e-06 | 0 | 2.126e-06 | 2.1313e-06 | 0 | 2.1313e-06 | 2.0298e-06 | 0 | 2.0298e-06
[79 empty] | WLDFR | HFTD - Distribution - Tier 2 - 4QU CoRE ¦ 1QU LoRE | Red Flag Warning - Large Fires | 2027 | 3.6774e-07 | 3.8831e-07 | 3.8928e-07 | 3.7074e-07 | 5.475 | 0.71896 | 3.0715 | 1.6846 | 0 | 0 | 0 | 0 | 4.873e-05 | 2.0134e-06 | 0 | 2.0134e-06 | 2.126e-06 | 0 | 2.126e-06 | 2.1313e-06 | 0 | 2.1313e-06 | 2.0298e-06 | 0 | 2.0298e-06
[79 empty] | WLDFR | HFTD - Distribution - Tier 2 - 4QU CoRE ¦ 1QU LoRE | Red Flag Warning - Large Fires | 2028 | 3.6774e-07 | 3.8831e-07 | 3.8928e-07 | 3.7074e-07 | 5.777 | 0.74734 | 3.238 | 1.7917 | 0 | 0 | 0 | 0 | 4.873e-05 | 2.1245e-06 | 0 | 2.1245e-06 | 2.2432e-06 | 0 | 2.2432e-06 | 2.2489e-06 | 0 | 2.2489e-06 | 2.1418e-06 | 0 | 2.1418e-06
[79 empty] | WLDFR | HFTD - Distribution - Tier 2 - 4QU CoRE ¦ 1QU LoRE | Red Flag Warning - Large Fires | 2029 | 3.6774e-07 | 3.8831e-07 | 3.8928e-07 | 3.7074e-07 | 5.777 | 0.74734 | 3.238 | 1.7917 | 0 | 0 | 0 | 0 | 4.873e-05 | 2.1245e-06 | 0 | 2.1245e-06 | 2.2432e-06 | 0 | 2.2432e-06 | 2.2489e-06 | 0 | 2.2489e-06 | 2.1418e-06 | 0 | 2.1418e-06
[79 empty] | WLDFR | HFTD - Distribution - Tier 2 - 4QU CoRE ¦ 1QU LoRE | Red Flag Warning - Large Fires | 2030 | 3.6774e-07 | 3.8831e-07 | 3.8928e-07 | 3.7074e-07 | 5.777 | 0.74734 | 3.238 | 1.7917 | 0 | 0 | 0 | 0 | 4.873e-05 | 2.1245e-06 | 0 | 2.1245e-06 | 2.2432e-06 | 0 | 2.2432e-06 | 2.2489e-06 | 0 | 2.2489e-06 | 2.1418e-06 | 0 | 2.1418e-06
[79 empty] | WLDFR | HFTD - Distribution - Tier 2 - 4QU CoRE ¦ 1QU LoRE | Red Flag Warning - Large Fires | 2031 | 3.6774e-07 | 3.8831e-07 | 3.8928e-07 | 3.7074e-07 | 5.777 | 0.74734 | 3.238 | 1.7917 | 0 | 0 | 0 | 0 | 4.873e-05 | 2.1245e-06 | 0 | 2.1245e-06 | 2.2432e-06 | 0 | 2.2432e-06 | 2.2489e-06 | 0 | 2.2489e-06 | 2.1418e-06 | 0 | 2.1418e-06
[79 empty] | WLDFR | HFTD - Distribution - Tier 2 - 4QU CoRE ¦ 1QU LoRE | Red Flag Warning - Large Fires | 2032 | 3.6774e-07 | 3.8831e-07 | 3.8928e-07 | 3.7074e-07 | 5.777 | 0.74734 | 3.238 | 1.7917 | 0 | 0 | 0 | 0 | 4.873e-05 | 2.1245e-06 | 0 | 2.1245e-06 | 2.2432e-06 | 0 | 2.2432e-06 | 2.2489e-06 | 0 | 2.2489e-06 | 2.1418e-06 | 0 | 2.1418e-06
[79 empty] | WLDFR | HFTD - Distribution - Tier 2 - 4QU CoRE ¦ 1QU LoRE | Red Flag Warning - Large Fires | 2033 | 3.6774e-07 | 3.8831e-07 | 3.8928e-07 | 3.7074e-07 | 6.1205 | 0.77885 | 3.4265 | 1.9151 | 0 | 0 | 0 | 0 | 4.873e-05 | 2.2508e-06 | 0 | 2.2508e-06 | 2.3766e-06 | 0 | 2.3766e-06 | 2.3826e-06 | 0 | 2.3826e-06 | 2.2691e-06 | 0 | 2.2691e-06
[79 empty] | WLDFR | HFTD - Distribution - Tier 2 - 4QU CoRE ¦ 1QU LoRE | Red Flag Warning - Large Fires | 2034 | 3.6774e-07 | 3.8831e-07 | 3.8928e-07 | 3.7074e-07 | 6.1205 | 0.77885 | 3.4265 | 1.9151 | 0 | 0 | 0 | 0 | 4.873e-05 | 2.2508e-06 | 0 | 2.2508e-06 | 2.3766e-06 | 0 | 2.3766e-06 | 2.3826e-06 | 0 | 2.3826e-06 | 2.2691e-06 | 0 | 2.2691e-06
[79 empty] | WLDFR | HFTD - Distribution - Tier 2 - 4QU CoRE ¦ 1QU LoRE | Red Flag Warning - Large Fires | 2035 | 3.6774e-07 | 3.8831e-07 | 3.8928e-07 | 3.7074e-07 | 6.1205 | 0.77885 | 3.4265 | 1.9151 | 0 | 0 | 0 | 0 | 4.873e-05 | 2.2508e-06 | 0 | 2.2508e-06 | 2.3766e-06 | 0 | 2.3766e-06 | 2.3826e-06 | 0 | 2.3826e-06 | 2.2691e-06 | 0 | 2.2691e-06
[79 empty] | WLDFR | HFTD - Distribution - Tier 2 - 4QU CoRE ¦ 1QU LoRE | Red Flag Warning - Large Fires | 2036 | 3.6774e-07 | 3.8831e-07 | 3.8928e-07 | 3.7074e-07 | 6.1205 | 0.77885 | 3.4265 | 1.9151 | 0 | 0 | 0 | 0 | 4.873e-05 | 2.2508e-06 | 0 | 2.2508e-06 | 2.3766e-06 | 0 | 2.3766e-06 | 2.3826e-06 | 0 | 2.3826e-06 | 2.2691e-06 | 0 | 2.2691e-06
[79 empty] | WLDFR | HFTD - Distribution - Tier 2 - 4QU CoRE ¦ 1QU LoRE | Red Flag Warning - Large Fires | 2037 | 3.6774e-07 | 3.8831e-07 | 3.8928e-07 | 3.7074e-07 | 6.1205 | 0.77885 | 3.4265 | 1.9151 | 0 | 0 | 0 | 0 | 4.873e-05 | 2.2508e-06 | 0 | 2.2508e-06 | 2.3766e-06 | 0 | 2.3766e-06 | 2.3826e-06 | 0 | 2.3826e-06 | 2.2691e-06 | 0 | 2.2691e-06
[79 empty] | WLDFR | HFTD - Distribution - Tier 2 - 4QU CoRE ¦ 1QU LoRE | Red Flag Warning - Large Fires | 2038 | 3.6774e-07 | 3.8831e-07 | 3.8928e-07 | 3.7074e-07 | 6.5028 | 0.81304 | 3.6355 | 2.0543 | 0 | 0 | 0 | 0 | 4.873e-05 | 2.3914e-06 | 0 | 2.3914e-06 | 2.5251e-06 | 0 | 2.5251e-06 | 2.5314e-06 | 0 | 2.5314e-06 | 2.4109e-06 | 0 | 2.4109e-06
[79 empty] | WLDFR | HFTD - Distribution - Tier 2 - 4QU CoRE ¦ 1QU LoRE | Red Flag Warning - Large Fires | 2039 | 3.6774e-07 | 3.8831e-07 | 3.8928e-07 | 3.7074e-07 | 6.5028 | 0.81304 | 3.6355 | 2.0543 | 0 | 0 | 0 | 0 | 4.873e-05 | 2.3914e-06 | 0 | 2.3914e-06 | 2.5251e-06 | 0 | 2.5251e-06 | 2.5314e-06 | 0 | 2.5314e-06 | 2.4109e-06 | 0 | 2.4109e-06
[79 empty] | WLDFR | HFTD - Distribution - Tier 2 - 4QU CoRE ¦ 1QU LoRE | Red Flag Warning - Large Fires | 2040 | 3.6774e-07 | 3.8831e-07 | 3.8928e-07 | 3.7074e-07 | 6.5028 | 0.81304 | 3.6355 | 2.0543 | 0 | 0 | 0 | 0 | 4.873e-05 | 2.3914e-06 | 0 | 2.3914e-06 | 2.5251e-06 | 0 | 2.5251e-06 | 2.5314e-06 | 0 | 2.5314e-06 | 2.4109e-06 | 0 | 2.4109e-06
[79 empty] | WLDFR | HFTD - Distribution - Tier 2 - 4QU CoRE ¦ 1QU LoRE | Red Flag Warning - Large Fires | 2041 | 3.6774e-07 | 3.8831e-07 | 3.8928e-07 | 3.7074e-07 | 6.5028 | 0.81304 | 3.6355 | 2.0543 | 0 | 0 | 0 | 0 | 4.873e-05 | 2.3914e-06 | 0 | 2.3914e-06 | 2.5251e-06 | 0 | 2.5251e-06 | 2.5314e-06 | 0 | 2.5314e-06 | 2.4109e-06 | 0 | 2.4109e-06
[79 empty] | WLDFR | HFTD - Distribution - Tier 2 - 4QU CoRE ¦ 1QU LoRE | Red Flag Warning - Large Fires | 2042 | 3.6774e-07 | 3.8831e-07 | 3.8928e-07 | 3.7074e-07 | 6.5028 | 0.81304 | 3.6355 | 2.0543 | 0 | 0 | 0 | 0 | 4.873e-05 | 2.3914e-06 | 0 | 2.3914e-06 | 2.5251e-06 | 0 | 2.5251e-06 | 2.5314e-06 | 0 | 2.5314e-06 | 2.4109e-06 | 0 | 2.4109e-06
[79 empty] | WLDFR | HFTD - Distribution - Tier 2 - 4QU CoRE ¦ 1QU LoRE | Red Flag Warning - Large Fires | 2043 | 3.6774e-07 | 3.8831e-07 | 3.8928e-07 | 3.7074e-07 | 6.9209 | 0.84944 | 3.8632 | 2.2083 | 0 | 0 | 0 | 0 | 4.873e-05 | 2.5451e-06 | 0 | 2.5451e-06 | 2.6874e-06 | 0 | 2.6874e-06 | 2.6942e-06 | 0 | 2.6942e-06 | 2.5659e-06 | 0 | 2.5659e-06
[79 empty] | WLDFR | HFTD - Distribution - Tier 2 - 4QU CoRE ¦ 1QU LoRE | Red Flag Warning - Large Fires | 2044 | 3.6774e-07 | 3.8831e-07 | 3.8928e-07 | 3.7074e-07 | 6.9209 | 0.84944 | 3.8632 | 2.2083 | 0 | 0 | 0 | 0 | 4.873e-05 | 2.5451e-06 | 0 | 2.5451e-06 | 2.6874e-06 | 0 | 2.6874e-06 | 2.6942e-06 | 0 | 2.6942e-06 | 2.5659e-06 | 0 | 2.5659e-06
[79 empty] | WLDFR | HFTD - Distribution - Tier 2 - 4QU CoRE ¦ 1QU LoRE | Red Flag Warning - Large Fires | 2045 | 3.6774e-07 | 3.8831e-07 | 3.8928e-07 | 3.7074e-07 | 6.9209 | 0.84944 | 3.8632 | 2.2083 | 0 | 0 | 0 | 0 | 4.873e-05 | 2.5451e-06 | 0 | 2.5451e-06 | 2.6874e-06 | 0 | 2.6874e-06 | 2.6942e-06 | 0 | 2.6942e-06 | 2.5659e-06 | 0 | 2.5659e-06
[79 empty] | WLDFR | HFTD - Distribution - Tier 2 - 4QU CoRE ¦ 1QU LoRE | Red Flag Warning - Large Fires | 2046 | 3.6774e-07 | 3.8831e-07 | 3.8928e-07 | 3.7074e-07 | 6.9209 | 0.84944 | 3.8632 | 2.2083 | 0 | 0 | 0 | 0 | 4.873e-05 | 2.5451e-06 | 0 | 2.5451e-06 | 2.6874e-06 | 0 | 2.6874e-06 | 2.6942e-06 | 0 | 2.6942e-06 | 2.5659e-06 | 0 | 2.5659e-06
[79 empty] | WLDFR | HFTD - Distribution - Tier 2 - 4QU CoRE ¦ 1QU LoRE | Red Flag Warning - Large Fires | 2047 | 3.6774e-07 | 3.8831e-07 | 3.8928e-07 | 3.7074e-07 | 6.9209 | 0.84944 | 3.8632 | 2.2083 | 0 | 0 | 0 | 0 | 4.873e-05 | 2.5451e-06 | 0 | 2.5451e-06 | 2.6874e-06 | 0 | 2.6874e-06 | 2.6942e-06 | 0 | 2.6942e-06 | 2.5659e-06 | 0 | 2.5659e-06
[79 empty] | WLDFR | HFTD - Distribution - Tier 2 - 4QU CoRE ¦ 1QU LoRE | Red Flag Warning - Large Fires | 2048 | 3.6774e-07 | 3.8831e-07 | 3.8928e-07 | 3.7074e-07 | 7.3713 | 0.88759 | 4.1075 | 2.3763 | 0 | 0 | 0 | 0 | 4.873e-05 | 2.7108e-06 | 0 | 2.7108e-06 | 2.8623e-06 | 0 | 2.8623e-06 | 2.8695e-06 | 0 | 2.8695e-06 | 2.7329e-06 | 0 | 2.7329e-06
[79 empty] | WLDFR | HFTD - Distribution - Tier 2 - 4QU CoRE ¦ 1QU LoRE | Red Flag Warning - Large Fires | 2049 | 3.6774e-07 | 3.8831e-07 | 3.8928e-07 | 3.7074e-07 | 7.3713 | 0.88759 | 4.1075 | 2.3763 | 0 | 0 | 0 | 0 | 4.873e-05 | 2.7108e-06 | 0 | 2.7108e-06 | 2.8623e-06 | 0 | 2.8623e-06 | 2.8695e-06 | 0 | 2.8695e-06 | 2.7329e-06 | 0 | 2.7329e-06
[79 empty] | WLDFR | HFTD - Distribution - Tier 2 - 4QU CoRE ¦ 1QU LoRE | Red Flag Warning - Large Fires | 2050 | 0 | 3.8831e-07 | 3.8928e-07 | 3.7074e-07 | 7.3713 | 0.88759 | 4.1075 | 2.3763 | 0 | 0 | 0 | 0 | 4.873e-05 | 0 | 0 | 0 | 2.8623e-06 | 0 | 2.8623e-06 | 2.8695e-06 | 0 | 2.8695e-06 | 2.7329e-06 | 0 | 2.7329e-06
[79 empty] | WLDFR | HFTD - Distribution - Tier 2 - 4QU CoRE ¦ 1QU LoRE | Red Flag Warning - Large Fires | 2051 | 0 | 0 | 3.8928e-07 | 3.7074e-07 | 7.3713 | 0.88759 | 4.1075 | 2.3763 | 0 | 0 | 0 | 0 | 4.873e-05 | 0 | 0 | 0 | 0 | 0 | 0 | 2.8695e-06 | 0 | 2.8695e-06 | 2.7329e-06 | 0 | 2.7329e-06
[79 empty] | WLDFR | HFTD - Distribution - Tier 2 - 4QU CoRE ¦ 1QU LoRE | Red Flag Warning - Large Fires | 2052 | 0 | 0 | 0 | 3.7074e-07 | 7.3713 | 0.88759 | 4.1075 | 2.3763 | 0 | 0 | 0 | 0 | 4.873e-05 | 0 | 0 | 0 | 0 | 0 | 0 | 0 | 0 | 0 | 2.7329e-06 | 0 | 2.7329e-06
[79 empty] | WLDFR | HFTD - Distribution - Tier 2 - 4QU CoRE ¦ 1QU LoRE | Red Flag Warning - Small Fires | 2020 | 2.1792e-05 | 0 | 0 | 0 | 0.077901 | 0.036425 | 0.0015809 | 0.039895 | 0 | 0 | 0 | 0 | 0.0014591 | 1.6976e-06 | 0 | 1.6976e-06 | 0 | 0 | 0 | 0 | 0 | 0 | 0 | 0 | 0
[79 empty] | WLDFR | HFTD - Distribution - Tier 2 - 4QU CoRE ¦ 1QU LoRE | Red Flag Warning - Small Fires | 2021 | 1.5125e-05 | 2.3011e-05 | 0 | 0 | 0.077901 | 0.036425 | 0.0015809 | 0.039895 | 0 | 0 | 0 | 0 | 0.0014591 | 1.1782e-06 | 0 | 1.1782e-06 | 1.7925e-06 | 0 | 1.7925e-06 | 0 | 0 | 0 | 0 | 0 | 0
[79 empty] | WLDFR | HFTD - Distribution - Tier 2 - 4QU CoRE ¦ 1QU LoRE | Red Flag Warning - Small Fires | 2022 | 1.3411e-05 | 1.416e-05 | 2.0774e-05 | 0 | 0.077901 | 0.036425 | 0.0015809 | 0.039895 | 0 | 0 | 0 | 0 | 0.001415 | 1.0447e-06 | 0 | 1.0447e-06 | 1.1031e-06 | 0 | 1.1031e-06 | 1.6183e-06 | 0 | 1.6183e-06 | 0 | 0 | 0
[79 empty] | WLDFR | HFTD - Distribution - Tier 2 - 4QU CoRE ¦ 1QU LoRE | Red Flag Warning - Small Fires | 2023 | 1.3411e-05 | 1.416e-05 | 1.4196e-05 | 1.9785e-05 | 0.080408 | 0.03759 | 0.0016314 | 0.041187 | 0 | 0 | 0 | 0 | 0.001415 | 1.0783e-06 | 0 | 1.0783e-06 | 1.1386e-06 | 0 | 1.1386e-06 | 1.1415e-06 | 0 | 1.1415e-06 | 1.5909e-06 | 0 | 1.5909e-06
[79 empty] | WLDFR | HFTD - Distribution - Tier 2 - 4QU CoRE ¦ 1QU LoRE | Red Flag Warning - Small Fires | 2024 | 1.3411e-05 | 1.416e-05 | 1.4196e-05 | 1.352e-05 | 0.080408 | 0.03759 | 0.0016314 | 0.041187 | 0 | 0 | 0 | 0 | 0.001415 | 1.0783e-06 | 0 | 1.0783e-06 | 1.1386e-06 | 0 | 1.1386e-06 | 1.1415e-06 | 0 | 1.1415e-06 | 1.0871e-06 | 0 | 1.0871e-06
[79 empty] | WLDFR | HFTD - Distribution - Tier 2 - 4QU CoRE ¦ 1QU LoRE | Red Flag Warning - Small Fires | 2025 | 1.3411e-05 | 1.416e-05 | 1.4196e-05 | 1.352e-05 | 0.080408 | 0.03759 | 0.0016314 | 0.041187 | 0 | 0 | 0 | 0 | 0.001415 | 1.0783e-06 | 0 | 1.0783e-06 | 1.1386e-06 | 0 | 1.1386e-06 | 1.1415e-06 | 0 | 1.1415e-06 | 1.0871e-06 | 0 | 1.0871e-06
[79 empty] | WLDFR | HFTD - Distribution - Tier 2 - 4QU CoRE ¦ 1QU LoRE | Red Flag Warning - Small Fires | 2026 | 1.3411e-05 | 1.416e-05 | 1.4196e-05 | 1.352e-05 | 0.080408 | 0.03759 | 0.0016314 | 0.041187 | 0 | 0 | 0 | 0 | 0.001415 | 1.0783e-06 | 0 | 1.0783e-06 | 1.1386e-06 | 0 | 1.1386e-06 | 1.1415e-06 | 0 | 1.1415e-06 | 1.0871e-06 | 0 | 1.0871e-06
[79 empty] | WLDFR | HFTD - Distribution - Tier 2 - 4QU CoRE ¦ 1QU LoRE | Red Flag Warning - Small Fires | 2027 | 1.3411e-05 | 1.416e-05 | 1.4196e-05 | 1.352e-05 | 0.080408 | 0.03759 | 0.0016314 | 0.041187 | 0 | 0 | 0 | 0 | 0.001415 | 1.0783e-06 | 0 | 1.0783e-06 | 1.1386e-06 | 0 | 1.1386e-06 | 1.1415e-06 | 0 | 1.1415e-06 | 1.0871e-06 | 0 | 1.0871e-06
[79 empty] | WLDFR | HFTD - Distribution - Tier 2 - 4QU CoRE ¦ 1QU LoRE | Red Flag Warning - Small Fires | 2028 | 1.3411e-05 | 1.416e-05 | 1.4196e-05 | 1.352e-05 | 0.083606 | 0.039055 | 0.001695 | 0.042856 | 0 | 0 | 0 | 0 | 0.001415 | 1.1212e-06 | 0 | 1.1212e-06 | 1.1839e-06 | 0 | 1.1839e-06 | 1.1869e-06 | 0 | 1.1869e-06 | 1.1304e-06 | 0 | 1.1304e-06
[79 empty] | WLDFR | HFTD - Distribution - Tier 2 - 4QU CoRE ¦ 1QU LoRE | Red Flag Warning - Small Fires | 2029 | 1.3411e-05 | 1.416e-05 | 1.4196e-05 | 1.352e-05 | 0.083606 | 0.039055 | 0.001695 | 0.042856 | 0 | 0 | 0 | 0 | 0.001415 | 1.1212e-06 | 0 | 1.1212e-06 | 1.1839e-06 | 0 | 1.1839e-06 | 1.1869e-06 | 0 | 1.1869e-06 | 1.1304e-06 | 0 | 1.1304e-06
[79 empty] | WLDFR | HFTD - Distribution - Tier 2 - 4QU CoRE ¦ 1QU LoRE | Red Flag Warning - Small Fires | 2030 | 1.3411e-05 | 1.416e-05 | 1.4196e-05 | 1.352e-05 | 0.083606 | 0.039055 | 0.001695 | 0.042856 | 0 | 0 | 0 | 0 | 0.001415 | 1.1212e-06 | 0 | 1.1212e-06 | 1.1839e-06 | 0 | 1.1839e-06 | 1.1869e-06 | 0 | 1.1869e-06 | 1.1304e-06 | 0 | 1.1304e-06
[79 empty] | WLDFR | HFTD - Distribution - Tier 2 - 4QU CoRE ¦ 1QU LoRE | Red Flag Warning - Small Fires | 2031 | 1.3411e-05 | 1.416e-05 | 1.4196e-05 | 1.352e-05 | 0.083606 | 0.039055 | 0.001695 | 0.042856 | 0 | 0 | 0 | 0 | 0.001415 | 1.1212e-06 | 0 | 1.1212e-06 | 1.1839e-06 | 0 | 1.1839e-06 | 1.1869e-06 | 0 | 1.1869e-06 | 1.1304e-06 | 0 | 1.1304e-06
[79 empty] | WLDFR | HFTD - Distribution - Tier 2 - 4QU CoRE ¦ 1QU LoRE | Red Flag Warning - Small Fires | 2032 | 1.3411e-05 | 1.416e-05 | 1.4196e-05 | 1.352e-05 | 0.083606 | 0.039055 | 0.001695 | 0.042856 | 0 | 0 | 0 | 0 | 0.001415 | 1.1212e-06 | 0 | 1.1212e-06 | 1.1839e-06 | 0 | 1.1839e-06 | 1.1869e-06 | 0 | 1.1869e-06 | 1.1304e-06 | 0 | 1.1304e-06
[79 empty] | WLDFR | HFTD - Distribution - Tier 2 - 4QU CoRE ¦ 1QU LoRE | Red Flag Warning - Small Fires | 2033 | 1.3411e-05 | 1.416e-05 | 1.4196e-05 | 1.352e-05 | 0.087211 | 0.040679 | 0.0017655 | 0.044766 | 0 | 0 | 0 | 0 | 0.001415 | 1.1695e-06 | 0 | 1.1695e-06 | 1.2349e-06 | 0 | 1.2349e-06 | 1.238e-06 | 0 | 1.238e-06 | 1.1791e-06 | 0 | 1.1791e-06
[79 empty] | WLDFR | HFTD - Distribution - Tier 2 - 4QU CoRE ¦ 1QU LoRE | Red Flag Warning - Small Fires | 2034 | 1.3411e-05 | 1.416e-05 | 1.4196e-05 | 1.352e-05 | 0.087211 | 0.040679 | 0.0017655 | 0.044766 | 0 | 0 | 0 | 0 | 0.001415 | 1.1695e-06 | 0 | 1.1695e-06 | 1.2349e-06 | 0 | 1.2349e-06 | 1.238e-06 | 0 | 1.238e-06 | 1.1791e-06 | 0 | 1.1791e-06
[79 empty] | WLDFR | HFTD - Distribution - Tier 2 - 4QU CoRE ¦ 1QU LoRE | Red Flag Warning - Small Fires | 2035 | 1.3411e-05 | 1.416e-05 | 1.4196e-05 | 1.352e-05 | 0.087211 | 0.040679 | 0.0017655 | 0.044766 | 0 | 0 | 0 | 0 | 0.001415 | 1.1695e-06 | 0 | 1.1695e-06 | 1.2349e-06 | 0 | 1.2349e-06 | 1.238e-06 | 0 | 1.238e-06 | 1.1791e-06 | 0 | 1.1791e-06
[79 empty] | WLDFR | HFTD - Distribution - Tier 2 - 4QU CoRE ¦ 1QU LoRE | Red Flag Warning - Small Fires | 2036 | 1.3411e-05 | 1.416e-05 | 1.4196e-05 | 1.352e-05 | 0.087211 | 0.040679 | 0.0017655 | 0.044766 | 0 | 0 | 0 | 0 | 0.001415 | 1.1695e-06 | 0 | 1.1695e-06 | 1.2349e-06 | 0 | 1.2349e-06 | 1.238e-06 | 0 | 1.238e-06 | 1.1791e-06 | 0 | 1.1791e-06
[79 empty] | WLDFR | HFTD - Distribution - Tier 2 - 4QU CoRE ¦ 1QU LoRE | Red Flag Warning - Small Fires | 2037 | 1.3411e-05 | 1.416e-05 | 1.4196e-05 | 1.352e-05 | 0.087211 | 0.040679 | 0.0017655 | 0.044766 | 0 | 0 | 0 | 0 | 0.001415 | 1.1695e-06 | 0 | 1.1695e-06 | 1.2349e-06 | 0 | 1.2349e-06 | 1.238e-06 | 0 | 1.238e-06 | 1.1791e-06 | 0 | 1.1791e-06
[79 empty] | WLDFR | HFTD - Distribution - Tier 2 - 4QU CoRE ¦ 1QU LoRE | Red Flag Warning - Small Fires | 2038 | 1.3411e-05 | 1.416e-05 | 1.4196e-05 | 1.352e-05 | 0.091184 | 0.042438 | 0.0018418 | 0.046905 | 0 | 0 | 0 | 0 | 0.001415 | 1.2228e-06 | 0 | 1.2228e-06 | 1.2912e-06 | 0 | 1.2912e-06 | 1.2944e-06 | 0 | 1.2944e-06 | 1.2328e-06 | 0 | 1.2328e-06
[79 empty] | WLDFR | HFTD - Distribution - Tier 2 - 4QU CoRE ¦ 1QU LoRE | Red Flag Warning - Small Fires | 2039 | 1.3411e-05 | 1.416e-05 | 1.4196e-05 | 1.352e-05 | 0.091184 | 0.042438 | 0.0018418 | 0.046905 | 0 | 0 | 0 | 0 | 0.001415 | 1.2228e-06 | 0 | 1.2228e-06 | 1.2912e-06 | 0 | 1.2912e-06 | 1.2944e-06 | 0 | 1.2944e-06 | 1.2328e-06 | 0 | 1.2328e-06
[79 empty] | WLDFR | HFTD - Distribution - Tier 2 - 4QU CoRE ¦ 1QU LoRE | Red Flag Warning - Small Fires | 2040 | 1.3411e-05 | 1.416e-05 | 1.4196e-05 | 1.352e-05 | 0.091184 | 0.042438 | 0.0018418 | 0.046905 | 0 | 0 | 0 | 0 | 0.001415 | 1.2228e-06 | 0 | 1.2228e-06 | 1.2912e-06 | 0 | 1.2912e-06 | 1.2944e-06 | 0 | 1.2944e-06 | 1.2328e-06 | 0 | 1.2328e-06
[79 empty] | WLDFR | HFTD - Distribution - Tier 2 - 4QU CoRE ¦ 1QU LoRE | Red Flag Warning - Small Fires | 2041 | 1.3411e-05 | 1.416e-05 | 1.4196e-05 | 1.352e-05 | 0.091184 | 0.042438 | 0.0018418 | 0.046905 | 0 | 0 | 0 | 0 | 0.001415 | 1.2228e-06 | 0 | 1.2228e-06 | 1.2912e-06 | 0 | 1.2912e-06 | 1.2944e-06 | 0 | 1.2944e-06 | 1.2328e-06 | 0 | 1.2328e-06
[79 empty] | WLDFR | HFTD - Distribution - Tier 2 - 4QU CoRE ¦ 1QU LoRE | Red Flag Warning - Small Fires | 2042 | 1.3411e-05 | 1.416e-05 | 1.4196e-05 | 1.352e-05 | 0.091184 | 0.042438 | 0.0018418 | 0.046905 | 0 | 0 | 0 | 0 | 0.001415 | 1.2228e-06 | 0 | 1.2228e-06 | 1.2912e-06 | 0 | 1.2912e-06 | 1.2944e-06 | 0 | 1.2944e-06 | 1.2328e-06 | 0 | 1.2328e-06
[79 empty] | WLDFR | HFTD - Distribution - Tier 2 - 4QU CoRE ¦ 1QU LoRE | Red Flag Warning - Small Fires | 2043 | 1.3411e-05 | 1.416e-05 | 1.4196e-05 | 1.352e-05 | 0.095486 | 0.044306 | 0.0019228 | 0.049257 | 0 | 0 | 0 | 0 | 0.001415 | 1.2805e-06 | 0 | 1.2805e-06 | 1.3521e-06 | 0 | 1.3521e-06 | 1.3555e-06 | 0 | 1.3555e-06 | 1.291e-06 | 0 | 1.291e-06
[79 empty] | WLDFR | HFTD - Distribution - Tier 2 - 4QU CoRE ¦ 1QU LoRE | Red Flag Warning - Small Fires | 2044 | 1.3411e-05 | 1.416e-05 | 1.4196e-05 | 1.352e-05 | 0.095486 | 0.044306 | 0.0019228 | 0.049257 | 0 | 0 | 0 | 0 | 0.001415 | 1.2805e-06 | 0 | 1.2805e-06 | 1.3521e-06 | 0 | 1.3521e-06 | 1.3555e-06 | 0 | 1.3555e-06 | 1.291e-06 | 0 | 1.291e-06
[79 empty] | WLDFR | HFTD - Distribution - Tier 2 - 4QU CoRE ¦ 1QU LoRE | Red Flag Warning - Small Fires | 2045 | 1.3411e-05 | 1.416e-05 | 1.4196e-05 | 1.352e-05 | 0.095486 | 0.044306 | 0.0019228 | 0.049257 | 0 | 0 | 0 | 0 | 0.001415 | 1.2805e-06 | 0 | 1.2805e-06 | 1.3521e-06 | 0 | 1.3521e-06 | 1.3555e-06 | 0 | 1.3555e-06 | 1.291e-06 | 0 | 1.291e-06
[79 empty] | WLDFR | HFTD - Distribution - Tier 2 - 4QU CoRE ¦ 1QU LoRE | Red Flag Warning - Small Fires | 2046 | 1.3411e-05 | 1.416e-05 | 1.4196e-05 | 1.352e-05 | 0.095486 | 0.044306 | 0.0019228 | 0.049257 | 0 | 0 | 0 | 0 | 0.001415 | 1.2805e-06 | 0 | 1.2805e-06 | 1.3521e-06 | 0 | 1.3521e-06 | 1.3555e-06 | 0 | 1.3555e-06 | 1.291e-06 | 0 | 1.291e-06
[79 empty] | WLDFR | HFTD - Distribution - Tier 2 - 4QU CoRE ¦ 1QU LoRE | Red Flag Warning - Small Fires | 2047 | 1.3411e-05 | 1.416e-05 | 1.4196e-05 | 1.352e-05 | 0.095486 | 0.044306 | 0.0019228 | 0.049257 | 0 | 0 | 0 | 0 | 0.001415 | 1.2805e-06 | 0 | 1.2805e-06 | 1.3521e-06 | 0 | 1.3521e-06 | 1.3555e-06 | 0 | 1.3555e-06 | 1.291e-06 | 0 | 1.291e-06
[79 empty] | WLDFR | HFTD - Distribution - Tier 2 - 4QU CoRE ¦ 1QU LoRE | Red Flag Warning - Small Fires | 2048 | 1.3411e-05 | 1.416e-05 | 1.4196e-05 | 1.352e-05 | 0.10007 | 0.04626 | 0.0020076 | 0.051804 | 0 | 0 | 0 | 0 | 0.001415 | 1.342e-06 | 0 | 1.342e-06 | 1.417e-06 | 0 | 1.417e-06 | 1.4206e-06 | 0 | 1.4206e-06 | 1.353e-06 | 0 | 1.353e-06
[79 empty] | WLDFR | HFTD - Distribution - Tier 2 - 4QU CoRE ¦ 1QU LoRE | Red Flag Warning - Small Fires | 2049 | 1.3411e-05 | 1.416e-05 | 1.4196e-05 | 1.352e-05 | 0.10007 | 0.04626 | 0.0020076 | 0.051804 | 0 | 0 | 0 | 0 | 0.001415 | 1.342e-06 | 0 | 1.342e-06 | 1.417e-06 | 0 | 1.417e-06 | 1.4206e-06 | 0 | 1.4206e-06 | 1.353e-06 | 0 | 1.353e-06
[79 empty] | WLDFR | HFTD - Distribution - Tier 2 - 4QU CoRE ¦ 1QU LoRE | Red Flag Warning - Small Fires | 2050 | 0 | 1.416e-05 | 1.4196e-05 | 1.352e-05 | 0.10007 | 0.04626 | 0.0020076 | 0.051804 | 0 | 0 | 0 | 0 | 0.001415 | 0 | 0 | 0 | 1.417e-06 | 0 | 1.417e-06 | 1.4206e-06 | 0 | 1.4206e-06 | 1.353e-06 | 0 | 1.353e-06
[79 empty] | WLDFR | HFTD - Distribution - Tier 2 - 4QU CoRE ¦ 1QU LoRE | Red Flag Warning - Small Fires | 2051 | 0 | 0 | 1.4196e-05 | 1.352e-05 | 0.10007 | 0.04626 | 0.0020076 | 0.051804 | 0 | 0 | 0 | 0 | 0.001415 | 0 | 0 | 0 | 0 | 0 | 0 | 1.4206e-06 | 0 | 1.4206e-06 | 1.353e-06 | 0 | 1.353e-06
[79 empty] | WLDFR | HFTD - Distribution - Tier 2 - 4QU CoRE ¦ 1QU LoRE | Red Flag Warning - Small Fires | 2052 | 0 | 0 | 0 | 1.352e-05 | 0.10007 | 0.04626 | 0.0020076 | 0.051804 | 0 | 0 | 0 | 0 | 0.001415 | 0 | 0 | 0 | 0 | 0 | 0 | 0 | 0 | 0 | 1.353e-06 | 0 | 1.353e-06
[79 empty] | WLDFR | HFTD - Distribution - Tier 2 - 4QU CoRE ¦ 1QU LoRE | Seismic - Non-Red Flag Warning - Catastrophic Fires | 2020 | 3.9669e-12 | 0 | 0 | 0 | 21083.8428 | 409.2237 | 13469.0878 | 7205.5313 | 0 | 0 | 0 | 0 | 6.5545e-10 | 8.3638e-08 | 0 | 8.3638e-08 | 0 | 0 | 0 | 0 | 0 | 0 | 0 | 0 | 0
[79 empty] | WLDFR | HFTD - Distribution - Tier 2 - 4QU CoRE ¦ 1QU LoRE | Seismic - Non-Red Flag Warning - Catastrophic Fires | 2021 | 0 | 4.1887e-12 | 0 | 0 | 21083.8428 | 409.2237 | 13469.0878 | 7205.5313 | 0 | 0 | 0 | 0 | 6.5545e-10 | 0 | 0 | 0 | 8.8315e-08 | 0 | 8.8315e-08 | 0 | 0 | 0 | 0 | 0 | 0
[79 empty] | WLDFR | HFTD - Distribution - Tier 2 - 4QU CoRE ¦ 1QU LoRE | Seismic - Non-Red Flag Warning - Catastrophic Fires | 2022 | 0 | 0 | 3.8062e-12 | 0 | 21083.8428 | 409.2237 | 13469.0878 | 7205.5313 | 0 | 0 | 0 | 0 | 6.249e-10 | 0 | 0 | 0 | 0 | 0 | 0 | 8.025e-08 | 0 | 8.025e-08 | 0 | 0 | 0
[79 empty] | WLDFR | HFTD - Distribution - Tier 2 - 4QU CoRE ¦ 1QU LoRE | Seismic - Non-Red Flag Warning - Catastrophic Fires | 2023 | 0 | 0 | 0 | 3.625e-12 | 21835.9781 | 428.6023 | 13939.561 | 7467.8148 | 0 | 0 | 0 | 0 | 6.249e-10 | 0 | 0 | 0 | 0 | 0 | 0 | 0 | 0 | 0 | 7.9155e-08 | 0 | 7.9155e-08
[79 empty] | WLDFR | HFTD - Distribution - Tier 2 - 4QU CoRE ¦ 1QU LoRE | Seismic - Red Flag Warning - Catastrophic Fires | 2020 | 1.7105e-10 | 0 | 0 | 0 | 21083.8428 | 409.2237 | 13469.0878 | 7205.5313 | 0 | 0 | 0 | 0 | 2.8263e-08 | 3.6065e-06 | 0 | 3.6065e-06 | 0 | 0 | 0 | 0 | 0 | 0 | 0 | 0 | 0
[79 empty] | WLDFR | HFTD - Distribution - Tier 2 - 4QU CoRE ¦ 1QU LoRE | Seismic - Red Flag Warning - Catastrophic Fires | 2021 | 0 | 1.8062e-10 | 0 | 0 | 21083.8428 | 409.2237 | 13469.0878 | 7205.5313 | 0 | 0 | 0 | 0 | 2.8263e-08 | 0 | 0 | 0 | 3.8081e-06 | 0 | 3.8081e-06 | 0 | 0 | 0 | 0 | 0 | 0
[79 empty] | WLDFR | HFTD - Distribution - Tier 2 - 4QU CoRE ¦ 1QU LoRE | Seismic - Red Flag Warning - Catastrophic Fires | 2022 | 0 | 0 | 1.6412e-10 | 0 | 21083.8428 | 409.2237 | 13469.0878 | 7205.5313 | 0 | 0 | 0 | 0 | 2.6945e-08 | 0 | 0 | 0 | 0 | 0 | 0 | 3.4603e-06 | 0 | 3.4603e-06 | 0 | 0 | 0
[79 empty] | WLDFR | HFTD - Distribution - Tier 2 - 4QU CoRE ¦ 1QU LoRE | Seismic - Red Flag Warning - Catastrophic Fires | 2023 | 0 | 0 | 0 | 1.5631e-10 | 21835.9781 | 428.6023 | 13939.561 | 7467.8148 | 0 | 0 | 0 | 0 | 2.6945e-08 | 0 | 0 | 0 | 0 | 0 | 0 | 0 | 0 | 0 | 3.4131e-06 | 0 | 3.4131e-06
[79 empty] | WLDFR | HFTD - Distribution - Tier 2 - 4QU CoRE ¦ 2QU LoRE | Non-Red Flag Warning - Catastrophic Fires | 2020 | 1.6982e-09 | 0 | 0 | 0 | 14146.1306 | 222.2294 | 8585.7228 | 5338.1784 | 0 | 0 | 0 | 0 | 8.0523e-07 | 2.4023e-05 | 0 | 2.4023e-05 | 0 | 0 | 0 | 0 | 0 | 0 | 0 | 0 | 0
[79 empty] | WLDFR | HFTD - Distribution - Tier 2 - 4QU CoRE ¦ 2QU LoRE | Non-Red Flag Warning - Catastrophic Fires | 2021 | 9.346e-10 | 1.7932e-09 | 0 | 0 | 14146.1306 | 222.2294 | 8585.7228 | 5338.1784 | 0 | 0 | 0 | 0 | 8.0523e-07 | 1.3221e-05 | 0 | 1.3221e-05 | 2.5366e-05 | 0 | 2.5366e-05 | 0 | 0 | 0 | 0 | 0 | 0
[79 empty] | WLDFR | HFTD - Distribution - Tier 2 - 4QU CoRE ¦ 2QU LoRE | Non-Red Flag Warning - Catastrophic Fires | 2022 | 9.4862e-10 | 1.0017e-09 | 1.6604e-09 | 0 | 14146.1306 | 222.2294 | 8585.7228 | 5338.1784 | 0 | 0 | 0 | 0 | 7.9323e-07 | 1.3419e-05 | 0 | 1.3419e-05 | 1.417e-05 | 0 | 1.417e-05 | 2.3488e-05 | 0 | 2.3488e-05 | 0 | 0 | 0
[79 empty] | WLDFR | HFTD - Distribution - Tier 2 - 4QU CoRE ¦ 2QU LoRE | Non-Red Flag Warning - Catastrophic Fires | 2023 | 9.4862e-10 | 1.0017e-09 | 9.0799e-10 | 1.5813e-09 | 14664.6376 | 233.2301 | 8896.516 | 5534.8915 | 0 | 0 | 0 | 0 | 7.9323e-07 | 1.3911e-05 | 0 | 1.3911e-05 | 1.4689e-05 | 0 | 1.4689e-05 | 1.3315e-05 | 0 | 1.3315e-05 | 2.3189e-05 | 0 | 2.3189e-05
[79 empty] | WLDFR | HFTD - Distribution - Tier 2 - 4QU CoRE ¦ 2QU LoRE | Non-Red Flag Warning - Catastrophic Fires | 2024 | 9.4862e-10 | 1.0017e-09 | 9.0799e-10 | 8.6475e-10 | 14664.6376 | 233.2301 | 8896.516 | 5534.8915 | 0 | 0 | 0 | 0 | 7.9323e-07 | 1.3911e-05 | 0 | 1.3911e-05 | 1.4689e-05 | 0 | 1.4689e-05 | 1.3315e-05 | 0 | 1.3315e-05 | 1.2681e-05 | 0 | 1.2681e-05
[79 empty] | WLDFR | HFTD - Distribution - Tier 2 - 4QU CoRE ¦ 2QU LoRE | Non-Red Flag Warning - Catastrophic Fires | 2025 | 9.4862e-10 | 1.0017e-09 | 9.0799e-10 | 8.6475e-10 | 14664.6376 | 233.2301 | 8896.516 | 5534.8915 | 0 | 0 | 0 | 0 | 7.9323e-07 | 1.3911e-05 | 0 | 1.3911e-05 | 1.4689e-05 | 0 | 1.4689e-05 | 1.3315e-05 | 0 | 1.3315e-05 | 1.2681e-05 | 0 | 1.2681e-05
[79 empty] | WLDFR | HFTD - Distribution - Tier 2 - 4QU CoRE ¦ 2QU LoRE | Non-Red Flag Warning - Catastrophic Fires | 2026 | 9.4862e-10 | 1.0017e-09 | 9.0799e-10 | 8.6475e-10 | 14664.6376 | 233.2301 | 8896.516 | 5534.8915 | 0 | 0 | 0 | 0 | 7.9323e-07 | 1.3911e-05 | 0 | 1.3911e-05 | 1.4689e-05 | 0 | 1.4689e-05 | 1.3315e-05 | 0 | 1.3315e-05 | 1.2681e-05 | 0 | 1.2681e-05
[79 empty] | WLDFR | HFTD - Distribution - Tier 2 - 4QU CoRE ¦ 2QU LoRE | Non-Red Flag Warning - Catastrophic Fires | 2027 | 9.4862e-10 | 1.0017e-09 | 9.0799e-10 | 8.6475e-10 | 14664.6376 | 233.2301 | 8896.516 | 5534.8915 | 0 | 0 | 0 | 0 | 7.9323e-07 | 1.3911e-05 | 0 | 1.3911e-05 | 1.4689e-05 | 0 | 1.4689e-05 | 1.3315e-05 | 0 | 1.3315e-05 | 1.2681e-05 | 0 | 1.2681e-05
[79 empty] | WLDFR | HFTD - Distribution - Tier 2 - 4QU CoRE ¦ 2QU LoRE | Non-Red Flag Warning - Catastrophic Fires | 2028 | 9.4862e-10 | 1.0017e-09 | 9.0799e-10 | 8.6475e-10 | 15317.9909 | 247.273 | 9287.6491 | 5783.0689 | 0 | 0 | 0 | 0 | 7.9323e-07 | 1.4531e-05 | 0 | 1.4531e-05 | 1.5343e-05 | 0 | 1.5343e-05 | 1.3909e-05 | 0 | 1.3909e-05 | 1.3246e-05 | 0 | 1.3246e-05
[79 empty] | WLDFR | HFTD - Distribution - Tier 2 - 4QU CoRE ¦ 2QU LoRE | Non-Red Flag Warning - Catastrophic Fires | 2029 | 9.4862e-10 | 1.0017e-09 | 9.0799e-10 | 8.6475e-10 | 15317.9909 | 247.273 | 9287.6491 | 5783.0689 | 0 | 0 | 0 | 0 | 7.9323e-07 | 1.4531e-05 | 0 | 1.4531e-05 | 1.5343e-05 | 0 | 1.5343e-05 | 1.3909e-05 | 0 | 1.3909e-05 | 1.3246e-05 | 0 | 1.3246e-05
[79 empty] | WLDFR | HFTD - Distribution - Tier 2 - 4QU CoRE ¦ 2QU LoRE | Non-Red Flag Warning - Catastrophic Fires | 2030 | 9.4862e-10 | 1.0017e-09 | 9.0799e-10 | 8.6475e-10 | 15317.9909 | 247.273 | 9287.6491 | 5783.0689 | 0 | 0 | 0 | 0 | 7.9323e-07 | 1.4531e-05 | 0 | 1.4531e-05 | 1.5343e-05 | 0 | 1.5343e-05 | 1.3909e-05 | 0 | 1.3909e-05 | 1.3246e-05 | 0 | 1.3246e-05
[79 empty] | WLDFR | HFTD - Distribution - Tier 2 - 4QU CoRE ¦ 2QU LoRE | Non-Red Flag Warning - Catastrophic Fires | 2031 | 9.4862e-10 | 1.0017e-09 | 9.0799e-10 | 8.6475e-10 | 15317.9909 | 247.273 | 9287.6491 | 5783.0689 | 0 | 0 | 0 | 0 | 7.9323e-07 | 1.4531e-05 | 0 | 1.4531e-05 | 1.5343e-05 | 0 | 1.5343e-05 | 1.3909e-05 | 0 | 1.3909e-05 | 1.3246e-05 | 0 | 1.3246e-05
[79 empty] | WLDFR | HFTD - Distribution - Tier 2 - 4QU CoRE ¦ 2QU LoRE | Non-Red Flag Warning - Catastrophic Fires | 2032 | 9.4862e-10 | 1.0017e-09 | 9.0799e-10 | 8.6475e-10 | 15317.9909 | 247.273 | 9287.6491 | 5783.0689 | 0 | 0 | 0 | 0 | 7.9323e-07 | 1.4531e-05 | 0 | 1.4531e-05 | 1.5343e-05 | 0 | 1.5343e-05 | 1.3909e-05 | 0 | 1.3909e-05 | 1.3246e-05 | 0 | 1.3246e-05
[79 empty] | WLDFR | HFTD - Distribution - Tier 2 - 4QU CoRE ¦ 2QU LoRE | Non-Red Flag Warning - Catastrophic Fires | 2033 | 9.4862e-10 | 1.0017e-09 | 9.0799e-10 | 8.6475e-10 | 16044.1264 | 263.1074 | 9721.74 | 6059.2791 | 0 | 0 | 0 | 0 | 7.9323e-07 | 1.522e-05 | 0 | 1.522e-05 | 1.6071e-05 | 0 | 1.6071e-05 | 1.4568e-05 | 0 | 1.4568e-05 | 1.3874e-05 | 0 | 1.3874e-05
[79 empty] | WLDFR | HFTD - Distribution - Tier 2 - 4QU CoRE ¦ 2QU LoRE | Non-Red Flag Warning - Catastrophic Fires | 2034 | 9.4862e-10 | 1.0017e-09 | 9.0799e-10 | 8.6475e-10 | 16044.1264 | 263.1074 | 9721.74 | 6059.2791 | 0 | 0 | 0 | 0 | 7.9323e-07 | 1.522e-05 | 0 | 1.522e-05 | 1.6071e-05 | 0 | 1.6071e-05 | 1.4568e-05 | 0 | 1.4568e-05 | 1.3874e-05 | 0 | 1.3874e-05
[79 empty] | WLDFR | HFTD - Distribution - Tier 2 - 4QU CoRE ¦ 2QU LoRE | Non-Red Flag Warning - Catastrophic Fires | 2035 | 9.4862e-10 | 1.0017e-09 | 9.0799e-10 | 8.6475e-10 | 16044.1264 | 263.1074 | 9721.74 | 6059.2791 | 0 | 0 | 0 | 0 | 7.9323e-07 | 1.522e-05 | 0 | 1.522e-05 | 1.6071e-05 | 0 | 1.6071e-05 | 1.4568e-05 | 0 | 1.4568e-05 | 1.3874e-05 | 0 | 1.3874e-05
[79 empty] | WLDFR | HFTD - Distribution - Tier 2 - 4QU CoRE ¦ 2QU LoRE | Non-Red Flag Warning - Catastrophic Fires | 2036 | 9.4862e-10 | 1.0017e-09 | 9.0799e-10 | 8.6475e-10 | 16044.1264 | 263.1074 | 9721.74 | 6059.2791 | 0 | 0 | 0 | 0 | 7.9323e-07 | 1.522e-05 | 0 | 1.522e-05 | 1.6071e-05 | 0 | 1.6071e-05 | 1.4568e-05 | 0 | 1.4568e-05 | 1.3874e-05 | 0 | 1.3874e-05
[79 empty] | WLDFR | HFTD - Distribution - Tier 2 - 4QU CoRE ¦ 2QU LoRE | Non-Red Flag Warning - Catastrophic Fires | 2037 | 9.4862e-10 | 1.0017e-09 | 9.0799e-10 | 8.6475e-10 | 16044.1264 | 263.1074 | 9721.74 | 6059.2791 | 0 | 0 | 0 | 0 | 7.9323e-07 | 1.522e-05 | 0 | 1.522e-05 | 1.6071e-05 | 0 | 1.6071e-05 | 1.4568e-05 | 0 | 1.4568e-05 | 1.3874e-05 | 0 | 1.3874e-05
[79 empty] | WLDFR | HFTD - Distribution - Tier 2 - 4QU CoRE ¦ 2QU LoRE | Non-Red Flag Warning - Catastrophic Fires | 2038 | 9.4862e-10 | 1.0017e-09 | 9.0799e-10 | 8.6475e-10 | 16832.3912 | 280.5544 | 10192.2718 | 6359.5651 | 0 | 0 | 0 | 0 | 7.9323e-07 | 1.5967e-05 | 0 | 1.5967e-05 | 1.686e-05 | 0 | 1.686e-05 | 1.5284e-05 | 0 | 1.5284e-05 | 1.4556e-05 | 0 | 1.4556e-05
[79 empty] | WLDFR | HFTD - Distribution - Tier 2 - 4QU CoRE ¦ 2QU LoRE | Non-Red Flag Warning - Catastrophic Fires | 2039 | 9.4862e-10 | 1.0017e-09 | 9.0799e-10 | 8.6475e-10 | 16832.3912 | 280.5544 | 10192.2718 | 6359.5651 | 0 | 0 | 0 | 0 | 7.9323e-07 | 1.5967e-05 | 0 | 1.5967e-05 | 1.686e-05 | 0 | 1.686e-05 | 1.5284e-05 | 0 | 1.5284e-05 | 1.4556e-05 | 0 | 1.4556e-05
[79 empty] | WLDFR | HFTD - Distribution - Tier 2 - 4QU CoRE ¦ 2QU LoRE | Non-Red Flag Warning - Catastrophic Fires | 2040 | 9.4862e-10 | 1.0017e-09 | 9.0799e-10 | 8.6475e-10 | 16832.3912 | 280.5544 | 10192.2718 | 6359.5651 | 0 | 0 | 0 | 0 | 7.9323e-07 | 1.5967e-05 | 0 | 1.5967e-05 | 1.686e-05 | 0 | 1.686e-05 | 1.5284e-05 | 0 | 1.5284e-05 | 1.4556e-05 | 0 | 1.4556e-05
[79 empty] | WLDFR | HFTD - Distribution - Tier 2 - 4QU CoRE ¦ 2QU LoRE | Non-Red Flag Warning - Catastrophic Fires | 2041 | 9.4862e-10 | 1.0017e-09 | 9.0799e-10 | 8.6475e-10 | 16832.3912 | 280.5544 | 10192.2718 | 6359.5651 | 0 | 0 | 0 | 0 | 7.9323e-07 | 1.5967e-05 | 0 | 1.5967e-05 | 1.686e-05 | 0 | 1.686e-05 | 1.5284e-05 | 0 | 1.5284e-05 | 1.4556e-05 | 0 | 1.4556e-05
[79 empty] | WLDFR | HFTD - Distribution - Tier 2 - 4QU CoRE ¦ 2QU LoRE | Non-Red Flag Warning - Catastrophic Fires | 2042 | 9.4862e-10 | 1.0017e-09 | 9.0799e-10 | 8.6475e-10 | 16832.3912 | 280.5544 | 10192.2718 | 6359.5651 | 0 | 0 | 0 | 0 | 7.9323e-07 | 1.5967e-05 | 0 | 1.5967e-05 | 1.686e-05 | 0 | 1.686e-05 | 1.5284e-05 | 0 | 1.5284e-05 | 1.4556e-05 | 0 | 1.4556e-05
[79 empty] | WLDFR | HFTD - Distribution - Tier 2 - 4QU CoRE ¦ 2QU LoRE | Non-Red Flag Warning - Catastrophic Fires | 2043 | 9.4862e-10 | 1.0017e-09 | 9.0799e-10 | 8.6475e-10 | 17672.0852 | 299.42 | 10692.7362 | 6679.929 | 0 | 0 | 0 | 0 | 7.9323e-07 | 1.6764e-05 | 0 | 1.6764e-05 | 1.7701e-05 | 0 | 1.7701e-05 | 1.6046e-05 | 0 | 1.6046e-05 | 1.5282e-05 | 0 | 1.5282e-05
[79 empty] | WLDFR | HFTD - Distribution - Tier 2 - 4QU CoRE ¦ 2QU LoRE | Non-Red Flag Warning - Catastrophic Fires | 2044 | 9.4862e-10 | 1.0017e-09 | 9.0799e-10 | 8.6475e-10 | 17672.0852 | 299.42 | 10692.7362 | 6679.929 | 0 | 0 | 0 | 0 | 7.9323e-07 | 1.6764e-05 | 0 | 1.6764e-05 | 1.7701e-05 | 0 | 1.7701e-05 | 1.6046e-05 | 0 | 1.6046e-05 | 1.5282e-05 | 0 | 1.5282e-05
[79 empty] | WLDFR | HFTD - Distribution - Tier 2 - 4QU CoRE ¦ 2QU LoRE | Non-Red Flag Warning - Catastrophic Fires | 2045 | 9.4862e-10 | 1.0017e-09 | 9.0799e-10 | 8.6475e-10 | 17672.0852 | 299.42 | 10692.7362 | 6679.929 | 0 | 0 | 0 | 0 | 7.9323e-07 | 1.6764e-05 | 0 | 1.6764e-05 | 1.7701e-05 | 0 | 1.7701e-05 | 1.6046e-05 | 0 | 1.6046e-05 | 1.5282e-05 | 0 | 1.5282e-05
[79 empty] | WLDFR | HFTD - Distribution - Tier 2 - 4QU CoRE ¦ 2QU LoRE | Non-Red Flag Warning - Catastrophic Fires | 2046 | 9.4862e-10 | 1.0017e-09 | 9.0799e-10 | 8.6475e-10 | 17672.0852 | 299.42 | 10692.7362 | 6679.929 | 0 | 0 | 0 | 0 | 7.9323e-07 | 1.6764e-05 | 0 | 1.6764e-05 | 1.7701e-05 | 0 | 1.7701e-05 | 1.6046e-05 | 0 | 1.6046e-05 | 1.5282e-05 | 0 | 1.5282e-05
[79 empty] | WLDFR | HFTD - Distribution - Tier 2 - 4QU CoRE ¦ 2QU LoRE | Non-Red Flag Warning - Catastrophic Fires | 2047 | 9.4862e-10 | 1.0017e-09 | 9.0799e-10 | 8.6475e-10 | 17672.0852 | 299.42 | 10692.7362 | 6679.929 | 0 | 0 | 0 | 0 | 7.9323e-07 | 1.6764e-05 | 0 | 1.6764e-05 | 1.7701e-05 | 0 | 1.7701e-05 | 1.6046e-05 | 0 | 1.6046e-05 | 1.5282e-05 | 0 | 1.5282e-05
[79 empty] | WLDFR | HFTD - Distribution - Tier 2 - 4QU CoRE ¦ 2QU LoRE | Non-Red Flag Warning - Catastrophic Fires | 2048 | 9.4862e-10 | 1.0017e-09 | 9.0799e-10 | 8.6475e-10 | 18552.3348 | 319.4911 | 11216.5626 | 7016.281 | 0 | 0 | 0 | 0 | 7.9323e-07 | 1.7599e-05 | 0 | 1.7599e-05 | 1.8583e-05 | 0 | 1.8583e-05 | 1.6845e-05 | 0 | 1.6845e-05 | 1.6043e-05 | 0 | 1.6043e-05
[79 empty] | WLDFR | HFTD - Distribution - Tier 2 - 4QU CoRE ¦ 2QU LoRE | Non-Red Flag Warning - Catastrophic Fires | 2049 | 9.4862e-10 | 1.0017e-09 | 9.0799e-10 | 8.6475e-10 | 18552.3348 | 319.4911 | 11216.5626 | 7016.281 | 0 | 0 | 0 | 0 | 7.9323e-07 | 1.7599e-05 | 0 | 1.7599e-05 | 1.8583e-05 | 0 | 1.8583e-05 | 1.6845e-05 | 0 | 1.6845e-05 | 1.6043e-05 | 0 | 1.6043e-05
[79 empty] | WLDFR | HFTD - Distribution - Tier 2 - 4QU CoRE ¦ 2QU LoRE | Non-Red Flag Warning - Catastrophic Fires | 2050 | 0 | 1.0017e-09 | 9.0799e-10 | 8.6475e-10 | 18552.3348 | 319.4911 | 11216.5626 | 7016.281 | 0 | 0 | 0 | 0 | 7.9323e-07 | 0 | 0 | 0 | 1.8583e-05 | 0 | 1.8583e-05 | 1.6845e-05 | 0 | 1.6845e-05 | 1.6043e-05 | 0 | 1.6043e-05
[79 empty] | WLDFR | HFTD - Distribution - Tier 2 - 4QU CoRE ¦ 2QU LoRE | Non-Red Flag Warning - Catastrophic Fires | 2051 | 0 | 0 | 9.0799e-10 | 8.6475e-10 | 18552.3348 | 319.4911 | 11216.5626 | 7016.281 | 0 | 0 | 0 | 0 | 7.9323e-07 | 0 | 0 | 0 | 0 | 0 | 0 | 1.6845e-05 | 0 | 1.6845e-05 | 1.6043e-05 | 0 | 1.6043e-05
[79 empty] | WLDFR | HFTD - Distribution - Tier 2 - 4QU CoRE ¦ 2QU LoRE | Non-Red Flag Warning - Catastrophic Fires | 2052 | 0 | 0 | 0 | 8.6475e-10 | 18552.3348 | 319.4911 | 11216.5626 | 7016.281 | 0 | 0 | 0 | 0 | 7.9323e-07 | 0 | 0 | 0 | 0 | 0 | 0 | 0 | 0 | 0 | 1.6043e-05 | 0 | 1.6043e-05
[79 empty] | WLDFR | HFTD - Distribution - Tier 2 - 4QU CoRE ¦ 2QU LoRE | Non-Red Flag Warning - Destructive Fires | 2020 | 4.6555e-09 | 0 | 0 | 0 | 8807.9522 | 222.2294 | 8585.7228 | 0 | 0 | 0 | 0 | 0 | 8.3962e-07 | 4.1005e-05 | 0 | 4.1005e-05 | 0 | 0 | 0 | 0 | 0 | 0 | 0 | 0 | 0
[79 empty] | WLDFR | HFTD - Distribution - Tier 2 - 4QU CoRE ¦ 2QU LoRE | Non-Red Flag Warning - Destructive Fires | 2021 | 2.5724e-09 | 4.9158e-09 | 0 | 0 | 8807.9522 | 222.2294 | 8585.7228 | 0 | 0 | 0 | 0 | 0 | 8.3962e-07 | 2.2658e-05 | 0 | 2.2658e-05 | 4.3298e-05 | 0 | 4.3298e-05 | 0 | 0 | 0 | 0 | 0 | 0
[79 empty] | WLDFR | HFTD - Distribution - Tier 2 - 4QU CoRE ¦ 2QU LoRE | Non-Red Flag Warning - Destructive Fires | 2022 | 2.6257e-09 | 2.7725e-09 | 4.5755e-09 | 0 | 8807.9522 | 222.2294 | 8585.7228 | 0 | 0 | 0 | 0 | 0 | 8.3025e-07 | 2.3127e-05 | 0 | 2.3127e-05 | 2.442e-05 | 0 | 2.442e-05 | 4.0301e-05 | 0 | 4.0301e-05 | 0 | 0 | 0
[79 empty] | WLDFR | HFTD - Distribution - Tier 2 - 4QU CoRE ¦ 2QU LoRE | Non-Red Flag Warning - Destructive Fires | 2023 | 2.6257e-09 | 2.7725e-09 | 2.5132e-09 | 4.3577e-09 | 9129.7461 | 233.2301 | 8896.516 | 0 | 0 | 0 | 0 | 0 | 8.3025e-07 | 2.3972e-05 | 0 | 2.3972e-05 | 2.5312e-05 | 0 | 2.5312e-05 | 2.2945e-05 | 0 | 2.2945e-05 | 3.9784e-05 | 0 | 3.9784e-05
[79 empty] | WLDFR | HFTD - Distribution - Tier 2 - 4QU CoRE ¦ 2QU LoRE | Non-Red Flag Warning - Destructive Fires | 2024 | 2.6257e-09 | 2.7725e-09 | 2.5132e-09 | 2.3936e-09 | 9129.7461 | 233.2301 | 8896.516 | 0 | 0 | 0 | 0 | 0 | 8.3025e-07 | 2.3972e-05 | 0 | 2.3972e-05 | 2.5312e-05 | 0 | 2.5312e-05 | 2.2945e-05 | 0 | 2.2945e-05 | 2.1853e-05 | 0 | 2.1853e-05
[79 empty] | WLDFR | HFTD - Distribution - Tier 2 - 4QU CoRE ¦ 2QU LoRE | Non-Red Flag Warning - Destructive Fires | 2025 | 2.6257e-09 | 2.7725e-09 | 2.5132e-09 | 2.3936e-09 | 9129.7461 | 233.2301 | 8896.516 | 0 | 0 | 0 | 0 | 0 | 8.3025e-07 | 2.3972e-05 | 0 | 2.3972e-05 | 2.5312e-05 | 0 | 2.5312e-05 | 2.2945e-05 | 0 | 2.2945e-05 | 2.1853e-05 | 0 | 2.1853e-05
[79 empty] | WLDFR | HFTD - Distribution - Tier 2 - 4QU CoRE ¦ 2QU LoRE | Non-Red Flag Warning - Destructive Fires | 2026 | 2.6257e-09 | 2.7725e-09 | 2.5132e-09 | 2.3936e-09 | 9129.7461 | 233.2301 | 8896.516 | 0 | 0 | 0 | 0 | 0 | 8.3025e-07 | 2.3972e-05 | 0 | 2.3972e-05 | 2.5312e-05 | 0 | 2.5312e-05 | 2.2945e-05 | 0 | 2.2945e-05 | 2.1853e-05 | 0 | 2.1853e-05
[79 empty] | WLDFR | HFTD - Distribution - Tier 2 - 4QU CoRE ¦ 2QU LoRE | Non-Red Flag Warning - Destructive Fires | 2027 | 2.6257e-09 | 2.7725e-09 | 2.5132e-09 | 2.3936e-09 | 9129.7461 | 233.2301 | 8896.516 | 0 | 0 | 0 | 0 | 0 | 8.3025e-07 | 2.3972e-05 | 0 | 2.3972e-05 | 2.5312e-05 | 0 | 2.5312e-05 | 2.2945e-05 | 0 | 2.2945e-05 | 2.1853e-05 | 0 | 2.1853e-05
[79 empty] | WLDFR | HFTD - Distribution - Tier 2 - 4QU CoRE ¦ 2QU LoRE | Non-Red Flag Warning - Destructive Fires | 2028 | 2.6257e-09 | 2.7725e-09 | 2.5132e-09 | 2.3936e-09 | 9534.9221 | 247.273 | 9287.6491 | 0 | 0 | 0 | 0 | 0 | 8.3025e-07 | 2.5036e-05 | 0 | 2.5036e-05 | 2.6436e-05 | 0 | 2.6436e-05 | 2.3964e-05 | 0 | 2.3964e-05 | 2.2823e-05 | 0 | 2.2823e-05
[79 empty] | WLDFR | HFTD - Distribution - Tier 2 - 4QU CoRE ¦ 2QU LoRE | Non-Red Flag Warning - Destructive Fires | 2029 | 2.6257e-09 | 2.7725e-09 | 2.5132e-09 | 2.3936e-09 | 9534.9221 | 247.273 | 9287.6491 | 0 | 0 | 0 | 0 | 0 | 8.3025e-07 | 2.5036e-05 | 0 | 2.5036e-05 | 2.6436e-05 | 0 | 2.6436e-05 | 2.3964e-05 | 0 | 2.3964e-05 | 2.2823e-05 | 0 | 2.2823e-05
[79 empty] | WLDFR | HFTD - Distribution - Tier 2 - 4QU CoRE ¦ 2QU LoRE | Non-Red Flag Warning - Destructive Fires | 2030 | 2.6257e-09 | 2.7725e-09 | 2.5132e-09 | 2.3936e-09 | 9534.9221 | 247.273 | 9287.6491 | 0 | 0 | 0 | 0 | 0 | 8.3025e-07 | 2.5036e-05 | 0 | 2.5036e-05 | 2.6436e-05 | 0 | 2.6436e-05 | 2.3964e-05 | 0 | 2.3964e-05 | 2.2823e-05 | 0 | 2.2823e-05
[79 empty] | WLDFR | HFTD - Distribution - Tier 2 - 4QU CoRE ¦ 2QU LoRE | Non-Red Flag Warning - Destructive Fires | 2031 | 2.6257e-09 | 2.7725e-09 | 2.5132e-09 | 2.3936e-09 | 9534.9221 | 247.273 | 9287.6491 | 0 | 0 | 0 | 0 | 0 | 8.3025e-07 | 2.5036e-05 | 0 | 2.5036e-05 | 2.6436e-05 | 0 | 2.6436e-05 | 2.3964e-05 | 0 | 2.3964e-05 | 2.2823e-05 | 0 | 2.2823e-05
[79 empty] | WLDFR | HFTD - Distribution - Tier 2 - 4QU CoRE ¦ 2QU LoRE | Non-Red Flag Warning - Destructive Fires | 2032 | 2.6257e-09 | 2.7725e-09 | 2.5132e-09 | 2.3936e-09 | 9534.9221 | 247.273 | 9287.6491 | 0 | 0 | 0 | 0 | 0 | 8.3025e-07 | 2.5036e-05 | 0 | 2.5036e-05 | 2.6436e-05 | 0 | 2.6436e-05 | 2.3964e-05 | 0 | 2.3964e-05 | 2.2823e-05 | 0 | 2.2823e-05
[79 empty] | WLDFR | HFTD - Distribution - Tier 2 - 4QU CoRE ¦ 2QU LoRE | Non-Red Flag Warning - Destructive Fires | 2033 | 2.6257e-09 | 2.7725e-09 | 2.5132e-09 | 2.3936e-09 | 9984.8474 | 263.1074 | 9721.74 | 0 | 0 | 0 | 0 | 0 | 8.3025e-07 | 2.6217e-05 | 0 | 2.6217e-05 | 2.7683e-05 | 0 | 2.7683e-05 | 2.5094e-05 | 0 | 2.5094e-05 | 2.3899e-05 | 0 | 2.3899e-05
[79 empty] | WLDFR | HFTD - Distribution - Tier 2 - 4QU CoRE ¦ 2QU LoRE | Non-Red Flag Warning - Destructive Fires | 2034 | 2.6257e-09 | 2.7725e-09 | 2.5132e-09 | 2.3936e-09 | 9984.8474 | 263.1074 | 9721.74 | 0 | 0 | 0 | 0 | 0 | 8.3025e-07 | 2.6217e-05 | 0 | 2.6217e-05 | 2.7683e-05 | 0 | 2.7683e-05 | 2.5094e-05 | 0 | 2.5094e-05 | 2.3899e-05 | 0 | 2.3899e-05
[79 empty] | WLDFR | HFTD - Distribution - Tier 2 - 4QU CoRE ¦ 2QU LoRE | Non-Red Flag Warning - Destructive Fires | 2035 | 2.6257e-09 | 2.7725e-09 | 2.5132e-09 | 2.3936e-09 | 9984.8474 | 263.1074 | 9721.74 | 0 | 0 | 0 | 0 | 0 | 8.3025e-07 | 2.6217e-05 | 0 | 2.6217e-05 | 2.7683e-05 | 0 | 2.7683e-05 | 2.5094e-05 | 0 | 2.5094e-05 | 2.3899e-05 | 0 | 2.3899e-05
[79 empty] | WLDFR | HFTD - Distribution - Tier 2 - 4QU CoRE ¦ 2QU LoRE | Non-Red Flag Warning - Destructive Fires | 2036 | 2.6257e-09 | 2.7725e-09 | 2.5132e-09 | 2.3936e-09 | 9984.8474 | 263.1074 | 9721.74 | 0 | 0 | 0 | 0 | 0 | 8.3025e-07 | 2.6217e-05 | 0 | 2.6217e-05 | 2.7683e-05 | 0 | 2.7683e-05 | 2.5094e-05 | 0 | 2.5094e-05 | 2.3899e-05 | 0 | 2.3899e-05
[79 empty] | WLDFR | HFTD - Distribution - Tier 2 - 4QU CoRE ¦ 2QU LoRE | Non-Red Flag Warning - Destructive Fires | 2037 | 2.6257e-09 | 2.7725e-09 | 2.5132e-09 | 2.3936e-09 | 9984.8474 | 263.1074 | 9721.74 | 0 | 0 | 0 | 0 | 0 | 8.3025e-07 | 2.6217e-05 | 0 | 2.6217e-05 | 2.7683e-05 | 0 | 2.7683e-05 | 2.5094e-05 | 0 | 2.5094e-05 | 2.3899e-05 | 0 | 2.3899e-05
[79 empty] | WLDFR | HFTD - Distribution - Tier 2 - 4QU CoRE ¦ 2QU LoRE | Non-Red Flag Warning - Destructive Fires | 2038 | 2.6257e-09 | 2.7725e-09 | 2.5132e-09 | 2.3936e-09 | 10472.8261 | 280.5544 | 10192.2718 | 0 | 0 | 0 | 0 | 0 | 8.3025e-07 | 2.7498e-05 | 0 | 2.7498e-05 | 2.9036e-05 | 0 | 2.9036e-05 | 2.6321e-05 | 0 | 2.6321e-05 | 2.5067e-05 | 0 | 2.5067e-05
[79 empty] | WLDFR | HFTD - Distribution - Tier 2 - 4QU CoRE ¦ 2QU LoRE | Non-Red Flag Warning - Destructive Fires | 2039 | 2.6257e-09 | 2.7725e-09 | 2.5132e-09 | 2.3936e-09 | 10472.8261 | 280.5544 | 10192.2718 | 0 | 0 | 0 | 0 | 0 | 8.3025e-07 | 2.7498e-05 | 0 | 2.7498e-05 | 2.9036e-05 | 0 | 2.9036e-05 | 2.6321e-05 | 0 | 2.6321e-05 | 2.5067e-05 | 0 | 2.5067e-05
[79 empty] | WLDFR | HFTD - Distribution - Tier 2 - 4QU CoRE ¦ 2QU LoRE | Non-Red Flag Warning - Destructive Fires | 2040 | 2.6257e-09 | 2.7725e-09 | 2.5132e-09 | 2.3936e-09 | 10472.8261 | 280.5544 | 10192.2718 | 0 | 0 | 0 | 0 | 0 | 8.3025e-07 | 2.7498e-05 | 0 | 2.7498e-05 | 2.9036e-05 | 0 | 2.9036e-05 | 2.6321e-05 | 0 | 2.6321e-05 | 2.5067e-05 | 0 | 2.5067e-05
[79 empty] | WLDFR | HFTD - Distribution - Tier 2 - 4QU CoRE ¦ 2QU LoRE | Non-Red Flag Warning - Destructive Fires | 2041 | 2.6257e-09 | 2.7725e-09 | 2.5132e-09 | 2.3936e-09 | 10472.8261 | 280.5544 | 10192.2718 | 0 | 0 | 0 | 0 | 0 | 8.3025e-07 | 2.7498e-05 | 0 | 2.7498e-05 | 2.9036e-05 | 0 | 2.9036e-05 | 2.6321e-05 | 0 | 2.6321e-05 | 2.5067e-05 | 0 | 2.5067e-05
[79 empty] | WLDFR | HFTD - Distribution - Tier 2 - 4QU CoRE ¦ 2QU LoRE | Non-Red Flag Warning - Destructive Fires | 2042 | 2.6257e-09 | 2.7725e-09 | 2.5132e-09 | 2.3936e-09 | 10472.8261 | 280.5544 | 10192.2718 | 0 | 0 | 0 | 0 | 0 | 8.3025e-07 | 2.7498e-05 | 0 | 2.7498e-05 | 2.9036e-05 | 0 | 2.9036e-05 | 2.6321e-05 | 0 | 2.6321e-05 | 2.5067e-05 | 0 | 2.5067e-05
[79 empty] | WLDFR | HFTD - Distribution - Tier 2 - 4QU CoRE ¦ 2QU LoRE | Non-Red Flag Warning - Destructive Fires | 2043 | 2.6257e-09 | 2.7725e-09 | 2.5132e-09 | 2.3936e-09 | 10992.1562 | 299.42 | 10692.7362 | 0 | 0 | 0 | 0 | 0 | 8.3025e-07 | 2.8862e-05 | 0 | 2.8862e-05 | 3.0476e-05 | 0 | 3.0476e-05 | 2.7626e-05 | 0 | 2.7626e-05 | 2.6311e-05 | 0 | 2.6311e-05
[79 empty] | WLDFR | HFTD - Distribution - Tier 2 - 4QU CoRE ¦ 2QU LoRE | Non-Red Flag Warning - Destructive Fires | 2044 | 2.6257e-09 | 2.7725e-09 | 2.5132e-09 | 2.3936e-09 | 10992.1562 | 299.42 | 10692.7362 | 0 | 0 | 0 | 0 | 0 | 8.3025e-07 | 2.8862e-05 | 0 | 2.8862e-05 | 3.0476e-05 | 0 | 3.0476e-05 | 2.7626e-05 | 0 | 2.7626e-05 | 2.6311e-05 | 0 | 2.6311e-05
[79 empty] | WLDFR | HFTD - Distribution - Tier 2 - 4QU CoRE ¦ 2QU LoRE | Non-Red Flag Warning - Destructive Fires | 2045 | 2.6257e-09 | 2.7725e-09 | 2.5132e-09 | 2.3936e-09 | 10992.1562 | 299.42 | 10692.7362 | 0 | 0 | 0 | 0 | 0 | 8.3025e-07 | 2.8862e-05 | 0 | 2.8862e-05 | 3.0476e-05 | 0 | 3.0476e-05 | 2.7626e-05 | 0 | 2.7626e-05 | 2.6311e-05 | 0 | 2.6311e-05
[79 empty] | WLDFR | HFTD - Distribution - Tier 2 - 4QU CoRE ¦ 2QU LoRE | Non-Red Flag Warning - Destructive Fires | 2046 | 2.6257e-09 | 2.7725e-09 | 2.5132e-09 | 2.3936e-09 | 10992.1562 | 299.42 | 10692.7362 | 0 | 0 | 0 | 0 | 0 | 8.3025e-07 | 2.8862e-05 | 0 | 2.8862e-05 | 3.0476e-05 | 0 | 3.0476e-05 | 2.7626e-05 | 0 | 2.7626e-05 | 2.6311e-05 | 0 | 2.6311e-05
[79 empty] | WLDFR | HFTD - Distribution - Tier 2 - 4QU CoRE ¦ 2QU LoRE | Non-Red Flag Warning - Destructive Fires | 2047 | 2.6257e-09 | 2.7725e-09 | 2.5132e-09 | 2.3936e-09 | 10992.1562 | 299.42 | 10692.7362 | 0 | 0 | 0 | 0 | 0 | 8.3025e-07 | 2.8862e-05 | 0 | 2.8862e-05 | 3.0476e-05 | 0 | 3.0476e-05 | 2.7626e-05 | 0 | 2.7626e-05 | 2.6311e-05 | 0 | 2.6311e-05
[79 empty] | WLDFR | HFTD - Distribution - Tier 2 - 4QU CoRE ¦ 2QU LoRE | Non-Red Flag Warning - Destructive Fires | 2048 | 2.6257e-09 | 2.7725e-09 | 2.5132e-09 | 2.3936e-09 | 11536.0538 | 319.4911 | 11216.5626 | 0 | 0 | 0 | 0 | 0 | 8.3025e-07 | 3.029e-05 | 0 | 3.029e-05 | 3.1984e-05 | 0 | 3.1984e-05 | 2.8993e-05 | 0 | 2.8993e-05 | 2.7612e-05 | 0 | 2.7612e-05
[79 empty] | WLDFR | HFTD - Distribution - Tier 2 - 4QU CoRE ¦ 2QU LoRE | Non-Red Flag Warning - Destructive Fires | 2049 | 2.6257e-09 | 2.7725e-09 | 2.5132e-09 | 2.3936e-09 | 11536.0538 | 319.4911 | 11216.5626 | 0 | 0 | 0 | 0 | 0 | 8.3025e-07 | 3.029e-05 | 0 | 3.029e-05 | 3.1984e-05 | 0 | 3.1984e-05 | 2.8993e-05 | 0 | 2.8993e-05 | 2.7612e-05 | 0 | 2.7612e-05
[79 empty] | WLDFR | HFTD - Distribution - Tier 2 - 4QU CoRE ¦ 2QU LoRE | Non-Red Flag Warning - Destructive Fires | 2050 | 0 | 2.7725e-09 | 2.5132e-09 | 2.3936e-09 | 11536.0538 | 319.4911 | 11216.5626 | 0 | 0 | 0 | 0 | 0 | 8.3025e-07 | 0 | 0 | 0 | 3.1984e-05 | 0 | 3.1984e-05 | 2.8993e-05 | 0 | 2.8993e-05 | 2.7612e-05 | 0 | 2.7612e-05
[79 empty] | WLDFR | HFTD - Distribution - Tier 2 - 4QU CoRE ¦ 2QU LoRE | Non-Red Flag Warning - Destructive Fires | 2051 | 0 | 0 | 2.5132e-09 | 2.3936e-09 | 11536.0538 | 319.4911 | 11216.5626 | 0 | 0 | 0 | 0 | 0 | 8.3025e-07 | 0 | 0 | 0 | 0 | 0 | 0 | 2.8993e-05 | 0 | 2.8993e-05 | 2.7612e-05 | 0 | 2.7612e-05
[79 empty] | WLDFR | HFTD - Distribution - Tier 2 - 4QU CoRE ¦ 2QU LoRE | Non-Red Flag Warning - Destructive Fires | 2052 | 0 | 0 | 0 | 2.3936e-09 | 11536.0538 | 319.4911 | 11216.5626 | 0 | 0 | 0 | 0 | 0 | 8.3025e-07 | 0 | 0 | 0 | 0 | 0 | 0 | 0 | 0 | 0 | 2.7612e-05 | 0 | 2.7612e-05
[79 empty] | WLDFR | HFTD - Distribution - Tier 2 - 4QU CoRE ¦ 2QU LoRE | Non-Red Flag Warning - Large Fires | 2020 | 1.1018e-07 | 0 | 0 | 0 | 5.2406 | 0.69642 | 2.942 | 1.6022 | 0 | 0 | 0 | 0 | 1.642e-05 | 5.7739e-07 | 0 | 5.7739e-07 | 0 | 0 | 0 | 0 | 0 | 0 | 0 | 0 | 0
[79 empty] | WLDFR | HFTD - Distribution - Tier 2 - 4QU CoRE ¦ 2QU LoRE | Non-Red Flag Warning - Large Fires | 2021 | 6.1679e-08 | 1.1634e-07 | 0 | 0 | 5.2406 | 0.69642 | 2.942 | 1.6022 | 0 | 0 | 0 | 0 | 1.642e-05 | 3.2323e-07 | 0 | 3.2323e-07 | 6.0967e-07 | 0 | 6.0967e-07 | 0 | 0 | 0 | 0 | 0 | 0
[79 empty] | WLDFR | HFTD - Distribution - Tier 2 - 4QU CoRE ¦ 2QU LoRE | Non-Red Flag Warning - Large Fires | 2022 | 6.2684e-08 | 6.6189e-08 | 1.0782e-07 | 0 | 5.2406 | 0.69642 | 2.942 | 1.6022 | 0 | 0 | 0 | 0 | 1.6293e-05 | 3.285e-07 | 0 | 3.285e-07 | 3.4686e-07 | 0 | 3.4686e-07 | 5.6501e-07 | 0 | 5.6501e-07 | 0 | 0 | 0
[79 empty] | WLDFR | HFTD - Distribution - Tier 2 - 4QU CoRE ¦ 2QU LoRE | Non-Red Flag Warning - Large Fires | 2023 | 6.2684e-08 | 6.6189e-08 | 5.9999e-08 | 1.0268e-07 | 5.475 | 0.71896 | 3.0715 | 1.6846 | 0 | 0 | 0 | 0 | 1.6293e-05 | 3.432e-07 | 0 | 3.432e-07 | 3.6238e-07 | 0 | 3.6238e-07 | 3.285e-07 | 0 | 3.285e-07 | 5.6219e-07 | 0 | 5.6219e-07
[79 empty] | WLDFR | HFTD - Distribution - Tier 2 - 4QU CoRE ¦ 2QU LoRE | Non-Red Flag Warning - Large Fires | 2024 | 6.2684e-08 | 6.6189e-08 | 5.9999e-08 | 5.7142e-08 | 5.475 | 0.71896 | 3.0715 | 1.6846 | 0 | 0 | 0 | 0 | 1.6293e-05 | 3.432e-07 | 0 | 3.432e-07 | 3.6238e-07 | 0 | 3.6238e-07 | 3.285e-07 | 0 | 3.285e-07 | 3.1286e-07 | 0 | 3.1286e-07
[79 empty] | WLDFR | HFTD - Distribution - Tier 2 - 4QU CoRE ¦ 2QU LoRE | Non-Red Flag Warning - Large Fires | 2025 | 6.2684e-08 | 6.6189e-08 | 5.9999e-08 | 5.7142e-08 | 5.475 | 0.71896 | 3.0715 | 1.6846 | 0 | 0 | 0 | 0 | 1.6293e-05 | 3.432e-07 | 0 | 3.432e-07 | 3.6238e-07 | 0 | 3.6238e-07 | 3.285e-07 | 0 | 3.285e-07 | 3.1286e-07 | 0 | 3.1286e-07
[79 empty] | WLDFR | HFTD - Distribution - Tier 2 - 4QU CoRE ¦ 2QU LoRE | Non-Red Flag Warning - Large Fires | 2026 | 6.2684e-08 | 6.6189e-08 | 5.9999e-08 | 5.7142e-08 | 5.475 | 0.71896 | 3.0715 | 1.6846 | 0 | 0 | 0 | 0 | 1.6293e-05 | 3.432e-07 | 0 | 3.432e-07 | 3.6238e-07 | 0 | 3.6238e-07 | 3.285e-07 | 0 | 3.285e-07 | 3.1286e-07 | 0 | 3.1286e-07
[79 empty] | WLDFR | HFTD - Distribution - Tier 2 - 4QU CoRE ¦ 2QU LoRE | Non-Red Flag Warning - Large Fires | 2027 | 6.2684e-08 | 6.6189e-08 | 5.9999e-08 | 5.7142e-08 | 5.475 | 0.71896 | 3.0715 | 1.6846 | 0 | 0 | 0 | 0 | 1.6293e-05 | 3.432e-07 | 0 | 3.432e-07 | 3.6238e-07 | 0 | 3.6238e-07 | 3.285e-07 | 0 | 3.285e-07 | 3.1286e-07 | 0 | 3.1286e-07
[79 empty] | WLDFR | HFTD - Distribution - Tier 2 - 4QU CoRE ¦ 2QU LoRE | Non-Red Flag Warning - Large Fires | 2028 | 6.2684e-08 | 6.6189e-08 | 5.9999e-08 | 5.7142e-08 | 5.777 | 0.74734 | 3.238 | 1.7917 | 0 | 0 | 0 | 0 | 1.6293e-05 | 3.6213e-07 | 0 | 3.6213e-07 | 3.8237e-07 | 0 | 3.8237e-07 | 3.4662e-07 | 0 | 3.4662e-07 | 3.3011e-07 | 0 | 3.3011e-07
[79 empty] | WLDFR | HFTD - Distribution - Tier 2 - 4QU CoRE ¦ 2QU LoRE | Non-Red Flag Warning - Large Fires | 2029 | 6.2684e-08 | 6.6189e-08 | 5.9999e-08 | 5.7142e-08 | 5.777 | 0.74734 | 3.238 | 1.7917 | 0 | 0 | 0 | 0 | 1.6293e-05 | 3.6213e-07 | 0 | 3.6213e-07 | 3.8237e-07 | 0 | 3.8237e-07 | 3.4662e-07 | 0 | 3.4662e-07 | 3.3011e-07 | 0 | 3.3011e-07
[79 empty] | WLDFR | HFTD - Distribution - Tier 2 - 4QU CoRE ¦ 2QU LoRE | Non-Red Flag Warning - Large Fires | 2030 | 6.2684e-08 | 6.6189e-08 | 5.9999e-08 | 5.7142e-08 | 5.777 | 0.74734 | 3.238 | 1.7917 | 0 | 0 | 0 | 0 | 1.6293e-05 | 3.6213e-07 | 0 | 3.6213e-07 | 3.8237e-07 | 0 | 3.8237e-07 | 3.4662e-07 | 0 | 3.4662e-07 | 3.3011e-07 | 0 | 3.3011e-07
[79 empty] | WLDFR | HFTD - Distribution - Tier 2 - 4QU CoRE ¦ 2QU LoRE | Non-Red Flag Warning - Large Fires | 2031 | 6.2684e-08 | 6.6189e-08 | 5.9999e-08 | 5.7142e-08 | 5.777 | 0.74734 | 3.238 | 1.7917 | 0 | 0 | 0 | 0 | 1.6293e-05 | 3.6213e-07 | 0 | 3.6213e-07 | 3.8237e-07 | 0 | 3.8237e-07 | 3.4662e-07 | 0 | 3.4662e-07 | 3.3011e-07 | 0 | 3.3011e-07
[79 empty] | WLDFR | HFTD - Distribution - Tier 2 - 4QU CoRE ¦ 2QU LoRE | Non-Red Flag Warning - Large Fires | 2032 | 6.2684e-08 | 6.6189e-08 | 5.9999e-08 | 5.7142e-08 | 5.777 | 0.74734 | 3.238 | 1.7917 | 0 | 0 | 0 | 0 | 1.6293e-05 | 3.6213e-07 | 0 | 3.6213e-07 | 3.8237e-07 | 0 | 3.8237e-07 | 3.4662e-07 | 0 | 3.4662e-07 | 3.3011e-07 | 0 | 3.3011e-07
[79 empty] | WLDFR | HFTD - Distribution - Tier 2 - 4QU CoRE ¦ 2QU LoRE | Non-Red Flag Warning - Large Fires | 2033 | 6.2684e-08 | 6.6189e-08 | 5.9999e-08 | 5.7142e-08 | 6.1205 | 0.77885 | 3.4265 | 1.9151 | 0 | 0 | 0 | 0 | 1.6293e-05 | 3.8366e-07 | 0 | 3.8366e-07 | 4.0511e-07 | 0 | 4.0511e-07 | 3.6723e-07 | 0 | 3.6723e-07 | 3.4974e-07 | 0 | 3.4974e-07
[79 empty] | WLDFR | HFTD - Distribution - Tier 2 - 4QU CoRE ¦ 2QU LoRE | Non-Red Flag Warning - Large Fires | 2034 | 6.2684e-08 | 6.6189e-08 | 5.9999e-08 | 5.7142e-08 | 6.1205 | 0.77885 | 3.4265 | 1.9151 | 0 | 0 | 0 | 0 | 1.6293e-05 | 3.8366e-07 | 0 | 3.8366e-07 | 4.0511e-07 | 0 | 4.0511e-07 | 3.6723e-07 | 0 | 3.6723e-07 | 3.4974e-07 | 0 | 3.4974e-07
[79 empty] | WLDFR | HFTD - Distribution - Tier 2 - 4QU CoRE ¦ 2QU LoRE | Non-Red Flag Warning - Large Fires | 2035 | 6.2684e-08 | 6.6189e-08 | 5.9999e-08 | 5.7142e-08 | 6.1205 | 0.77885 | 3.4265 | 1.9151 | 0 | 0 | 0 | 0 | 1.6293e-05 | 3.8366e-07 | 0 | 3.8366e-07 | 4.0511e-07 | 0 | 4.0511e-07 | 3.6723e-07 | 0 | 3.6723e-07 | 3.4974e-07 | 0 | 3.4974e-07
[79 empty] | WLDFR | HFTD - Distribution - Tier 2 - 4QU CoRE ¦ 2QU LoRE | Non-Red Flag Warning - Large Fires | 2036 | 6.2684e-08 | 6.6189e-08 | 5.9999e-08 | 5.7142e-08 | 6.1205 | 0.77885 | 3.4265 | 1.9151 | 0 | 0 | 0 | 0 | 1.6293e-05 | 3.8366e-07 | 0 | 3.8366e-07 | 4.0511e-07 | 0 | 4.0511e-07 | 3.6723e-07 | 0 | 3.6723e-07 | 3.4974e-07 | 0 | 3.4974e-07
[79 empty] | WLDFR | HFTD - Distribution - Tier 2 - 4QU CoRE ¦ 2QU LoRE | Non-Red Flag Warning - Large Fires | 2037 | 6.2684e-08 | 6.6189e-08 | 5.9999e-08 | 5.7142e-08 | 6.1205 | 0.77885 | 3.4265 | 1.9151 | 0 | 0 | 0 | 0 | 1.6293e-05 | 3.8366e-07 | 0 | 3.8366e-07 | 4.0511e-07 | 0 | 4.0511e-07 | 3.6723e-07 | 0 | 3.6723e-07 | 3.4974e-07 | 0 | 3.4974e-07
[79 empty] | WLDFR | HFTD - Distribution - Tier 2 - 4QU CoRE ¦ 2QU LoRE | Non-Red Flag Warning - Large Fires | 2038 | 6.2684e-08 | 6.6189e-08 | 5.9999e-08 | 5.7142e-08 | 6.5028 | 0.81304 | 3.6355 | 2.0543 | 0 | 0 | 0 | 0 | 1.6293e-05 | 4.0762e-07 | 0 | 4.0762e-07 | 4.3041e-07 | 0 | 4.3041e-07 | 3.9017e-07 | 0 | 3.9017e-07 | 3.7159e-07 | 0 | 3.7159e-07
[79 empty] | WLDFR | HFTD - Distribution - Tier 2 - 4QU CoRE ¦ 2QU LoRE | Non-Red Flag Warning - Large Fires | 2039 | 6.2684e-08 | 6.6189e-08 | 5.9999e-08 | 5.7142e-08 | 6.5028 | 0.81304 | 3.6355 | 2.0543 | 0 | 0 | 0 | 0 | 1.6293e-05 | 4.0762e-07 | 0 | 4.0762e-07 | 4.3041e-07 | 0 | 4.3041e-07 | 3.9017e-07 | 0 | 3.9017e-07 | 3.7159e-07 | 0 | 3.7159e-07
[79 empty] | WLDFR | HFTD - Distribution - Tier 2 - 4QU CoRE ¦ 2QU LoRE | Non-Red Flag Warning - Large Fires | 2040 | 6.2684e-08 | 6.6189e-08 | 5.9999e-08 | 5.7142e-08 | 6.5028 | 0.81304 | 3.6355 | 2.0543 | 0 | 0 | 0 | 0 | 1.6293e-05 | 4.0762e-07 | 0 | 4.0762e-07 | 4.3041e-07 | 0 | 4.3041e-07 | 3.9017e-07 | 0 | 3.9017e-07 | 3.7159e-07 | 0 | 3.7159e-07
[79 empty] | WLDFR | HFTD - Distribution - Tier 2 - 4QU CoRE ¦ 2QU LoRE | Non-Red Flag Warning - Large Fires | 2041 | 6.2684e-08 | 6.6189e-08 | 5.9999e-08 | 5.7142e-08 | 6.5028 | 0.81304 | 3.6355 | 2.0543 | 0 | 0 | 0 | 0 | 1.6293e-05 | 4.0762e-07 | 0 | 4.0762e-07 | 4.3041e-07 | 0 | 4.3041e-07 | 3.9017e-07 | 0 | 3.9017e-07 | 3.7159e-07 | 0 | 3.7159e-07
[79 empty] | WLDFR | HFTD - Distribution - Tier 2 - 4QU CoRE ¦ 2QU LoRE | Non-Red Flag Warning - Large Fires | 2042 | 6.2684e-08 | 6.6189e-08 | 5.9999e-08 | 5.7142e-08 | 6.5028 | 0.81304 | 3.6355 | 2.0543 | 0 | 0 | 0 | 0 | 1.6293e-05 | 4.0762e-07 | 0 | 4.0762e-07 | 4.3041e-07 | 0 | 4.3041e-07 | 3.9017e-07 | 0 | 3.9017e-07 | 3.7159e-07 | 0 | 3.7159e-07
[79 empty] | WLDFR | HFTD - Distribution - Tier 2 - 4QU CoRE ¦ 2QU LoRE | Non-Red Flag Warning - Large Fires | 2043 | 6.2684e-08 | 6.6189e-08 | 5.9999e-08 | 5.7142e-08 | 6.9209 | 0.84944 | 3.8632 | 2.2083 | 0 | 0 | 0 | 0 | 1.6293e-05 | 4.3383e-07 | 0 | 4.3383e-07 | 4.5809e-07 | 0 | 4.5809e-07 | 4.1525e-07 | 0 | 4.1525e-07 | 3.9548e-07 | 0 | 3.9548e-07
[79 empty] | WLDFR | HFTD - Distribution - Tier 2 - 4QU CoRE ¦ 2QU LoRE | Non-Red Flag Warning - Large Fires | 2044 | 6.2684e-08 | 6.6189e-08 | 5.9999e-08 | 5.7142e-08 | 6.9209 | 0.84944 | 3.8632 | 2.2083 | 0 | 0 | 0 | 0 | 1.6293e-05 | 4.3383e-07 | 0 | 4.3383e-07 | 4.5809e-07 | 0 | 4.5809e-07 | 4.1525e-07 | 0 | 4.1525e-07 | 3.9548e-07 | 0 | 3.9548e-07
[79 empty] | WLDFR | HFTD - Distribution - Tier 2 - 4QU CoRE ¦ 2QU LoRE | Non-Red Flag Warning - Large Fires | 2045 | 6.2684e-08 | 6.6189e-08 | 5.9999e-08 | 5.7142e-08 | 6.9209 | 0.84944 | 3.8632 | 2.2083 | 0 | 0 | 0 | 0 | 1.6293e-05 | 4.3383e-07 | 0 | 4.3383e-07 | 4.5809e-07 | 0 | 4.5809e-07 | 4.1525e-07 | 0 | 4.1525e-07 | 3.9548e-07 | 0 | 3.9548e-07
[79 empty] | WLDFR | HFTD - Distribution - Tier 2 - 4QU CoRE ¦ 2QU LoRE | Non-Red Flag Warning - Large Fires | 2046 | 6.2684e-08 | 6.6189e-08 | 5.9999e-08 | 5.7142e-08 | 6.9209 | 0.84944 | 3.8632 | 2.2083 | 0 | 0 | 0 | 0 | 1.6293e-05 | 4.3383e-07 | 0 | 4.3383e-07 | 4.5809e-07 | 0 | 4.5809e-07 | 4.1525e-07 | 0 | 4.1525e-07 | 3.9548e-07 | 0 | 3.9548e-07
[79 empty] | WLDFR | HFTD - Distribution - Tier 2 - 4QU CoRE ¦ 2QU LoRE | Non-Red Flag Warning - Large Fires | 2047 | 6.2684e-08 | 6.6189e-08 | 5.9999e-08 | 5.7142e-08 | 6.9209 | 0.84944 | 3.8632 | 2.2083 | 0 | 0 | 0 | 0 | 1.6293e-05 | 4.3383e-07 | 0 | 4.3383e-07 | 4.5809e-07 | 0 | 4.5809e-07 | 4.1525e-07 | 0 | 4.1525e-07 | 3.9548e-07 | 0 | 3.9548e-07
[79 empty] | WLDFR | HFTD - Distribution - Tier 2 - 4QU CoRE ¦ 2QU LoRE | Non-Red Flag Warning - Large Fires | 2048 | 6.2684e-08 | 6.6189e-08 | 5.9999e-08 | 5.7142e-08 | 7.3713 | 0.88759 | 4.1075 | 2.3763 | 0 | 0 | 0 | 0 | 1.6293e-05 | 4.6206e-07 | 0 | 4.6206e-07 | 4.879e-07 | 0 | 4.879e-07 | 4.4228e-07 | 0 | 4.4228e-07 | 4.2122e-07 | 0 | 4.2122e-07
[79 empty] | WLDFR | HFTD - Distribution - Tier 2 - 4QU CoRE ¦ 2QU LoRE | Non-Red Flag Warning - Large Fires | 2049 | 6.2684e-08 | 6.6189e-08 | 5.9999e-08 | 5.7142e-08 | 7.3713 | 0.88759 | 4.1075 | 2.3763 | 0 | 0 | 0 | 0 | 1.6293e-05 | 4.6206e-07 | 0 | 4.6206e-07 | 4.879e-07 | 0 | 4.879e-07 | 4.4228e-07 | 0 | 4.4228e-07 | 4.2122e-07 | 0 | 4.2122e-07
[79 empty] | WLDFR | HFTD - Distribution - Tier 2 - 4QU CoRE ¦ 2QU LoRE | Non-Red Flag Warning - Large Fires | 2050 | 0 | 6.6189e-08 | 5.9999e-08 | 5.7142e-08 | 7.3713 | 0.88759 | 4.1075 | 2.3763 | 0 | 0 | 0 | 0 | 1.6293e-05 | 0 | 0 | 0 | 4.879e-07 | 0 | 4.879e-07 | 4.4228e-07 | 0 | 4.4228e-07 | 4.2122e-07 | 0 | 4.2122e-07
[79 empty] | WLDFR | HFTD - Distribution - Tier 2 - 4QU CoRE ¦ 2QU LoRE | Non-Red Flag Warning - Large Fires | 2051 | 0 | 0 | 5.9999e-08 | 5.7142e-08 | 7.3713 | 0.88759 | 4.1075 | 2.3763 | 0 | 0 | 0 | 0 | 1.6293e-05 | 0 | 0 | 0 | 0 | 0 | 0 | 4.4228e-07 | 0 | 4.4228e-07 | 4.2122e-07 | 0 | 4.2122e-07
[79 empty] | WLDFR | HFTD - Distribution - Tier 2 - 4QU CoRE ¦ 2QU LoRE | Non-Red Flag Warning - Large Fires | 2052 | 0 | 0 | 0 | 5.7142e-08 | 7.3713 | 0.88759 | 4.1075 | 2.3763 | 0 | 0 | 0 | 0 | 1.6293e-05 | 0 | 0 | 0 | 0 | 0 | 0 | 0 | 0 | 0 | 4.2122e-07 | 0 | 4.2122e-07
[79 empty] | WLDFR | HFTD - Distribution - Tier 2 - 4QU CoRE ¦ 2QU LoRE | Non-Red Flag Warning - Small Fires | 2020 | 4.1768e-05 | 0 | 0 | 0 | 0.077901 | 0.036425 | 0.0015809 | 0.039895 | 0 | 0 | 0 | 0 | 0.005545 | 3.2537e-06 | 0 | 3.2537e-06 | 0 | 0 | 0 | 0 | 0 | 0 | 0 | 0 | 0
[79 empty] | WLDFR | HFTD - Distribution - Tier 2 - 4QU CoRE ¦ 2QU LoRE | Non-Red Flag Warning - Small Fires | 2021 | 2.3343e-05 | 4.4103e-05 | 0 | 0 | 0.077901 | 0.036425 | 0.0015809 | 0.039895 | 0 | 0 | 0 | 0 | 0.005545 | 1.8184e-06 | 0 | 1.8184e-06 | 3.4357e-06 | 0 | 3.4357e-06 | 0 | 0 | 0 | 0 | 0 | 0
[79 empty] | WLDFR | HFTD - Distribution - Tier 2 - 4QU CoRE ¦ 2QU LoRE | Non-Red Flag Warning - Small Fires | 2022 | 2.3629e-05 | 2.495e-05 | 4.0661e-05 | 0 | 0.077901 | 0.036425 | 0.0015809 | 0.039895 | 0 | 0 | 0 | 0 | 0.0054628 | 1.8407e-06 | 0 | 1.8407e-06 | 1.9436e-06 | 0 | 1.9436e-06 | 3.1675e-06 | 0 | 3.1675e-06 | 0 | 0 | 0
[79 empty] | WLDFR | HFTD - Distribution - Tier 2 - 4QU CoRE ¦ 2QU LoRE | Non-Red Flag Warning - Small Fires | 2023 | 2.3629e-05 | 2.495e-05 | 2.2617e-05 | 3.8725e-05 | 0.080408 | 0.03759 | 0.0016314 | 0.041187 | 0 | 0 | 0 | 0 | 0.0054628 | 1.9e-06 | 0 | 1.9e-06 | 2.0062e-06 | 0 | 2.0062e-06 | 1.8186e-06 | 0 | 1.8186e-06 | 3.1138e-06 | 0 | 3.1138e-06
[79 empty] | WLDFR | HFTD - Distribution - Tier 2 - 4QU CoRE ¦ 2QU LoRE | Non-Red Flag Warning - Small Fires | 2024 | 2.3629e-05 | 2.495e-05 | 2.2617e-05 | 2.154e-05 | 0.080408 | 0.03759 | 0.0016314 | 0.041187 | 0 | 0 | 0 | 0 | 0.0054628 | 1.9e-06 | 0 | 1.9e-06 | 2.0062e-06 | 0 | 2.0062e-06 | 1.8186e-06 | 0 | 1.8186e-06 | 1.732e-06 | 0 | 1.732e-06
[79 empty] | WLDFR | HFTD - Distribution - Tier 2 - 4QU CoRE ¦ 2QU LoRE | Non-Red Flag Warning - Small Fires | 2025 | 2.3629e-05 | 2.495e-05 | 2.2617e-05 | 2.154e-05 | 0.080408 | 0.03759 | 0.0016314 | 0.041187 | 0 | 0 | 0 | 0 | 0.0054628 | 1.9e-06 | 0 | 1.9e-06 | 2.0062e-06 | 0 | 2.0062e-06 | 1.8186e-06 | 0 | 1.8186e-06 | 1.732e-06 | 0 | 1.732e-06
[79 empty] | WLDFR | HFTD - Distribution - Tier 2 - 4QU CoRE ¦ 2QU LoRE | Non-Red Flag Warning - Small Fires | 2026 | 2.3629e-05 | 2.495e-05 | 2.2617e-05 | 2.154e-05 | 0.080408 | 0.03759 | 0.0016314 | 0.041187 | 0 | 0 | 0 | 0 | 0.0054628 | 1.9e-06 | 0 | 1.9e-06 | 2.0062e-06 | 0 | 2.0062e-06 | 1.8186e-06 | 0 | 1.8186e-06 | 1.732e-06 | 0 | 1.732e-06
[79 empty] | WLDFR | HFTD - Distribution - Tier 2 - 4QU CoRE ¦ 2QU LoRE | Non-Red Flag Warning - Small Fires | 2027 | 2.3629e-05 | 2.495e-05 | 2.2617e-05 | 2.154e-05 | 0.080408 | 0.03759 | 0.0016314 | 0.041187 | 0 | 0 | 0 | 0 | 0.0054628 | 1.9e-06 | 0 | 1.9e-06 | 2.0062e-06 | 0 | 2.0062e-06 | 1.8186e-06 | 0 | 1.8186e-06 | 1.732e-06 | 0 | 1.732e-06
[79 empty] | WLDFR | HFTD - Distribution - Tier 2 - 4QU CoRE ¦ 2QU LoRE | Non-Red Flag Warning - Small Fires | 2028 | 2.3629e-05 | 2.495e-05 | 2.2617e-05 | 2.154e-05 | 0.083606 | 0.039055 | 0.001695 | 0.042856 | 0 | 0 | 0 | 0 | 0.0054628 | 1.9755e-06 | 0 | 1.9755e-06 | 2.086e-06 | 0 | 2.086e-06 | 1.8909e-06 | 0 | 1.8909e-06 | 1.8009e-06 | 0 | 1.8009e-06
[79 empty] | WLDFR | HFTD - Distribution - Tier 2 - 4QU CoRE ¦ 2QU LoRE | Non-Red Flag Warning - Small Fires | 2029 | 2.3629e-05 | 2.495e-05 | 2.2617e-05 | 2.154e-05 | 0.083606 | 0.039055 | 0.001695 | 0.042856 | 0 | 0 | 0 | 0 | 0.0054628 | 1.9755e-06 | 0 | 1.9755e-06 | 2.086e-06 | 0 | 2.086e-06 | 1.8909e-06 | 0 | 1.8909e-06 | 1.8009e-06 | 0 | 1.8009e-06
[79 empty] | WLDFR | HFTD - Distribution - Tier 2 - 4QU CoRE ¦ 2QU LoRE | Non-Red Flag Warning - Small Fires | 2030 | 2.3629e-05 | 2.495e-05 | 2.2617e-05 | 2.154e-05 | 0.083606 | 0.039055 | 0.001695 | 0.042856 | 0 | 0 | 0 | 0 | 0.0054628 | 1.9755e-06 | 0 | 1.9755e-06 | 2.086e-06 | 0 | 2.086e-06 | 1.8909e-06 | 0 | 1.8909e-06 | 1.8009e-06 | 0 | 1.8009e-06
[79 empty] | WLDFR | HFTD - Distribution - Tier 2 - 4QU CoRE ¦ 2QU LoRE | Non-Red Flag Warning - Small Fires | 2031 | 2.3629e-05 | 2.495e-05 | 2.2617e-05 | 2.154e-05 | 0.083606 | 0.039055 | 0.001695 | 0.042856 | 0 | 0 | 0 | 0 | 0.0054628 | 1.9755e-06 | 0 | 1.9755e-06 | 2.086e-06 | 0 | 2.086e-06 | 1.8909e-06 | 0 | 1.8909e-06 | 1.8009e-06 | 0 | 1.8009e-06
[79 empty] | WLDFR | HFTD - Distribution - Tier 2 - 4QU CoRE ¦ 2QU LoRE | Non-Red Flag Warning - Small Fires | 2032 | 2.3629e-05 | 2.495e-05 | 2.2617e-05 | 2.154e-05 | 0.083606 | 0.039055 | 0.001695 | 0.042856 | 0 | 0 | 0 | 0 | 0.0054628 | 1.9755e-06 | 0 | 1.9755e-06 | 2.086e-06 | 0 | 2.086e-06 | 1.8909e-06 | 0 | 1.8909e-06 | 1.8009e-06 | 0 | 1.8009e-06
[79 empty] | WLDFR | HFTD - Distribution - Tier 2 - 4QU CoRE ¦ 2QU LoRE | Non-Red Flag Warning - Small Fires | 2033 | 2.3629e-05 | 2.495e-05 | 2.2617e-05 | 2.154e-05 | 0.087211 | 0.040679 | 0.0017655 | 0.044766 | 0 | 0 | 0 | 0 | 0.0054628 | 2.0607e-06 | 0 | 2.0607e-06 | 2.1759e-06 | 0 | 2.1759e-06 | 1.9725e-06 | 0 | 1.9725e-06 | 1.8785e-06 | 0 | 1.8785e-06
[79 empty] | WLDFR | HFTD - Distribution - Tier 2 - 4QU CoRE ¦ 2QU LoRE | Non-Red Flag Warning - Small Fires | 2034 | 2.3629e-05 | 2.495e-05 | 2.2617e-05 | 2.154e-05 | 0.087211 | 0.040679 | 0.0017655 | 0.044766 | 0 | 0 | 0 | 0 | 0.0054628 | 2.0607e-06 | 0 | 2.0607e-06 | 2.1759e-06 | 0 | 2.1759e-06 | 1.9725e-06 | 0 | 1.9725e-06 | 1.8785e-06 | 0 | 1.8785e-06
[79 empty] | WLDFR | HFTD - Distribution - Tier 2 - 4QU CoRE ¦ 2QU LoRE | Non-Red Flag Warning - Small Fires | 2035 | 2.3629e-05 | 2.495e-05 | 2.2617e-05 | 2.154e-05 | 0.087211 | 0.040679 | 0.0017655 | 0.044766 | 0 | 0 | 0 | 0 | 0.0054628 | 2.0607e-06 | 0 | 2.0607e-06 | 2.1759e-06 | 0 | 2.1759e-06 | 1.9725e-06 | 0 | 1.9725e-06 | 1.8785e-06 | 0 | 1.8785e-06
[79 empty] | WLDFR | HFTD - Distribution - Tier 2 - 4QU CoRE ¦ 2QU LoRE | Non-Red Flag Warning - Small Fires | 2036 | 2.3629e-05 | 2.495e-05 | 2.2617e-05 | 2.154e-05 | 0.087211 | 0.040679 | 0.0017655 | 0.044766 | 0 | 0 | 0 | 0 | 0.0054628 | 2.0607e-06 | 0 | 2.0607e-06 | 2.1759e-06 | 0 | 2.1759e-06 | 1.9725e-06 | 0 | 1.9725e-06 | 1.8785e-06 | 0 | 1.8785e-06
[79 empty] | WLDFR | HFTD - Distribution - Tier 2 - 4QU CoRE ¦ 2QU LoRE | Non-Red Flag Warning - Small Fires | 2037 | 2.3629e-05 | 2.495e-05 | 2.2617e-05 | 2.154e-05 | 0.087211 | 0.040679 | 0.0017655 | 0.044766 | 0 | 0 | 0 | 0 | 0.0054628 | 2.0607e-06 | 0 | 2.0607e-06 | 2.1759e-06 | 0 | 2.1759e-06 | 1.9725e-06 | 0 | 1.9725e-06 | 1.8785e-06 | 0 | 1.8785e-06
[79 empty] | WLDFR | HFTD - Distribution - Tier 2 - 4QU CoRE ¦ 2QU LoRE | Non-Red Flag Warning - Small Fires | 2038 | 2.3629e-05 | 2.495e-05 | 2.2617e-05 | 2.154e-05 | 0.091184 | 0.042438 | 0.0018418 | 0.046905 | 0 | 0 | 0 | 0 | 0.0054628 | 2.1546e-06 | 0 | 2.1546e-06 | 2.2751e-06 | 0 | 2.2751e-06 | 2.0623e-06 | 0 | 2.0623e-06 | 1.9641e-06 | 0 | 1.9641e-06
[79 empty] | WLDFR | HFTD - Distribution - Tier 2 - 4QU CoRE ¦ 2QU LoRE | Non-Red Flag Warning - Small Fires | 2039 | 2.3629e-05 | 2.495e-05 | 2.2617e-05 | 2.154e-05 | 0.091184 | 0.042438 | 0.0018418 | 0.046905 | 0 | 0 | 0 | 0 | 0.0054628 | 2.1546e-06 | 0 | 2.1546e-06 | 2.2751e-06 | 0 | 2.2751e-06 | 2.0623e-06 | 0 | 2.0623e-06 | 1.9641e-06 | 0 | 1.9641e-06
[79 empty] | WLDFR | HFTD - Distribution - Tier 2 - 4QU CoRE ¦ 2QU LoRE | Non-Red Flag Warning - Small Fires | 2040 | 2.3629e-05 | 2.495e-05 | 2.2617e-05 | 2.154e-05 | 0.091184 | 0.042438 | 0.0018418 | 0.046905 | 0 | 0 | 0 | 0 | 0.0054628 | 2.1546e-06 | 0 | 2.1546e-06 | 2.2751e-06 | 0 | 2.2751e-06 | 2.0623e-06 | 0 | 2.0623e-06 | 1.9641e-06 | 0 | 1.9641e-06
[79 empty] | WLDFR | HFTD - Distribution - Tier 2 - 4QU CoRE ¦ 2QU LoRE | Non-Red Flag Warning - Small Fires | 2041 | 2.3629e-05 | 2.495e-05 | 2.2617e-05 | 2.154e-05 | 0.091184 | 0.042438 | 0.0018418 | 0.046905 | 0 | 0 | 0 | 0 | 0.0054628 | 2.1546e-06 | 0 | 2.1546e-06 | 2.2751e-06 | 0 | 2.2751e-06 | 2.0623e-06 | 0 | 2.0623e-06 | 1.9641e-06 | 0 | 1.9641e-06
[79 empty] | WLDFR | HFTD - Distribution - Tier 2 - 4QU CoRE ¦ 2QU LoRE | Non-Red Flag Warning - Small Fires | 2042 | 2.3629e-05 | 2.495e-05 | 2.2617e-05 | 2.154e-05 | 0.091184 | 0.042438 | 0.0018418 | 0.046905 | 0 | 0 | 0 | 0 | 0.0054628 | 2.1546e-06 | 0 | 2.1546e-06 | 2.2751e-06 | 0 | 2.2751e-06 | 2.0623e-06 | 0 | 2.0623e-06 | 1.9641e-06 | 0 | 1.9641e-06
[79 empty] | WLDFR | HFTD - Distribution - Tier 2 - 4QU CoRE ¦ 2QU LoRE | Non-Red Flag Warning - Small Fires | 2043 | 2.3629e-05 | 2.495e-05 | 2.2617e-05 | 2.154e-05 | 0.095486 | 0.044306 | 0.0019228 | 0.049257 | 0 | 0 | 0 | 0 | 0.0054628 | 2.2562e-06 | 0 | 2.2562e-06 | 2.3824e-06 | 0 | 2.3824e-06 | 2.1596e-06 | 0 | 2.1596e-06 | 2.0568e-06 | 0 | 2.0568e-06
[79 empty] | WLDFR | HFTD - Distribution - Tier 2 - 4QU CoRE ¦ 2QU LoRE | Non-Red Flag Warning - Small Fires | 2044 | 2.3629e-05 | 2.495e-05 | 2.2617e-05 | 2.154e-05 | 0.095486 | 0.044306 | 0.0019228 | 0.049257 | 0 | 0 | 0 | 0 | 0.0054628 | 2.2562e-06 | 0 | 2.2562e-06 | 2.3824e-06 | 0 | 2.3824e-06 | 2.1596e-06 | 0 | 2.1596e-06 | 2.0568e-06 | 0 | 2.0568e-06
[79 empty] | WLDFR | HFTD - Distribution - Tier 2 - 4QU CoRE ¦ 2QU LoRE | Non-Red Flag Warning - Small Fires | 2045 | 2.3629e-05 | 2.495e-05 | 2.2617e-05 | 2.154e-05 | 0.095486 | 0.044306 | 0.0019228 | 0.049257 | 0 | 0 | 0 | 0 | 0.0054628 | 2.2562e-06 | 0 | 2.2562e-06 | 2.3824e-06 | 0 | 2.3824e-06 | 2.1596e-06 | 0 | 2.1596e-06 | 2.0568e-06 | 0 | 2.0568e-06
[79 empty] | WLDFR | HFTD - Distribution - Tier 2 - 4QU CoRE ¦ 2QU LoRE | Non-Red Flag Warning - Small Fires | 2046 | 2.3629e-05 | 2.495e-05 | 2.2617e-05 | 2.154e-05 | 0.095486 | 0.044306 | 0.0019228 | 0.049257 | 0 | 0 | 0 | 0 | 0.0054628 | 2.2562e-06 | 0 | 2.2562e-06 | 2.3824e-06 | 0 | 2.3824e-06 | 2.1596e-06 | 0 | 2.1596e-06 | 2.0568e-06 | 0 | 2.0568e-06
[79 empty] | WLDFR | HFTD - Distribution - Tier 2 - 4QU CoRE ¦ 2QU LoRE | Non-Red Flag Warning - Small Fires | 2047 | 2.3629e-05 | 2.495e-05 | 2.2617e-05 | 2.154e-05 | 0.095486 | 0.044306 | 0.0019228 | 0.049257 | 0 | 0 | 0 | 0 | 0.0054628 | 2.2562e-06 | 0 | 2.2562e-06 | 2.3824e-06 | 0 | 2.3824e-06 | 2.1596e-06 | 0 | 2.1596e-06 | 2.0568e-06 | 0 | 2.0568e-06
[79 empty] | WLDFR | HFTD - Distribution - Tier 2 - 4QU CoRE ¦ 2QU LoRE | Non-Red Flag Warning - Small Fires | 2048 | 2.3629e-05 | 2.495e-05 | 2.2617e-05 | 2.154e-05 | 0.10007 | 0.04626 | 0.0020076 | 0.051804 | 0 | 0 | 0 | 0 | 0.0054628 | 2.3646e-06 | 0 | 2.3646e-06 | 2.4968e-06 | 0 | 2.4968e-06 | 2.2633e-06 | 0 | 2.2633e-06 | 2.1556e-06 | 0 | 2.1556e-06
[79 empty] | WLDFR | HFTD - Distribution - Tier 2 - 4QU CoRE ¦ 2QU LoRE | Non-Red Flag Warning - Small Fires | 2049 | 2.3629e-05 | 2.495e-05 | 2.2617e-05 | 2.154e-05 | 0.10007 | 0.04626 | 0.0020076 | 0.051804 | 0 | 0 | 0 | 0 | 0.0054628 | 2.3646e-06 | 0 | 2.3646e-06 | 2.4968e-06 | 0 | 2.4968e-06 | 2.2633e-06 | 0 | 2.2633e-06 | 2.1556e-06 | 0 | 2.1556e-06
[79 empty] | WLDFR | HFTD - Distribution - Tier 2 - 4QU CoRE ¦ 2QU LoRE | Non-Red Flag Warning - Small Fires | 2050 | 0 | 2.495e-05 | 2.2617e-05 | 2.154e-05 | 0.10007 | 0.04626 | 0.0020076 | 0.051804 | 0 | 0 | 0 | 0 | 0.0054628 | 0 | 0 | 0 | 2.4968e-06 | 0 | 2.4968e-06 | 2.2633e-06 | 0 | 2.2633e-06 | 2.1556e-06 | 0 | 2.1556e-06
[79 empty] | WLDFR | HFTD - Distribution - Tier 2 - 4QU CoRE ¦ 2QU LoRE | Non-Red Flag Warning - Small Fires | 2051 | 0 | 0 | 2.2617e-05 | 2.154e-05 | 0.10007 | 0.04626 | 0.0020076 | 0.051804 | 0 | 0 | 0 | 0 | 0.0054628 | 0 | 0 | 0 | 0 | 0 | 0 | 2.2633e-06 | 0 | 2.2633e-06 | 2.1556e-06 | 0 | 2.1556e-06
[79 empty] | WLDFR | HFTD - Distribution - Tier 2 - 4QU CoRE ¦ 2QU LoRE | Non-Red Flag Warning - Small Fires | 2052 | 0 | 0 | 0 | 2.154e-05 | 0.10007 | 0.04626 | 0.0020076 | 0.051804 | 0 | 0 | 0 | 0 | 0.0054628 | 0 | 0 | 0 | 0 | 0 | 0 | 0 | 0 | 0 | 2.1556e-06 | 0 | 2.1556e-06
[79 empty] | WLDFR | HFTD - Distribution - Tier 2 - 4QU CoRE ¦ 2QU LoRE | Red Flag Warning - Catastrophic Fires | 2020 | 1.7292e-07 | 0 | 0 | 0 | 14146.1306 | 222.2294 | 8585.7228 | 5338.1784 | 0 | 0 | 0 | 0 | 1.3267e-05 | 0.0024461 | 0 | 0.0024461 | 0 | 0 | 0 | 0 | 0 | 0 | 0 | 0 | 0
[79 empty] | WLDFR | HFTD - Distribution - Tier 2 - 4QU CoRE ¦ 2QU LoRE | Red Flag Warning - Catastrophic Fires | 2021 | 1.1612e-07 | 1.8259e-07 | 0 | 0 | 14146.1306 | 222.2294 | 8585.7228 | 5338.1784 | 0 | 0 | 0 | 0 | 1.3267e-05 | 0.0016426 | 0 | 0.0016426 | 0.0025829 | 0 | 0.0025829 | 0 | 0 | 0 | 0 | 0 | 0
[79 empty] | WLDFR | HFTD - Distribution - Tier 2 - 4QU CoRE ¦ 2QU LoRE | Red Flag Warning - Catastrophic Fires | 2022 | 1.1787e-07 | 1.2445e-07 | 1.6878e-07 | 0 | 14146.1306 | 222.2294 | 8585.7228 | 5338.1784 | 0 | 0 | 0 | 0 | 1.2874e-05 | 0.0016673 | 0 | 0.0016673 | 0.0017606 | 0 | 0.0017606 | 0.0023876 | 0 | 0.0023876 | 0 | 0 | 0
[79 empty] | WLDFR | HFTD - Distribution - Tier 2 - 4QU CoRE ¦ 2QU LoRE | Red Flag Warning - Catastrophic Fires | 2023 | 1.1787e-07 | 1.2445e-07 | 1.1282e-07 | 1.6075e-07 | 14664.6376 | 233.2301 | 8896.516 | 5534.8915 | 0 | 0 | 0 | 0 | 1.2874e-05 | 0.0017284 | 0 | 0.0017284 | 0.0018251 | 0 | 0.0018251 | 0.0016544 | 0 | 0.0016544 | 0.0023573 | 0 | 0.0023573
[79 empty] | WLDFR | HFTD - Distribution - Tier 2 - 4QU CoRE ¦ 2QU LoRE | Red Flag Warning - Catastrophic Fires | 2024 | 1.1787e-07 | 1.2445e-07 | 1.1282e-07 | 1.0745e-07 | 14664.6376 | 233.2301 | 8896.516 | 5534.8915 | 0 | 0 | 0 | 0 | 1.2874e-05 | 0.0017284 | 0 | 0.0017284 | 0.0018251 | 0 | 0.0018251 | 0.0016544 | 0 | 0.0016544 | 0.0015756 | 0 | 0.0015756
[79 empty] | WLDFR | HFTD - Distribution - Tier 2 - 4QU CoRE ¦ 2QU LoRE | Red Flag Warning - Catastrophic Fires | 2025 | 1.1787e-07 | 1.2445e-07 | 1.1282e-07 | 1.0745e-07 | 14664.6376 | 233.2301 | 8896.516 | 5534.8915 | 0 | 0 | 0 | 0 | 1.2874e-05 | 0.0017284 | 0 | 0.0017284 | 0.0018251 | 0 | 0.0018251 | 0.0016544 | 0 | 0.0016544 | 0.0015756 | 0 | 0.0015756
[79 empty] | WLDFR | HFTD - Distribution - Tier 2 - 4QU CoRE ¦ 2QU LoRE | Red Flag Warning - Catastrophic Fires | 2026 | 1.1787e-07 | 1.2445e-07 | 1.1282e-07 | 1.0745e-07 | 14664.6376 | 233.2301 | 8896.516 | 5534.8915 | 0 | 0 | 0 | 0 | 1.2874e-05 | 0.0017284 | 0 | 0.0017284 | 0.0018251 | 0 | 0.0018251 | 0.0016544 | 0 | 0.0016544 | 0.0015756 | 0 | 0.0015756
[79 empty] | WLDFR | HFTD - Distribution - Tier 2 - 4QU CoRE ¦ 2QU LoRE | Red Flag Warning - Catastrophic Fires | 2027 | 1.1787e-07 | 1.2445e-07 | 1.1282e-07 | 1.0745e-07 | 14664.6376 | 233.2301 | 8896.516 | 5534.8915 | 0 | 0 | 0 | 0 | 1.2874e-05 | 0.0017284 | 0 | 0.0017284 | 0.0018251 | 0 | 0.0018251 | 0.0016544 | 0 | 0.0016544 | 0.0015756 | 0 | 0.0015756
[79 empty] | WLDFR | HFTD - Distribution - Tier 2 - 4QU CoRE ¦ 2QU LoRE | Red Flag Warning - Catastrophic Fires | 2028 | 1.1787e-07 | 1.2445e-07 | 1.1282e-07 | 1.0745e-07 | 15317.9909 | 247.273 | 9287.6491 | 5783.0689 | 0 | 0 | 0 | 0 | 1.2874e-05 | 0.0018055 | 0 | 0.0018055 | 0.0019064 | 0 | 0.0019064 | 0.0017281 | 0 | 0.0017281 | 0.0016458 | 0 | 0.0016458
[79 empty] | WLDFR | HFTD - Distribution - Tier 2 - 4QU CoRE ¦ 2QU LoRE | Red Flag Warning - Catastrophic Fires | 2029 | 1.1787e-07 | 1.2445e-07 | 1.1282e-07 | 1.0745e-07 | 15317.9909 | 247.273 | 9287.6491 | 5783.0689 | 0 | 0 | 0 | 0 | 1.2874e-05 | 0.0018055 | 0 | 0.0018055 | 0.0019064 | 0 | 0.0019064 | 0.0017281 | 0 | 0.0017281 | 0.0016458 | 0 | 0.0016458
[79 empty] | WLDFR | HFTD - Distribution - Tier 2 - 4QU CoRE ¦ 2QU LoRE | Red Flag Warning - Catastrophic Fires | 2030 | 1.1787e-07 | 1.2445e-07 | 1.1282e-07 | 1.0745e-07 | 15317.9909 | 247.273 | 9287.6491 | 5783.0689 | 0 | 0 | 0 | 0 | 1.2874e-05 | 0.0018055 | 0 | 0.0018055 | 0.0019064 | 0 | 0.0019064 | 0.0017281 | 0 | 0.0017281 | 0.0016458 | 0 | 0.0016458
[79 empty] | WLDFR | HFTD - Distribution - Tier 2 - 4QU CoRE ¦ 2QU LoRE | Red Flag Warning - Catastrophic Fires | 2031 | 1.1787e-07 | 1.2445e-07 | 1.1282e-07 | 1.0745e-07 | 15317.9909 | 247.273 | 9287.6491 | 5783.0689 | 0 | 0 | 0 | 0 | 1.2874e-05 | 0.0018055 | 0 | 0.0018055 | 0.0019064 | 0 | 0.0019064 | 0.0017281 | 0 | 0.0017281 | 0.0016458 | 0 | 0.0016458
[79 empty] | WLDFR | HFTD - Distribution - Tier 2 - 4QU CoRE ¦ 2QU LoRE | Red Flag Warning - Catastrophic Fires | 2032 | 1.1787e-07 | 1.2445e-07 | 1.1282e-07 | 1.0745e-07 | 15317.9909 | 247.273 | 9287.6491 | 5783.0689 | 0 | 0 | 0 | 0 | 1.2874e-05 | 0.0018055 | 0 | 0.0018055 | 0.0019064 | 0 | 0.0019064 | 0.0017281 | 0 | 0.0017281 | 0.0016458 | 0 | 0.0016458
[79 empty] | WLDFR | HFTD - Distribution - Tier 2 - 4QU CoRE ¦ 2QU LoRE | Red Flag Warning - Catastrophic Fires | 2033 | 1.1787e-07 | 1.2445e-07 | 1.1282e-07 | 1.0745e-07 | 16044.1264 | 263.1074 | 9721.74 | 6059.2791 | 0 | 0 | 0 | 0 | 1.2874e-05 | 0.001891 | 0 | 0.001891 | 0.0019968 | 0 | 0.0019968 | 0.0018101 | 0 | 0.0018101 | 0.0017239 | 0 | 0.0017239
[79 empty] | WLDFR | HFTD - Distribution - Tier 2 - 4QU CoRE ¦ 2QU LoRE | Red Flag Warning - Catastrophic Fires | 2034 | 1.1787e-07 | 1.2445e-07 | 1.1282e-07 | 1.0745e-07 | 16044.1264 | 263.1074 | 9721.74 | 6059.2791 | 0 | 0 | 0 | 0 | 1.2874e-05 | 0.001891 | 0 | 0.001891 | 0.0019968 | 0 | 0.0019968 | 0.0018101 | 0 | 0.0018101 | 0.0017239 | 0 | 0.0017239
[79 empty] | WLDFR | HFTD - Distribution - Tier 2 - 4QU CoRE ¦ 2QU LoRE | Red Flag Warning - Catastrophic Fires | 2035 | 1.1787e-07 | 1.2445e-07 | 1.1282e-07 | 1.0745e-07 | 16044.1264 | 263.1074 | 9721.74 | 6059.2791 | 0 | 0 | 0 | 0 | 1.2874e-05 | 0.001891 | 0 | 0.001891 | 0.0019968 | 0 | 0.0019968 | 0.0018101 | 0 | 0.0018101 | 0.0017239 | 0 | 0.0017239
[79 empty] | WLDFR | HFTD - Distribution - Tier 2 - 4QU CoRE ¦ 2QU LoRE | Red Flag Warning - Catastrophic Fires | 2036 | 1.1787e-07 | 1.2445e-07 | 1.1282e-07 | 1.0745e-07 | 16044.1264 | 263.1074 | 9721.74 | 6059.2791 | 0 | 0 | 0 | 0 | 1.2874e-05 | 0.001891 | 0 | 0.001891 | 0.0019968 | 0 | 0.0019968 | 0.0018101 | 0 | 0.0018101 | 0.0017239 | 0 | 0.0017239
[79 empty] | WLDFR | HFTD - Distribution - Tier 2 - 4QU CoRE ¦ 2QU LoRE | Red Flag Warning - Catastrophic Fires | 2037 | 1.1787e-07 | 1.2445e-07 | 1.1282e-07 | 1.0745e-07 | 16044.1264 | 263.1074 | 9721.74 | 6059.2791 | 0 | 0 | 0 | 0 | 1.2874e-05 | 0.001891 | 0 | 0.001891 | 0.0019968 | 0 | 0.0019968 | 0.0018101 | 0 | 0.0018101 | 0.0017239 | 0 | 0.0017239
[79 empty] | WLDFR | HFTD - Distribution - Tier 2 - 4QU CoRE ¦ 2QU LoRE | Red Flag Warning - Catastrophic Fires | 2038 | 1.1787e-07 | 1.2445e-07 | 1.1282e-07 | 1.0745e-07 | 16832.3912 | 280.5544 | 10192.2718 | 6359.5651 | 0 | 0 | 0 | 0 | 1.2874e-05 | 0.001984 | 0 | 0.001984 | 0.0020949 | 0 | 0.0020949 | 0.001899 | 0 | 0.001899 | 0.0018086 | 0 | 0.0018086
[79 empty] | WLDFR | HFTD - Distribution - Tier 2 - 4QU CoRE ¦ 2QU LoRE | Red Flag Warning - Catastrophic Fires | 2039 | 1.1787e-07 | 1.2445e-07 | 1.1282e-07 | 1.0745e-07 | 16832.3912 | 280.5544 | 10192.2718 | 6359.5651 | 0 | 0 | 0 | 0 | 1.2874e-05 | 0.001984 | 0 | 0.001984 | 0.0020949 | 0 | 0.0020949 | 0.001899 | 0 | 0.001899 | 0.0018086 | 0 | 0.0018086
[79 empty] | WLDFR | HFTD - Distribution - Tier 2 - 4QU CoRE ¦ 2QU LoRE | Red Flag Warning - Catastrophic Fires | 2040 | 1.1787e-07 | 1.2445e-07 | 1.1282e-07 | 1.0745e-07 | 16832.3912 | 280.5544 | 10192.2718 | 6359.5651 | 0 | 0 | 0 | 0 | 1.2874e-05 | 0.001984 | 0 | 0.001984 | 0.0020949 | 0 | 0.0020949 | 0.001899 | 0 | 0.001899 | 0.0018086 | 0 | 0.0018086
[79 empty] | WLDFR | HFTD - Distribution - Tier 2 - 4QU CoRE ¦ 2QU LoRE | Red Flag Warning - Catastrophic Fires | 2041 | 1.1787e-07 | 1.2445e-07 | 1.1282e-07 | 1.0745e-07 | 16832.3912 | 280.5544 | 10192.2718 | 6359.5651 | 0 | 0 | 0 | 0 | 1.2874e-05 | 0.001984 | 0 | 0.001984 | 0.0020949 | 0 | 0.0020949 | 0.001899 | 0 | 0.001899 | 0.0018086 | 0 | 0.0018086
[79 empty] | WLDFR | HFTD - Distribution - Tier 2 - 4QU CoRE ¦ 2QU LoRE | Red Flag Warning - Catastrophic Fires | 2042 | 1.1787e-07 | 1.2445e-07 | 1.1282e-07 | 1.0745e-07 | 16832.3912 | 280.5544 | 10192.2718 | 6359.5651 | 0 | 0 | 0 | 0 | 1.2874e-05 | 0.001984 | 0 | 0.001984 | 0.0020949 | 0 | 0.0020949 | 0.001899 | 0 | 0.001899 | 0.0018086 | 0 | 0.0018086
[79 empty] | WLDFR | HFTD - Distribution - Tier 2 - 4QU CoRE ¦ 2QU LoRE | Red Flag Warning - Catastrophic Fires | 2043 | 1.1787e-07 | 1.2445e-07 | 1.1282e-07 | 1.0745e-07 | 17672.0852 | 299.42 | 10692.7362 | 6679.929 | 0 | 0 | 0 | 0 | 1.2874e-05 | 0.0020829 | 0 | 0.0020829 | 0.0021994 | 0 | 0.0021994 | 0.0019937 | 0 | 0.0019937 | 0.0018988 | 0 | 0.0018988
[79 empty] | WLDFR | HFTD - Distribution - Tier 2 - 4QU CoRE ¦ 2QU LoRE | Red Flag Warning - Catastrophic Fires | 2044 | 1.1787e-07 | 1.2445e-07 | 1.1282e-07 | 1.0745e-07 | 17672.0852 | 299.42 | 10692.7362 | 6679.929 | 0 | 0 | 0 | 0 | 1.2874e-05 | 0.0020829 | 0 | 0.0020829 | 0.0021994 | 0 | 0.0021994 | 0.0019937 | 0 | 0.0019937 | 0.0018988 | 0 | 0.0018988
[79 empty] | WLDFR | HFTD - Distribution - Tier 2 - 4QU CoRE ¦ 2QU LoRE | Red Flag Warning - Catastrophic Fires | 2045 | 1.1787e-07 | 1.2445e-07 | 1.1282e-07 | 1.0745e-07 | 17672.0852 | 299.42 | 10692.7362 | 6679.929 | 0 | 0 | 0 | 0 | 1.2874e-05 | 0.0020829 | 0 | 0.0020829 | 0.0021994 | 0 | 0.0021994 | 0.0019937 | 0 | 0.0019937 | 0.0018988 | 0 | 0.0018988
[79 empty] | WLDFR | HFTD - Distribution - Tier 2 - 4QU CoRE ¦ 2QU LoRE | Red Flag Warning - Catastrophic Fires | 2046 | 1.1787e-07 | 1.2445e-07 | 1.1282e-07 | 1.0745e-07 | 17672.0852 | 299.42 | 10692.7362 | 6679.929 | 0 | 0 | 0 | 0 | 1.2874e-05 | 0.0020829 | 0 | 0.0020829 | 0.0021994 | 0 | 0.0021994 | 0.0019937 | 0 | 0.0019937 | 0.0018988 | 0 | 0.0018988
[79 empty] | WLDFR | HFTD - Distribution - Tier 2 - 4QU CoRE ¦ 2QU LoRE | Red Flag Warning - Catastrophic Fires | 2047 | 1.1787e-07 | 1.2445e-07 | 1.1282e-07 | 1.0745e-07 | 17672.0852 | 299.42 | 10692.7362 | 6679.929 | 0 | 0 | 0 | 0 | 1.2874e-05 | 0.0020829 | 0 | 0.0020829 | 0.0021994 | 0 | 0.0021994 | 0.0019937 | 0 | 0.0019937 | 0.0018988 | 0 | 0.0018988
[79 empty] | WLDFR | HFTD - Distribution - Tier 2 - 4QU CoRE ¦ 2QU LoRE | Red Flag Warning - Catastrophic Fires | 2048 | 1.1787e-07 | 1.2445e-07 | 1.1282e-07 | 1.0745e-07 | 18552.3348 | 319.4911 | 11216.5626 | 7016.281 | 0 | 0 | 0 | 0 | 1.2874e-05 | 0.0021867 | 0 | 0.0021867 | 0.0023089 | 0 | 0.0023089 | 0.002093 | 0 | 0.002093 | 0.0019934 | 0 | 0.0019934
[79 empty] | WLDFR | HFTD - Distribution - Tier 2 - 4QU CoRE ¦ 2QU LoRE | Red Flag Warning - Catastrophic Fires | 2049 | 1.1787e-07 | 1.2445e-07 | 1.1282e-07 | 1.0745e-07 | 18552.3348 | 319.4911 | 11216.5626 | 7016.281 | 0 | 0 | 0 | 0 | 1.2874e-05 | 0.0021867 | 0 | 0.0021867 | 0.0023089 | 0 | 0.0023089 | 0.002093 | 0 | 0.002093 | 0.0019934 | 0 | 0.0019934
[79 empty] | WLDFR | HFTD - Distribution - Tier 2 - 4QU CoRE ¦ 2QU LoRE | Red Flag Warning - Catastrophic Fires | 2050 | 0 | 1.2445e-07 | 1.1282e-07 | 1.0745e-07 | 18552.3348 | 319.4911 | 11216.5626 | 7016.281 | 0 | 0 | 0 | 0 | 1.2874e-05 | 0 | 0 | 0 | 0.0023089 | 0 | 0.0023089 | 0.002093 | 0 | 0.002093 | 0.0019934 | 0 | 0.0019934
[79 empty] | WLDFR | HFTD - Distribution - Tier 2 - 4QU CoRE ¦ 2QU LoRE | Red Flag Warning - Catastrophic Fires | 2051 | 0 | 0 | 1.1282e-07 | 1.0745e-07 | 18552.3348 | 319.4911 | 11216.5626 | 7016.281 | 0 | 0 | 0 | 0 | 1.2874e-05 | 0 | 0 | 0 | 0 | 0 | 0 | 0.002093 | 0 | 0.002093 | 0.0019934 | 0 | 0.0019934
[79 empty] | WLDFR | HFTD - Distribution - Tier 2 - 4QU CoRE ¦ 2QU LoRE | Red Flag Warning - Catastrophic Fires | 2052 | 0 | 0 | 0 | 1.0745e-07 | 18552.3348 | 319.4911 | 11216.5626 | 7016.281 | 0 | 0 | 0 | 0 | 1.2874e-05 | 0 | 0 | 0 | 0 | 0 | 0 | 0 | 0 | 0 | 0.0019934 | 0 | 0.0019934
[79 empty] | WLDFR | HFTD - Distribution - Tier 2 - 4QU CoRE ¦ 2QU LoRE | Red Flag Warning - Destructive Fires | 2020 | 2.3863e-08 | 0 | 0 | 0 | 8807.9522 | 222.2294 | 8585.7228 | 0 | 0 | 0 | 0 | 0 | 2.0557e-06 | 0.00021018 | 0 | 0.00021018 | 0 | 0 | 0 | 0 | 0 | 0 | 0 | 0 | 0
[79 empty] | WLDFR | HFTD - Distribution - Tier 2 - 4QU CoRE ¦ 2QU LoRE | Red Flag Warning - Destructive Fires | 2021 | 1.6071e-08 | 2.5197e-08 | 0 | 0 | 8807.9522 | 222.2294 | 8585.7228 | 0 | 0 | 0 | 0 | 0 | 2.0557e-06 | 0.00014155 | 0 | 0.00014155 | 0.00022193 | 0 | 0.00022193 | 0 | 0 | 0 | 0 | 0 | 0
[79 empty] | WLDFR | HFTD - Distribution - Tier 2 - 4QU CoRE ¦ 2QU LoRE | Red Flag Warning - Destructive Fires | 2022 | 1.6405e-08 | 1.7322e-08 | 2.3416e-08 | 0 | 8807.9522 | 222.2294 | 8585.7228 | 0 | 0 | 0 | 0 | 0 | 2.0069e-06 | 0.00014449 | 0 | 0.00014449 | 0.00015257 | 0 | 0.00015257 | 0.00020625 | 0 | 0.00020625 | 0 | 0 | 0
[79 empty] | WLDFR | HFTD - Distribution - Tier 2 - 4QU CoRE ¦ 2QU LoRE | Red Flag Warning - Destructive Fires | 2023 | 1.6405e-08 | 1.7322e-08 | 1.5702e-08 | 2.2301e-08 | 9129.7461 | 233.2301 | 8896.516 | 0 | 0 | 0 | 0 | 0 | 2.0069e-06 | 0.00014977 | 0 | 0.00014977 | 0.00015814 | 0 | 0.00015814 | 0.00014336 | 0 | 0.00014336 | 0.0002036 | 0 | 0.0002036
[79 empty] | WLDFR | HFTD - Distribution - Tier 2 - 4QU CoRE ¦ 2QU LoRE | Red Flag Warning - Destructive Fires | 2024 | 1.6405e-08 | 1.7322e-08 | 1.5702e-08 | 1.4954e-08 | 9129.7461 | 233.2301 | 8896.516 | 0 | 0 | 0 | 0 | 0 | 2.0069e-06 | 0.00014977 | 0 | 0.00014977 | 0.00015814 | 0 | 0.00015814 | 0.00014336 | 0 | 0.00014336 | 0.00013653 | 0 | 0.00013653
[79 empty] | WLDFR | HFTD - Distribution - Tier 2 - 4QU CoRE ¦ 2QU LoRE | Red Flag Warning - Destructive Fires | 2025 | 1.6405e-08 | 1.7322e-08 | 1.5702e-08 | 1.4954e-08 | 9129.7461 | 233.2301 | 8896.516 | 0 | 0 | 0 | 0 | 0 | 2.0069e-06 | 0.00014977 | 0 | 0.00014977 | 0.00015814 | 0 | 0.00015814 | 0.00014336 | 0 | 0.00014336 | 0.00013653 | 0 | 0.00013653
[79 empty] | WLDFR | HFTD - Distribution - Tier 2 - 4QU CoRE ¦ 2QU LoRE | Red Flag Warning - Destructive Fires | 2026 | 1.6405e-08 | 1.7322e-08 | 1.5702e-08 | 1.4954e-08 | 9129.7461 | 233.2301 | 8896.516 | 0 | 0 | 0 | 0 | 0 | 2.0069e-06 | 0.00014977 | 0 | 0.00014977 | 0.00015814 | 0 | 0.00015814 | 0.00014336 | 0 | 0.00014336 | 0.00013653 | 0 | 0.00013653
[79 empty] | WLDFR | HFTD - Distribution - Tier 2 - 4QU CoRE ¦ 2QU LoRE | Red Flag Warning - Destructive Fires | 2027 | 1.6405e-08 | 1.7322e-08 | 1.5702e-08 | 1.4954e-08 | 9129.7461 | 233.2301 | 8896.516 | 0 | 0 | 0 | 0 | 0 | 2.0069e-06 | 0.00014977 | 0 | 0.00014977 | 0.00015814 | 0 | 0.00015814 | 0.00014336 | 0 | 0.00014336 | 0.00013653 | 0 | 0.00013653
[79 empty] | WLDFR | HFTD - Distribution - Tier 2 - 4QU CoRE ¦ 2QU LoRE | Red Flag Warning - Destructive Fires | 2028 | 1.6405e-08 | 1.7322e-08 | 1.5702e-08 | 1.4954e-08 | 9534.9221 | 247.273 | 9287.6491 | 0 | 0 | 0 | 0 | 0 | 2.0069e-06 | 0.00015642 | 0 | 0.00015642 | 0.00016516 | 0 | 0.00016516 | 0.00014972 | 0 | 0.00014972 | 0.00014259 | 0 | 0.00014259
[79 empty] | WLDFR | HFTD - Distribution - Tier 2 - 4QU CoRE ¦ 2QU LoRE | Red Flag Warning - Destructive Fires | 2029 | 1.6405e-08 | 1.7322e-08 | 1.5702e-08 | 1.4954e-08 | 9534.9221 | 247.273 | 9287.6491 | 0 | 0 | 0 | 0 | 0 | 2.0069e-06 | 0.00015642 | 0 | 0.00015642 | 0.00016516 | 0 | 0.00016516 | 0.00014972 | 0 | 0.00014972 | 0.00014259 | 0 | 0.00014259
[79 empty] | WLDFR | HFTD - Distribution - Tier 2 - 4QU CoRE ¦ 2QU LoRE | Red Flag Warning - Destructive Fires | 2030 | 1.6405e-08 | 1.7322e-08 | 1.5702e-08 | 1.4954e-08 | 9534.9221 | 247.273 | 9287.6491 | 0 | 0 | 0 | 0 | 0 | 2.0069e-06 | 0.00015642 | 0 | 0.00015642 | 0.00016516 | 0 | 0.00016516 | 0.00014972 | 0 | 0.00014972 | 0.00014259 | 0 | 0.00014259
[79 empty] | WLDFR | HFTD - Distribution - Tier 2 - 4QU CoRE ¦ 2QU LoRE | Red Flag Warning - Destructive Fires | 2031 | 1.6405e-08 | 1.7322e-08 | 1.5702e-08 | 1.4954e-08 | 9534.9221 | 247.273 | 9287.6491 | 0 | 0 | 0 | 0 | 0 | 2.0069e-06 | 0.00015642 | 0 | 0.00015642 | 0.00016516 | 0 | 0.00016516 | 0.00014972 | 0 | 0.00014972 | 0.00014259 | 0 | 0.00014259
[79 empty] | WLDFR | HFTD - Distribution - Tier 2 - 4QU CoRE ¦ 2QU LoRE | Red Flag Warning - Destructive Fires | 2032 | 1.6405e-08 | 1.7322e-08 | 1.5702e-08 | 1.4954e-08 | 9534.9221 | 247.273 | 9287.6491 | 0 | 0 | 0 | 0 | 0 | 2.0069e-06 | 0.00015642 | 0 | 0.00015642 | 0.00016516 | 0 | 0.00016516 | 0.00014972 | 0 | 0.00014972 | 0.00014259 | 0 | 0.00014259
[79 empty] | WLDFR | HFTD - Distribution - Tier 2 - 4QU CoRE ¦ 2QU LoRE | Red Flag Warning - Destructive Fires | 2033 | 1.6405e-08 | 1.7322e-08 | 1.5702e-08 | 1.4954e-08 | 9984.8474 | 263.1074 | 9721.74 | 0 | 0 | 0 | 0 | 0 | 2.0069e-06 | 0.0001638 | 0 | 0.0001638 | 0.00017296 | 0 | 0.00017296 | 0.00015678 | 0 | 0.00015678 | 0.00014932 | 0 | 0.00014932
[79 empty] | WLDFR | HFTD - Distribution - Tier 2 - 4QU CoRE ¦ 2QU LoRE | Red Flag Warning - Destructive Fires | 2034 | 1.6405e-08 | 1.7322e-08 | 1.5702e-08 | 1.4954e-08 | 9984.8474 | 263.1074 | 9721.74 | 0 | 0 | 0 | 0 | 0 | 2.0069e-06 | 0.0001638 | 0 | 0.0001638 | 0.00017296 | 0 | 0.00017296 | 0.00015678 | 0 | 0.00015678 | 0.00014932 | 0 | 0.00014932
[79 empty] | WLDFR | HFTD - Distribution - Tier 2 - 4QU CoRE ¦ 2QU LoRE | Red Flag Warning - Destructive Fires | 2035 | 1.6405e-08 | 1.7322e-08 | 1.5702e-08 | 1.4954e-08 | 9984.8474 | 263.1074 | 9721.74 | 0 | 0 | 0 | 0 | 0 | 2.0069e-06 | 0.0001638 | 0 | 0.0001638 | 0.00017296 | 0 | 0.00017296 | 0.00015678 | 0 | 0.00015678 | 0.00014932 | 0 | 0.00014932
[79 empty] | WLDFR | HFTD - Distribution - Tier 2 - 4QU CoRE ¦ 2QU LoRE | Red Flag Warning - Destructive Fires | 2036 | 1.6405e-08 | 1.7322e-08 | 1.5702e-08 | 1.4954e-08 | 9984.8474 | 263.1074 | 9721.74 | 0 | 0 | 0 | 0 | 0 | 2.0069e-06 | 0.0001638 | 0 | 0.0001638 | 0.00017296 | 0 | 0.00017296 | 0.00015678 | 0 | 0.00015678 | 0.00014932 | 0 | 0.00014932
[79 empty] | WLDFR | HFTD - Distribution - Tier 2 - 4QU CoRE ¦ 2QU LoRE | Red Flag Warning - Destructive Fires | 2037 | 1.6405e-08 | 1.7322e-08 | 1.5702e-08 | 1.4954e-08 | 9984.8474 | 263.1074 | 9721.74 | 0 | 0 | 0 | 0 | 0 | 2.0069e-06 | 0.0001638 | 0 | 0.0001638 | 0.00017296 | 0 | 0.00017296 | 0.00015678 | 0 | 0.00015678 | 0.00014932 | 0 | 0.00014932
[79 empty] | WLDFR | HFTD - Distribution - Tier 2 - 4QU CoRE ¦ 2QU LoRE | Red Flag Warning - Destructive Fires | 2038 | 1.6405e-08 | 1.7322e-08 | 1.5702e-08 | 1.4954e-08 | 10472.8261 | 280.5544 | 10192.2718 | 0 | 0 | 0 | 0 | 0 | 2.0069e-06 | 0.0001718 | 0 | 0.0001718 | 0.00018141 | 0 | 0.00018141 | 0.00016445 | 0 | 0.00016445 | 0.00015661 | 0 | 0.00015661
[79 empty] | WLDFR | HFTD - Distribution - Tier 2 - 4QU CoRE ¦ 2QU LoRE | Red Flag Warning - Destructive Fires | 2039 | 1.6405e-08 | 1.7322e-08 | 1.5702e-08 | 1.4954e-08 | 10472.8261 | 280.5544 | 10192.2718 | 0 | 0 | 0 | 0 | 0 | 2.0069e-06 | 0.0001718 | 0 | 0.0001718 | 0.00018141 | 0 | 0.00018141 | 0.00016445 | 0 | 0.00016445 | 0.00015661 | 0 | 0.00015661
[79 empty] | WLDFR | HFTD - Distribution - Tier 2 - 4QU CoRE ¦ 2QU LoRE | Red Flag Warning - Destructive Fires | 2040 | 1.6405e-08 | 1.7322e-08 | 1.5702e-08 | 1.4954e-08 | 10472.8261 | 280.5544 | 10192.2718 | 0 | 0 | 0 | 0 | 0 | 2.0069e-06 | 0.0001718 | 0 | 0.0001718 | 0.00018141 | 0 | 0.00018141 | 0.00016445 | 0 | 0.00016445 | 0.00015661 | 0 | 0.00015661
[79 empty] | WLDFR | HFTD - Distribution - Tier 2 - 4QU CoRE ¦ 2QU LoRE | Red Flag Warning - Destructive Fires | 2041 | 1.6405e-08 | 1.7322e-08 | 1.5702e-08 | 1.4954e-08 | 10472.8261 | 280.5544 | 10192.2718 | 0 | 0 | 0 | 0 | 0 | 2.0069e-06 | 0.0001718 | 0 | 0.0001718 | 0.00018141 | 0 | 0.00018141 | 0.00016445 | 0 | 0.00016445 | 0.00015661 | 0 | 0.00015661
[79 empty] | WLDFR | HFTD - Distribution - Tier 2 - 4QU CoRE ¦ 2QU LoRE | Red Flag Warning - Destructive Fires | 2042 | 1.6405e-08 | 1.7322e-08 | 1.5702e-08 | 1.4954e-08 | 10472.8261 | 280.5544 | 10192.2718 | 0 | 0 | 0 | 0 | 0 | 2.0069e-06 | 0.0001718 | 0 | 0.0001718 | 0.00018141 | 0 | 0.00018141 | 0.00016445 | 0 | 0.00016445 | 0.00015661 | 0 | 0.00015661
[79 empty] | WLDFR | HFTD - Distribution - Tier 2 - 4QU CoRE ¦ 2QU LoRE | Red Flag Warning - Destructive Fires | 2043 | 1.6405e-08 | 1.7322e-08 | 1.5702e-08 | 1.4954e-08 | 10992.1562 | 299.42 | 10692.7362 | 0 | 0 | 0 | 0 | 0 | 2.0069e-06 | 0.00018032 | 0 | 0.00018032 | 0.0001904 | 0 | 0.0001904 | 0.0001726 | 0 | 0.0001726 | 0.00016438 | 0 | 0.00016438
[79 empty] | WLDFR | HFTD - Distribution - Tier 2 - 4QU CoRE ¦ 2QU LoRE | Red Flag Warning - Destructive Fires | 2044 | 1.6405e-08 | 1.7322e-08 | 1.5702e-08 | 1.4954e-08 | 10992.1562 | 299.42 | 10692.7362 | 0 | 0 | 0 | 0 | 0 | 2.0069e-06 | 0.00018032 | 0 | 0.00018032 | 0.0001904 | 0 | 0.0001904 | 0.0001726 | 0 | 0.0001726 | 0.00016438 | 0 | 0.00016438
[79 empty] | WLDFR | HFTD - Distribution - Tier 2 - 4QU CoRE ¦ 2QU LoRE | Red Flag Warning - Destructive Fires | 2045 | 1.6405e-08 | 1.7322e-08 | 1.5702e-08 | 1.4954e-08 | 10992.1562 | 299.42 | 10692.7362 | 0 | 0 | 0 | 0 | 0 | 2.0069e-06 | 0.00018032 | 0 | 0.00018032 | 0.0001904 | 0 | 0.0001904 | 0.0001726 | 0 | 0.0001726 | 0.00016438 | 0 | 0.00016438
[79 empty] | WLDFR | HFTD - Distribution - Tier 2 - 4QU CoRE ¦ 2QU LoRE | Red Flag Warning - Destructive Fires | 2046 | 1.6405e-08 | 1.7322e-08 | 1.5702e-08 | 1.4954e-08 | 10992.1562 | 299.42 | 10692.7362 | 0 | 0 | 0 | 0 | 0 | 2.0069e-06 | 0.00018032 | 0 | 0.00018032 | 0.0001904 | 0 | 0.0001904 | 0.0001726 | 0 | 0.0001726 | 0.00016438 | 0 | 0.00016438
[79 empty] | WLDFR | HFTD - Distribution - Tier 2 - 4QU CoRE ¦ 2QU LoRE | Red Flag Warning - Destructive Fires | 2047 | 1.6405e-08 | 1.7322e-08 | 1.5702e-08 | 1.4954e-08 | 10992.1562 | 299.42 | 10692.7362 | 0 | 0 | 0 | 0 | 0 | 2.0069e-06 | 0.00018032 | 0 | 0.00018032 | 0.0001904 | 0 | 0.0001904 | 0.0001726 | 0 | 0.0001726 | 0.00016438 | 0 | 0.00016438
[79 empty] | WLDFR | HFTD - Distribution - Tier 2 - 4QU CoRE ¦ 2QU LoRE | Red Flag Warning - Destructive Fires | 2048 | 1.6405e-08 | 1.7322e-08 | 1.5702e-08 | 1.4954e-08 | 11536.0538 | 319.4911 | 11216.5626 | 0 | 0 | 0 | 0 | 0 | 2.0069e-06 | 0.00018924 | 0 | 0.00018924 | 0.00019983 | 0 | 0.00019983 | 0.00018114 | 0 | 0.00018114 | 0.00017251 | 0 | 0.00017251
[79 empty] | WLDFR | HFTD - Distribution - Tier 2 - 4QU CoRE ¦ 2QU LoRE | Red Flag Warning - Destructive Fires | 2049 | 1.6405e-08 | 1.7322e-08 | 1.5702e-08 | 1.4954e-08 | 11536.0538 | 319.4911 | 11216.5626 | 0 | 0 | 0 | 0 | 0 | 2.0069e-06 | 0.00018924 | 0 | 0.00018924 | 0.00019983 | 0 | 0.00019983 | 0.00018114 | 0 | 0.00018114 | 0.00017251 | 0 | 0.00017251
[79 empty] | WLDFR | HFTD - Distribution - Tier 2 - 4QU CoRE ¦ 2QU LoRE | Red Flag Warning - Destructive Fires | 2050 | 0 | 1.7322e-08 | 1.5702e-08 | 1.4954e-08 | 11536.0538 | 319.4911 | 11216.5626 | 0 | 0 | 0 | 0 | 0 | 2.0069e-06 | 0 | 0 | 0 | 0.00019983 | 0 | 0.00019983 | 0.00018114 | 0 | 0.00018114 | 0.00017251 | 0 | 0.00017251
[79 empty] | WLDFR | HFTD - Distribution - Tier 2 - 4QU CoRE ¦ 2QU LoRE | Red Flag Warning - Destructive Fires | 2051 | 0 | 0 | 1.5702e-08 | 1.4954e-08 | 11536.0538 | 319.4911 | 11216.5626 | 0 | 0 | 0 | 0 | 0 | 2.0069e-06 | 0 | 0 | 0 | 0 | 0 | 0 | 0.00018114 | 0 | 0.00018114 | 0.00017251 | 0 | 0.00017251
[79 empty] | WLDFR | HFTD - Distribution - Tier 2 - 4QU CoRE ¦ 2QU LoRE | Red Flag Warning - Destructive Fires | 2052 | 0 | 0 | 0 | 1.4954e-08 | 11536.0538 | 319.4911 | 11216.5626 | 0 | 0 | 0 | 0 | 0 | 2.0069e-06 | 0 | 0 | 0 | 0 | 0 | 0 | 0 | 0 | 0 | 0.00017251 | 0 | 0.00017251
[79 empty] | WLDFR | HFTD - Distribution - Tier 2 - 4QU CoRE ¦ 2QU LoRE | Red Flag Warning - Large Fires | 2020 | 3.0982e-07 | 0 | 0 | 0 | 5.2406 | 0.69642 | 2.942 | 1.6022 | 0 | 0 | 0 | 0 | 2.6986e-05 | 1.6236e-06 | 0 | 1.6236e-06 | 0 | 0 | 0 | 0 | 0 | 0 | 0 | 0 | 0
[79 empty] | WLDFR | HFTD - Distribution - Tier 2 - 4QU CoRE ¦ 2QU LoRE | Red Flag Warning - Large Fires | 2021 | 2.1064e-07 | 3.2715e-07 | 0 | 0 | 5.2406 | 0.69642 | 2.942 | 1.6022 | 0 | 0 | 0 | 0 | 2.6986e-05 | 1.1039e-06 | 0 | 1.1039e-06 | 1.7144e-06 | 0 | 1.7144e-06 | 0 | 0 | 0 | 0 | 0 | 0
[79 empty] | WLDFR | HFTD - Distribution - Tier 2 - 4QU CoRE ¦ 2QU LoRE | Red Flag Warning - Large Fires | 2022 | 2.1409e-07 | 2.2606e-07 | 3.027e-07 | 0 | 5.2406 | 0.69642 | 2.942 | 1.6022 | 0 | 0 | 0 | 0 | 2.6383e-05 | 1.1219e-06 | 0 | 1.1219e-06 | 1.1847e-06 | 0 | 1.1847e-06 | 1.5863e-06 | 0 | 1.5863e-06 | 0 | 0 | 0
[79 empty] | WLDFR | HFTD - Distribution - Tier 2 - 4QU CoRE ¦ 2QU LoRE | Red Flag Warning - Large Fires | 2023 | 2.1409e-07 | 2.2606e-07 | 2.0492e-07 | 2.8829e-07 | 5.475 | 0.71896 | 3.0715 | 1.6846 | 0 | 0 | 0 | 0 | 2.6383e-05 | 1.1721e-06 | 0 | 1.1721e-06 | 1.2377e-06 | 0 | 1.2377e-06 | 1.1219e-06 | 0 | 1.1219e-06 | 1.5784e-06 | 0 | 1.5784e-06
[79 empty] | WLDFR | HFTD - Distribution - Tier 2 - 4QU CoRE ¦ 2QU LoRE | Red Flag Warning - Large Fires | 2024 | 2.1409e-07 | 2.2606e-07 | 2.0492e-07 | 1.9516e-07 | 5.475 | 0.71896 | 3.0715 | 1.6846 | 0 | 0 | 0 | 0 | 2.6383e-05 | 1.1721e-06 | 0 | 1.1721e-06 | 1.2377e-06 | 0 | 1.2377e-06 | 1.1219e-06 | 0 | 1.1219e-06 | 1.0685e-06 | 0 | 1.0685e-06
[79 empty] | WLDFR | HFTD - Distribution - Tier 2 - 4QU CoRE ¦ 2QU LoRE | Red Flag Warning - Large Fires | 2025 | 2.1409e-07 | 2.2606e-07 | 2.0492e-07 | 1.9516e-07 | 5.475 | 0.71896 | 3.0715 | 1.6846 | 0 | 0 | 0 | 0 | 2.6383e-05 | 1.1721e-06 | 0 | 1.1721e-06 | 1.2377e-06 | 0 | 1.2377e-06 | 1.1219e-06 | 0 | 1.1219e-06 | 1.0685e-06 | 0 | 1.0685e-06
[79 empty] | WLDFR | HFTD - Distribution - Tier 2 - 4QU CoRE ¦ 2QU LoRE | Red Flag Warning - Large Fires | 2026 | 2.1409e-07 | 2.2606e-07 | 2.0492e-07 | 1.9516e-07 | 5.475 | 0.71896 | 3.0715 | 1.6846 | 0 | 0 | 0 | 0 | 2.6383e-05 | 1.1721e-06 | 0 | 1.1721e-06 | 1.2377e-06 | 0 | 1.2377e-06 | 1.1219e-06 | 0 | 1.1219e-06 | 1.0685e-06 | 0 | 1.0685e-06
[79 empty] | WLDFR | HFTD - Distribution - Tier 2 - 4QU CoRE ¦ 2QU LoRE | Red Flag Warning - Large Fires | 2027 | 2.1409e-07 | 2.2606e-07 | 2.0492e-07 | 1.9516e-07 | 5.475 | 0.71896 | 3.0715 | 1.6846 | 0 | 0 | 0 | 0 | 2.6383e-05 | 1.1721e-06 | 0 | 1.1721e-06 | 1.2377e-06 | 0 | 1.2377e-06 | 1.1219e-06 | 0 | 1.1219e-06 | 1.0685e-06 | 0 | 1.0685e-06
[79 empty] | WLDFR | HFTD - Distribution - Tier 2 - 4QU CoRE ¦ 2QU LoRE | Red Flag Warning - Large Fires | 2028 | 2.1409e-07 | 2.2606e-07 | 2.0492e-07 | 1.9516e-07 | 5.777 | 0.74734 | 3.238 | 1.7917 | 0 | 0 | 0 | 0 | 2.6383e-05 | 1.2368e-06 | 0 | 1.2368e-06 | 1.3059e-06 | 0 | 1.3059e-06 | 1.1838e-06 | 0 | 1.1838e-06 | 1.1275e-06 | 0 | 1.1275e-06
[79 empty] | WLDFR | HFTD - Distribution - Tier 2 - 4QU CoRE ¦ 2QU LoRE | Red Flag Warning - Large Fires | 2029 | 2.1409e-07 | 2.2606e-07 | 2.0492e-07 | 1.9516e-07 | 5.777 | 0.74734 | 3.238 | 1.7917 | 0 | 0 | 0 | 0 | 2.6383e-05 | 1.2368e-06 | 0 | 1.2368e-06 | 1.3059e-06 | 0 | 1.3059e-06 | 1.1838e-06 | 0 | 1.1838e-06 | 1.1275e-06 | 0 | 1.1275e-06
[79 empty] | WLDFR | HFTD - Distribution - Tier 2 - 4QU CoRE ¦ 2QU LoRE | Red Flag Warning - Large Fires | 2030 | 2.1409e-07 | 2.2606e-07 | 2.0492e-07 | 1.9516e-07 | 5.777 | 0.74734 | 3.238 | 1.7917 | 0 | 0 | 0 | 0 | 2.6383e-05 | 1.2368e-06 | 0 | 1.2368e-06 | 1.3059e-06 | 0 | 1.3059e-06 | 1.1838e-06 | 0 | 1.1838e-06 | 1.1275e-06 | 0 | 1.1275e-06
[79 empty] | WLDFR | HFTD - Distribution - Tier 2 - 4QU CoRE ¦ 2QU LoRE | Red Flag Warning - Large Fires | 2031 | 2.1409e-07 | 2.2606e-07 | 2.0492e-07 | 1.9516e-07 | 5.777 | 0.74734 | 3.238 | 1.7917 | 0 | 0 | 0 | 0 | 2.6383e-05 | 1.2368e-06 | 0 | 1.2368e-06 | 1.3059e-06 | 0 | 1.3059e-06 | 1.1838e-06 | 0 | 1.1838e-06 | 1.1275e-06 | 0 | 1.1275e-06
[79 empty] | WLDFR | HFTD - Distribution - Tier 2 - 4QU CoRE ¦ 2QU LoRE | Red Flag Warning - Large Fires | 2032 | 2.1409e-07 | 2.2606e-07 | 2.0492e-07 | 1.9516e-07 | 5.777 | 0.74734 | 3.238 | 1.7917 | 0 | 0 | 0 | 0 | 2.6383e-05 | 1.2368e-06 | 0 | 1.2368e-06 | 1.3059e-06 | 0 | 1.3059e-06 | 1.1838e-06 | 0 | 1.1838e-06 | 1.1275e-06 | 0 | 1.1275e-06
[79 empty] | WLDFR | HFTD - Distribution - Tier 2 - 4QU CoRE ¦ 2QU LoRE | Red Flag Warning - Large Fires | 2033 | 2.1409e-07 | 2.2606e-07 | 2.0492e-07 | 1.9516e-07 | 6.1205 | 0.77885 | 3.4265 | 1.9151 | 0 | 0 | 0 | 0 | 2.6383e-05 | 1.3103e-06 | 0 | 1.3103e-06 | 1.3836e-06 | 0 | 1.3836e-06 | 1.2542e-06 | 0 | 1.2542e-06 | 1.1945e-06 | 0 | 1.1945e-06
[79 empty] | WLDFR | HFTD - Distribution - Tier 2 - 4QU CoRE ¦ 2QU LoRE | Red Flag Warning - Large Fires | 2034 | 2.1409e-07 | 2.2606e-07 | 2.0492e-07 | 1.9516e-07 | 6.1205 | 0.77885 | 3.4265 | 1.9151 | 0 | 0 | 0 | 0 | 2.6383e-05 | 1.3103e-06 | 0 | 1.3103e-06 | 1.3836e-06 | 0 | 1.3836e-06 | 1.2542e-06 | 0 | 1.2542e-06 | 1.1945e-06 | 0 | 1.1945e-06
[79 empty] | WLDFR | HFTD - Distribution - Tier 2 - 4QU CoRE ¦ 2QU LoRE | Red Flag Warning - Large Fires | 2035 | 2.1409e-07 | 2.2606e-07 | 2.0492e-07 | 1.9516e-07 | 6.1205 | 0.77885 | 3.4265 | 1.9151 | 0 | 0 | 0 | 0 | 2.6383e-05 | 1.3103e-06 | 0 | 1.3103e-06 | 1.3836e-06 | 0 | 1.3836e-06 | 1.2542e-06 | 0 | 1.2542e-06 | 1.1945e-06 | 0 | 1.1945e-06
[79 empty] | WLDFR | HFTD - Distribution - Tier 2 - 4QU CoRE ¦ 2QU LoRE | Red Flag Warning - Large Fires | 2036 | 2.1409e-07 | 2.2606e-07 | 2.0492e-07 | 1.9516e-07 | 6.1205 | 0.77885 | 3.4265 | 1.9151 | 0 | 0 | 0 | 0 | 2.6383e-05 | 1.3103e-06 | 0 | 1.3103e-06 | 1.3836e-06 | 0 | 1.3836e-06 | 1.2542e-06 | 0 | 1.2542e-06 | 1.1945e-06 | 0 | 1.1945e-06
[79 empty] | WLDFR | HFTD - Distribution - Tier 2 - 4QU CoRE ¦ 2QU LoRE | Red Flag Warning - Large Fires | 2037 | 2.1409e-07 | 2.2606e-07 | 2.0492e-07 | 1.9516e-07 | 6.1205 | 0.77885 | 3.4265 | 1.9151 | 0 | 0 | 0 | 0 | 2.6383e-05 | 1.3103e-06 | 0 | 1.3103e-06 | 1.3836e-06 | 0 | 1.3836e-06 | 1.2542e-06 | 0 | 1.2542e-06 | 1.1945e-06 | 0 | 1.1945e-06
[79 empty] | WLDFR | HFTD - Distribution - Tier 2 - 4QU CoRE ¦ 2QU LoRE | Red Flag Warning - Large Fires | 2038 | 2.1409e-07 | 2.2606e-07 | 2.0492e-07 | 1.9516e-07 | 6.5028 | 0.81304 | 3.6355 | 2.0543 | 0 | 0 | 0 | 0 | 2.6383e-05 | 1.3922e-06 | 0 | 1.3922e-06 | 1.47e-06 | 0 | 1.47e-06 | 1.3326e-06 | 0 | 1.3326e-06 | 1.2691e-06 | 0 | 1.2691e-06
[79 empty] | WLDFR | HFTD - Distribution - Tier 2 - 4QU CoRE ¦ 2QU LoRE | Red Flag Warning - Large Fires | 2039 | 2.1409e-07 | 2.2606e-07 | 2.0492e-07 | 1.9516e-07 | 6.5028 | 0.81304 | 3.6355 | 2.0543 | 0 | 0 | 0 | 0 | 2.6383e-05 | 1.3922e-06 | 0 | 1.3922e-06 | 1.47e-06 | 0 | 1.47e-06 | 1.3326e-06 | 0 | 1.3326e-06 | 1.2691e-06 | 0 | 1.2691e-06
[79 empty] | WLDFR | HFTD - Distribution - Tier 2 - 4QU CoRE ¦ 2QU LoRE | Red Flag Warning - Large Fires | 2040 | 2.1409e-07 | 2.2606e-07 | 2.0492e-07 | 1.9516e-07 | 6.5028 | 0.81304 | 3.6355 | 2.0543 | 0 | 0 | 0 | 0 | 2.6383e-05 | 1.3922e-06 | 0 | 1.3922e-06 | 1.47e-06 | 0 | 1.47e-06 | 1.3326e-06 | 0 | 1.3326e-06 | 1.2691e-06 | 0 | 1.2691e-06
[79 empty] | WLDFR | HFTD - Distribution - Tier 2 - 4QU CoRE ¦ 2QU LoRE | Red Flag Warning - Large Fires | 2041 | 2.1409e-07 | 2.2606e-07 | 2.0492e-07 | 1.9516e-07 | 6.5028 | 0.81304 | 3.6355 | 2.0543 | 0 | 0 | 0 | 0 | 2.6383e-05 | 1.3922e-06 | 0 | 1.3922e-06 | 1.47e-06 | 0 | 1.47e-06 | 1.3326e-06 | 0 | 1.3326e-06 | 1.2691e-06 | 0 | 1.2691e-06
[79 empty] | WLDFR | HFTD - Distribution - Tier 2 - 4QU CoRE ¦ 2QU LoRE | Red Flag Warning - Large Fires | 2042 | 2.1409e-07 | 2.2606e-07 | 2.0492e-07 | 1.9516e-07 | 6.5028 | 0.81304 | 3.6355 | 2.0543 | 0 | 0 | 0 | 0 | 2.6383e-05 | 1.3922e-06 | 0 | 1.3922e-06 | 1.47e-06 | 0 | 1.47e-06 | 1.3326e-06 | 0 | 1.3326e-06 | 1.2691e-06 | 0 | 1.2691e-06
[79 empty] | WLDFR | HFTD - Distribution - Tier 2 - 4QU CoRE ¦ 2QU LoRE | Red Flag Warning - Large Fires | 2043 | 2.1409e-07 | 2.2606e-07 | 2.0492e-07 | 1.9516e-07 | 6.9209 | 0.84944 | 3.8632 | 2.2083 | 0 | 0 | 0 | 0 | 2.6383e-05 | 1.4817e-06 | 0 | 1.4817e-06 | 1.5645e-06 | 0 | 1.5645e-06 | 1.4182e-06 | 0 | 1.4182e-06 | 1.3507e-06 | 0 | 1.3507e-06
[79 empty] | WLDFR | HFTD - Distribution - Tier 2 - 4QU CoRE ¦ 2QU LoRE | Red Flag Warning - Large Fires | 2044 | 2.1409e-07 | 2.2606e-07 | 2.0492e-07 | 1.9516e-07 | 6.9209 | 0.84944 | 3.8632 | 2.2083 | 0 | 0 | 0 | 0 | 2.6383e-05 | 1.4817e-06 | 0 | 1.4817e-06 | 1.5645e-06 | 0 | 1.5645e-06 | 1.4182e-06 | 0 | 1.4182e-06 | 1.3507e-06 | 0 | 1.3507e-06
[79 empty] | WLDFR | HFTD - Distribution - Tier 2 - 4QU CoRE ¦ 2QU LoRE | Red Flag Warning - Large Fires | 2045 | 2.1409e-07 | 2.2606e-07 | 2.0492e-07 | 1.9516e-07 | 6.9209 | 0.84944 | 3.8632 | 2.2083 | 0 | 0 | 0 | 0 | 2.6383e-05 | 1.4817e-06 | 0 | 1.4817e-06 | 1.5645e-06 | 0 | 1.5645e-06 | 1.4182e-06 | 0 | 1.4182e-06 | 1.3507e-06 | 0 | 1.3507e-06
[79 empty] | WLDFR | HFTD - Distribution - Tier 2 - 4QU CoRE ¦ 2QU LoRE | Red Flag Warning - Large Fires | 2046 | 2.1409e-07 | 2.2606e-07 | 2.0492e-07 | 1.9516e-07 | 6.9209 | 0.84944 | 3.8632 | 2.2083 | 0 | 0 | 0 | 0 | 2.6383e-05 | 1.4817e-06 | 0 | 1.4817e-06 | 1.5645e-06 | 0 | 1.5645e-06 | 1.4182e-06 | 0 | 1.4182e-06 | 1.3507e-06 | 0 | 1.3507e-06
[79 empty] | WLDFR | HFTD - Distribution - Tier 2 - 4QU CoRE ¦ 2QU LoRE | Red Flag Warning - Large Fires | 2047 | 2.1409e-07 | 2.2606e-07 | 2.0492e-07 | 1.9516e-07 | 6.9209 | 0.84944 | 3.8632 | 2.2083 | 0 | 0 | 0 | 0 | 2.6383e-05 | 1.4817e-06 | 0 | 1.4817e-06 | 1.5645e-06 | 0 | 1.5645e-06 | 1.4182e-06 | 0 | 1.4182e-06 | 1.3507e-06 | 0 | 1.3507e-06
[79 empty] | WLDFR | HFTD - Distribution - Tier 2 - 4QU CoRE ¦ 2QU LoRE | Red Flag Warning - Large Fires | 2048 | 2.1409e-07 | 2.2606e-07 | 2.0492e-07 | 1.9516e-07 | 7.3713 | 0.88759 | 4.1075 | 2.3763 | 0 | 0 | 0 | 0 | 2.6383e-05 | 1.5781e-06 | 0 | 1.5781e-06 | 1.6663e-06 | 0 | 1.6663e-06 | 1.5105e-06 | 0 | 1.5105e-06 | 1.4386e-06 | 0 | 1.4386e-06
[79 empty] | WLDFR | HFTD - Distribution - Tier 2 - 4QU CoRE ¦ 2QU LoRE | Red Flag Warning - Large Fires | 2049 | 2.1409e-07 | 2.2606e-07 | 2.0492e-07 | 1.9516e-07 | 7.3713 | 0.88759 | 4.1075 | 2.3763 | 0 | 0 | 0 | 0 | 2.6383e-05 | 1.5781e-06 | 0 | 1.5781e-06 | 1.6663e-06 | 0 | 1.6663e-06 | 1.5105e-06 | 0 | 1.5105e-06 | 1.4386e-06 | 0 | 1.4386e-06
[79 empty] | WLDFR | HFTD - Distribution - Tier 2 - 4QU CoRE ¦ 2QU LoRE | Red Flag Warning - Large Fires | 2050 | 0 | 2.2606e-07 | 2.0492e-07 | 1.9516e-07 | 7.3713 | 0.88759 | 4.1075 | 2.3763 | 0 | 0 | 0 | 0 | 2.6383e-05 | 0 | 0 | 0 | 1.6663e-06 | 0 | 1.6663e-06 | 1.5105e-06 | 0 | 1.5105e-06 | 1.4386e-06 | 0 | 1.4386e-06
[79 empty] | WLDFR | HFTD - Distribution - Tier 2 - 4QU CoRE ¦ 2QU LoRE | Red Flag Warning - Large Fires | 2051 | 0 | 0 | 2.0492e-07 | 1.9516e-07 | 7.3713 | 0.88759 | 4.1075 | 2.3763 | 0 | 0 | 0 | 0 | 2.6383e-05 | 0 | 0 | 0 | 0 | 0 | 0 | 1.5105e-06 | 0 | 1.5105e-06 | 1.4386e-06 | 0 | 1.4386e-06
[79 empty] | WLDFR | HFTD - Distribution - Tier 2 - 4QU CoRE ¦ 2QU LoRE | Red Flag Warning - Large Fires | 2052 | 0 | 0 | 0 | 1.9516e-07 | 7.3713 | 0.88759 | 4.1075 | 2.3763 | 0 | 0 | 0 | 0 | 2.6383e-05 | 0 | 0 | 0 | 0 | 0 | 0 | 0 | 0 | 0 | 1.4386e-06 | 0 | 1.4386e-06
[79 empty] | WLDFR | HFTD - Distribution - Tier 2 - 4QU CoRE ¦ 2QU LoRE | Red Flag Warning - Small Fires | 2020 | 1.0622e-05 | 0 | 0 | 0 | 0.077901 | 0.036425 | 0.0015809 | 0.039895 | 0 | 0 | 0 | 0 | 0.00074507 | 8.2743e-07 | 0 | 8.2743e-07 | 0 | 0 | 0 | 0 | 0 | 0 | 0 | 0 | 0
[79 empty] | WLDFR | HFTD - Distribution - Tier 2 - 4QU CoRE ¦ 2QU LoRE | Red Flag Warning - Small Fires | 2021 | 7.2127e-06 | 1.1215e-05 | 0 | 0 | 0.077901 | 0.036425 | 0.0015809 | 0.039895 | 0 | 0 | 0 | 0 | 0.00074507 | 5.6187e-07 | 0 | 5.6187e-07 | 8.7369e-07 | 0 | 8.7369e-07 | 0 | 0 | 0 | 0 | 0 | 0
[79 empty] | WLDFR | HFTD - Distribution - Tier 2 - 4QU CoRE ¦ 2QU LoRE | Red Flag Warning - Small Fires | 2022 | 7.3013e-06 | 7.7096e-06 | 1.0327e-05 | 0 | 0.077901 | 0.036425 | 0.0015809 | 0.039895 | 0 | 0 | 0 | 0 | 0.00072686 | 5.6878e-07 | 0 | 5.6878e-07 | 6.0058e-07 | 0 | 6.0058e-07 | 8.0449e-07 | 0 | 8.0449e-07 | 0 | 0 | 0
[79 empty] | WLDFR | HFTD - Distribution - Tier 2 - 4QU CoRE ¦ 2QU LoRE | Red Flag Warning - Small Fires | 2023 | 7.3013e-06 | 7.7096e-06 | 6.9887e-06 | 9.8354e-06 | 0.080408 | 0.03759 | 0.0016314 | 0.041187 | 0 | 0 | 0 | 0 | 0.00072686 | 5.8709e-07 | 0 | 5.8709e-07 | 6.1991e-07 | 0 | 6.1991e-07 | 5.6195e-07 | 0 | 5.6195e-07 | 7.9084e-07 | 0 | 7.9084e-07
[79 empty] | WLDFR | HFTD - Distribution - Tier 2 - 4QU CoRE ¦ 2QU LoRE | Red Flag Warning - Small Fires | 2024 | 7.3013e-06 | 7.7096e-06 | 6.9887e-06 | 6.6559e-06 | 0.080408 | 0.03759 | 0.0016314 | 0.041187 | 0 | 0 | 0 | 0 | 0.00072686 | 5.8709e-07 | 0 | 5.8709e-07 | 6.1991e-07 | 0 | 6.1991e-07 | 5.6195e-07 | 0 | 5.6195e-07 | 5.3519e-07 | 0 | 5.3519e-07
[79 empty] | WLDFR | HFTD - Distribution - Tier 2 - 4QU CoRE ¦ 2QU LoRE | Red Flag Warning - Small Fires | 2025 | 7.3013e-06 | 7.7096e-06 | 6.9887e-06 | 6.6559e-06 | 0.080408 | 0.03759 | 0.0016314 | 0.041187 | 0 | 0 | 0 | 0 | 0.00072686 | 5.8709e-07 | 0 | 5.8709e-07 | 6.1991e-07 | 0 | 6.1991e-07 | 5.6195e-07 | 0 | 5.6195e-07 | 5.3519e-07 | 0 | 5.3519e-07
[79 empty] | WLDFR | HFTD - Distribution - Tier 2 - 4QU CoRE ¦ 2QU LoRE | Red Flag Warning - Small Fires | 2026 | 7.3013e-06 | 7.7096e-06 | 6.9887e-06 | 6.6559e-06 | 0.080408 | 0.03759 | 0.0016314 | 0.041187 | 0 | 0 | 0 | 0 | 0.00072686 | 5.8709e-07 | 0 | 5.8709e-07 | 6.1991e-07 | 0 | 6.1991e-07 | 5.6195e-07 | 0 | 5.6195e-07 | 5.3519e-07 | 0 | 5.3519e-07
[79 empty] | WLDFR | HFTD - Distribution - Tier 2 - 4QU CoRE ¦ 2QU LoRE | Red Flag Warning - Small Fires | 2027 | 7.3013e-06 | 7.7096e-06 | 6.9887e-06 | 6.6559e-06 | 0.080408 | 0.03759 | 0.0016314 | 0.041187 | 0 | 0 | 0 | 0 | 0.00072686 | 5.8709e-07 | 0 | 5.8709e-07 | 6.1991e-07 | 0 | 6.1991e-07 | 5.6195e-07 | 0 | 5.6195e-07 | 5.3519e-07 | 0 | 5.3519e-07
[79 empty] | WLDFR | HFTD - Distribution - Tier 2 - 4QU CoRE ¦ 2QU LoRE | Red Flag Warning - Small Fires | 2028 | 7.3013e-06 | 7.7096e-06 | 6.9887e-06 | 6.6559e-06 | 0.083606 | 0.039055 | 0.001695 | 0.042856 | 0 | 0 | 0 | 0 | 0.00072686 | 6.1044e-07 | 0 | 6.1044e-07 | 6.4457e-07 | 0 | 6.4457e-07 | 5.843e-07 | 0 | 5.843e-07 | 5.5647e-07 | 0 | 5.5647e-07
[79 empty] | WLDFR | HFTD - Distribution - Tier 2 - 4QU CoRE ¦ 2QU LoRE | Red Flag Warning - Small Fires | 2029 | 7.3013e-06 | 7.7096e-06 | 6.9887e-06 | 6.6559e-06 | 0.083606 | 0.039055 | 0.001695 | 0.042856 | 0 | 0 | 0 | 0 | 0.00072686 | 6.1044e-07 | 0 | 6.1044e-07 | 6.4457e-07 | 0 | 6.4457e-07 | 5.843e-07 | 0 | 5.843e-07 | 5.5647e-07 | 0 | 5.5647e-07
[79 empty] | WLDFR | HFTD - Distribution - Tier 2 - 4QU CoRE ¦ 2QU LoRE | Red Flag Warning - Small Fires | 2030 | 7.3013e-06 | 7.7096e-06 | 6.9887e-06 | 6.6559e-06 | 0.083606 | 0.039055 | 0.001695 | 0.042856 | 0 | 0 | 0 | 0 | 0.00072686 | 6.1044e-07 | 0 | 6.1044e-07 | 6.4457e-07 | 0 | 6.4457e-07 | 5.843e-07 | 0 | 5.843e-07 | 5.5647e-07 | 0 | 5.5647e-07
[79 empty] | WLDFR | HFTD - Distribution - Tier 2 - 4QU CoRE ¦ 2QU LoRE | Red Flag Warning - Small Fires | 2031 | 7.3013e-06 | 7.7096e-06 | 6.9887e-06 | 6.6559e-06 | 0.083606 | 0.039055 | 0.001695 | 0.042856 | 0 | 0 | 0 | 0 | 0.00072686 | 6.1044e-07 | 0 | 6.1044e-07 | 6.4457e-07 | 0 | 6.4457e-07 | 5.843e-07 | 0 | 5.843e-07 | 5.5647e-07 | 0 | 5.5647e-07
[79 empty] | WLDFR | HFTD - Distribution - Tier 2 - 4QU CoRE ¦ 2QU LoRE | Red Flag Warning - Small Fires | 2032 | 7.3013e-06 | 7.7096e-06 | 6.9887e-06 | 6.6559e-06 | 0.083606 | 0.039055 | 0.001695 | 0.042856 | 0 | 0 | 0 | 0 | 0.00072686 | 6.1044e-07 | 0 | 6.1044e-07 | 6.4457e-07 | 0 | 6.4457e-07 | 5.843e-07 | 0 | 5.843e-07 | 5.5647e-07 | 0 | 5.5647e-07
[79 empty] | WLDFR | HFTD - Distribution - Tier 2 - 4QU CoRE ¦ 2QU LoRE | Red Flag Warning - Small Fires | 2033 | 7.3013e-06 | 7.7096e-06 | 6.9887e-06 | 6.6559e-06 | 0.087211 | 0.040679 | 0.0017655 | 0.044766 | 0 | 0 | 0 | 0 | 0.00072686 | 6.3676e-07 | 0 | 6.3676e-07 | 6.7236e-07 | 0 | 6.7236e-07 | 6.0949e-07 | 0 | 6.0949e-07 | 5.8047e-07 | 0 | 5.8047e-07
[79 empty] | WLDFR | HFTD - Distribution - Tier 2 - 4QU CoRE ¦ 2QU LoRE | Red Flag Warning - Small Fires | 2034 | 7.3013e-06 | 7.7096e-06 | 6.9887e-06 | 6.6559e-06 | 0.087211 | 0.040679 | 0.0017655 | 0.044766 | 0 | 0 | 0 | 0 | 0.00072686 | 6.3676e-07 | 0 | 6.3676e-07 | 6.7236e-07 | 0 | 6.7236e-07 | 6.0949e-07 | 0 | 6.0949e-07 | 5.8047e-07 | 0 | 5.8047e-07
[79 empty] | WLDFR | HFTD - Distribution - Tier 2 - 4QU CoRE ¦ 2QU LoRE | Red Flag Warning - Small Fires | 2035 | 7.3013e-06 | 7.7096e-06 | 6.9887e-06 | 6.6559e-06 | 0.087211 | 0.040679 | 0.0017655 | 0.044766 | 0 | 0 | 0 | 0 | 0.00072686 | 6.3676e-07 | 0 | 6.3676e-07 | 6.7236e-07 | 0 | 6.7236e-07 | 6.0949e-07 | 0 | 6.0949e-07 | 5.8047e-07 | 0 | 5.8047e-07
[79 empty] | WLDFR | HFTD - Distribution - Tier 2 - 4QU CoRE ¦ 2QU LoRE | Red Flag Warning - Small Fires | 2036 | 7.3013e-06 | 7.7096e-06 | 6.9887e-06 | 6.6559e-06 | 0.087211 | 0.040679 | 0.0017655 | 0.044766 | 0 | 0 | 0 | 0 | 0.00072686 | 6.3676e-07 | 0 | 6.3676e-07 | 6.7236e-07 | 0 | 6.7236e-07 | 6.0949e-07 | 0 | 6.0949e-07 | 5.8047e-07 | 0 | 5.8047e-07
[79 empty] | WLDFR | HFTD - Distribution - Tier 2 - 4QU CoRE ¦ 2QU LoRE | Red Flag Warning - Small Fires | 2037 | 7.3013e-06 | 7.7096e-06 | 6.9887e-06 | 6.6559e-06 | 0.087211 | 0.040679 | 0.0017655 | 0.044766 | 0 | 0 | 0 | 0 | 0.00072686 | 6.3676e-07 | 0 | 6.3676e-07 | 6.7236e-07 | 0 | 6.7236e-07 | 6.0949e-07 | 0 | 6.0949e-07 | 5.8047e-07 | 0 | 5.8047e-07
[79 empty] | WLDFR | HFTD - Distribution - Tier 2 - 4QU CoRE ¦ 2QU LoRE | Red Flag Warning - Small Fires | 2038 | 7.3013e-06 | 7.7096e-06 | 6.9887e-06 | 6.6559e-06 | 0.091184 | 0.042438 | 0.0018418 | 0.046905 | 0 | 0 | 0 | 0 | 0.00072686 | 6.6577e-07 | 0 | 6.6577e-07 | 7.0299e-07 | 0 | 7.0299e-07 | 6.3726e-07 | 0 | 6.3726e-07 | 6.0691e-07 | 0 | 6.0691e-07
[79 empty] | WLDFR | HFTD - Distribution - Tier 2 - 4QU CoRE ¦ 2QU LoRE | Red Flag Warning - Small Fires | 2039 | 7.3013e-06 | 7.7096e-06 | 6.9887e-06 | 6.6559e-06 | 0.091184 | 0.042438 | 0.0018418 | 0.046905 | 0 | 0 | 0 | 0 | 0.00072686 | 6.6577e-07 | 0 | 6.6577e-07 | 7.0299e-07 | 0 | 7.0299e-07 | 6.3726e-07 | 0 | 6.3726e-07 | 6.0691e-07 | 0 | 6.0691e-07
[79 empty] | WLDFR | HFTD - Distribution - Tier 2 - 4QU CoRE ¦ 2QU LoRE | Red Flag Warning - Small Fires | 2040 | 7.3013e-06 | 7.7096e-06 | 6.9887e-06 | 6.6559e-06 | 0.091184 | 0.042438 | 0.0018418 | 0.046905 | 0 | 0 | 0 | 0 | 0.00072686 | 6.6577e-07 | 0 | 6.6577e-07 | 7.0299e-07 | 0 | 7.0299e-07 | 6.3726e-07 | 0 | 6.3726e-07 | 6.0691e-07 | 0 | 6.0691e-07
[79 empty] | WLDFR | HFTD - Distribution - Tier 2 - 4QU CoRE ¦ 2QU LoRE | Red Flag Warning - Small Fires | 2041 | 7.3013e-06 | 7.7096e-06 | 6.9887e-06 | 6.6559e-06 | 0.091184 | 0.042438 | 0.0018418 | 0.046905 | 0 | 0 | 0 | 0 | 0.00072686 | 6.6577e-07 | 0 | 6.6577e-07 | 7.0299e-07 | 0 | 7.0299e-07 | 6.3726e-07 | 0 | 6.3726e-07 | 6.0691e-07 | 0 | 6.0691e-07
[79 empty] | WLDFR | HFTD - Distribution - Tier 2 - 4QU CoRE ¦ 2QU LoRE | Red Flag Warning - Small Fires | 2042 | 7.3013e-06 | 7.7096e-06 | 6.9887e-06 | 6.6559e-06 | 0.091184 | 0.042438 | 0.0018418 | 0.046905 | 0 | 0 | 0 | 0 | 0.00072686 | 6.6577e-07 | 0 | 6.6577e-07 | 7.0299e-07 | 0 | 7.0299e-07 | 6.3726e-07 | 0 | 6.3726e-07 | 6.0691e-07 | 0 | 6.0691e-07
[79 empty] | WLDFR | HFTD - Distribution - Tier 2 - 4QU CoRE ¦ 2QU LoRE | Red Flag Warning - Small Fires | 2043 | 7.3013e-06 | 7.7096e-06 | 6.9887e-06 | 6.6559e-06 | 0.095486 | 0.044306 | 0.0019228 | 0.049257 | 0 | 0 | 0 | 0 | 0.00072686 | 6.9717e-07 | 0 | 6.9717e-07 | 7.3615e-07 | 0 | 7.3615e-07 | 6.6732e-07 | 0 | 6.6732e-07 | 6.3554e-07 | 0 | 6.3554e-07
[79 empty] | WLDFR | HFTD - Distribution - Tier 2 - 4QU CoRE ¦ 2QU LoRE | Red Flag Warning - Small Fires | 2044 | 7.3013e-06 | 7.7096e-06 | 6.9887e-06 | 6.6559e-06 | 0.095486 | 0.044306 | 0.0019228 | 0.049257 | 0 | 0 | 0 | 0 | 0.00072686 | 6.9717e-07 | 0 | 6.9717e-07 | 7.3615e-07 | 0 | 7.3615e-07 | 6.6732e-07 | 0 | 6.6732e-07 | 6.3554e-07 | 0 | 6.3554e-07
[79 empty] | WLDFR | HFTD - Distribution - Tier 2 - 4QU CoRE ¦ 2QU LoRE | Red Flag Warning - Small Fires | 2045 | 7.3013e-06 | 7.7096e-06 | 6.9887e-06 | 6.6559e-06 | 0.095486 | 0.044306 | 0.0019228 | 0.049257 | 0 | 0 | 0 | 0 | 0.00072686 | 6.9717e-07 | 0 | 6.9717e-07 | 7.3615e-07 | 0 | 7.3615e-07 | 6.6732e-07 | 0 | 6.6732e-07 | 6.3554e-07 | 0 | 6.3554e-07
[79 empty] | WLDFR | HFTD - Distribution - Tier 2 - 4QU CoRE ¦ 2QU LoRE | Red Flag Warning - Small Fires | 2046 | 7.3013e-06 | 7.7096e-06 | 6.9887e-06 | 6.6559e-06 | 0.095486 | 0.044306 | 0.0019228 | 0.049257 | 0 | 0 | 0 | 0 | 0.00072686 | 6.9717e-07 | 0 | 6.9717e-07 | 7.3615e-07 | 0 | 7.3615e-07 | 6.6732e-07 | 0 | 6.6732e-07 | 6.3554e-07 | 0 | 6.3554e-07
[79 empty] | WLDFR | HFTD - Distribution - Tier 2 - 4QU CoRE ¦ 2QU LoRE | Red Flag Warning - Small Fires | 2047 | 7.3013e-06 | 7.7096e-06 | 6.9887e-06 | 6.6559e-06 | 0.095486 | 0.044306 | 0.0019228 | 0.049257 | 0 | 0 | 0 | 0 | 0.00072686 | 6.9717e-07 | 0 | 6.9717e-07 | 7.3615e-07 | 0 | 7.3615e-07 | 6.6732e-07 | 0 | 6.6732e-07 | 6.3554e-07 | 0 | 6.3554e-07
[79 empty] | WLDFR | HFTD - Distribution - Tier 2 - 4QU CoRE ¦ 2QU LoRE | Red Flag Warning - Small Fires | 2048 | 7.3013e-06 | 7.7096e-06 | 6.9887e-06 | 6.6559e-06 | 0.10007 | 0.04626 | 0.0020076 | 0.051804 | 0 | 0 | 0 | 0 | 0.00072686 | 7.3066e-07 | 0 | 7.3066e-07 | 7.7151e-07 | 0 | 7.7151e-07 | 6.9937e-07 | 0 | 6.9937e-07 | 6.6606e-07 | 0 | 6.6606e-07
[79 empty] | WLDFR | HFTD - Distribution - Tier 2 - 4QU CoRE ¦ 2QU LoRE | Red Flag Warning - Small Fires | 2049 | 7.3013e-06 | 7.7096e-06 | 6.9887e-06 | 6.6559e-06 | 0.10007 | 0.04626 | 0.0020076 | 0.051804 | 0 | 0 | 0 | 0 | 0.00072686 | 7.3066e-07 | 0 | 7.3066e-07 | 7.7151e-07 | 0 | 7.7151e-07 | 6.9937e-07 | 0 | 6.9937e-07 | 6.6606e-07 | 0 | 6.6606e-07
[79 empty] | WLDFR | HFTD - Distribution - Tier 2 - 4QU CoRE ¦ 2QU LoRE | Red Flag Warning - Small Fires | 2050 | 0 | 7.7096e-06 | 6.9887e-06 | 6.6559e-06 | 0.10007 | 0.04626 | 0.0020076 | 0.051804 | 0 | 0 | 0 | 0 | 0.00072686 | 0 | 0 | 0 | 7.7151e-07 | 0 | 7.7151e-07 | 6.9937e-07 | 0 | 6.9937e-07 | 6.6606e-07 | 0 | 6.6606e-07
[79 empty] | WLDFR | HFTD - Distribution - Tier 2 - 4QU CoRE ¦ 2QU LoRE | Red Flag Warning - Small Fires | 2051 | 0 | 0 | 6.9887e-06 | 6.6559e-06 | 0.10007 | 0.04626 | 0.0020076 | 0.051804 | 0 | 0 | 0 | 0 | 0.00072686 | 0 | 0 | 0 | 0 | 0 | 0 | 6.9937e-07 | 0 | 6.9937e-07 | 6.6606e-07 | 0 | 6.6606e-07
[79 empty] | WLDFR | HFTD - Distribution - Tier 2 - 4QU CoRE ¦ 2QU LoRE | Red Flag Warning - Small Fires | 2052 | 0 | 0 | 0 | 6.6559e-06 | 0.10007 | 0.04626 | 0.0020076 | 0.051804 | 0 | 0 | 0 | 0 | 0.00072686 | 0 | 0 | 0 | 0 | 0 | 0 | 0 | 0 | 0 | 6.6606e-07 | 0 | 6.6606e-07
[79 empty] | WLDFR | HFTD - Distribution - Tier 2 - 4QU CoRE ¦ 2QU LoRE | Seismic - Non-Red Flag Warning - Catastrophic Fires | 2020 | 1.1723e-12 | 0 | 0 | 0 | 21083.8428 | 409.2237 | 13469.0878 | 7205.5313 | 0 | 0 | 0 | 0 | 1.9369e-10 | 2.4716e-08 | 0 | 2.4716e-08 | 0 | 0 | 0 | 0 | 0 | 0 | 0 | 0 | 0
[79 empty] | WLDFR | HFTD - Distribution - Tier 2 - 4QU CoRE ¦ 2QU LoRE | Seismic - Non-Red Flag Warning - Catastrophic Fires | 2021 | 0 | 1.2378e-12 | 0 | 0 | 21083.8428 | 409.2237 | 13469.0878 | 7205.5313 | 0 | 0 | 0 | 0 | 1.9369e-10 | 0 | 0 | 0 | 2.6098e-08 | 0 | 2.6098e-08 | 0 | 0 | 0 | 0 | 0 | 0
[79 empty] | WLDFR | HFTD - Distribution - Tier 2 - 4QU CoRE ¦ 2QU LoRE | Seismic - Non-Red Flag Warning - Catastrophic Fires | 2022 | 0 | 0 | 1.2608e-12 | 0 | 21083.8428 | 409.2237 | 13469.0878 | 7205.5313 | 0 | 0 | 0 | 0 | 2.07e-10 | 0 | 0 | 0 | 0 | 0 | 0 | 2.6583e-08 | 0 | 2.6583e-08 | 0 | 0 | 0
[79 empty] | WLDFR | HFTD - Distribution - Tier 2 - 4QU CoRE ¦ 2QU LoRE | Seismic - Non-Red Flag Warning - Catastrophic Fires | 2023 | 0 | 0 | 0 | 1.2008e-12 | 21835.9781 | 428.6023 | 13939.561 | 7467.8148 | 0 | 0 | 0 | 0 | 2.07e-10 | 0 | 0 | 0 | 0 | 0 | 0 | 0 | 0 | 0 | 2.622e-08 | 0 | 2.622e-08
[79 empty] | WLDFR | HFTD - Distribution - Tier 2 - 4QU CoRE ¦ 2QU LoRE | Seismic - Red Flag Warning - Catastrophic Fires | 2020 | 5.0548e-11 | 0 | 0 | 0 | 21083.8428 | 409.2237 | 13469.0878 | 7205.5313 | 0 | 0 | 0 | 0 | 8.3519e-09 | 1.0657e-06 | 0 | 1.0657e-06 | 0 | 0 | 0 | 0 | 0 | 0 | 0 | 0 | 0
[79 empty] | WLDFR | HFTD - Distribution - Tier 2 - 4QU CoRE ¦ 2QU LoRE | Seismic - Red Flag Warning - Catastrophic Fires | 2021 | 0 | 5.3374e-11 | 0 | 0 | 21083.8428 | 409.2237 | 13469.0878 | 7205.5313 | 0 | 0 | 0 | 0 | 8.3519e-09 | 0 | 0 | 0 | 1.1253e-06 | 0 | 1.1253e-06 | 0 | 0 | 0 | 0 | 0 | 0
[79 empty] | WLDFR | HFTD - Distribution - Tier 2 - 4QU CoRE ¦ 2QU LoRE | Seismic - Red Flag Warning - Catastrophic Fires | 2022 | 0 | 0 | 5.4366e-11 | 0 | 21083.8428 | 409.2237 | 13469.0878 | 7205.5313 | 0 | 0 | 0 | 0 | 8.9258e-09 | 0 | 0 | 0 | 0 | 0 | 0 | 1.1462e-06 | 0 | 1.1462e-06 | 0 | 0 | 0
[79 empty] | WLDFR | HFTD - Distribution - Tier 2 - 4QU CoRE ¦ 2QU LoRE | Seismic - Red Flag Warning - Catastrophic Fires | 2023 | 0 | 0 | 0 | 5.1777e-11 | 21835.9781 | 428.6023 | 13939.561 | 7467.8148 | 0 | 0 | 0 | 0 | 8.9258e-09 | 0 | 0 | 0 | 0 | 0 | 0 | 0 | 0 | 0 | 1.1306e-06 | 0 | 1.1306e-06
[79 empty] | WLDFR | HFTD - Distribution - Tier 2 - 4QU CoRE ¦ 3QU LoRE | Non-Red Flag Warning - Catastrophic Fires | 2020 | 1.318e-09 | 0 | 0 | 0 | 14146.1306 | 222.2294 | 8585.7228 | 5338.1784 | 0 | 0 | 0 | 0 | 5.2456e-07 | 1.8644e-05 | 0 | 1.8644e-05 | 0 | 0 | 0 | 0 | 0 | 0 | 0 | 0 | 0
[79 empty] | WLDFR | HFTD - Distribution - Tier 2 - 4QU CoRE ¦ 3QU LoRE | Non-Red Flag Warning - Catastrophic Fires | 2021 | 7.3723e-10 | 1.3916e-09 | 0 | 0 | 14146.1306 | 222.2294 | 8585.7228 | 5338.1784 | 0 | 0 | 0 | 0 | 5.2456e-07 | 1.0429e-05 | 0 | 1.0429e-05 | 1.9686e-05 | 0 | 1.9686e-05 | 0 | 0 | 0 | 0 | 0 | 0
[79 empty] | WLDFR | HFTD - Distribution - Tier 2 - 4QU CoRE ¦ 3QU LoRE | Non-Red Flag Warning - Catastrophic Fires | 2022 | 6.63e-10 | 7.0007e-10 | 1.2431e-09 | 0 | 14146.1306 | 222.2294 | 8585.7228 | 5338.1784 | 0 | 0 | 0 | 0 | 5.2177e-07 | 9.3788e-06 | 0 | 9.3788e-06 | 9.9032e-06 | 0 | 9.9032e-06 | 1.7585e-05 | 0 | 1.7585e-05 | 0 | 0 | 0
[79 empty] | WLDFR | HFTD - Distribution - Tier 2 - 4QU CoRE ¦ 3QU LoRE | Non-Red Flag Warning - Catastrophic Fires | 2023 | 6.63e-10 | 7.0007e-10 | 6.6038e-10 | 1.1839e-09 | 14664.6376 | 233.2301 | 8896.516 | 5534.8915 | 0 | 0 | 0 | 0 | 5.2177e-07 | 9.7226e-06 | 0 | 9.7226e-06 | 1.0266e-05 | 0 | 1.0266e-05 | 9.6842e-06 | 0 | 9.6842e-06 | 1.7362e-05 | 0 | 1.7362e-05
[79 empty] | WLDFR | HFTD - Distribution - Tier 2 - 4QU CoRE ¦ 3QU LoRE | Non-Red Flag Warning - Catastrophic Fires | 2024 | 6.63e-10 | 7.0007e-10 | 6.6038e-10 | 6.2893e-10 | 14664.6376 | 233.2301 | 8896.516 | 5534.8915 | 0 | 0 | 0 | 0 | 5.2177e-07 | 9.7226e-06 | 0 | 9.7226e-06 | 1.0266e-05 | 0 | 1.0266e-05 | 9.6842e-06 | 0 | 9.6842e-06 | 9.2231e-06 | 0 | 9.2231e-06
[79 empty] | WLDFR | HFTD - Distribution - Tier 2 - 4QU CoRE ¦ 3QU LoRE | Non-Red Flag Warning - Catastrophic Fires | 2025 | 6.63e-10 | 7.0007e-10 | 6.6038e-10 | 6.2893e-10 | 14664.6376 | 233.2301 | 8896.516 | 5534.8915 | 0 | 0 | 0 | 0 | 5.2177e-07 | 9.7226e-06 | 0 | 9.7226e-06 | 1.0266e-05 | 0 | 1.0266e-05 | 9.6842e-06 | 0 | 9.6842e-06 | 9.2231e-06 | 0 | 9.2231e-06
[79 empty] | WLDFR | HFTD - Distribution - Tier 2 - 4QU CoRE ¦ 3QU LoRE | Non-Red Flag Warning - Catastrophic Fires | 2026 | 6.63e-10 | 7.0007e-10 | 6.6038e-10 | 6.2893e-10 | 14664.6376 | 233.2301 | 8896.516 | 5534.8915 | 0 | 0 | 0 | 0 | 5.2177e-07 | 9.7226e-06 | 0 | 9.7226e-06 | 1.0266e-05 | 0 | 1.0266e-05 | 9.6842e-06 | 0 | 9.6842e-06 | 9.2231e-06 | 0 | 9.2231e-06
[79 empty] | WLDFR | HFTD - Distribution - Tier 2 - 4QU CoRE ¦ 3QU LoRE | Non-Red Flag Warning - Catastrophic Fires | 2027 | 6.63e-10 | 7.0007e-10 | 6.6038e-10 | 6.2893e-10 | 14664.6376 | 233.2301 | 8896.516 | 5534.8915 | 0 | 0 | 0 | 0 | 5.2177e-07 | 9.7226e-06 | 0 | 9.7226e-06 | 1.0266e-05 | 0 | 1.0266e-05 | 9.6842e-06 | 0 | 9.6842e-06 | 9.2231e-06 | 0 | 9.2231e-06
[79 empty] | WLDFR | HFTD - Distribution - Tier 2 - 4QU CoRE ¦ 3QU LoRE | Non-Red Flag Warning - Catastrophic Fires | 2028 | 6.63e-10 | 7.0007e-10 | 6.6038e-10 | 6.2893e-10 | 15317.9909 | 247.273 | 9287.6491 | 5783.0689 | 0 | 0 | 0 | 0 | 5.2177e-07 | 1.0156e-05 | 0 | 1.0156e-05 | 1.0724e-05 | 0 | 1.0724e-05 | 1.0116e-05 | 0 | 1.0116e-05 | 9.634e-06 | 0 | 9.634e-06
[79 empty] | WLDFR | HFTD - Distribution - Tier 2 - 4QU CoRE ¦ 3QU LoRE | Non-Red Flag Warning - Catastrophic Fires | 2029 | 6.63e-10 | 7.0007e-10 | 6.6038e-10 | 6.2893e-10 | 15317.9909 | 247.273 | 9287.6491 | 5783.0689 | 0 | 0 | 0 | 0 | 5.2177e-07 | 1.0156e-05 | 0 | 1.0156e-05 | 1.0724e-05 | 0 | 1.0724e-05 | 1.0116e-05 | 0 | 1.0116e-05 | 9.634e-06 | 0 | 9.634e-06
[79 empty] | WLDFR | HFTD - Distribution - Tier 2 - 4QU CoRE ¦ 3QU LoRE | Non-Red Flag Warning - Catastrophic Fires | 2030 | 6.63e-10 | 7.0007e-10 | 6.6038e-10 | 6.2893e-10 | 15317.9909 | 247.273 | 9287.6491 | 5783.0689 | 0 | 0 | 0 | 0 | 5.2177e-07 | 1.0156e-05 | 0 | 1.0156e-05 | 1.0724e-05 | 0 | 1.0724e-05 | 1.0116e-05 | 0 | 1.0116e-05 | 9.634e-06 | 0 | 9.634e-06
[79 empty] | WLDFR | HFTD - Distribution - Tier 2 - 4QU CoRE ¦ 3QU LoRE | Non-Red Flag Warning - Catastrophic Fires | 2031 | 6.63e-10 | 7.0007e-10 | 6.6038e-10 | 6.2893e-10 | 15317.9909 | 247.273 | 9287.6491 | 5783.0689 | 0 | 0 | 0 | 0 | 5.2177e-07 | 1.0156e-05 | 0 | 1.0156e-05 | 1.0724e-05 | 0 | 1.0724e-05 | 1.0116e-05 | 0 | 1.0116e-05 | 9.634e-06 | 0 | 9.634e-06
[79 empty] | WLDFR | HFTD - Distribution - Tier 2 - 4QU CoRE ¦ 3QU LoRE | Non-Red Flag Warning - Catastrophic Fires | 2032 | 6.63e-10 | 7.0007e-10 | 6.6038e-10 | 6.2893e-10 | 15317.9909 | 247.273 | 9287.6491 | 5783.0689 | 0 | 0 | 0 | 0 | 5.2177e-07 | 1.0156e-05 | 0 | 1.0156e-05 | 1.0724e-05 | 0 | 1.0724e-05 | 1.0116e-05 | 0 | 1.0116e-05 | 9.634e-06 | 0 | 9.634e-06
[79 empty] | WLDFR | HFTD - Distribution - Tier 2 - 4QU CoRE ¦ 3QU LoRE | Non-Red Flag Warning - Catastrophic Fires | 2033 | 6.63e-10 | 7.0007e-10 | 6.6038e-10 | 6.2893e-10 | 16044.1264 | 263.1074 | 9721.74 | 6059.2791 | 0 | 0 | 0 | 0 | 5.2177e-07 | 1.0637e-05 | 0 | 1.0637e-05 | 1.1232e-05 | 0 | 1.1232e-05 | 1.0595e-05 | 0 | 1.0595e-05 | 1.0091e-05 | 0 | 1.0091e-05
[79 empty] | WLDFR | HFTD - Distribution - Tier 2 - 4QU CoRE ¦ 3QU LoRE | Non-Red Flag Warning - Catastrophic Fires | 2034 | 6.63e-10 | 7.0007e-10 | 6.6038e-10 | 6.2893e-10 | 16044.1264 | 263.1074 | 9721.74 | 6059.2791 | 0 | 0 | 0 | 0 | 5.2177e-07 | 1.0637e-05 | 0 | 1.0637e-05 | 1.1232e-05 | 0 | 1.1232e-05 | 1.0595e-05 | 0 | 1.0595e-05 | 1.0091e-05 | 0 | 1.0091e-05
[79 empty] | WLDFR | HFTD - Distribution - Tier 2 - 4QU CoRE ¦ 3QU LoRE | Non-Red Flag Warning - Catastrophic Fires | 2035 | 6.63e-10 | 7.0007e-10 | 6.6038e-10 | 6.2893e-10 | 16044.1264 | 263.1074 | 9721.74 | 6059.2791 | 0 | 0 | 0 | 0 | 5.2177e-07 | 1.0637e-05 | 0 | 1.0637e-05 | 1.1232e-05 | 0 | 1.1232e-05 | 1.0595e-05 | 0 | 1.0595e-05 | 1.0091e-05 | 0 | 1.0091e-05
[79 empty] | WLDFR | HFTD - Distribution - Tier 2 - 4QU CoRE ¦ 3QU LoRE | Non-Red Flag Warning - Catastrophic Fires | 2036 | 6.63e-10 | 7.0007e-10 | 6.6038e-10 | 6.2893e-10 | 16044.1264 | 263.1074 | 9721.74 | 6059.2791 | 0 | 0 | 0 | 0 | 5.2177e-07 | 1.0637e-05 | 0 | 1.0637e-05 | 1.1232e-05 | 0 | 1.1232e-05 | 1.0595e-05 | 0 | 1.0595e-05 | 1.0091e-05 | 0 | 1.0091e-05
[79 empty] | WLDFR | HFTD - Distribution - Tier 2 - 4QU CoRE ¦ 3QU LoRE | Non-Red Flag Warning - Catastrophic Fires | 2037 | 6.63e-10 | 7.0007e-10 | 6.6038e-10 | 6.2893e-10 | 16044.1264 | 263.1074 | 9721.74 | 6059.2791 | 0 | 0 | 0 | 0 | 5.2177e-07 | 1.0637e-05 | 0 | 1.0637e-05 | 1.1232e-05 | 0 | 1.1232e-05 | 1.0595e-05 | 0 | 1.0595e-05 | 1.0091e-05 | 0 | 1.0091e-05
[79 empty] | WLDFR | HFTD - Distribution - Tier 2 - 4QU CoRE ¦ 3QU LoRE | Non-Red Flag Warning - Catastrophic Fires | 2038 | 6.63e-10 | 7.0007e-10 | 6.6038e-10 | 6.2893e-10 | 16832.3912 | 280.5544 | 10192.2718 | 6359.5651 | 0 | 0 | 0 | 0 | 5.2177e-07 | 1.116e-05 | 0 | 1.116e-05 | 1.1784e-05 | 0 | 1.1784e-05 | 1.1116e-05 | 0 | 1.1116e-05 | 1.0586e-05 | 0 | 1.0586e-05
[79 empty] | WLDFR | HFTD - Distribution - Tier 2 - 4QU CoRE ¦ 3QU LoRE | Non-Red Flag Warning - Catastrophic Fires | 2039 | 6.63e-10 | 7.0007e-10 | 6.6038e-10 | 6.2893e-10 | 16832.3912 | 280.5544 | 10192.2718 | 6359.5651 | 0 | 0 | 0 | 0 | 5.2177e-07 | 1.116e-05 | 0 | 1.116e-05 | 1.1784e-05 | 0 | 1.1784e-05 | 1.1116e-05 | 0 | 1.1116e-05 | 1.0586e-05 | 0 | 1.0586e-05
[79 empty] | WLDFR | HFTD - Distribution - Tier 2 - 4QU CoRE ¦ 3QU LoRE | Non-Red Flag Warning - Catastrophic Fires | 2040 | 6.63e-10 | 7.0007e-10 | 6.6038e-10 | 6.2893e-10 | 16832.3912 | 280.5544 | 10192.2718 | 6359.5651 | 0 | 0 | 0 | 0 | 5.2177e-07 | 1.116e-05 | 0 | 1.116e-05 | 1.1784e-05 | 0 | 1.1784e-05 | 1.1116e-05 | 0 | 1.1116e-05 | 1.0586e-05 | 0 | 1.0586e-05
[79 empty] | WLDFR | HFTD - Distribution - Tier 2 - 4QU CoRE ¦ 3QU LoRE | Non-Red Flag Warning - Catastrophic Fires | 2041 | 6.63e-10 | 7.0007e-10 | 6.6038e-10 | 6.2893e-10 | 16832.3912 | 280.5544 | 10192.2718 | 6359.5651 | 0 | 0 | 0 | 0 | 5.2177e-07 | 1.116e-05 | 0 | 1.116e-05 | 1.1784e-05 | 0 | 1.1784e-05 | 1.1116e-05 | 0 | 1.1116e-05 | 1.0586e-05 | 0 | 1.0586e-05
[79 empty] | WLDFR | HFTD - Distribution - Tier 2 - 4QU CoRE ¦ 3QU LoRE | Non-Red Flag Warning - Catastrophic Fires | 2042 | 6.63e-10 | 7.0007e-10 | 6.6038e-10 | 6.2893e-10 | 16832.3912 | 280.5544 | 10192.2718 | 6359.5651 | 0 | 0 | 0 | 0 | 5.2177e-07 | 1.116e-05 | 0 | 1.116e-05 | 1.1784e-05 | 0 | 1.1784e-05 | 1.1116e-05 | 0 | 1.1116e-05 | 1.0586e-05 | 0 | 1.0586e-05
[79 empty] | WLDFR | HFTD - Distribution - Tier 2 - 4QU CoRE ¦ 3QU LoRE | Non-Red Flag Warning - Catastrophic Fires | 2043 | 6.63e-10 | 7.0007e-10 | 6.6038e-10 | 6.2893e-10 | 17672.0852 | 299.42 | 10692.7362 | 6679.929 | 0 | 0 | 0 | 0 | 5.2177e-07 | 1.1717e-05 | 0 | 1.1717e-05 | 1.2372e-05 | 0 | 1.2372e-05 | 1.167e-05 | 0 | 1.167e-05 | 1.1115e-05 | 0 | 1.1115e-05
[79 empty] | WLDFR | HFTD - Distribution - Tier 2 - 4QU CoRE ¦ 3QU LoRE | Non-Red Flag Warning - Catastrophic Fires | 2044 | 6.63e-10 | 7.0007e-10 | 6.6038e-10 | 6.2893e-10 | 17672.0852 | 299.42 | 10692.7362 | 6679.929 | 0 | 0 | 0 | 0 | 5.2177e-07 | 1.1717e-05 | 0 | 1.1717e-05 | 1.2372e-05 | 0 | 1.2372e-05 | 1.167e-05 | 0 | 1.167e-05 | 1.1115e-05 | 0 | 1.1115e-05
[79 empty] | WLDFR | HFTD - Distribution - Tier 2 - 4QU CoRE ¦ 3QU LoRE | Non-Red Flag Warning - Catastrophic Fires | 2045 | 6.63e-10 | 7.0007e-10 | 6.6038e-10 | 6.2893e-10 | 17672.0852 | 299.42 | 10692.7362 | 6679.929 | 0 | 0 | 0 | 0 | 5.2177e-07 | 1.1717e-05 | 0 | 1.1717e-05 | 1.2372e-05 | 0 | 1.2372e-05 | 1.167e-05 | 0 | 1.167e-05 | 1.1115e-05 | 0 | 1.1115e-05
[79 empty] | WLDFR | HFTD - Distribution - Tier 2 - 4QU CoRE ¦ 3QU LoRE | Non-Red Flag Warning - Catastrophic Fires | 2046 | 6.63e-10 | 7.0007e-10 | 6.6038e-10 | 6.2893e-10 | 17672.0852 | 299.42 | 10692.7362 | 6679.929 | 0 | 0 | 0 | 0 | 5.2177e-07 | 1.1717e-05 | 0 | 1.1717e-05 | 1.2372e-05 | 0 | 1.2372e-05 | 1.167e-05 | 0 | 1.167e-05 | 1.1115e-05 | 0 | 1.1115e-05
[79 empty] | WLDFR | HFTD - Distribution - Tier 2 - 4QU CoRE ¦ 3QU LoRE | Non-Red Flag Warning - Catastrophic Fires | 2047 | 6.63e-10 | 7.0007e-10 | 6.6038e-10 | 6.2893e-10 | 17672.0852 | 299.42 | 10692.7362 | 6679.929 | 0 | 0 | 0 | 0 | 5.2177e-07 | 1.1717e-05 | 0 | 1.1717e-05 | 1.2372e-05 | 0 | 1.2372e-05 | 1.167e-05 | 0 | 1.167e-05 | 1.1115e-05 | 0 | 1.1115e-05
[79 empty] | WLDFR | HFTD - Distribution - Tier 2 - 4QU CoRE ¦ 3QU LoRE | Non-Red Flag Warning - Catastrophic Fires | 2048 | 6.63e-10 | 7.0007e-10 | 6.6038e-10 | 6.2893e-10 | 18552.3348 | 319.4911 | 11216.5626 | 7016.281 | 0 | 0 | 0 | 0 | 5.2177e-07 | 1.23e-05 | 0 | 1.23e-05 | 1.2988e-05 | 0 | 1.2988e-05 | 1.2252e-05 | 0 | 1.2252e-05 | 1.1668e-05 | 0 | 1.1668e-05
[79 empty] | WLDFR | HFTD - Distribution - Tier 2 - 4QU CoRE ¦ 3QU LoRE | Non-Red Flag Warning - Catastrophic Fires | 2049 | 6.63e-10 | 7.0007e-10 | 6.6038e-10 | 6.2893e-10 | 18552.3348 | 319.4911 | 11216.5626 | 7016.281 | 0 | 0 | 0 | 0 | 5.2177e-07 | 1.23e-05 | 0 | 1.23e-05 | 1.2988e-05 | 0 | 1.2988e-05 | 1.2252e-05 | 0 | 1.2252e-05 | 1.1668e-05 | 0 | 1.1668e-05
[79 empty] | WLDFR | HFTD - Distribution - Tier 2 - 4QU CoRE ¦ 3QU LoRE | Non-Red Flag Warning - Catastrophic Fires | 2050 | 0 | 7.0007e-10 | 6.6038e-10 | 6.2893e-10 | 18552.3348 | 319.4911 | 11216.5626 | 7016.281 | 0 | 0 | 0 | 0 | 5.2177e-07 | 0 | 0 | 0 | 1.2988e-05 | 0 | 1.2988e-05 | 1.2252e-05 | 0 | 1.2252e-05 | 1.1668e-05 | 0 | 1.1668e-05
[79 empty] | WLDFR | HFTD - Distribution - Tier 2 - 4QU CoRE ¦ 3QU LoRE | Non-Red Flag Warning - Catastrophic Fires | 2051 | 0 | 0 | 6.6038e-10 | 6.2893e-10 | 18552.3348 | 319.4911 | 11216.5626 | 7016.281 | 0 | 0 | 0 | 0 | 5.2177e-07 | 0 | 0 | 0 | 0 | 0 | 0 | 1.2252e-05 | 0 | 1.2252e-05 | 1.1668e-05 | 0 | 1.1668e-05
[79 empty] | WLDFR | HFTD - Distribution - Tier 2 - 4QU CoRE ¦ 3QU LoRE | Non-Red Flag Warning - Catastrophic Fires | 2052 | 0 | 0 | 0 | 6.2893e-10 | 18552.3348 | 319.4911 | 11216.5626 | 7016.281 | 0 | 0 | 0 | 0 | 5.2177e-07 | 0 | 0 | 0 | 0 | 0 | 0 | 0 | 0 | 0 | 1.1668e-05 | 0 | 1.1668e-05
[79 empty] | WLDFR | HFTD - Distribution - Tier 2 - 4QU CoRE ¦ 3QU LoRE | Non-Red Flag Warning - Destructive Fires | 2020 | 3.5993e-09 | 0 | 0 | 0 | 8807.9522 | 222.2294 | 8585.7228 | 0 | 0 | 0 | 0 | 0 | 5.8718e-07 | 3.1702e-05 | 0 | 3.1702e-05 | 0 | 0 | 0 | 0 | 0 | 0 | 0 | 0 | 0
[79 empty] | WLDFR | HFTD - Distribution - Tier 2 - 4QU CoRE ¦ 3QU LoRE | Non-Red Flag Warning - Destructive Fires | 2021 | 2.0131e-09 | 3.8005e-09 | 0 | 0 | 8807.9522 | 222.2294 | 8585.7228 | 0 | 0 | 0 | 0 | 0 | 5.8718e-07 | 1.7731e-05 | 0 | 1.7731e-05 | 3.3475e-05 | 0 | 3.3475e-05 | 0 | 0 | 0 | 0 | 0 | 0
[79 empty] | WLDFR | HFTD - Distribution - Tier 2 - 4QU CoRE ¦ 3QU LoRE | Non-Red Flag Warning - Destructive Fires | 2022 | 1.8231e-09 | 1.9251e-09 | 3.407e-09 | 0 | 8807.9522 | 222.2294 | 8585.7228 | 0 | 0 | 0 | 0 | 0 | 5.8233e-07 | 1.6058e-05 | 0 | 1.6058e-05 | 1.6956e-05 | 0 | 1.6956e-05 | 3.0009e-05 | 0 | 3.0009e-05 | 0 | 0 | 0
[79 empty] | WLDFR | HFTD - Distribution - Tier 2 - 4QU CoRE ¦ 3QU LoRE | Non-Red Flag Warning - Destructive Fires | 2023 | 1.8231e-09 | 1.9251e-09 | 1.8159e-09 | 3.2448e-09 | 9129.7461 | 233.2301 | 8896.516 | 0 | 0 | 0 | 0 | 0 | 5.8233e-07 | 1.6645e-05 | 0 | 1.6645e-05 | 1.7575e-05 | 0 | 1.7575e-05 | 1.6579e-05 | 0 | 1.6579e-05 | 2.9624e-05 | 0 | 2.9624e-05
[79 empty] | WLDFR | HFTD - Distribution - Tier 2 - 4QU CoRE ¦ 3QU LoRE | Non-Red Flag Warning - Destructive Fires | 2024 | 1.8231e-09 | 1.9251e-09 | 1.8159e-09 | 1.7295e-09 | 9129.7461 | 233.2301 | 8896.516 | 0 | 0 | 0 | 0 | 0 | 5.8233e-07 | 1.6645e-05 | 0 | 1.6645e-05 | 1.7575e-05 | 0 | 1.7575e-05 | 1.6579e-05 | 0 | 1.6579e-05 | 1.5789e-05 | 0 | 1.5789e-05
[79 empty] | WLDFR | HFTD - Distribution - Tier 2 - 4QU CoRE ¦ 3QU LoRE | Non-Red Flag Warning - Destructive Fires | 2025 | 1.8231e-09 | 1.9251e-09 | 1.8159e-09 | 1.7295e-09 | 9129.7461 | 233.2301 | 8896.516 | 0 | 0 | 0 | 0 | 0 | 5.8233e-07 | 1.6645e-05 | 0 | 1.6645e-05 | 1.7575e-05 | 0 | 1.7575e-05 | 1.6579e-05 | 0 | 1.6579e-05 | 1.5789e-05 | 0 | 1.5789e-05
[79 empty] | WLDFR | HFTD - Distribution - Tier 2 - 4QU CoRE ¦ 3QU LoRE | Non-Red Flag Warning - Destructive Fires | 2026 | 1.8231e-09 | 1.9251e-09 | 1.8159e-09 | 1.7295e-09 | 9129.7461 | 233.2301 | 8896.516 | 0 | 0 | 0 | 0 | 0 | 5.8233e-07 | 1.6645e-05 | 0 | 1.6645e-05 | 1.7575e-05 | 0 | 1.7575e-05 | 1.6579e-05 | 0 | 1.6579e-05 | 1.5789e-05 | 0 | 1.5789e-05
[79 empty] | WLDFR | HFTD - Distribution - Tier 2 - 4QU CoRE ¦ 3QU LoRE | Non-Red Flag Warning - Destructive Fires | 2027 | 1.8231e-09 | 1.9251e-09 | 1.8159e-09 | 1.7295e-09 | 9129.7461 | 233.2301 | 8896.516 | 0 | 0 | 0 | 0 | 0 | 5.8233e-07 | 1.6645e-05 | 0 | 1.6645e-05 | 1.7575e-05 | 0 | 1.7575e-05 | 1.6579e-05 | 0 | 1.6579e-05 | 1.5789e-05 | 0 | 1.5789e-05
[79 empty] | WLDFR | HFTD - Distribution - Tier 2 - 4QU CoRE ¦ 3QU LoRE | Non-Red Flag Warning - Destructive Fires | 2028 | 1.8231e-09 | 1.9251e-09 | 1.8159e-09 | 1.7295e-09 | 9534.9221 | 247.273 | 9287.6491 | 0 | 0 | 0 | 0 | 0 | 5.8233e-07 | 1.7383e-05 | 0 | 1.7383e-05 | 1.8355e-05 | 0 | 1.8355e-05 | 1.7315e-05 | 0 | 1.7315e-05 | 1.649e-05 | 0 | 1.649e-05
[79 empty] | WLDFR | HFTD - Distribution - Tier 2 - 4QU CoRE ¦ 3QU LoRE | Non-Red Flag Warning - Destructive Fires | 2029 | 1.8231e-09 | 1.9251e-09 | 1.8159e-09 | 1.7295e-09 | 9534.9221 | 247.273 | 9287.6491 | 0 | 0 | 0 | 0 | 0 | 5.8233e-07 | 1.7383e-05 | 0 | 1.7383e-05 | 1.8355e-05 | 0 | 1.8355e-05 | 1.7315e-05 | 0 | 1.7315e-05 | 1.649e-05 | 0 | 1.649e-05
[79 empty] | WLDFR | HFTD - Distribution - Tier 2 - 4QU CoRE ¦ 3QU LoRE | Non-Red Flag Warning - Destructive Fires | 2030 | 1.8231e-09 | 1.9251e-09 | 1.8159e-09 | 1.7295e-09 | 9534.9221 | 247.273 | 9287.6491 | 0 | 0 | 0 | 0 | 0 | 5.8233e-07 | 1.7383e-05 | 0 | 1.7383e-05 | 1.8355e-05 | 0 | 1.8355e-05 | 1.7315e-05 | 0 | 1.7315e-05 | 1.649e-05 | 0 | 1.649e-05
[79 empty] | WLDFR | HFTD - Distribution - Tier 2 - 4QU CoRE ¦ 3QU LoRE | Non-Red Flag Warning - Destructive Fires | 2031 | 1.8231e-09 | 1.9251e-09 | 1.8159e-09 | 1.7295e-09 | 9534.9221 | 247.273 | 9287.6491 | 0 | 0 | 0 | 0 | 0 | 5.8233e-07 | 1.7383e-05 | 0 | 1.7383e-05 | 1.8355e-05 | 0 | 1.8355e-05 | 1.7315e-05 | 0 | 1.7315e-05 | 1.649e-05 | 0 | 1.649e-05
[79 empty] | WLDFR | HFTD - Distribution - Tier 2 - 4QU CoRE ¦ 3QU LoRE | Non-Red Flag Warning - Destructive Fires | 2032 | 1.8231e-09 | 1.9251e-09 | 1.8159e-09 | 1.7295e-09 | 9534.9221 | 247.273 | 9287.6491 | 0 | 0 | 0 | 0 | 0 | 5.8233e-07 | 1.7383e-05 | 0 | 1.7383e-05 | 1.8355e-05 | 0 | 1.8355e-05 | 1.7315e-05 | 0 | 1.7315e-05 | 1.649e-05 | 0 | 1.649e-05
[79 empty] | WLDFR | HFTD - Distribution - Tier 2 - 4QU CoRE ¦ 3QU LoRE | Non-Red Flag Warning - Destructive Fires | 2033 | 1.8231e-09 | 1.9251e-09 | 1.8159e-09 | 1.7295e-09 | 9984.8474 | 263.1074 | 9721.74 | 0 | 0 | 0 | 0 | 0 | 5.8233e-07 | 1.8204e-05 | 0 | 1.8204e-05 | 1.9221e-05 | 0 | 1.9221e-05 | 1.8132e-05 | 0 | 1.8132e-05 | 1.7268e-05 | 0 | 1.7268e-05
[79 empty] | WLDFR | HFTD - Distribution - Tier 2 - 4QU CoRE ¦ 3QU LoRE | Non-Red Flag Warning - Destructive Fires | 2034 | 1.8231e-09 | 1.9251e-09 | 1.8159e-09 | 1.7295e-09 | 9984.8474 | 263.1074 | 9721.74 | 0 | 0 | 0 | 0 | 0 | 5.8233e-07 | 1.8204e-05 | 0 | 1.8204e-05 | 1.9221e-05 | 0 | 1.9221e-05 | 1.8132e-05 | 0 | 1.8132e-05 | 1.7268e-05 | 0 | 1.7268e-05
[79 empty] | WLDFR | HFTD - Distribution - Tier 2 - 4QU CoRE ¦ 3QU LoRE | Non-Red Flag Warning - Destructive Fires | 2035 | 1.8231e-09 | 1.9251e-09 | 1.8159e-09 | 1.7295e-09 | 9984.8474 | 263.1074 | 9721.74 | 0 | 0 | 0 | 0 | 0 | 5.8233e-07 | 1.8204e-05 | 0 | 1.8204e-05 | 1.9221e-05 | 0 | 1.9221e-05 | 1.8132e-05 | 0 | 1.8132e-05 | 1.7268e-05 | 0 | 1.7268e-05
[79 empty] | WLDFR | HFTD - Distribution - Tier 2 - 4QU CoRE ¦ 3QU LoRE | Non-Red Flag Warning - Destructive Fires | 2036 | 1.8231e-09 | 1.9251e-09 | 1.8159e-09 | 1.7295e-09 | 9984.8474 | 263.1074 | 9721.74 | 0 | 0 | 0 | 0 | 0 | 5.8233e-07 | 1.8204e-05 | 0 | 1.8204e-05 | 1.9221e-05 | 0 | 1.9221e-05 | 1.8132e-05 | 0 | 1.8132e-05 | 1.7268e-05 | 0 | 1.7268e-05
[79 empty] | WLDFR | HFTD - Distribution - Tier 2 - 4QU CoRE ¦ 3QU LoRE | Non-Red Flag Warning - Destructive Fires | 2037 | 1.8231e-09 | 1.9251e-09 | 1.8159e-09 | 1.7295e-09 | 9984.8474 | 263.1074 | 9721.74 | 0 | 0 | 0 | 0 | 0 | 5.8233e-07 | 1.8204e-05 | 0 | 1.8204e-05 | 1.9221e-05 | 0 | 1.9221e-05 | 1.8132e-05 | 0 | 1.8132e-05 | 1.7268e-05 | 0 | 1.7268e-05
[79 empty] | WLDFR | HFTD - Distribution - Tier 2 - 4QU CoRE ¦ 3QU LoRE | Non-Red Flag Warning - Destructive Fires | 2038 | 1.8231e-09 | 1.9251e-09 | 1.8159e-09 | 1.7295e-09 | 10472.8261 | 280.5544 | 10192.2718 | 0 | 0 | 0 | 0 | 0 | 5.8233e-07 | 1.9093e-05 | 0 | 1.9093e-05 | 2.0161e-05 | 0 | 2.0161e-05 | 1.9018e-05 | 0 | 1.9018e-05 | 1.8112e-05 | 0 | 1.8112e-05
[79 empty] | WLDFR | HFTD - Distribution - Tier 2 - 4QU CoRE ¦ 3QU LoRE | Non-Red Flag Warning - Destructive Fires | 2039 | 1.8231e-09 | 1.9251e-09 | 1.8159e-09 | 1.7295e-09 | 10472.8261 | 280.5544 | 10192.2718 | 0 | 0 | 0 | 0 | 0 | 5.8233e-07 | 1.9093e-05 | 0 | 1.9093e-05 | 2.0161e-05 | 0 | 2.0161e-05 | 1.9018e-05 | 0 | 1.9018e-05 | 1.8112e-05 | 0 | 1.8112e-05
[79 empty] | WLDFR | HFTD - Distribution - Tier 2 - 4QU CoRE ¦ 3QU LoRE | Non-Red Flag Warning - Destructive Fires | 2040 | 1.8231e-09 | 1.9251e-09 | 1.8159e-09 | 1.7295e-09 | 10472.8261 | 280.5544 | 10192.2718 | 0 | 0 | 0 | 0 | 0 | 5.8233e-07 | 1.9093e-05 | 0 | 1.9093e-05 | 2.0161e-05 | 0 | 2.0161e-05 | 1.9018e-05 | 0 | 1.9018e-05 | 1.8112e-05 | 0 | 1.8112e-05
[79 empty] | WLDFR | HFTD - Distribution - Tier 2 - 4QU CoRE ¦ 3QU LoRE | Non-Red Flag Warning - Destructive Fires | 2041 | 1.8231e-09 | 1.9251e-09 | 1.8159e-09 | 1.7295e-09 | 10472.8261 | 280.5544 | 10192.2718 | 0 | 0 | 0 | 0 | 0 | 5.8233e-07 | 1.9093e-05 | 0 | 1.9093e-05 | 2.0161e-05 | 0 | 2.0161e-05 | 1.9018e-05 | 0 | 1.9018e-05 | 1.8112e-05 | 0 | 1.8112e-05
[79 empty] | WLDFR | HFTD - Distribution - Tier 2 - 4QU CoRE ¦ 3QU LoRE | Non-Red Flag Warning - Destructive Fires | 2042 | 1.8231e-09 | 1.9251e-09 | 1.8159e-09 | 1.7295e-09 | 10472.8261 | 280.5544 | 10192.2718 | 0 | 0 | 0 | 0 | 0 | 5.8233e-07 | 1.9093e-05 | 0 | 1.9093e-05 | 2.0161e-05 | 0 | 2.0161e-05 | 1.9018e-05 | 0 | 1.9018e-05 | 1.8112e-05 | 0 | 1.8112e-05
[79 empty] | WLDFR | HFTD - Distribution - Tier 2 - 4QU CoRE ¦ 3QU LoRE | Non-Red Flag Warning - Destructive Fires | 2043 | 1.8231e-09 | 1.9251e-09 | 1.8159e-09 | 1.7295e-09 | 10992.1562 | 299.42 | 10692.7362 | 0 | 0 | 0 | 0 | 0 | 5.8233e-07 | 2.004e-05 | 0 | 2.004e-05 | 2.1161e-05 | 0 | 2.1161e-05 | 1.9961e-05 | 0 | 1.9961e-05 | 1.901e-05 | 0 | 1.901e-05
[79 empty] | WLDFR | HFTD - Distribution - Tier 2 - 4QU CoRE ¦ 3QU LoRE | Non-Red Flag Warning - Destructive Fires | 2044 | 1.8231e-09 | 1.9251e-09 | 1.8159e-09 | 1.7295e-09 | 10992.1562 | 299.42 | 10692.7362 | 0 | 0 | 0 | 0 | 0 | 5.8233e-07 | 2.004e-05 | 0 | 2.004e-05 | 2.1161e-05 | 0 | 2.1161e-05 | 1.9961e-05 | 0 | 1.9961e-05 | 1.901e-05 | 0 | 1.901e-05
[79 empty] | WLDFR | HFTD - Distribution - Tier 2 - 4QU CoRE ¦ 3QU LoRE | Non-Red Flag Warning - Destructive Fires | 2045 | 1.8231e-09 | 1.9251e-09 | 1.8159e-09 | 1.7295e-09 | 10992.1562 | 299.42 | 10692.7362 | 0 | 0 | 0 | 0 | 0 | 5.8233e-07 | 2.004e-05 | 0 | 2.004e-05 | 2.1161e-05 | 0 | 2.1161e-05 | 1.9961e-05 | 0 | 1.9961e-05 | 1.901e-05 | 0 | 1.901e-05
[79 empty] | WLDFR | HFTD - Distribution - Tier 2 - 4QU CoRE ¦ 3QU LoRE | Non-Red Flag Warning - Destructive Fires | 2046 | 1.8231e-09 | 1.9251e-09 | 1.8159e-09 | 1.7295e-09 | 10992.1562 | 299.42 | 10692.7362 | 0 | 0 | 0 | 0 | 0 | 5.8233e-07 | 2.004e-05 | 0 | 2.004e-05 | 2.1161e-05 | 0 | 2.1161e-05 | 1.9961e-05 | 0 | 1.9961e-05 | 1.901e-05 | 0 | 1.901e-05
[79 empty] | WLDFR | HFTD - Distribution - Tier 2 - 4QU CoRE ¦ 3QU LoRE | Non-Red Flag Warning - Destructive Fires | 2047 | 1.8231e-09 | 1.9251e-09 | 1.8159e-09 | 1.7295e-09 | 10992.1562 | 299.42 | 10692.7362 | 0 | 0 | 0 | 0 | 0 | 5.8233e-07 | 2.004e-05 | 0 | 2.004e-05 | 2.1161e-05 | 0 | 2.1161e-05 | 1.9961e-05 | 0 | 1.9961e-05 | 1.901e-05 | 0 | 1.901e-05
[79 empty] | WLDFR | HFTD - Distribution - Tier 2 - 4QU CoRE ¦ 3QU LoRE | Non-Red Flag Warning - Destructive Fires | 2048 | 1.8231e-09 | 1.9251e-09 | 1.8159e-09 | 1.7295e-09 | 11536.0538 | 319.4911 | 11216.5626 | 0 | 0 | 0 | 0 | 0 | 5.8233e-07 | 2.1032e-05 | 0 | 2.1032e-05 | 2.2208e-05 | 0 | 2.2208e-05 | 2.0949e-05 | 0 | 2.0949e-05 | 1.9951e-05 | 0 | 1.9951e-05
[79 empty] | WLDFR | HFTD - Distribution - Tier 2 - 4QU CoRE ¦ 3QU LoRE | Non-Red Flag Warning - Destructive Fires | 2049 | 1.8231e-09 | 1.9251e-09 | 1.8159e-09 | 1.7295e-09 | 11536.0538 | 319.4911 | 11216.5626 | 0 | 0 | 0 | 0 | 0 | 5.8233e-07 | 2.1032e-05 | 0 | 2.1032e-05 | 2.2208e-05 | 0 | 2.2208e-05 | 2.0949e-05 | 0 | 2.0949e-05 | 1.9951e-05 | 0 | 1.9951e-05
[79 empty] | WLDFR | HFTD - Distribution - Tier 2 - 4QU CoRE ¦ 3QU LoRE | Non-Red Flag Warning - Destructive Fires | 2050 | 0 | 1.9251e-09 | 1.8159e-09 | 1.7295e-09 | 11536.0538 | 319.4911 | 11216.5626 | 0 | 0 | 0 | 0 | 0 | 5.8233e-07 | 0 | 0 | 0 | 2.2208e-05 | 0 | 2.2208e-05 | 2.0949e-05 | 0 | 2.0949e-05 | 1.9951e-05 | 0 | 1.9951e-05
[79 empty] | WLDFR | HFTD - Distribution - Tier 2 - 4QU CoRE ¦ 3QU LoRE | Non-Red Flag Warning - Destructive Fires | 2051 | 0 | 0 | 1.8159e-09 | 1.7295e-09 | 11536.0538 | 319.4911 | 11216.5626 | 0 | 0 | 0 | 0 | 0 | 5.8233e-07 | 0 | 0 | 0 | 0 | 0 | 0 | 2.0949e-05 | 0 | 2.0949e-05 | 1.9951e-05 | 0 | 1.9951e-05
[79 empty] | WLDFR | HFTD - Distribution - Tier 2 - 4QU CoRE ¦ 3QU LoRE | Non-Red Flag Warning - Destructive Fires | 2052 | 0 | 0 | 0 | 1.7295e-09 | 11536.0538 | 319.4911 | 11216.5626 | 0 | 0 | 0 | 0 | 0 | 5.8233e-07 | 0 | 0 | 0 | 0 | 0 | 0 | 0 | 0 | 0 | 1.9951e-05 | 0 | 1.9951e-05
[79 empty] | WLDFR | HFTD - Distribution - Tier 2 - 4QU CoRE ¦ 3QU LoRE | Non-Red Flag Warning - Large Fires | 2020 | 9.6374e-08 | 0 | 0 | 0 | 5.2406 | 0.69642 | 2.942 | 1.6022 | 0 | 0 | 0 | 0 | 1.3936e-05 | 5.0505e-07 | 0 | 5.0505e-07 | 0 | 0 | 0 | 0 | 0 | 0 | 0 | 0 | 0
[79 empty] | WLDFR | HFTD - Distribution - Tier 2 - 4QU CoRE ¦ 3QU LoRE | Non-Red Flag Warning - Large Fires | 2021 | 5.3871e-08 | 1.0176e-07 | 0 | 0 | 5.2406 | 0.69642 | 2.942 | 1.6022 | 0 | 0 | 0 | 0 | 1.3936e-05 | 2.8231e-07 | 0 | 2.8231e-07 | 5.3329e-07 | 0 | 5.3329e-07 | 0 | 0 | 0 | 0 | 0 | 0
[79 empty] | WLDFR | HFTD - Distribution - Tier 2 - 4QU CoRE ¦ 3QU LoRE | Non-Red Flag Warning - Large Fires | 2022 | 5.0147e-08 | 5.295e-08 | 9.2197e-08 | 0 | 5.2406 | 0.69642 | 2.942 | 1.6022 | 0 | 0 | 0 | 0 | 1.372e-05 | 2.628e-07 | 0 | 2.628e-07 | 2.7749e-07 | 0 | 2.7749e-07 | 4.8316e-07 | 0 | 4.8316e-07 | 0 | 0 | 0
[79 empty] | WLDFR | HFTD - Distribution - Tier 2 - 4QU CoRE ¦ 3QU LoRE | Non-Red Flag Warning - Large Fires | 2023 | 5.0147e-08 | 5.295e-08 | 4.9949e-08 | 8.7806e-08 | 5.475 | 0.71896 | 3.0715 | 1.6846 | 0 | 0 | 0 | 0 | 1.372e-05 | 2.7456e-07 | 0 | 2.7456e-07 | 2.8991e-07 | 0 | 2.8991e-07 | 2.7347e-07 | 0 | 2.7347e-07 | 4.8074e-07 | 0 | 4.8074e-07
[79 empty] | WLDFR | HFTD - Distribution - Tier 2 - 4QU CoRE ¦ 3QU LoRE | Non-Red Flag Warning - Large Fires | 2024 | 5.0147e-08 | 5.295e-08 | 4.9949e-08 | 4.757e-08 | 5.475 | 0.71896 | 3.0715 | 1.6846 | 0 | 0 | 0 | 0 | 1.372e-05 | 2.7456e-07 | 0 | 2.7456e-07 | 2.8991e-07 | 0 | 2.8991e-07 | 2.7347e-07 | 0 | 2.7347e-07 | 2.6045e-07 | 0 | 2.6045e-07
[79 empty] | WLDFR | HFTD - Distribution - Tier 2 - 4QU CoRE ¦ 3QU LoRE | Non-Red Flag Warning - Large Fires | 2025 | 5.0147e-08 | 5.295e-08 | 4.9949e-08 | 4.757e-08 | 5.475 | 0.71896 | 3.0715 | 1.6846 | 0 | 0 | 0 | 0 | 1.372e-05 | 2.7456e-07 | 0 | 2.7456e-07 | 2.8991e-07 | 0 | 2.8991e-07 | 2.7347e-07 | 0 | 2.7347e-07 | 2.6045e-07 | 0 | 2.6045e-07
[79 empty] | WLDFR | HFTD - Distribution - Tier 2 - 4QU CoRE ¦ 3QU LoRE | Non-Red Flag Warning - Large Fires | 2026 | 5.0147e-08 | 5.295e-08 | 4.9949e-08 | 4.757e-08 | 5.475 | 0.71896 | 3.0715 | 1.6846 | 0 | 0 | 0 | 0 | 1.372e-05 | 2.7456e-07 | 0 | 2.7456e-07 | 2.8991e-07 | 0 | 2.8991e-07 | 2.7347e-07 | 0 | 2.7347e-07 | 2.6045e-07 | 0 | 2.6045e-07
[79 empty] | WLDFR | HFTD - Distribution - Tier 2 - 4QU CoRE ¦ 3QU LoRE | Non-Red Flag Warning - Large Fires | 2027 | 5.0147e-08 | 5.295e-08 | 4.9949e-08 | 4.757e-08 | 5.475 | 0.71896 | 3.0715 | 1.6846 | 0 | 0 | 0 | 0 | 1.372e-05 | 2.7456e-07 | 0 | 2.7456e-07 | 2.8991e-07 | 0 | 2.8991e-07 | 2.7347e-07 | 0 | 2.7347e-07 | 2.6045e-07 | 0 | 2.6045e-07
[79 empty] | WLDFR | HFTD - Distribution - Tier 2 - 4QU CoRE ¦ 3QU LoRE | Non-Red Flag Warning - Large Fires | 2028 | 5.0147e-08 | 5.295e-08 | 4.9949e-08 | 4.757e-08 | 5.777 | 0.74734 | 3.238 | 1.7917 | 0 | 0 | 0 | 0 | 1.372e-05 | 2.897e-07 | 0 | 2.897e-07 | 3.059e-07 | 0 | 3.059e-07 | 2.8856e-07 | 0 | 2.8856e-07 | 2.7481e-07 | 0 | 2.7481e-07
[79 empty] | WLDFR | HFTD - Distribution - Tier 2 - 4QU CoRE ¦ 3QU LoRE | Non-Red Flag Warning - Large Fires | 2029 | 5.0147e-08 | 5.295e-08 | 4.9949e-08 | 4.757e-08 | 5.777 | 0.74734 | 3.238 | 1.7917 | 0 | 0 | 0 | 0 | 1.372e-05 | 2.897e-07 | 0 | 2.897e-07 | 3.059e-07 | 0 | 3.059e-07 | 2.8856e-07 | 0 | 2.8856e-07 | 2.7481e-07 | 0 | 2.7481e-07
[79 empty] | WLDFR | HFTD - Distribution - Tier 2 - 4QU CoRE ¦ 3QU LoRE | Non-Red Flag Warning - Large Fires | 2030 | 5.0147e-08 | 5.295e-08 | 4.9949e-08 | 4.757e-08 | 5.777 | 0.74734 | 3.238 | 1.7917 | 0 | 0 | 0 | 0 | 1.372e-05 | 2.897e-07 | 0 | 2.897e-07 | 3.059e-07 | 0 | 3.059e-07 | 2.8856e-07 | 0 | 2.8856e-07 | 2.7481e-07 | 0 | 2.7481e-07
[79 empty] | WLDFR | HFTD - Distribution - Tier 2 - 4QU CoRE ¦ 3QU LoRE | Non-Red Flag Warning - Large Fires | 2031 | 5.0147e-08 | 5.295e-08 | 4.9949e-08 | 4.757e-08 | 5.777 | 0.74734 | 3.238 | 1.7917 | 0 | 0 | 0 | 0 | 1.372e-05 | 2.897e-07 | 0 | 2.897e-07 | 3.059e-07 | 0 | 3.059e-07 | 2.8856e-07 | 0 | 2.8856e-07 | 2.7481e-07 | 0 | 2.7481e-07
[79 empty] | WLDFR | HFTD - Distribution - Tier 2 - 4QU CoRE ¦ 3QU LoRE | Non-Red Flag Warning - Large Fires | 2032 | 5.0147e-08 | 5.295e-08 | 4.9949e-08 | 4.757e-08 | 5.777 | 0.74734 | 3.238 | 1.7917 | 0 | 0 | 0 | 0 | 1.372e-05 | 2.897e-07 | 0 | 2.897e-07 | 3.059e-07 | 0 | 3.059e-07 | 2.8856e-07 | 0 | 2.8856e-07 | 2.7481e-07 | 0 | 2.7481e-07
[79 empty] | WLDFR | HFTD - Distribution - Tier 2 - 4QU CoRE ¦ 3QU LoRE | Non-Red Flag Warning - Large Fires | 2033 | 5.0147e-08 | 5.295e-08 | 4.9949e-08 | 4.757e-08 | 6.1205 | 0.77885 | 3.4265 | 1.9151 | 0 | 0 | 0 | 0 | 1.372e-05 | 3.0692e-07 | 0 | 3.0692e-07 | 3.2408e-07 | 0 | 3.2408e-07 | 3.0571e-07 | 0 | 3.0571e-07 | 2.9115e-07 | 0 | 2.9115e-07
[79 empty] | WLDFR | HFTD - Distribution - Tier 2 - 4QU CoRE ¦ 3QU LoRE | Non-Red Flag Warning - Large Fires | 2034 | 5.0147e-08 | 5.295e-08 | 4.9949e-08 | 4.757e-08 | 6.1205 | 0.77885 | 3.4265 | 1.9151 | 0 | 0 | 0 | 0 | 1.372e-05 | 3.0692e-07 | 0 | 3.0692e-07 | 3.2408e-07 | 0 | 3.2408e-07 | 3.0571e-07 | 0 | 3.0571e-07 | 2.9115e-07 | 0 | 2.9115e-07
[79 empty] | WLDFR | HFTD - Distribution - Tier 2 - 4QU CoRE ¦ 3QU LoRE | Non-Red Flag Warning - Large Fires | 2035 | 5.0147e-08 | 5.295e-08 | 4.9949e-08 | 4.757e-08 | 6.1205 | 0.77885 | 3.4265 | 1.9151 | 0 | 0 | 0 | 0 | 1.372e-05 | 3.0692e-07 | 0 | 3.0692e-07 | 3.2408e-07 | 0 | 3.2408e-07 | 3.0571e-07 | 0 | 3.0571e-07 | 2.9115e-07 | 0 | 2.9115e-07
[79 empty] | WLDFR | HFTD - Distribution - Tier 2 - 4QU CoRE ¦ 3QU LoRE | Non-Red Flag Warning - Large Fires | 2036 | 5.0147e-08 | 5.295e-08 | 4.9949e-08 | 4.757e-08 | 6.1205 | 0.77885 | 3.4265 | 1.9151 | 0 | 0 | 0 | 0 | 1.372e-05 | 3.0692e-07 | 0 | 3.0692e-07 | 3.2408e-07 | 0 | 3.2408e-07 | 3.0571e-07 | 0 | 3.0571e-07 | 2.9115e-07 | 0 | 2.9115e-07
[79 empty] | WLDFR | HFTD - Distribution - Tier 2 - 4QU CoRE ¦ 3QU LoRE | Non-Red Flag Warning - Large Fires | 2037 | 5.0147e-08 | 5.295e-08 | 4.9949e-08 | 4.757e-08 | 6.1205 | 0.77885 | 3.4265 | 1.9151 | 0 | 0 | 0 | 0 | 1.372e-05 | 3.0692e-07 | 0 | 3.0692e-07 | 3.2408e-07 | 0 | 3.2408e-07 | 3.0571e-07 | 0 | 3.0571e-07 | 2.9115e-07 | 0 | 2.9115e-07
[79 empty] | WLDFR | HFTD - Distribution - Tier 2 - 4QU CoRE ¦ 3QU LoRE | Non-Red Flag Warning - Large Fires | 2038 | 5.0147e-08 | 5.295e-08 | 4.9949e-08 | 4.757e-08 | 6.5028 | 0.81304 | 3.6355 | 2.0543 | 0 | 0 | 0 | 0 | 1.372e-05 | 3.2609e-07 | 0 | 3.2609e-07 | 3.4433e-07 | 0 | 3.4433e-07 | 3.2481e-07 | 0 | 3.2481e-07 | 3.0934e-07 | 0 | 3.0934e-07
[79 empty] | WLDFR | HFTD - Distribution - Tier 2 - 4QU CoRE ¦ 3QU LoRE | Non-Red Flag Warning - Large Fires | 2039 | 5.0147e-08 | 5.295e-08 | 4.9949e-08 | 4.757e-08 | 6.5028 | 0.81304 | 3.6355 | 2.0543 | 0 | 0 | 0 | 0 | 1.372e-05 | 3.2609e-07 | 0 | 3.2609e-07 | 3.4433e-07 | 0 | 3.4433e-07 | 3.2481e-07 | 0 | 3.2481e-07 | 3.0934e-07 | 0 | 3.0934e-07
[79 empty] | WLDFR | HFTD - Distribution - Tier 2 - 4QU CoRE ¦ 3QU LoRE | Non-Red Flag Warning - Large Fires | 2040 | 5.0147e-08 | 5.295e-08 | 4.9949e-08 | 4.757e-08 | 6.5028 | 0.81304 | 3.6355 | 2.0543 | 0 | 0 | 0 | 0 | 1.372e-05 | 3.2609e-07 | 0 | 3.2609e-07 | 3.4433e-07 | 0 | 3.4433e-07 | 3.2481e-07 | 0 | 3.2481e-07 | 3.0934e-07 | 0 | 3.0934e-07
[79 empty] | WLDFR | HFTD - Distribution - Tier 2 - 4QU CoRE ¦ 3QU LoRE | Non-Red Flag Warning - Large Fires | 2041 | 5.0147e-08 | 5.295e-08 | 4.9949e-08 | 4.757e-08 | 6.5028 | 0.81304 | 3.6355 | 2.0543 | 0 | 0 | 0 | 0 | 1.372e-05 | 3.2609e-07 | 0 | 3.2609e-07 | 3.4433e-07 | 0 | 3.4433e-07 | 3.2481e-07 | 0 | 3.2481e-07 | 3.0934e-07 | 0 | 3.0934e-07
[79 empty] | WLDFR | HFTD - Distribution - Tier 2 - 4QU CoRE ¦ 3QU LoRE | Non-Red Flag Warning - Large Fires | 2042 | 5.0147e-08 | 5.295e-08 | 4.9949e-08 | 4.757e-08 | 6.5028 | 0.81304 | 3.6355 | 2.0543 | 0 | 0 | 0 | 0 | 1.372e-05 | 3.2609e-07 | 0 | 3.2609e-07 | 3.4433e-07 | 0 | 3.4433e-07 | 3.2481e-07 | 0 | 3.2481e-07 | 3.0934e-07 | 0 | 3.0934e-07
[79 empty] | WLDFR | HFTD - Distribution - Tier 2 - 4QU CoRE ¦ 3QU LoRE | Non-Red Flag Warning - Large Fires | 2043 | 5.0147e-08 | 5.295e-08 | 4.9949e-08 | 4.757e-08 | 6.9209 | 0.84944 | 3.8632 | 2.2083 | 0 | 0 | 0 | 0 | 1.372e-05 | 3.4706e-07 | 0 | 3.4706e-07 | 3.6647e-07 | 0 | 3.6647e-07 | 3.4569e-07 | 0 | 3.4569e-07 | 3.2923e-07 | 0 | 3.2923e-07
[79 empty] | WLDFR | HFTD - Distribution - Tier 2 - 4QU CoRE ¦ 3QU LoRE | Non-Red Flag Warning - Large Fires | 2044 | 5.0147e-08 | 5.295e-08 | 4.9949e-08 | 4.757e-08 | 6.9209 | 0.84944 | 3.8632 | 2.2083 | 0 | 0 | 0 | 0 | 1.372e-05 | 3.4706e-07 | 0 | 3.4706e-07 | 3.6647e-07 | 0 | 3.6647e-07 | 3.4569e-07 | 0 | 3.4569e-07 | 3.2923e-07 | 0 | 3.2923e-07
[79 empty] | WLDFR | HFTD - Distribution - Tier 2 - 4QU CoRE ¦ 3QU LoRE | Non-Red Flag Warning - Large Fires | 2045 | 5.0147e-08 | 5.295e-08 | 4.9949e-08 | 4.757e-08 | 6.9209 | 0.84944 | 3.8632 | 2.2083 | 0 | 0 | 0 | 0 | 1.372e-05 | 3.4706e-07 | 0 | 3.4706e-07 | 3.6647e-07 | 0 | 3.6647e-07 | 3.4569e-07 | 0 | 3.4569e-07 | 3.2923e-07 | 0 | 3.2923e-07
[79 empty] | WLDFR | HFTD - Distribution - Tier 2 - 4QU CoRE ¦ 3QU LoRE | Non-Red Flag Warning - Large Fires | 2046 | 5.0147e-08 | 5.295e-08 | 4.9949e-08 | 4.757e-08 | 6.9209 | 0.84944 | 3.8632 | 2.2083 | 0 | 0 | 0 | 0 | 1.372e-05 | 3.4706e-07 | 0 | 3.4706e-07 | 3.6647e-07 | 0 | 3.6647e-07 | 3.4569e-07 | 0 | 3.4569e-07 | 3.2923e-07 | 0 | 3.2923e-07
[79 empty] | WLDFR | HFTD - Distribution - Tier 2 - 4QU CoRE ¦ 3QU LoRE | Non-Red Flag Warning - Large Fires | 2047 | 5.0147e-08 | 5.295e-08 | 4.9949e-08 | 4.757e-08 | 6.9209 | 0.84944 | 3.8632 | 2.2083 | 0 | 0 | 0 | 0 | 1.372e-05 | 3.4706e-07 | 0 | 3.4706e-07 | 3.6647e-07 | 0 | 3.6647e-07 | 3.4569e-07 | 0 | 3.4569e-07 | 3.2923e-07 | 0 | 3.2923e-07
[79 empty] | WLDFR | HFTD - Distribution - Tier 2 - 4QU CoRE ¦ 3QU LoRE | Non-Red Flag Warning - Large Fires | 2048 | 5.0147e-08 | 5.295e-08 | 4.9949e-08 | 4.757e-08 | 7.3713 | 0.88759 | 4.1075 | 2.3763 | 0 | 0 | 0 | 0 | 1.372e-05 | 3.6965e-07 | 0 | 3.6965e-07 | 3.9032e-07 | 0 | 3.9032e-07 | 3.6819e-07 | 0 | 3.6819e-07 | 3.5066e-07 | 0 | 3.5066e-07
[79 empty] | WLDFR | HFTD - Distribution - Tier 2 - 4QU CoRE ¦ 3QU LoRE | Non-Red Flag Warning - Large Fires | 2049 | 5.0147e-08 | 5.295e-08 | 4.9949e-08 | 4.757e-08 | 7.3713 | 0.88759 | 4.1075 | 2.3763 | 0 | 0 | 0 | 0 | 1.372e-05 | 3.6965e-07 | 0 | 3.6965e-07 | 3.9032e-07 | 0 | 3.9032e-07 | 3.6819e-07 | 0 | 3.6819e-07 | 3.5066e-07 | 0 | 3.5066e-07
[79 empty] | WLDFR | HFTD - Distribution - Tier 2 - 4QU CoRE ¦ 3QU LoRE | Non-Red Flag Warning - Large Fires | 2050 | 0 | 5.295e-08 | 4.9949e-08 | 4.757e-08 | 7.3713 | 0.88759 | 4.1075 | 2.3763 | 0 | 0 | 0 | 0 | 1.372e-05 | 0 | 0 | 0 | 3.9032e-07 | 0 | 3.9032e-07 | 3.6819e-07 | 0 | 3.6819e-07 | 3.5066e-07 | 0 | 3.5066e-07
[79 empty] | WLDFR | HFTD - Distribution - Tier 2 - 4QU CoRE ¦ 3QU LoRE | Non-Red Flag Warning - Large Fires | 2051 | 0 | 0 | 4.9949e-08 | 4.757e-08 | 7.3713 | 0.88759 | 4.1075 | 2.3763 | 0 | 0 | 0 | 0 | 1.372e-05 | 0 | 0 | 0 | 0 | 0 | 0 | 3.6819e-07 | 0 | 3.6819e-07 | 3.5066e-07 | 0 | 3.5066e-07
[79 empty] | WLDFR | HFTD - Distribution - Tier 2 - 4QU CoRE ¦ 3QU LoRE | Non-Red Flag Warning - Large Fires | 2052 | 0 | 0 | 0 | 4.757e-08 | 7.3713 | 0.88759 | 4.1075 | 2.3763 | 0 | 0 | 0 | 0 | 1.372e-05 | 0 | 0 | 0 | 0 | 0 | 0 | 0 | 0 | 0 | 3.5066e-07 | 0 | 3.5066e-07
[79 empty] | WLDFR | HFTD - Distribution - Tier 2 - 4QU CoRE ¦ 3QU LoRE | Non-Red Flag Warning - Small Fires | 2020 | 3.4722e-05 | 0 | 0 | 0 | 0.077901 | 0.036425 | 0.0015809 | 0.039895 | 0 | 0 | 0 | 0 | 0.0043989 | 2.7049e-06 | 0 | 2.7049e-06 | 0 | 0 | 0 | 0 | 0 | 0 | 0 | 0 | 0
[79 empty] | WLDFR | HFTD - Distribution - Tier 2 - 4QU CoRE ¦ 3QU LoRE | Non-Red Flag Warning - Small Fires | 2021 | 1.9542e-05 | 3.6663e-05 | 0 | 0 | 0.077901 | 0.036425 | 0.0015809 | 0.039895 | 0 | 0 | 0 | 0 | 0.0043989 | 1.5223e-06 | 0 | 1.5223e-06 | 2.8561e-06 | 0 | 2.8561e-06 | 0 | 0 | 0 | 0 | 0 | 0
[79 empty] | WLDFR | HFTD - Distribution - Tier 2 - 4QU CoRE ¦ 3QU LoRE | Non-Red Flag Warning - Small Fires | 2022 | 1.827e-05 | 1.9291e-05 | 3.3411e-05 | 0 | 0.077901 | 0.036425 | 0.0015809 | 0.039895 | 0 | 0 | 0 | 0 | 0.0043561 | 1.4232e-06 | 0 | 1.4232e-06 | 1.5028e-06 | 0 | 1.5028e-06 | 2.6027e-06 | 0 | 2.6027e-06 | 0 | 0 | 0
[79 empty] | WLDFR | HFTD - Distribution - Tier 2 - 4QU CoRE ¦ 3QU LoRE | Non-Red Flag Warning - Small Fires | 2023 | 1.827e-05 | 1.9291e-05 | 1.8197e-05 | 3.182e-05 | 0.080408 | 0.03759 | 0.0016314 | 0.041187 | 0 | 0 | 0 | 0 | 0.0043561 | 1.469e-06 | 0 | 1.469e-06 | 1.5512e-06 | 0 | 1.5512e-06 | 1.4632e-06 | 0 | 1.4632e-06 | 2.5586e-06 | 0 | 2.5586e-06
[79 empty] | WLDFR | HFTD - Distribution - Tier 2 - 4QU CoRE ¦ 3QU LoRE | Non-Red Flag Warning - Small Fires | 2024 | 1.827e-05 | 1.9291e-05 | 1.8197e-05 | 1.7331e-05 | 0.080408 | 0.03759 | 0.0016314 | 0.041187 | 0 | 0 | 0 | 0 | 0.0043561 | 1.469e-06 | 0 | 1.469e-06 | 1.5512e-06 | 0 | 1.5512e-06 | 1.4632e-06 | 0 | 1.4632e-06 | 1.3935e-06 | 0 | 1.3935e-06
[79 empty] | WLDFR | HFTD - Distribution - Tier 2 - 4QU CoRE ¦ 3QU LoRE | Non-Red Flag Warning - Small Fires | 2025 | 1.827e-05 | 1.9291e-05 | 1.8197e-05 | 1.7331e-05 | 0.080408 | 0.03759 | 0.0016314 | 0.041187 | 0 | 0 | 0 | 0 | 0.0043561 | 1.469e-06 | 0 | 1.469e-06 | 1.5512e-06 | 0 | 1.5512e-06 | 1.4632e-06 | 0 | 1.4632e-06 | 1.3935e-06 | 0 | 1.3935e-06
[79 empty] | WLDFR | HFTD - Distribution - Tier 2 - 4QU CoRE ¦ 3QU LoRE | Non-Red Flag Warning - Small Fires | 2026 | 1.827e-05 | 1.9291e-05 | 1.8197e-05 | 1.7331e-05 | 0.080408 | 0.03759 | 0.0016314 | 0.041187 | 0 | 0 | 0 | 0 | 0.0043561 | 1.469e-06 | 0 | 1.469e-06 | 1.5512e-06 | 0 | 1.5512e-06 | 1.4632e-06 | 0 | 1.4632e-06 | 1.3935e-06 | 0 | 1.3935e-06
[79 empty] | WLDFR | HFTD - Distribution - Tier 2 - 4QU CoRE ¦ 3QU LoRE | Non-Red Flag Warning - Small Fires | 2027 | 1.827e-05 | 1.9291e-05 | 1.8197e-05 | 1.7331e-05 | 0.080408 | 0.03759 | 0.0016314 | 0.041187 | 0 | 0 | 0 | 0 | 0.0043561 | 1.469e-06 | 0 | 1.469e-06 | 1.5512e-06 | 0 | 1.5512e-06 | 1.4632e-06 | 0 | 1.4632e-06 | 1.3935e-06 | 0 | 1.3935e-06
[79 empty] | WLDFR | HFTD - Distribution - Tier 2 - 4QU CoRE ¦ 3QU LoRE | Non-Red Flag Warning - Small Fires | 2028 | 1.827e-05 | 1.9291e-05 | 1.8197e-05 | 1.7331e-05 | 0.083606 | 0.039055 | 0.001695 | 0.042856 | 0 | 0 | 0 | 0 | 0.0043561 | 1.5274e-06 | 0 | 1.5274e-06 | 1.6128e-06 | 0 | 1.6128e-06 | 1.5214e-06 | 0 | 1.5214e-06 | 1.449e-06 | 0 | 1.449e-06
[79 empty] | WLDFR | HFTD - Distribution - Tier 2 - 4QU CoRE ¦ 3QU LoRE | Non-Red Flag Warning - Small Fires | 2029 | 1.827e-05 | 1.9291e-05 | 1.8197e-05 | 1.7331e-05 | 0.083606 | 0.039055 | 0.001695 | 0.042856 | 0 | 0 | 0 | 0 | 0.0043561 | 1.5274e-06 | 0 | 1.5274e-06 | 1.6128e-06 | 0 | 1.6128e-06 | 1.5214e-06 | 0 | 1.5214e-06 | 1.449e-06 | 0 | 1.449e-06
[79 empty] | WLDFR | HFTD - Distribution - Tier 2 - 4QU CoRE ¦ 3QU LoRE | Non-Red Flag Warning - Small Fires | 2030 | 1.827e-05 | 1.9291e-05 | 1.8197e-05 | 1.7331e-05 | 0.083606 | 0.039055 | 0.001695 | 0.042856 | 0 | 0 | 0 | 0 | 0.0043561 | 1.5274e-06 | 0 | 1.5274e-06 | 1.6128e-06 | 0 | 1.6128e-06 | 1.5214e-06 | 0 | 1.5214e-06 | 1.449e-06 | 0 | 1.449e-06
[79 empty] | WLDFR | HFTD - Distribution - Tier 2 - 4QU CoRE ¦ 3QU LoRE | Non-Red Flag Warning - Small Fires | 2031 | 1.827e-05 | 1.9291e-05 | 1.8197e-05 | 1.7331e-05 | 0.083606 | 0.039055 | 0.001695 | 0.042856 | 0 | 0 | 0 | 0 | 0.0043561 | 1.5274e-06 | 0 | 1.5274e-06 | 1.6128e-06 | 0 | 1.6128e-06 | 1.5214e-06 | 0 | 1.5214e-06 | 1.449e-06 | 0 | 1.449e-06
[79 empty] | WLDFR | HFTD - Distribution - Tier 2 - 4QU CoRE ¦ 3QU LoRE | Non-Red Flag Warning - Small Fires | 2032 | 1.827e-05 | 1.9291e-05 | 1.8197e-05 | 1.7331e-05 | 0.083606 | 0.039055 | 0.001695 | 0.042856 | 0 | 0 | 0 | 0 | 0.0043561 | 1.5274e-06 | 0 | 1.5274e-06 | 1.6128e-06 | 0 | 1.6128e-06 | 1.5214e-06 | 0 | 1.5214e-06 | 1.449e-06 | 0 | 1.449e-06
[79 empty] | WLDFR | HFTD - Distribution - Tier 2 - 4QU CoRE ¦ 3QU LoRE | Non-Red Flag Warning - Small Fires | 2033 | 1.827e-05 | 1.9291e-05 | 1.8197e-05 | 1.7331e-05 | 0.087211 | 0.040679 | 0.0017655 | 0.044766 | 0 | 0 | 0 | 0 | 0.0043561 | 1.5933e-06 | 0 | 1.5933e-06 | 1.6824e-06 | 0 | 1.6824e-06 | 1.587e-06 | 0 | 1.587e-06 | 1.5114e-06 | 0 | 1.5114e-06
[79 empty] | WLDFR | HFTD - Distribution - Tier 2 - 4QU CoRE ¦ 3QU LoRE | Non-Red Flag Warning - Small Fires | 2034 | 1.827e-05 | 1.9291e-05 | 1.8197e-05 | 1.7331e-05 | 0.087211 | 0.040679 | 0.0017655 | 0.044766 | 0 | 0 | 0 | 0 | 0.0043561 | 1.5933e-06 | 0 | 1.5933e-06 | 1.6824e-06 | 0 | 1.6824e-06 | 1.587e-06 | 0 | 1.587e-06 | 1.5114e-06 | 0 | 1.5114e-06
[79 empty] | WLDFR | HFTD - Distribution - Tier 2 - 4QU CoRE ¦ 3QU LoRE | Non-Red Flag Warning - Small Fires | 2035 | 1.827e-05 | 1.9291e-05 | 1.8197e-05 | 1.7331e-05 | 0.087211 | 0.040679 | 0.0017655 | 0.044766 | 0 | 0 | 0 | 0 | 0.0043561 | 1.5933e-06 | 0 | 1.5933e-06 | 1.6824e-06 | 0 | 1.6824e-06 | 1.587e-06 | 0 | 1.587e-06 | 1.5114e-06 | 0 | 1.5114e-06
[79 empty] | WLDFR | HFTD - Distribution - Tier 2 - 4QU CoRE ¦ 3QU LoRE | Non-Red Flag Warning - Small Fires | 2036 | 1.827e-05 | 1.9291e-05 | 1.8197e-05 | 1.7331e-05 | 0.087211 | 0.040679 | 0.0017655 | 0.044766 | 0 | 0 | 0 | 0 | 0.0043561 | 1.5933e-06 | 0 | 1.5933e-06 | 1.6824e-06 | 0 | 1.6824e-06 | 1.587e-06 | 0 | 1.587e-06 | 1.5114e-06 | 0 | 1.5114e-06
[79 empty] | WLDFR | HFTD - Distribution - Tier 2 - 4QU CoRE ¦ 3QU LoRE | Non-Red Flag Warning - Small Fires | 2037 | 1.827e-05 | 1.9291e-05 | 1.8197e-05 | 1.7331e-05 | 0.087211 | 0.040679 | 0.0017655 | 0.044766 | 0 | 0 | 0 | 0 | 0.0043561 | 1.5933e-06 | 0 | 1.5933e-06 | 1.6824e-06 | 0 | 1.6824e-06 | 1.587e-06 | 0 | 1.587e-06 | 1.5114e-06 | 0 | 1.5114e-06
[79 empty] | WLDFR | HFTD - Distribution - Tier 2 - 4QU CoRE ¦ 3QU LoRE | Non-Red Flag Warning - Small Fires | 2038 | 1.827e-05 | 1.9291e-05 | 1.8197e-05 | 1.7331e-05 | 0.091184 | 0.042438 | 0.0018418 | 0.046905 | 0 | 0 | 0 | 0 | 0.0043561 | 1.6659e-06 | 0 | 1.6659e-06 | 1.759e-06 | 0 | 1.759e-06 | 1.6593e-06 | 0 | 1.6593e-06 | 1.5803e-06 | 0 | 1.5803e-06
[79 empty] | WLDFR | HFTD - Distribution - Tier 2 - 4QU CoRE ¦ 3QU LoRE | Non-Red Flag Warning - Small Fires | 2039 | 1.827e-05 | 1.9291e-05 | 1.8197e-05 | 1.7331e-05 | 0.091184 | 0.042438 | 0.0018418 | 0.046905 | 0 | 0 | 0 | 0 | 0.0043561 | 1.6659e-06 | 0 | 1.6659e-06 | 1.759e-06 | 0 | 1.759e-06 | 1.6593e-06 | 0 | 1.6593e-06 | 1.5803e-06 | 0 | 1.5803e-06
[79 empty] | WLDFR | HFTD - Distribution - Tier 2 - 4QU CoRE ¦ 3QU LoRE | Non-Red Flag Warning - Small Fires | 2040 | 1.827e-05 | 1.9291e-05 | 1.8197e-05 | 1.7331e-05 | 0.091184 | 0.042438 | 0.0018418 | 0.046905 | 0 | 0 | 0 | 0 | 0.0043561 | 1.6659e-06 | 0 | 1.6659e-06 | 1.759e-06 | 0 | 1.759e-06 | 1.6593e-06 | 0 | 1.6593e-06 | 1.5803e-06 | 0 | 1.5803e-06
[79 empty] | WLDFR | HFTD - Distribution - Tier 2 - 4QU CoRE ¦ 3QU LoRE | Non-Red Flag Warning - Small Fires | 2041 | 1.827e-05 | 1.9291e-05 | 1.8197e-05 | 1.7331e-05 | 0.091184 | 0.042438 | 0.0018418 | 0.046905 | 0 | 0 | 0 | 0 | 0.0043561 | 1.6659e-06 | 0 | 1.6659e-06 | 1.759e-06 | 0 | 1.759e-06 | 1.6593e-06 | 0 | 1.6593e-06 | 1.5803e-06 | 0 | 1.5803e-06
[79 empty] | WLDFR | HFTD - Distribution - Tier 2 - 4QU CoRE ¦ 3QU LoRE | Non-Red Flag Warning - Small Fires | 2042 | 1.827e-05 | 1.9291e-05 | 1.8197e-05 | 1.7331e-05 | 0.091184 | 0.042438 | 0.0018418 | 0.046905 | 0 | 0 | 0 | 0 | 0.0043561 | 1.6659e-06 | 0 | 1.6659e-06 | 1.759e-06 | 0 | 1.759e-06 | 1.6593e-06 | 0 | 1.6593e-06 | 1.5803e-06 | 0 | 1.5803e-06
[79 empty] | WLDFR | HFTD - Distribution - Tier 2 - 4QU CoRE ¦ 3QU LoRE | Non-Red Flag Warning - Small Fires | 2043 | 1.827e-05 | 1.9291e-05 | 1.8197e-05 | 1.7331e-05 | 0.095486 | 0.044306 | 0.0019228 | 0.049257 | 0 | 0 | 0 | 0 | 0.0043561 | 1.7445e-06 | 0 | 1.7445e-06 | 1.842e-06 | 0 | 1.842e-06 | 1.7376e-06 | 0 | 1.7376e-06 | 1.6548e-06 | 0 | 1.6548e-06
[79 empty] | WLDFR | HFTD - Distribution - Tier 2 - 4QU CoRE ¦ 3QU LoRE | Non-Red Flag Warning - Small Fires | 2044 | 1.827e-05 | 1.9291e-05 | 1.8197e-05 | 1.7331e-05 | 0.095486 | 0.044306 | 0.0019228 | 0.049257 | 0 | 0 | 0 | 0 | 0.0043561 | 1.7445e-06 | 0 | 1.7445e-06 | 1.842e-06 | 0 | 1.842e-06 | 1.7376e-06 | 0 | 1.7376e-06 | 1.6548e-06 | 0 | 1.6548e-06
[79 empty] | WLDFR | HFTD - Distribution - Tier 2 - 4QU CoRE ¦ 3QU LoRE | Non-Red Flag Warning - Small Fires | 2045 | 1.827e-05 | 1.9291e-05 | 1.8197e-05 | 1.7331e-05 | 0.095486 | 0.044306 | 0.0019228 | 0.049257 | 0 | 0 | 0 | 0 | 0.0043561 | 1.7445e-06 | 0 | 1.7445e-06 | 1.842e-06 | 0 | 1.842e-06 | 1.7376e-06 | 0 | 1.7376e-06 | 1.6548e-06 | 0 | 1.6548e-06
[79 empty] | WLDFR | HFTD - Distribution - Tier 2 - 4QU CoRE ¦ 3QU LoRE | Non-Red Flag Warning - Small Fires | 2046 | 1.827e-05 | 1.9291e-05 | 1.8197e-05 | 1.7331e-05 | 0.095486 | 0.044306 | 0.0019228 | 0.049257 | 0 | 0 | 0 | 0 | 0.0043561 | 1.7445e-06 | 0 | 1.7445e-06 | 1.842e-06 | 0 | 1.842e-06 | 1.7376e-06 | 0 | 1.7376e-06 | 1.6548e-06 | 0 | 1.6548e-06
[79 empty] | WLDFR | HFTD - Distribution - Tier 2 - 4QU CoRE ¦ 3QU LoRE | Non-Red Flag Warning - Small Fires | 2047 | 1.827e-05 | 1.9291e-05 | 1.8197e-05 | 1.7331e-05 | 0.095486 | 0.044306 | 0.0019228 | 0.049257 | 0 | 0 | 0 | 0 | 0.0043561 | 1.7445e-06 | 0 | 1.7445e-06 | 1.842e-06 | 0 | 1.842e-06 | 1.7376e-06 | 0 | 1.7376e-06 | 1.6548e-06 | 0 | 1.6548e-06
[79 empty] | WLDFR | HFTD - Distribution - Tier 2 - 4QU CoRE ¦ 3QU LoRE | Non-Red Flag Warning - Small Fires | 2048 | 1.827e-05 | 1.9291e-05 | 1.8197e-05 | 1.7331e-05 | 0.10007 | 0.04626 | 0.0020076 | 0.051804 | 0 | 0 | 0 | 0 | 0.0043561 | 1.8283e-06 | 0 | 1.8283e-06 | 1.9305e-06 | 0 | 1.9305e-06 | 1.821e-06 | 0 | 1.821e-06 | 1.7343e-06 | 0 | 1.7343e-06
[79 empty] | WLDFR | HFTD - Distribution - Tier 2 - 4QU CoRE ¦ 3QU LoRE | Non-Red Flag Warning - Small Fires | 2049 | 1.827e-05 | 1.9291e-05 | 1.8197e-05 | 1.7331e-05 | 0.10007 | 0.04626 | 0.0020076 | 0.051804 | 0 | 0 | 0 | 0 | 0.0043561 | 1.8283e-06 | 0 | 1.8283e-06 | 1.9305e-06 | 0 | 1.9305e-06 | 1.821e-06 | 0 | 1.821e-06 | 1.7343e-06 | 0 | 1.7343e-06
[79 empty] | WLDFR | HFTD - Distribution - Tier 2 - 4QU CoRE ¦ 3QU LoRE | Non-Red Flag Warning - Small Fires | 2050 | 0 | 1.9291e-05 | 1.8197e-05 | 1.7331e-05 | 0.10007 | 0.04626 | 0.0020076 | 0.051804 | 0 | 0 | 0 | 0 | 0.0043561 | 0 | 0 | 0 | 1.9305e-06 | 0 | 1.9305e-06 | 1.821e-06 | 0 | 1.821e-06 | 1.7343e-06 | 0 | 1.7343e-06
[79 empty] | WLDFR | HFTD - Distribution - Tier 2 - 4QU CoRE ¦ 3QU LoRE | Non-Red Flag Warning - Small Fires | 2051 | 0 | 0 | 1.8197e-05 | 1.7331e-05 | 0.10007 | 0.04626 | 0.0020076 | 0.051804 | 0 | 0 | 0 | 0 | 0.0043561 | 0 | 0 | 0 | 0 | 0 | 0 | 1.821e-06 | 0 | 1.821e-06 | 1.7343e-06 | 0 | 1.7343e-06
[79 empty] | WLDFR | HFTD - Distribution - Tier 2 - 4QU CoRE ¦ 3QU LoRE | Non-Red Flag Warning - Small Fires | 2052 | 0 | 0 | 0 | 1.7331e-05 | 0.10007 | 0.04626 | 0.0020076 | 0.051804 | 0 | 0 | 0 | 0 | 0.0043561 | 0 | 0 | 0 | 0 | 0 | 0 | 0 | 0 | 0 | 1.7343e-06 | 0 | 1.7343e-06
[79 empty] | WLDFR | HFTD - Distribution - Tier 2 - 4QU CoRE ¦ 3QU LoRE | Red Flag Warning - Catastrophic Fires | 2020 | 1.3478e-07 | 0 | 0 | 0 | 14146.1306 | 222.2294 | 8585.7228 | 5338.1784 | 0 | 0 | 0 | 0 | 1.0318e-05 | 0.0019066 | 0 | 0.0019066 | 0 | 0 | 0 | 0 | 0 | 0 | 0 | 0 | 0
[79 empty] | WLDFR | HFTD - Distribution - Tier 2 - 4QU CoRE ¦ 3QU LoRE | Red Flag Warning - Catastrophic Fires | 2021 | 9.1581e-08 | 1.4231e-07 | 0 | 0 | 14146.1306 | 222.2294 | 8585.7228 | 5338.1784 | 0 | 0 | 0 | 0 | 1.0318e-05 | 0.0012955 | 0 | 0.0012955 | 0.0020132 | 0 | 0.0020132 | 0 | 0 | 0 | 0 | 0 | 0
[79 empty] | WLDFR | HFTD - Distribution - Tier 2 - 4QU CoRE ¦ 3QU LoRE | Red Flag Warning - Catastrophic Fires | 2022 | 8.2399e-08 | 8.7006e-08 | 1.2542e-07 | 0 | 14146.1306 | 222.2294 | 8585.7228 | 5338.1784 | 0 | 0 | 0 | 0 | 1.0125e-05 | 0.0011656 | 0 | 0.0011656 | 0.0012308 | 0 | 0.0012308 | 0.0017742 | 0 | 0.0017742 | 0 | 0 | 0
[79 empty] | WLDFR | HFTD - Distribution - Tier 2 - 4QU CoRE ¦ 3QU LoRE | Red Flag Warning - Catastrophic Fires | 2023 | 8.2399e-08 | 8.7006e-08 | 8.2074e-08 | 1.1945e-07 | 14664.6376 | 233.2301 | 8896.516 | 5534.8915 | 0 | 0 | 0 | 0 | 1.0125e-05 | 0.0012084 | 0 | 0.0012084 | 0.0012759 | 0 | 0.0012759 | 0.0012036 | 0 | 0.0012036 | 0.0017517 | 0 | 0.0017517
[79 empty] | WLDFR | HFTD - Distribution - Tier 2 - 4QU CoRE ¦ 3QU LoRE | Red Flag Warning - Catastrophic Fires | 2024 | 8.2399e-08 | 8.7006e-08 | 8.2074e-08 | 7.8166e-08 | 14664.6376 | 233.2301 | 8896.516 | 5534.8915 | 0 | 0 | 0 | 0 | 1.0125e-05 | 0.0012084 | 0 | 0.0012084 | 0.0012759 | 0 | 0.0012759 | 0.0012036 | 0 | 0.0012036 | 0.0011463 | 0 | 0.0011463
[79 empty] | WLDFR | HFTD - Distribution - Tier 2 - 4QU CoRE ¦ 3QU LoRE | Red Flag Warning - Catastrophic Fires | 2025 | 8.2399e-08 | 8.7006e-08 | 8.2074e-08 | 7.8166e-08 | 14664.6376 | 233.2301 | 8896.516 | 5534.8915 | 0 | 0 | 0 | 0 | 1.0125e-05 | 0.0012084 | 0 | 0.0012084 | 0.0012759 | 0 | 0.0012759 | 0.0012036 | 0 | 0.0012036 | 0.0011463 | 0 | 0.0011463
[79 empty] | WLDFR | HFTD - Distribution - Tier 2 - 4QU CoRE ¦ 3QU LoRE | Red Flag Warning - Catastrophic Fires | 2026 | 8.2399e-08 | 8.7006e-08 | 8.2074e-08 | 7.8166e-08 | 14664.6376 | 233.2301 | 8896.516 | 5534.8915 | 0 | 0 | 0 | 0 | 1.0125e-05 | 0.0012084 | 0 | 0.0012084 | 0.0012759 | 0 | 0.0012759 | 0.0012036 | 0 | 0.0012036 | 0.0011463 | 0 | 0.0011463
[79 empty] | WLDFR | HFTD - Distribution - Tier 2 - 4QU CoRE ¦ 3QU LoRE | Red Flag Warning - Catastrophic Fires | 2027 | 8.2399e-08 | 8.7006e-08 | 8.2074e-08 | 7.8166e-08 | 14664.6376 | 233.2301 | 8896.516 | 5534.8915 | 0 | 0 | 0 | 0 | 1.0125e-05 | 0.0012084 | 0 | 0.0012084 | 0.0012759 | 0 | 0.0012759 | 0.0012036 | 0 | 0.0012036 | 0.0011463 | 0 | 0.0011463
[79 empty] | WLDFR | HFTD - Distribution - Tier 2 - 4QU CoRE ¦ 3QU LoRE | Red Flag Warning - Catastrophic Fires | 2028 | 8.2399e-08 | 8.7006e-08 | 8.2074e-08 | 7.8166e-08 | 15317.9909 | 247.273 | 9287.6491 | 5783.0689 | 0 | 0 | 0 | 0 | 1.0125e-05 | 0.0012622 | 0 | 0.0012622 | 0.0013328 | 0 | 0.0013328 | 0.0012572 | 0 | 0.0012572 | 0.0011973 | 0 | 0.0011973
[79 empty] | WLDFR | HFTD - Distribution - Tier 2 - 4QU CoRE ¦ 3QU LoRE | Red Flag Warning - Catastrophic Fires | 2029 | 8.2399e-08 | 8.7006e-08 | 8.2074e-08 | 7.8166e-08 | 15317.9909 | 247.273 | 9287.6491 | 5783.0689 | 0 | 0 | 0 | 0 | 1.0125e-05 | 0.0012622 | 0 | 0.0012622 | 0.0013328 | 0 | 0.0013328 | 0.0012572 | 0 | 0.0012572 | 0.0011973 | 0 | 0.0011973
[79 empty] | WLDFR | HFTD - Distribution - Tier 2 - 4QU CoRE ¦ 3QU LoRE | Red Flag Warning - Catastrophic Fires | 2030 | 8.2399e-08 | 8.7006e-08 | 8.2074e-08 | 7.8166e-08 | 15317.9909 | 247.273 | 9287.6491 | 5783.0689 | 0 | 0 | 0 | 0 | 1.0125e-05 | 0.0012622 | 0 | 0.0012622 | 0.0013328 | 0 | 0.0013328 | 0.0012572 | 0 | 0.0012572 | 0.0011973 | 0 | 0.0011973
[79 empty] | WLDFR | HFTD - Distribution - Tier 2 - 4QU CoRE ¦ 3QU LoRE | Red Flag Warning - Catastrophic Fires | 2031 | 8.2399e-08 | 8.7006e-08 | 8.2074e-08 | 7.8166e-08 | 15317.9909 | 247.273 | 9287.6491 | 5783.0689 | 0 | 0 | 0 | 0 | 1.0125e-05 | 0.0012622 | 0 | 0.0012622 | 0.0013328 | 0 | 0.0013328 | 0.0012572 | 0 | 0.0012572 | 0.0011973 | 0 | 0.0011973
[79 empty] | WLDFR | HFTD - Distribution - Tier 2 - 4QU CoRE ¦ 3QU LoRE | Red Flag Warning - Catastrophic Fires | 2032 | 8.2399e-08 | 8.7006e-08 | 8.2074e-08 | 7.8166e-08 | 15317.9909 | 247.273 | 9287.6491 | 5783.0689 | 0 | 0 | 0 | 0 | 1.0125e-05 | 0.0012622 | 0 | 0.0012622 | 0.0013328 | 0 | 0.0013328 | 0.0012572 | 0 | 0.0012572 | 0.0011973 | 0 | 0.0011973
[79 empty] | WLDFR | HFTD - Distribution - Tier 2 - 4QU CoRE ¦ 3QU LoRE | Red Flag Warning - Catastrophic Fires | 2033 | 8.2399e-08 | 8.7006e-08 | 8.2074e-08 | 7.8166e-08 | 16044.1264 | 263.1074 | 9721.74 | 6059.2791 | 0 | 0 | 0 | 0 | 1.0125e-05 | 0.001322 | 0 | 0.001322 | 0.0013959 | 0 | 0.0013959 | 0.0013168 | 0 | 0.0013168 | 0.0012541 | 0 | 0.0012541
[79 empty] | WLDFR | HFTD - Distribution - Tier 2 - 4QU CoRE ¦ 3QU LoRE | Red Flag Warning - Catastrophic Fires | 2034 | 8.2399e-08 | 8.7006e-08 | 8.2074e-08 | 7.8166e-08 | 16044.1264 | 263.1074 | 9721.74 | 6059.2791 | 0 | 0 | 0 | 0 | 1.0125e-05 | 0.001322 | 0 | 0.001322 | 0.0013959 | 0 | 0.0013959 | 0.0013168 | 0 | 0.0013168 | 0.0012541 | 0 | 0.0012541
[79 empty] | WLDFR | HFTD - Distribution - Tier 2 - 4QU CoRE ¦ 3QU LoRE | Red Flag Warning - Catastrophic Fires | 2035 | 8.2399e-08 | 8.7006e-08 | 8.2074e-08 | 7.8166e-08 | 16044.1264 | 263.1074 | 9721.74 | 6059.2791 | 0 | 0 | 0 | 0 | 1.0125e-05 | 0.001322 | 0 | 0.001322 | 0.0013959 | 0 | 0.0013959 | 0.0013168 | 0 | 0.0013168 | 0.0012541 | 0 | 0.0012541
[79 empty] | WLDFR | HFTD - Distribution - Tier 2 - 4QU CoRE ¦ 3QU LoRE | Red Flag Warning - Catastrophic Fires | 2036 | 8.2399e-08 | 8.7006e-08 | 8.2074e-08 | 7.8166e-08 | 16044.1264 | 263.1074 | 9721.74 | 6059.2791 | 0 | 0 | 0 | 0 | 1.0125e-05 | 0.001322 | 0 | 0.001322 | 0.0013959 | 0 | 0.0013959 | 0.0013168 | 0 | 0.0013168 | 0.0012541 | 0 | 0.0012541
[79 empty] | WLDFR | HFTD - Distribution - Tier 2 - 4QU CoRE ¦ 3QU LoRE | Red Flag Warning - Catastrophic Fires | 2037 | 8.2399e-08 | 8.7006e-08 | 8.2074e-08 | 7.8166e-08 | 16044.1264 | 263.1074 | 9721.74 | 6059.2791 | 0 | 0 | 0 | 0 | 1.0125e-05 | 0.001322 | 0 | 0.001322 | 0.0013959 | 0 | 0.0013959 | 0.0013168 | 0 | 0.0013168 | 0.0012541 | 0 | 0.0012541
[79 empty] | WLDFR | HFTD - Distribution - Tier 2 - 4QU CoRE ¦ 3QU LoRE | Red Flag Warning - Catastrophic Fires | 2038 | 8.2399e-08 | 8.7006e-08 | 8.2074e-08 | 7.8166e-08 | 16832.3912 | 280.5544 | 10192.2718 | 6359.5651 | 0 | 0 | 0 | 0 | 1.0125e-05 | 0.001387 | 0 | 0.001387 | 0.0014645 | 0 | 0.0014645 | 0.0013815 | 0 | 0.0013815 | 0.0013157 | 0 | 0.0013157
[79 empty] | WLDFR | HFTD - Distribution - Tier 2 - 4QU CoRE ¦ 3QU LoRE | Red Flag Warning - Catastrophic Fires | 2039 | 8.2399e-08 | 8.7006e-08 | 8.2074e-08 | 7.8166e-08 | 16832.3912 | 280.5544 | 10192.2718 | 6359.5651 | 0 | 0 | 0 | 0 | 1.0125e-05 | 0.001387 | 0 | 0.001387 | 0.0014645 | 0 | 0.0014645 | 0.0013815 | 0 | 0.0013815 | 0.0013157 | 0 | 0.0013157
[79 empty] | WLDFR | HFTD - Distribution - Tier 2 - 4QU CoRE ¦ 3QU LoRE | Red Flag Warning - Catastrophic Fires | 2040 | 8.2399e-08 | 8.7006e-08 | 8.2074e-08 | 7.8166e-08 | 16832.3912 | 280.5544 | 10192.2718 | 6359.5651 | 0 | 0 | 0 | 0 | 1.0125e-05 | 0.001387 | 0 | 0.001387 | 0.0014645 | 0 | 0.0014645 | 0.0013815 | 0 | 0.0013815 | 0.0013157 | 0 | 0.0013157
[79 empty] | WLDFR | HFTD - Distribution - Tier 2 - 4QU CoRE ¦ 3QU LoRE | Red Flag Warning - Catastrophic Fires | 2041 | 8.2399e-08 | 8.7006e-08 | 8.2074e-08 | 7.8166e-08 | 16832.3912 | 280.5544 | 10192.2718 | 6359.5651 | 0 | 0 | 0 | 0 | 1.0125e-05 | 0.001387 | 0 | 0.001387 | 0.0014645 | 0 | 0.0014645 | 0.0013815 | 0 | 0.0013815 | 0.0013157 | 0 | 0.0013157
[79 empty] | WLDFR | HFTD - Distribution - Tier 2 - 4QU CoRE ¦ 3QU LoRE | Red Flag Warning - Catastrophic Fires | 2042 | 8.2399e-08 | 8.7006e-08 | 8.2074e-08 | 7.8166e-08 | 16832.3912 | 280.5544 | 10192.2718 | 6359.5651 | 0 | 0 | 0 | 0 | 1.0125e-05 | 0.001387 | 0 | 0.001387 | 0.0014645 | 0 | 0.0014645 | 0.0013815 | 0 | 0.0013815 | 0.0013157 | 0 | 0.0013157
[79 empty] | WLDFR | HFTD - Distribution - Tier 2 - 4QU CoRE ¦ 3QU LoRE | Red Flag Warning - Catastrophic Fires | 2043 | 8.2399e-08 | 8.7006e-08 | 8.2074e-08 | 7.8166e-08 | 17672.0852 | 299.42 | 10692.7362 | 6679.929 | 0 | 0 | 0 | 0 | 1.0125e-05 | 0.0014562 | 0 | 0.0014562 | 0.0015376 | 0 | 0.0015376 | 0.0014504 | 0 | 0.0014504 | 0.0013814 | 0 | 0.0013814
[79 empty] | WLDFR | HFTD - Distribution - Tier 2 - 4QU CoRE ¦ 3QU LoRE | Red Flag Warning - Catastrophic Fires | 2044 | 8.2399e-08 | 8.7006e-08 | 8.2074e-08 | 7.8166e-08 | 17672.0852 | 299.42 | 10692.7362 | 6679.929 | 0 | 0 | 0 | 0 | 1.0125e-05 | 0.0014562 | 0 | 0.0014562 | 0.0015376 | 0 | 0.0015376 | 0.0014504 | 0 | 0.0014504 | 0.0013814 | 0 | 0.0013814
[79 empty] | WLDFR | HFTD - Distribution - Tier 2 - 4QU CoRE ¦ 3QU LoRE | Red Flag Warning - Catastrophic Fires | 2045 | 8.2399e-08 | 8.7006e-08 | 8.2074e-08 | 7.8166e-08 | 17672.0852 | 299.42 | 10692.7362 | 6679.929 | 0 | 0 | 0 | 0 | 1.0125e-05 | 0.0014562 | 0 | 0.0014562 | 0.0015376 | 0 | 0.0015376 | 0.0014504 | 0 | 0.0014504 | 0.0013814 | 0 | 0.0013814
[79 empty] | WLDFR | HFTD - Distribution - Tier 2 - 4QU CoRE ¦ 3QU LoRE | Red Flag Warning - Catastrophic Fires | 2046 | 8.2399e-08 | 8.7006e-08 | 8.2074e-08 | 7.8166e-08 | 17672.0852 | 299.42 | 10692.7362 | 6679.929 | 0 | 0 | 0 | 0 | 1.0125e-05 | 0.0014562 | 0 | 0.0014562 | 0.0015376 | 0 | 0.0015376 | 0.0014504 | 0 | 0.0014504 | 0.0013814 | 0 | 0.0013814
[79 empty] | WLDFR | HFTD - Distribution - Tier 2 - 4QU CoRE ¦ 3QU LoRE | Red Flag Warning - Catastrophic Fires | 2047 | 8.2399e-08 | 8.7006e-08 | 8.2074e-08 | 7.8166e-08 | 17672.0852 | 299.42 | 10692.7362 | 6679.929 | 0 | 0 | 0 | 0 | 1.0125e-05 | 0.0014562 | 0 | 0.0014562 | 0.0015376 | 0 | 0.0015376 | 0.0014504 | 0 | 0.0014504 | 0.0013814 | 0 | 0.0013814
[79 empty] | WLDFR | HFTD - Distribution - Tier 2 - 4QU CoRE ¦ 3QU LoRE | Red Flag Warning - Catastrophic Fires | 2048 | 8.2399e-08 | 8.7006e-08 | 8.2074e-08 | 7.8166e-08 | 18552.3348 | 319.4911 | 11216.5626 | 7016.281 | 0 | 0 | 0 | 0 | 1.0125e-05 | 0.0015287 | 0 | 0.0015287 | 0.0016142 | 0 | 0.0016142 | 0.0015227 | 0 | 0.0015227 | 0.0014502 | 0 | 0.0014502
[79 empty] | WLDFR | HFTD - Distribution - Tier 2 - 4QU CoRE ¦ 3QU LoRE | Red Flag Warning - Catastrophic Fires | 2049 | 8.2399e-08 | 8.7006e-08 | 8.2074e-08 | 7.8166e-08 | 18552.3348 | 319.4911 | 11216.5626 | 7016.281 | 0 | 0 | 0 | 0 | 1.0125e-05 | 0.0015287 | 0 | 0.0015287 | 0.0016142 | 0 | 0.0016142 | 0.0015227 | 0 | 0.0015227 | 0.0014502 | 0 | 0.0014502
[79 empty] | WLDFR | HFTD - Distribution - Tier 2 - 4QU CoRE ¦ 3QU LoRE | Red Flag Warning - Catastrophic Fires | 2050 | 0 | 8.7006e-08 | 8.2074e-08 | 7.8166e-08 | 18552.3348 | 319.4911 | 11216.5626 | 7016.281 | 0 | 0 | 0 | 0 | 1.0125e-05 | 0 | 0 | 0 | 0.0016142 | 0 | 0.0016142 | 0.0015227 | 0 | 0.0015227 | 0.0014502 | 0 | 0.0014502
[79 empty] | WLDFR | HFTD - Distribution - Tier 2 - 4QU CoRE ¦ 3QU LoRE | Red Flag Warning - Catastrophic Fires | 2051 | 0 | 0 | 8.2074e-08 | 7.8166e-08 | 18552.3348 | 319.4911 | 11216.5626 | 7016.281 | 0 | 0 | 0 | 0 | 1.0125e-05 | 0 | 0 | 0 | 0 | 0 | 0 | 0.0015227 | 0 | 0.0015227 | 0.0014502 | 0 | 0.0014502
[79 empty] | WLDFR | HFTD - Distribution - Tier 2 - 4QU CoRE ¦ 3QU LoRE | Red Flag Warning - Catastrophic Fires | 2052 | 0 | 0 | 0 | 7.8166e-08 | 18552.3348 | 319.4911 | 11216.5626 | 7016.281 | 0 | 0 | 0 | 0 | 1.0125e-05 | 0 | 0 | 0 | 0 | 0 | 0 | 0 | 0 | 0 | 0.0014502 | 0 | 0.0014502
[79 empty] | WLDFR | HFTD - Distribution - Tier 2 - 4QU CoRE ¦ 3QU LoRE | Red Flag Warning - Destructive Fires | 2020 | 1.8508e-08 | 0 | 0 | 0 | 8807.9522 | 222.2294 | 8585.7228 | 0 | 0 | 0 | 0 | 0 | 1.6115e-06 | 0.00016302 | 0 | 0.00016302 | 0 | 0 | 0 | 0 | 0 | 0 | 0 | 0 | 0
[79 empty] | WLDFR | HFTD - Distribution - Tier 2 - 4QU CoRE ¦ 3QU LoRE | Red Flag Warning - Destructive Fires | 2021 | 1.2575e-08 | 1.9543e-08 | 0 | 0 | 8807.9522 | 222.2294 | 8585.7228 | 0 | 0 | 0 | 0 | 0 | 1.6115e-06 | 0.00011076 | 0 | 0.00011076 | 0.00017213 | 0 | 0.00017213 | 0 | 0 | 0 | 0 | 0 | 0
[79 empty] | WLDFR | HFTD - Distribution - Tier 2 - 4QU CoRE ¦ 3QU LoRE | Red Flag Warning - Destructive Fires | 2022 | 1.1394e-08 | 1.2031e-08 | 1.73e-08 | 0 | 8807.9522 | 222.2294 | 8585.7228 | 0 | 0 | 0 | 0 | 0 | 1.5848e-06 | 0.00010035 | 0 | 0.00010035 | 0.00010596 | 0 | 0.00010596 | 0.00015238 | 0 | 0.00015238 | 0 | 0 | 0
[79 empty] | WLDFR | HFTD - Distribution - Tier 2 - 4QU CoRE ¦ 3QU LoRE | Red Flag Warning - Destructive Fires | 2023 | 1.1394e-08 | 1.2031e-08 | 1.1349e-08 | 1.6476e-08 | 9129.7461 | 233.2301 | 8896.516 | 0 | 0 | 0 | 0 | 0 | 1.5848e-06 | 0.00010402 | 0 | 0.00010402 | 0.00010984 | 0 | 0.00010984 | 0.00010361 | 0 | 0.00010361 | 0.00015042 | 0 | 0.00015042
[79 empty] | WLDFR | HFTD - Distribution - Tier 2 - 4QU CoRE ¦ 3QU LoRE | Red Flag Warning - Destructive Fires | 2024 | 1.1394e-08 | 1.2031e-08 | 1.1349e-08 | 1.0808e-08 | 9129.7461 | 233.2301 | 8896.516 | 0 | 0 | 0 | 0 | 0 | 1.5848e-06 | 0.00010402 | 0 | 0.00010402 | 0.00010984 | 0 | 0.00010984 | 0.00010361 | 0 | 0.00010361 | 9.8676e-05 | 0 | 9.8676e-05
[79 empty] | WLDFR | HFTD - Distribution - Tier 2 - 4QU CoRE ¦ 3QU LoRE | Red Flag Warning - Destructive Fires | 2025 | 1.1394e-08 | 1.2031e-08 | 1.1349e-08 | 1.0808e-08 | 9129.7461 | 233.2301 | 8896.516 | 0 | 0 | 0 | 0 | 0 | 1.5848e-06 | 0.00010402 | 0 | 0.00010402 | 0.00010984 | 0 | 0.00010984 | 0.00010361 | 0 | 0.00010361 | 9.8676e-05 | 0 | 9.8676e-05
[79 empty] | WLDFR | HFTD - Distribution - Tier 2 - 4QU CoRE ¦ 3QU LoRE | Red Flag Warning - Destructive Fires | 2026 | 1.1394e-08 | 1.2031e-08 | 1.1349e-08 | 1.0808e-08 | 9129.7461 | 233.2301 | 8896.516 | 0 | 0 | 0 | 0 | 0 | 1.5848e-06 | 0.00010402 | 0 | 0.00010402 | 0.00010984 | 0 | 0.00010984 | 0.00010361 | 0 | 0.00010361 | 9.8676e-05 | 0 | 9.8676e-05
[79 empty] | WLDFR | HFTD - Distribution - Tier 2 - 4QU CoRE ¦ 3QU LoRE | Red Flag Warning - Destructive Fires | 2027 | 1.1394e-08 | 1.2031e-08 | 1.1349e-08 | 1.0808e-08 | 9129.7461 | 233.2301 | 8896.516 | 0 | 0 | 0 | 0 | 0 | 1.5848e-06 | 0.00010402 | 0 | 0.00010402 | 0.00010984 | 0 | 0.00010984 | 0.00010361 | 0 | 0.00010361 | 9.8676e-05 | 0 | 9.8676e-05
[79 empty] | WLDFR | HFTD - Distribution - Tier 2 - 4QU CoRE ¦ 3QU LoRE | Red Flag Warning - Destructive Fires | 2028 | 1.1394e-08 | 1.2031e-08 | 1.1349e-08 | 1.0808e-08 | 9534.9221 | 247.273 | 9287.6491 | 0 | 0 | 0 | 0 | 0 | 1.5848e-06 | 0.00010864 | 0 | 0.00010864 | 0.00011471 | 0 | 0.00011471 | 0.00010821 | 0 | 0.00010821 | 0.00010305 | 0 | 0.00010305
[79 empty] | WLDFR | HFTD - Distribution - Tier 2 - 4QU CoRE ¦ 3QU LoRE | Red Flag Warning - Destructive Fires | 2029 | 1.1394e-08 | 1.2031e-08 | 1.1349e-08 | 1.0808e-08 | 9534.9221 | 247.273 | 9287.6491 | 0 | 0 | 0 | 0 | 0 | 1.5848e-06 | 0.00010864 | 0 | 0.00010864 | 0.00011471 | 0 | 0.00011471 | 0.00010821 | 0 | 0.00010821 | 0.00010305 | 0 | 0.00010305
[79 empty] | WLDFR | HFTD - Distribution - Tier 2 - 4QU CoRE ¦ 3QU LoRE | Red Flag Warning - Destructive Fires | 2030 | 1.1394e-08 | 1.2031e-08 | 1.1349e-08 | 1.0808e-08 | 9534.9221 | 247.273 | 9287.6491 | 0 | 0 | 0 | 0 | 0 | 1.5848e-06 | 0.00010864 | 0 | 0.00010864 | 0.00011471 | 0 | 0.00011471 | 0.00010821 | 0 | 0.00010821 | 0.00010305 | 0 | 0.00010305
[79 empty] | WLDFR | HFTD - Distribution - Tier 2 - 4QU CoRE ¦ 3QU LoRE | Red Flag Warning - Destructive Fires | 2031 | 1.1394e-08 | 1.2031e-08 | 1.1349e-08 | 1.0808e-08 | 9534.9221 | 247.273 | 9287.6491 | 0 | 0 | 0 | 0 | 0 | 1.5848e-06 | 0.00010864 | 0 | 0.00010864 | 0.00011471 | 0 | 0.00011471 | 0.00010821 | 0 | 0.00010821 | 0.00010305 | 0 | 0.00010305
[79 empty] | WLDFR | HFTD - Distribution - Tier 2 - 4QU CoRE ¦ 3QU LoRE | Red Flag Warning - Destructive Fires | 2032 | 1.1394e-08 | 1.2031e-08 | 1.1349e-08 | 1.0808e-08 | 9534.9221 | 247.273 | 9287.6491 | 0 | 0 | 0 | 0 | 0 | 1.5848e-06 | 0.00010864 | 0 | 0.00010864 | 0.00011471 | 0 | 0.00011471 | 0.00010821 | 0 | 0.00010821 | 0.00010305 | 0 | 0.00010305
[79 empty] | WLDFR | HFTD - Distribution - Tier 2 - 4QU CoRE ¦ 3QU LoRE | Red Flag Warning - Destructive Fires | 2033 | 1.1394e-08 | 1.2031e-08 | 1.1349e-08 | 1.0808e-08 | 9984.8474 | 263.1074 | 9721.74 | 0 | 0 | 0 | 0 | 0 | 1.5848e-06 | 0.00011376 | 0 | 0.00011376 | 0.00012012 | 0 | 0.00012012 | 0.00011331 | 0 | 0.00011331 | 0.00010792 | 0 | 0.00010792
[79 empty] | WLDFR | HFTD - Distribution - Tier 2 - 4QU CoRE ¦ 3QU LoRE | Red Flag Warning - Destructive Fires | 2034 | 1.1394e-08 | 1.2031e-08 | 1.1349e-08 | 1.0808e-08 | 9984.8474 | 263.1074 | 9721.74 | 0 | 0 | 0 | 0 | 0 | 1.5848e-06 | 0.00011376 | 0 | 0.00011376 | 0.00012012 | 0 | 0.00012012 | 0.00011331 | 0 | 0.00011331 | 0.00010792 | 0 | 0.00010792
[79 empty] | WLDFR | HFTD - Distribution - Tier 2 - 4QU CoRE ¦ 3QU LoRE | Red Flag Warning - Destructive Fires | 2035 | 1.1394e-08 | 1.2031e-08 | 1.1349e-08 | 1.0808e-08 | 9984.8474 | 263.1074 | 9721.74 | 0 | 0 | 0 | 0 | 0 | 1.5848e-06 | 0.00011376 | 0 | 0.00011376 | 0.00012012 | 0 | 0.00012012 | 0.00011331 | 0 | 0.00011331 | 0.00010792 | 0 | 0.00010792
[79 empty] | WLDFR | HFTD - Distribution - Tier 2 - 4QU CoRE ¦ 3QU LoRE | Red Flag Warning - Destructive Fires | 2036 | 1.1394e-08 | 1.2031e-08 | 1.1349e-08 | 1.0808e-08 | 9984.8474 | 263.1074 | 9721.74 | 0 | 0 | 0 | 0 | 0 | 1.5848e-06 | 0.00011376 | 0 | 0.00011376 | 0.00012012 | 0 | 0.00012012 | 0.00011331 | 0 | 0.00011331 | 0.00010792 | 0 | 0.00010792
[79 empty] | WLDFR | HFTD - Distribution - Tier 2 - 4QU CoRE ¦ 3QU LoRE | Red Flag Warning - Destructive Fires | 2037 | 1.1394e-08 | 1.2031e-08 | 1.1349e-08 | 1.0808e-08 | 9984.8474 | 263.1074 | 9721.74 | 0 | 0 | 0 | 0 | 0 | 1.5848e-06 | 0.00011376 | 0 | 0.00011376 | 0.00012012 | 0 | 0.00012012 | 0.00011331 | 0 | 0.00011331 | 0.00010792 | 0 | 0.00010792
[79 empty] | WLDFR | HFTD - Distribution - Tier 2 - 4QU CoRE ¦ 3QU LoRE | Red Flag Warning - Destructive Fires | 2038 | 1.1394e-08 | 1.2031e-08 | 1.1349e-08 | 1.0808e-08 | 10472.8261 | 280.5544 | 10192.2718 | 0 | 0 | 0 | 0 | 0 | 1.5848e-06 | 0.00011932 | 0 | 0.00011932 | 0.00012599 | 0 | 0.00012599 | 0.00011885 | 0 | 0.00011885 | 0.00011319 | 0 | 0.00011319
[79 empty] | WLDFR | HFTD - Distribution - Tier 2 - 4QU CoRE ¦ 3QU LoRE | Red Flag Warning - Destructive Fires | 2039 | 1.1394e-08 | 1.2031e-08 | 1.1349e-08 | 1.0808e-08 | 10472.8261 | 280.5544 | 10192.2718 | 0 | 0 | 0 | 0 | 0 | 1.5848e-06 | 0.00011932 | 0 | 0.00011932 | 0.00012599 | 0 | 0.00012599 | 0.00011885 | 0 | 0.00011885 | 0.00011319 | 0 | 0.00011319
[79 empty] | WLDFR | HFTD - Distribution - Tier 2 - 4QU CoRE ¦ 3QU LoRE | Red Flag Warning - Destructive Fires | 2040 | 1.1394e-08 | 1.2031e-08 | 1.1349e-08 | 1.0808e-08 | 10472.8261 | 280.5544 | 10192.2718 | 0 | 0 | 0 | 0 | 0 | 1.5848e-06 | 0.00011932 | 0 | 0.00011932 | 0.00012599 | 0 | 0.00012599 | 0.00011885 | 0 | 0.00011885 | 0.00011319 | 0 | 0.00011319
[79 empty] | WLDFR | HFTD - Distribution - Tier 2 - 4QU CoRE ¦ 3QU LoRE | Red Flag Warning - Destructive Fires | 2041 | 1.1394e-08 | 1.2031e-08 | 1.1349e-08 | 1.0808e-08 | 10472.8261 | 280.5544 | 10192.2718 | 0 | 0 | 0 | 0 | 0 | 1.5848e-06 | 0.00011932 | 0 | 0.00011932 | 0.00012599 | 0 | 0.00012599 | 0.00011885 | 0 | 0.00011885 | 0.00011319 | 0 | 0.00011319
[79 empty] | WLDFR | HFTD - Distribution - Tier 2 - 4QU CoRE ¦ 3QU LoRE | Red Flag Warning - Destructive Fires | 2042 | 1.1394e-08 | 1.2031e-08 | 1.1349e-08 | 1.0808e-08 | 10472.8261 | 280.5544 | 10192.2718 | 0 | 0 | 0 | 0 | 0 | 1.5848e-06 | 0.00011932 | 0 | 0.00011932 | 0.00012599 | 0 | 0.00012599 | 0.00011885 | 0 | 0.00011885 | 0.00011319 | 0 | 0.00011319
[79 empty] | WLDFR | HFTD - Distribution - Tier 2 - 4QU CoRE ¦ 3QU LoRE | Red Flag Warning - Destructive Fires | 2043 | 1.1394e-08 | 1.2031e-08 | 1.1349e-08 | 1.0808e-08 | 10992.1562 | 299.42 | 10692.7362 | 0 | 0 | 0 | 0 | 0 | 1.5848e-06 | 0.00012524 | 0 | 0.00012524 | 0.00013224 | 0 | 0.00013224 | 0.00012475 | 0 | 0.00012475 | 0.0001188 | 0 | 0.0001188
[79 empty] | WLDFR | HFTD - Distribution - Tier 2 - 4QU CoRE ¦ 3QU LoRE | Red Flag Warning - Destructive Fires | 2044 | 1.1394e-08 | 1.2031e-08 | 1.1349e-08 | 1.0808e-08 | 10992.1562 | 299.42 | 10692.7362 | 0 | 0 | 0 | 0 | 0 | 1.5848e-06 | 0.00012524 | 0 | 0.00012524 | 0.00013224 | 0 | 0.00013224 | 0.00012475 | 0 | 0.00012475 | 0.0001188 | 0 | 0.0001188
[79 empty] | WLDFR | HFTD - Distribution - Tier 2 - 4QU CoRE ¦ 3QU LoRE | Red Flag Warning - Destructive Fires | 2045 | 1.1394e-08 | 1.2031e-08 | 1.1349e-08 | 1.0808e-08 | 10992.1562 | 299.42 | 10692.7362 | 0 | 0 | 0 | 0 | 0 | 1.5848e-06 | 0.00012524 | 0 | 0.00012524 | 0.00013224 | 0 | 0.00013224 | 0.00012475 | 0 | 0.00012475 | 0.0001188 | 0 | 0.0001188
[79 empty] | WLDFR | HFTD - Distribution - Tier 2 - 4QU CoRE ¦ 3QU LoRE | Red Flag Warning - Destructive Fires | 2046 | 1.1394e-08 | 1.2031e-08 | 1.1349e-08 | 1.0808e-08 | 10992.1562 | 299.42 | 10692.7362 | 0 | 0 | 0 | 0 | 0 | 1.5848e-06 | 0.00012524 | 0 | 0.00012524 | 0.00013224 | 0 | 0.00013224 | 0.00012475 | 0 | 0.00012475 | 0.0001188 | 0 | 0.0001188
[79 empty] | WLDFR | HFTD - Distribution - Tier 2 - 4QU CoRE ¦ 3QU LoRE | Red Flag Warning - Destructive Fires | 2047 | 1.1394e-08 | 1.2031e-08 | 1.1349e-08 | 1.0808e-08 | 10992.1562 | 299.42 | 10692.7362 | 0 | 0 | 0 | 0 | 0 | 1.5848e-06 | 0.00012524 | 0 | 0.00012524 | 0.00013224 | 0 | 0.00013224 | 0.00012475 | 0 | 0.00012475 | 0.0001188 | 0 | 0.0001188
[79 empty] | WLDFR | HFTD - Distribution - Tier 2 - 4QU CoRE ¦ 3QU LoRE | Red Flag Warning - Destructive Fires | 2048 | 1.1394e-08 | 1.2031e-08 | 1.1349e-08 | 1.0808e-08 | 11536.0538 | 319.4911 | 11216.5626 | 0 | 0 | 0 | 0 | 0 | 1.5848e-06 | 0.00013144 | 0 | 0.00013144 | 0.00013879 | 0 | 0.00013879 | 0.00013092 | 0 | 0.00013092 | 0.00012468 | 0 | 0.00012468
[79 empty] | WLDFR | HFTD - Distribution - Tier 2 - 4QU CoRE ¦ 3QU LoRE | Red Flag Warning - Destructive Fires | 2049 | 1.1394e-08 | 1.2031e-08 | 1.1349e-08 | 1.0808e-08 | 11536.0538 | 319.4911 | 11216.5626 | 0 | 0 | 0 | 0 | 0 | 1.5848e-06 | 0.00013144 | 0 | 0.00013144 | 0.00013879 | 0 | 0.00013879 | 0.00013092 | 0 | 0.00013092 | 0.00012468 | 0 | 0.00012468
[79 empty] | WLDFR | HFTD - Distribution - Tier 2 - 4QU CoRE ¦ 3QU LoRE | Red Flag Warning - Destructive Fires | 2050 | 0 | 1.2031e-08 | 1.1349e-08 | 1.0808e-08 | 11536.0538 | 319.4911 | 11216.5626 | 0 | 0 | 0 | 0 | 0 | 1.5848e-06 | 0 | 0 | 0 | 0.00013879 | 0 | 0.00013879 | 0.00013092 | 0 | 0.00013092 | 0.00012468 | 0 | 0.00012468
[79 empty] | WLDFR | HFTD - Distribution - Tier 2 - 4QU CoRE ¦ 3QU LoRE | Red Flag Warning - Destructive Fires | 2051 | 0 | 0 | 1.1349e-08 | 1.0808e-08 | 11536.0538 | 319.4911 | 11216.5626 | 0 | 0 | 0 | 0 | 0 | 1.5848e-06 | 0 | 0 | 0 | 0 | 0 | 0 | 0.00013092 | 0 | 0.00013092 | 0.00012468 | 0 | 0.00012468
[79 empty] | WLDFR | HFTD - Distribution - Tier 2 - 4QU CoRE ¦ 3QU LoRE | Red Flag Warning - Destructive Fires | 2052 | 0 | 0 | 0 | 1.0808e-08 | 11536.0538 | 319.4911 | 11216.5626 | 0 | 0 | 0 | 0 | 0 | 1.5848e-06 | 0 | 0 | 0 | 0 | 0 | 0 | 0 | 0 | 0 | 0.00012468 | 0 | 0.00012468
[79 empty] | WLDFR | HFTD - Distribution - Tier 2 - 4QU CoRE ¦ 3QU LoRE | Red Flag Warning - Large Fires | 2020 | 2.709e-07 | 0 | 0 | 0 | 5.2406 | 0.69642 | 2.942 | 1.6022 | 0 | 0 | 0 | 0 | 2.4585e-05 | 1.4197e-06 | 0 | 1.4197e-06 | 0 | 0 | 0 | 0 | 0 | 0 | 0 | 0 | 0
[79 empty] | WLDFR | HFTD - Distribution - Tier 2 - 4QU CoRE ¦ 3QU LoRE | Red Flag Warning - Large Fires | 2021 | 1.8398e-07 | 2.8604e-07 | 0 | 0 | 5.2406 | 0.69642 | 2.942 | 1.6022 | 0 | 0 | 0 | 0 | 2.4585e-05 | 9.6415e-07 | 0 | 9.6415e-07 | 1.499e-06 | 0 | 1.499e-06 | 0 | 0 | 0 | 0 | 0 | 0
[79 empty] | WLDFR | HFTD - Distribution - Tier 2 - 4QU CoRE ¦ 3QU LoRE | Red Flag Warning - Large Fires | 2022 | 1.7131e-07 | 1.8089e-07 | 2.5703e-07 | 0 | 5.2406 | 0.69642 | 2.942 | 1.6022 | 0 | 0 | 0 | 0 | 2.41e-05 | 8.9776e-07 | 0 | 8.9776e-07 | 9.4796e-07 | 0 | 9.4796e-07 | 1.347e-06 | 0 | 1.347e-06 | 0 | 0 | 0
[79 empty] | WLDFR | HFTD - Distribution - Tier 2 - 4QU CoRE ¦ 3QU LoRE | Red Flag Warning - Large Fires | 2023 | 1.7131e-07 | 1.8089e-07 | 1.7063e-07 | 2.4479e-07 | 5.475 | 0.71896 | 3.0715 | 1.6846 | 0 | 0 | 0 | 0 | 2.41e-05 | 9.3793e-07 | 0 | 9.3793e-07 | 9.9037e-07 | 0 | 9.9037e-07 | 9.3423e-07 | 0 | 9.3423e-07 | 1.3402e-06 | 0 | 1.3402e-06
[79 empty] | WLDFR | HFTD - Distribution - Tier 2 - 4QU CoRE ¦ 3QU LoRE | Red Flag Warning - Large Fires | 2024 | 1.7131e-07 | 1.8089e-07 | 1.7063e-07 | 1.6251e-07 | 5.475 | 0.71896 | 3.0715 | 1.6846 | 0 | 0 | 0 | 0 | 2.41e-05 | 9.3793e-07 | 0 | 9.3793e-07 | 9.9037e-07 | 0 | 9.9037e-07 | 9.3423e-07 | 0 | 9.3423e-07 | 8.8974e-07 | 0 | 8.8974e-07
[79 empty] | WLDFR | HFTD - Distribution - Tier 2 - 4QU CoRE ¦ 3QU LoRE | Red Flag Warning - Large Fires | 2025 | 1.7131e-07 | 1.8089e-07 | 1.7063e-07 | 1.6251e-07 | 5.475 | 0.71896 | 3.0715 | 1.6846 | 0 | 0 | 0 | 0 | 2.41e-05 | 9.3793e-07 | 0 | 9.3793e-07 | 9.9037e-07 | 0 | 9.9037e-07 | 9.3423e-07 | 0 | 9.3423e-07 | 8.8974e-07 | 0 | 8.8974e-07
[79 empty] | WLDFR | HFTD - Distribution - Tier 2 - 4QU CoRE ¦ 3QU LoRE | Red Flag Warning - Large Fires | 2026 | 1.7131e-07 | 1.8089e-07 | 1.7063e-07 | 1.6251e-07 | 5.475 | 0.71896 | 3.0715 | 1.6846 | 0 | 0 | 0 | 0 | 2.41e-05 | 9.3793e-07 | 0 | 9.3793e-07 | 9.9037e-07 | 0 | 9.9037e-07 | 9.3423e-07 | 0 | 9.3423e-07 | 8.8974e-07 | 0 | 8.8974e-07
[79 empty] | WLDFR | HFTD - Distribution - Tier 2 - 4QU CoRE ¦ 3QU LoRE | Red Flag Warning - Large Fires | 2027 | 1.7131e-07 | 1.8089e-07 | 1.7063e-07 | 1.6251e-07 | 5.475 | 0.71896 | 3.0715 | 1.6846 | 0 | 0 | 0 | 0 | 2.41e-05 | 9.3793e-07 | 0 | 9.3793e-07 | 9.9037e-07 | 0 | 9.9037e-07 | 9.3423e-07 | 0 | 9.3423e-07 | 8.8974e-07 | 0 | 8.8974e-07
[79 empty] | WLDFR | HFTD - Distribution - Tier 2 - 4QU CoRE ¦ 3QU LoRE | Red Flag Warning - Large Fires | 2028 | 1.7131e-07 | 1.8089e-07 | 1.7063e-07 | 1.6251e-07 | 5.777 | 0.74734 | 3.238 | 1.7917 | 0 | 0 | 0 | 0 | 2.41e-05 | 9.8966e-07 | 0 | 9.8966e-07 | 1.045e-06 | 0 | 1.045e-06 | 9.8576e-07 | 0 | 9.8576e-07 | 9.3882e-07 | 0 | 9.3882e-07
[79 empty] | WLDFR | HFTD - Distribution - Tier 2 - 4QU CoRE ¦ 3QU LoRE | Red Flag Warning - Large Fires | 2029 | 1.7131e-07 | 1.8089e-07 | 1.7063e-07 | 1.6251e-07 | 5.777 | 0.74734 | 3.238 | 1.7917 | 0 | 0 | 0 | 0 | 2.41e-05 | 9.8966e-07 | 0 | 9.8966e-07 | 1.045e-06 | 0 | 1.045e-06 | 9.8576e-07 | 0 | 9.8576e-07 | 9.3882e-07 | 0 | 9.3882e-07
[79 empty] | WLDFR | HFTD - Distribution - Tier 2 - 4QU CoRE ¦ 3QU LoRE | Red Flag Warning - Large Fires | 2030 | 1.7131e-07 | 1.8089e-07 | 1.7063e-07 | 1.6251e-07 | 5.777 | 0.74734 | 3.238 | 1.7917 | 0 | 0 | 0 | 0 | 2.41e-05 | 9.8966e-07 | 0 | 9.8966e-07 | 1.045e-06 | 0 | 1.045e-06 | 9.8576e-07 | 0 | 9.8576e-07 | 9.3882e-07 | 0 | 9.3882e-07
[79 empty] | WLDFR | HFTD - Distribution - Tier 2 - 4QU CoRE ¦ 3QU LoRE | Red Flag Warning - Large Fires | 2031 | 1.7131e-07 | 1.8089e-07 | 1.7063e-07 | 1.6251e-07 | 5.777 | 0.74734 | 3.238 | 1.7917 | 0 | 0 | 0 | 0 | 2.41e-05 | 9.8966e-07 | 0 | 9.8966e-07 | 1.045e-06 | 0 | 1.045e-06 | 9.8576e-07 | 0 | 9.8576e-07 | 9.3882e-07 | 0 | 9.3882e-07
[79 empty] | WLDFR | HFTD - Distribution - Tier 2 - 4QU CoRE ¦ 3QU LoRE | Red Flag Warning - Large Fires | 2032 | 1.7131e-07 | 1.8089e-07 | 1.7063e-07 | 1.6251e-07 | 5.777 | 0.74734 | 3.238 | 1.7917 | 0 | 0 | 0 | 0 | 2.41e-05 | 9.8966e-07 | 0 | 9.8966e-07 | 1.045e-06 | 0 | 1.045e-06 | 9.8576e-07 | 0 | 9.8576e-07 | 9.3882e-07 | 0 | 9.3882e-07
[79 empty] | WLDFR | HFTD - Distribution - Tier 2 - 4QU CoRE ¦ 3QU LoRE | Red Flag Warning - Large Fires | 2033 | 1.7131e-07 | 1.8089e-07 | 1.7063e-07 | 1.6251e-07 | 6.1205 | 0.77885 | 3.4265 | 1.9151 | 0 | 0 | 0 | 0 | 2.41e-05 | 1.0485e-06 | 0 | 1.0485e-06 | 1.1071e-06 | 0 | 1.1071e-06 | 1.0444e-06 | 0 | 1.0444e-06 | 9.9464e-07 | 0 | 9.9464e-07
[79 empty] | WLDFR | HFTD - Distribution - Tier 2 - 4QU CoRE ¦ 3QU LoRE | Red Flag Warning - Large Fires | 2034 | 1.7131e-07 | 1.8089e-07 | 1.7063e-07 | 1.6251e-07 | 6.1205 | 0.77885 | 3.4265 | 1.9151 | 0 | 0 | 0 | 0 | 2.41e-05 | 1.0485e-06 | 0 | 1.0485e-06 | 1.1071e-06 | 0 | 1.1071e-06 | 1.0444e-06 | 0 | 1.0444e-06 | 9.9464e-07 | 0 | 9.9464e-07
[79 empty] | WLDFR | HFTD - Distribution - Tier 2 - 4QU CoRE ¦ 3QU LoRE | Red Flag Warning - Large Fires | 2035 | 1.7131e-07 | 1.8089e-07 | 1.7063e-07 | 1.6251e-07 | 6.1205 | 0.77885 | 3.4265 | 1.9151 | 0 | 0 | 0 | 0 | 2.41e-05 | 1.0485e-06 | 0 | 1.0485e-06 | 1.1071e-06 | 0 | 1.1071e-06 | 1.0444e-06 | 0 | 1.0444e-06 | 9.9464e-07 | 0 | 9.9464e-07
[79 empty] | WLDFR | HFTD - Distribution - Tier 2 - 4QU CoRE ¦ 3QU LoRE | Red Flag Warning - Large Fires | 2036 | 1.7131e-07 | 1.8089e-07 | 1.7063e-07 | 1.6251e-07 | 6.1205 | 0.77885 | 3.4265 | 1.9151 | 0 | 0 | 0 | 0 | 2.41e-05 | 1.0485e-06 | 0 | 1.0485e-06 | 1.1071e-06 | 0 | 1.1071e-06 | 1.0444e-06 | 0 | 1.0444e-06 | 9.9464e-07 | 0 | 9.9464e-07
[79 empty] | WLDFR | HFTD - Distribution - Tier 2 - 4QU CoRE ¦ 3QU LoRE | Red Flag Warning - Large Fires | 2037 | 1.7131e-07 | 1.8089e-07 | 1.7063e-07 | 1.6251e-07 | 6.1205 | 0.77885 | 3.4265 | 1.9151 | 0 | 0 | 0 | 0 | 2.41e-05 | 1.0485e-06 | 0 | 1.0485e-06 | 1.1071e-06 | 0 | 1.1071e-06 | 1.0444e-06 | 0 | 1.0444e-06 | 9.9464e-07 | 0 | 9.9464e-07
[79 empty] | WLDFR | HFTD - Distribution - Tier 2 - 4QU CoRE ¦ 3QU LoRE | Red Flag Warning - Large Fires | 2038 | 1.7131e-07 | 1.8089e-07 | 1.7063e-07 | 1.6251e-07 | 6.5028 | 0.81304 | 3.6355 | 2.0543 | 0 | 0 | 0 | 0 | 2.41e-05 | 1.114e-06 | 0 | 1.114e-06 | 1.1763e-06 | 0 | 1.1763e-06 | 1.1096e-06 | 0 | 1.1096e-06 | 1.0568e-06 | 0 | 1.0568e-06
[79 empty] | WLDFR | HFTD - Distribution - Tier 2 - 4QU CoRE ¦ 3QU LoRE | Red Flag Warning - Large Fires | 2039 | 1.7131e-07 | 1.8089e-07 | 1.7063e-07 | 1.6251e-07 | 6.5028 | 0.81304 | 3.6355 | 2.0543 | 0 | 0 | 0 | 0 | 2.41e-05 | 1.114e-06 | 0 | 1.114e-06 | 1.1763e-06 | 0 | 1.1763e-06 | 1.1096e-06 | 0 | 1.1096e-06 | 1.0568e-06 | 0 | 1.0568e-06
[79 empty] | WLDFR | HFTD - Distribution - Tier 2 - 4QU CoRE ¦ 3QU LoRE | Red Flag Warning - Large Fires | 2040 | 1.7131e-07 | 1.8089e-07 | 1.7063e-07 | 1.6251e-07 | 6.5028 | 0.81304 | 3.6355 | 2.0543 | 0 | 0 | 0 | 0 | 2.41e-05 | 1.114e-06 | 0 | 1.114e-06 | 1.1763e-06 | 0 | 1.1763e-06 | 1.1096e-06 | 0 | 1.1096e-06 | 1.0568e-06 | 0 | 1.0568e-06
[79 empty] | WLDFR | HFTD - Distribution - Tier 2 - 4QU CoRE ¦ 3QU LoRE | Red Flag Warning - Large Fires | 2041 | 1.7131e-07 | 1.8089e-07 | 1.7063e-07 | 1.6251e-07 | 6.5028 | 0.81304 | 3.6355 | 2.0543 | 0 | 0 | 0 | 0 | 2.41e-05 | 1.114e-06 | 0 | 1.114e-06 | 1.1763e-06 | 0 | 1.1763e-06 | 1.1096e-06 | 0 | 1.1096e-06 | 1.0568e-06 | 0 | 1.0568e-06
[79 empty] | WLDFR | HFTD - Distribution - Tier 2 - 4QU CoRE ¦ 3QU LoRE | Red Flag Warning - Large Fires | 2042 | 1.7131e-07 | 1.8089e-07 | 1.7063e-07 | 1.6251e-07 | 6.5028 | 0.81304 | 3.6355 | 2.0543 | 0 | 0 | 0 | 0 | 2.41e-05 | 1.114e-06 | 0 | 1.114e-06 | 1.1763e-06 | 0 | 1.1763e-06 | 1.1096e-06 | 0 | 1.1096e-06 | 1.0568e-06 | 0 | 1.0568e-06
[79 empty] | WLDFR | HFTD - Distribution - Tier 2 - 4QU CoRE ¦ 3QU LoRE | Red Flag Warning - Large Fires | 2043 | 1.7131e-07 | 1.8089e-07 | 1.7063e-07 | 1.6251e-07 | 6.9209 | 0.84944 | 3.8632 | 2.2083 | 0 | 0 | 0 | 0 | 2.41e-05 | 1.1856e-06 | 0 | 1.1856e-06 | 1.2519e-06 | 0 | 1.2519e-06 | 1.181e-06 | 0 | 1.181e-06 | 1.1247e-06 | 0 | 1.1247e-06
[79 empty] | WLDFR | HFTD - Distribution - Tier 2 - 4QU CoRE ¦ 3QU LoRE | Red Flag Warning - Large Fires | 2044 | 1.7131e-07 | 1.8089e-07 | 1.7063e-07 | 1.6251e-07 | 6.9209 | 0.84944 | 3.8632 | 2.2083 | 0 | 0 | 0 | 0 | 2.41e-05 | 1.1856e-06 | 0 | 1.1856e-06 | 1.2519e-06 | 0 | 1.2519e-06 | 1.181e-06 | 0 | 1.181e-06 | 1.1247e-06 | 0 | 1.1247e-06
[79 empty] | WLDFR | HFTD - Distribution - Tier 2 - 4QU CoRE ¦ 3QU LoRE | Red Flag Warning - Large Fires | 2045 | 1.7131e-07 | 1.8089e-07 | 1.7063e-07 | 1.6251e-07 | 6.9209 | 0.84944 | 3.8632 | 2.2083 | 0 | 0 | 0 | 0 | 2.41e-05 | 1.1856e-06 | 0 | 1.1856e-06 | 1.2519e-06 | 0 | 1.2519e-06 | 1.181e-06 | 0 | 1.181e-06 | 1.1247e-06 | 0 | 1.1247e-06
[79 empty] | WLDFR | HFTD - Distribution - Tier 2 - 4QU CoRE ¦ 3QU LoRE | Red Flag Warning - Large Fires | 2046 | 1.7131e-07 | 1.8089e-07 | 1.7063e-07 | 1.6251e-07 | 6.9209 | 0.84944 | 3.8632 | 2.2083 | 0 | 0 | 0 | 0 | 2.41e-05 | 1.1856e-06 | 0 | 1.1856e-06 | 1.2519e-06 | 0 | 1.2519e-06 | 1.181e-06 | 0 | 1.181e-06 | 1.1247e-06 | 0 | 1.1247e-06
[79 empty] | WLDFR | HFTD - Distribution - Tier 2 - 4QU CoRE ¦ 3QU LoRE | Red Flag Warning - Large Fires | 2047 | 1.7131e-07 | 1.8089e-07 | 1.7063e-07 | 1.6251e-07 | 6.9209 | 0.84944 | 3.8632 | 2.2083 | 0 | 0 | 0 | 0 | 2.41e-05 | 1.1856e-06 | 0 | 1.1856e-06 | 1.2519e-06 | 0 | 1.2519e-06 | 1.181e-06 | 0 | 1.181e-06 | 1.1247e-06 | 0 | 1.1247e-06
[79 empty] | WLDFR | HFTD - Distribution - Tier 2 - 4QU CoRE ¦ 3QU LoRE | Red Flag Warning - Large Fires | 2048 | 1.7131e-07 | 1.8089e-07 | 1.7063e-07 | 1.6251e-07 | 7.3713 | 0.88759 | 4.1075 | 2.3763 | 0 | 0 | 0 | 0 | 2.41e-05 | 1.2628e-06 | 0 | 1.2628e-06 | 1.3334e-06 | 0 | 1.3334e-06 | 1.2578e-06 | 0 | 1.2578e-06 | 1.1979e-06 | 0 | 1.1979e-06
[79 empty] | WLDFR | HFTD - Distribution - Tier 2 - 4QU CoRE ¦ 3QU LoRE | Red Flag Warning - Large Fires | 2049 | 1.7131e-07 | 1.8089e-07 | 1.7063e-07 | 1.6251e-07 | 7.3713 | 0.88759 | 4.1075 | 2.3763 | 0 | 0 | 0 | 0 | 2.41e-05 | 1.2628e-06 | 0 | 1.2628e-06 | 1.3334e-06 | 0 | 1.3334e-06 | 1.2578e-06 | 0 | 1.2578e-06 | 1.1979e-06 | 0 | 1.1979e-06
[79 empty] | WLDFR | HFTD - Distribution - Tier 2 - 4QU CoRE ¦ 3QU LoRE | Red Flag Warning - Large Fires | 2050 | 0 | 1.8089e-07 | 1.7063e-07 | 1.6251e-07 | 7.3713 | 0.88759 | 4.1075 | 2.3763 | 0 | 0 | 0 | 0 | 2.41e-05 | 0 | 0 | 0 | 1.3334e-06 | 0 | 1.3334e-06 | 1.2578e-06 | 0 | 1.2578e-06 | 1.1979e-06 | 0 | 1.1979e-06
[79 empty] | WLDFR | HFTD - Distribution - Tier 2 - 4QU CoRE ¦ 3QU LoRE | Red Flag Warning - Large Fires | 2051 | 0 | 0 | 1.7063e-07 | 1.6251e-07 | 7.3713 | 0.88759 | 4.1075 | 2.3763 | 0 | 0 | 0 | 0 | 2.41e-05 | 0 | 0 | 0 | 0 | 0 | 0 | 1.2578e-06 | 0 | 1.2578e-06 | 1.1979e-06 | 0 | 1.1979e-06
[79 empty] | WLDFR | HFTD - Distribution - Tier 2 - 4QU CoRE ¦ 3QU LoRE | Red Flag Warning - Large Fires | 2052 | 0 | 0 | 0 | 1.6251e-07 | 7.3713 | 0.88759 | 4.1075 | 2.3763 | 0 | 0 | 0 | 0 | 2.41e-05 | 0 | 0 | 0 | 0 | 0 | 0 | 0 | 0 | 0 | 1.1979e-06 | 0 | 1.1979e-06
[79 empty] | WLDFR | HFTD - Distribution - Tier 2 - 4QU CoRE ¦ 3QU LoRE | Red Flag Warning - Small Fires | 2020 | 8.8464e-06 | 0 | 0 | 0 | 0.077901 | 0.036425 | 0.0015809 | 0.039895 | 0 | 0 | 0 | 0 | 0.00061353 | 6.8914e-07 | 0 | 6.8914e-07 | 0 | 0 | 0 | 0 | 0 | 0 | 0 | 0 | 0
[79 empty] | WLDFR | HFTD - Distribution - Tier 2 - 4QU CoRE ¦ 3QU LoRE | Red Flag Warning - Small Fires | 2021 | 6.0379e-06 | 9.341e-06 | 0 | 0 | 0.077901 | 0.036425 | 0.0015809 | 0.039895 | 0 | 0 | 0 | 0 | 0.00061353 | 4.7035e-07 | 0 | 4.7035e-07 | 7.2767e-07 | 0 | 7.2767e-07 | 0 | 0 | 0 | 0 | 0 | 0
[79 empty] | WLDFR | HFTD - Distribution - Tier 2 - 4QU CoRE ¦ 3QU LoRE | Red Flag Warning - Small Fires | 2022 | 5.6463e-06 | 5.962e-06 | 8.4388e-06 | 0 | 0.077901 | 0.036425 | 0.0015809 | 0.039895 | 0 | 0 | 0 | 0 | 0.00060434 | 4.3985e-07 | 0 | 4.3985e-07 | 4.6444e-07 | 0 | 4.6444e-07 | 6.5738e-07 | 0 | 6.5738e-07 | 0 | 0 | 0
[79 empty] | WLDFR | HFTD - Distribution - Tier 2 - 4QU CoRE ¦ 3QU LoRE | Red Flag Warning - Small Fires | 2023 | 5.6463e-06 | 5.962e-06 | 5.624e-06 | 8.0369e-06 | 0.080408 | 0.03759 | 0.0016314 | 0.041187 | 0 | 0 | 0 | 0 | 0.00060434 | 4.5401e-07 | 0 | 4.5401e-07 | 4.794e-07 | 0 | 4.794e-07 | 4.5222e-07 | 0 | 4.5222e-07 | 6.4623e-07 | 0 | 6.4623e-07
[79 empty] | WLDFR | HFTD - Distribution - Tier 2 - 4QU CoRE ¦ 3QU LoRE | Red Flag Warning - Small Fires | 2024 | 5.6463e-06 | 5.962e-06 | 5.624e-06 | 5.3562e-06 | 0.080408 | 0.03759 | 0.0016314 | 0.041187 | 0 | 0 | 0 | 0 | 0.00060434 | 4.5401e-07 | 0 | 4.5401e-07 | 4.794e-07 | 0 | 4.794e-07 | 4.5222e-07 | 0 | 4.5222e-07 | 4.3069e-07 | 0 | 4.3069e-07
[79 empty] | WLDFR | HFTD - Distribution - Tier 2 - 4QU CoRE ¦ 3QU LoRE | Red Flag Warning - Small Fires | 2025 | 5.6463e-06 | 5.962e-06 | 5.624e-06 | 5.3562e-06 | 0.080408 | 0.03759 | 0.0016314 | 0.041187 | 0 | 0 | 0 | 0 | 0.00060434 | 4.5401e-07 | 0 | 4.5401e-07 | 4.794e-07 | 0 | 4.794e-07 | 4.5222e-07 | 0 | 4.5222e-07 | 4.3069e-07 | 0 | 4.3069e-07
[79 empty] | WLDFR | HFTD - Distribution - Tier 2 - 4QU CoRE ¦ 3QU LoRE | Red Flag Warning - Small Fires | 2026 | 5.6463e-06 | 5.962e-06 | 5.624e-06 | 5.3562e-06 | 0.080408 | 0.03759 | 0.0016314 | 0.041187 | 0 | 0 | 0 | 0 | 0.00060434 | 4.5401e-07 | 0 | 4.5401e-07 | 4.794e-07 | 0 | 4.794e-07 | 4.5222e-07 | 0 | 4.5222e-07 | 4.3069e-07 | 0 | 4.3069e-07
[79 empty] | WLDFR | HFTD - Distribution - Tier 2 - 4QU CoRE ¦ 3QU LoRE | Red Flag Warning - Small Fires | 2027 | 5.6463e-06 | 5.962e-06 | 5.624e-06 | 5.3562e-06 | 0.080408 | 0.03759 | 0.0016314 | 0.041187 | 0 | 0 | 0 | 0 | 0.00060434 | 4.5401e-07 | 0 | 4.5401e-07 | 4.794e-07 | 0 | 4.794e-07 | 4.5222e-07 | 0 | 4.5222e-07 | 4.3069e-07 | 0 | 4.3069e-07
[79 empty] | WLDFR | HFTD - Distribution - Tier 2 - 4QU CoRE ¦ 3QU LoRE | Red Flag Warning - Small Fires | 2028 | 5.6463e-06 | 5.962e-06 | 5.624e-06 | 5.3562e-06 | 0.083606 | 0.039055 | 0.001695 | 0.042856 | 0 | 0 | 0 | 0 | 0.00060434 | 4.7207e-07 | 0 | 4.7207e-07 | 4.9846e-07 | 0 | 4.9846e-07 | 4.7021e-07 | 0 | 4.7021e-07 | 4.4782e-07 | 0 | 4.4782e-07
[79 empty] | WLDFR | HFTD - Distribution - Tier 2 - 4QU CoRE ¦ 3QU LoRE | Red Flag Warning - Small Fires | 2029 | 5.6463e-06 | 5.962e-06 | 5.624e-06 | 5.3562e-06 | 0.083606 | 0.039055 | 0.001695 | 0.042856 | 0 | 0 | 0 | 0 | 0.00060434 | 4.7207e-07 | 0 | 4.7207e-07 | 4.9846e-07 | 0 | 4.9846e-07 | 4.7021e-07 | 0 | 4.7021e-07 | 4.4782e-07 | 0 | 4.4782e-07
[79 empty] | WLDFR | HFTD - Distribution - Tier 2 - 4QU CoRE ¦ 3QU LoRE | Red Flag Warning - Small Fires | 2030 | 5.6463e-06 | 5.962e-06 | 5.624e-06 | 5.3562e-06 | 0.083606 | 0.039055 | 0.001695 | 0.042856 | 0 | 0 | 0 | 0 | 0.00060434 | 4.7207e-07 | 0 | 4.7207e-07 | 4.9846e-07 | 0 | 4.9846e-07 | 4.7021e-07 | 0 | 4.7021e-07 | 4.4782e-07 | 0 | 4.4782e-07
[79 empty] | WLDFR | HFTD - Distribution - Tier 2 - 4QU CoRE ¦ 3QU LoRE | Red Flag Warning - Small Fires | 2031 | 5.6463e-06 | 5.962e-06 | 5.624e-06 | 5.3562e-06 | 0.083606 | 0.039055 | 0.001695 | 0.042856 | 0 | 0 | 0 | 0 | 0.00060434 | 4.7207e-07 | 0 | 4.7207e-07 | 4.9846e-07 | 0 | 4.9846e-07 | 4.7021e-07 | 0 | 4.7021e-07 | 4.4782e-07 | 0 | 4.4782e-07
[79 empty] | WLDFR | HFTD - Distribution - Tier 2 - 4QU CoRE ¦ 3QU LoRE | Red Flag Warning - Small Fires | 2032 | 5.6463e-06 | 5.962e-06 | 5.624e-06 | 5.3562e-06 | 0.083606 | 0.039055 | 0.001695 | 0.042856 | 0 | 0 | 0 | 0 | 0.00060434 | 4.7207e-07 | 0 | 4.7207e-07 | 4.9846e-07 | 0 | 4.9846e-07 | 4.7021e-07 | 0 | 4.7021e-07 | 4.4782e-07 | 0 | 4.4782e-07
[79 empty] | WLDFR | HFTD - Distribution - Tier 2 - 4QU CoRE ¦ 3QU LoRE | Red Flag Warning - Small Fires | 2033 | 5.6463e-06 | 5.962e-06 | 5.624e-06 | 5.3562e-06 | 0.087211 | 0.040679 | 0.0017655 | 0.044766 | 0 | 0 | 0 | 0 | 0.00060434 | 4.9242e-07 | 0 | 4.9242e-07 | 5.1995e-07 | 0 | 5.1995e-07 | 4.9048e-07 | 0 | 4.9048e-07 | 4.6712e-07 | 0 | 4.6712e-07
[79 empty] | WLDFR | HFTD - Distribution - Tier 2 - 4QU CoRE ¦ 3QU LoRE | Red Flag Warning - Small Fires | 2034 | 5.6463e-06 | 5.962e-06 | 5.624e-06 | 5.3562e-06 | 0.087211 | 0.040679 | 0.0017655 | 0.044766 | 0 | 0 | 0 | 0 | 0.00060434 | 4.9242e-07 | 0 | 4.9242e-07 | 5.1995e-07 | 0 | 5.1995e-07 | 4.9048e-07 | 0 | 4.9048e-07 | 4.6712e-07 | 0 | 4.6712e-07
[79 empty] | WLDFR | HFTD - Distribution - Tier 2 - 4QU CoRE ¦ 3QU LoRE | Red Flag Warning - Small Fires | 2035 | 5.6463e-06 | 5.962e-06 | 5.624e-06 | 5.3562e-06 | 0.087211 | 0.040679 | 0.0017655 | 0.044766 | 0 | 0 | 0 | 0 | 0.00060434 | 4.9242e-07 | 0 | 4.9242e-07 | 5.1995e-07 | 0 | 5.1995e-07 | 4.9048e-07 | 0 | 4.9048e-07 | 4.6712e-07 | 0 | 4.6712e-07
[79 empty] | WLDFR | HFTD - Distribution - Tier 2 - 4QU CoRE ¦ 3QU LoRE | Red Flag Warning - Small Fires | 2036 | 5.6463e-06 | 5.962e-06 | 5.624e-06 | 5.3562e-06 | 0.087211 | 0.040679 | 0.0017655 | 0.044766 | 0 | 0 | 0 | 0 | 0.00060434 | 4.9242e-07 | 0 | 4.9242e-07 | 5.1995e-07 | 0 | 5.1995e-07 | 4.9048e-07 | 0 | 4.9048e-07 | 4.6712e-07 | 0 | 4.6712e-07
[79 empty] | WLDFR | HFTD - Distribution - Tier 2 - 4QU CoRE ¦ 3QU LoRE | Red Flag Warning - Small Fires | 2037 | 5.6463e-06 | 5.962e-06 | 5.624e-06 | 5.3562e-06 | 0.087211 | 0.040679 | 0.0017655 | 0.044766 | 0 | 0 | 0 | 0 | 0.00060434 | 4.9242e-07 | 0 | 4.9242e-07 | 5.1995e-07 | 0 | 5.1995e-07 | 4.9048e-07 | 0 | 4.9048e-07 | 4.6712e-07 | 0 | 4.6712e-07
[79 empty] | WLDFR | HFTD - Distribution - Tier 2 - 4QU CoRE ¦ 3QU LoRE | Red Flag Warning - Small Fires | 2038 | 5.6463e-06 | 5.962e-06 | 5.624e-06 | 5.3562e-06 | 0.091184 | 0.042438 | 0.0018418 | 0.046905 | 0 | 0 | 0 | 0 | 0.00060434 | 5.1486e-07 | 0 | 5.1486e-07 | 5.4364e-07 | 0 | 5.4364e-07 | 5.1282e-07 | 0 | 5.1282e-07 | 4.884e-07 | 0 | 4.884e-07
[79 empty] | WLDFR | HFTD - Distribution - Tier 2 - 4QU CoRE ¦ 3QU LoRE | Red Flag Warning - Small Fires | 2039 | 5.6463e-06 | 5.962e-06 | 5.624e-06 | 5.3562e-06 | 0.091184 | 0.042438 | 0.0018418 | 0.046905 | 0 | 0 | 0 | 0 | 0.00060434 | 5.1486e-07 | 0 | 5.1486e-07 | 5.4364e-07 | 0 | 5.4364e-07 | 5.1282e-07 | 0 | 5.1282e-07 | 4.884e-07 | 0 | 4.884e-07
[79 empty] | WLDFR | HFTD - Distribution - Tier 2 - 4QU CoRE ¦ 3QU LoRE | Red Flag Warning - Small Fires | 2040 | 5.6463e-06 | 5.962e-06 | 5.624e-06 | 5.3562e-06 | 0.091184 | 0.042438 | 0.0018418 | 0.046905 | 0 | 0 | 0 | 0 | 0.00060434 | 5.1486e-07 | 0 | 5.1486e-07 | 5.4364e-07 | 0 | 5.4364e-07 | 5.1282e-07 | 0 | 5.1282e-07 | 4.884e-07 | 0 | 4.884e-07
[79 empty] | WLDFR | HFTD - Distribution - Tier 2 - 4QU CoRE ¦ 3QU LoRE | Red Flag Warning - Small Fires | 2041 | 5.6463e-06 | 5.962e-06 | 5.624e-06 | 5.3562e-06 | 0.091184 | 0.042438 | 0.0018418 | 0.046905 | 0 | 0 | 0 | 0 | 0.00060434 | 5.1486e-07 | 0 | 5.1486e-07 | 5.4364e-07 | 0 | 5.4364e-07 | 5.1282e-07 | 0 | 5.1282e-07 | 4.884e-07 | 0 | 4.884e-07
[79 empty] | WLDFR | HFTD - Distribution - Tier 2 - 4QU CoRE ¦ 3QU LoRE | Red Flag Warning - Small Fires | 2042 | 5.6463e-06 | 5.962e-06 | 5.624e-06 | 5.3562e-06 | 0.091184 | 0.042438 | 0.0018418 | 0.046905 | 0 | 0 | 0 | 0 | 0.00060434 | 5.1486e-07 | 0 | 5.1486e-07 | 5.4364e-07 | 0 | 5.4364e-07 | 5.1282e-07 | 0 | 5.1282e-07 | 4.884e-07 | 0 | 4.884e-07
[79 empty] | WLDFR | HFTD - Distribution - Tier 2 - 4QU CoRE ¦ 3QU LoRE | Red Flag Warning - Small Fires | 2043 | 5.6463e-06 | 5.962e-06 | 5.624e-06 | 5.3562e-06 | 0.095486 | 0.044306 | 0.0019228 | 0.049257 | 0 | 0 | 0 | 0 | 0.00060434 | 5.3914e-07 | 0 | 5.3914e-07 | 5.6929e-07 | 0 | 5.6929e-07 | 5.3702e-07 | 0 | 5.3702e-07 | 5.1144e-07 | 0 | 5.1144e-07
[79 empty] | WLDFR | HFTD - Distribution - Tier 2 - 4QU CoRE ¦ 3QU LoRE | Red Flag Warning - Small Fires | 2044 | 5.6463e-06 | 5.962e-06 | 5.624e-06 | 5.3562e-06 | 0.095486 | 0.044306 | 0.0019228 | 0.049257 | 0 | 0 | 0 | 0 | 0.00060434 | 5.3914e-07 | 0 | 5.3914e-07 | 5.6929e-07 | 0 | 5.6929e-07 | 5.3702e-07 | 0 | 5.3702e-07 | 5.1144e-07 | 0 | 5.1144e-07
[79 empty] | WLDFR | HFTD - Distribution - Tier 2 - 4QU CoRE ¦ 3QU LoRE | Red Flag Warning - Small Fires | 2045 | 5.6463e-06 | 5.962e-06 | 5.624e-06 | 5.3562e-06 | 0.095486 | 0.044306 | 0.0019228 | 0.049257 | 0 | 0 | 0 | 0 | 0.00060434 | 5.3914e-07 | 0 | 5.3914e-07 | 5.6929e-07 | 0 | 5.6929e-07 | 5.3702e-07 | 0 | 5.3702e-07 | 5.1144e-07 | 0 | 5.1144e-07
[79 empty] | WLDFR | HFTD - Distribution - Tier 2 - 4QU CoRE ¦ 3QU LoRE | Red Flag Warning - Small Fires | 2046 | 5.6463e-06 | 5.962e-06 | 5.624e-06 | 5.3562e-06 | 0.095486 | 0.044306 | 0.0019228 | 0.049257 | 0 | 0 | 0 | 0 | 0.00060434 | 5.3914e-07 | 0 | 5.3914e-07 | 5.6929e-07 | 0 | 5.6929e-07 | 5.3702e-07 | 0 | 5.3702e-07 | 5.1144e-07 | 0 | 5.1144e-07
[79 empty] | WLDFR | HFTD - Distribution - Tier 2 - 4QU CoRE ¦ 3QU LoRE | Red Flag Warning - Small Fires | 2047 | 5.6463e-06 | 5.962e-06 | 5.624e-06 | 5.3562e-06 | 0.095486 | 0.044306 | 0.0019228 | 0.049257 | 0 | 0 | 0 | 0 | 0.00060434 | 5.3914e-07 | 0 | 5.3914e-07 | 5.6929e-07 | 0 | 5.6929e-07 | 5.3702e-07 | 0 | 5.3702e-07 | 5.1144e-07 | 0 | 5.1144e-07
[79 empty] | WLDFR | HFTD - Distribution - Tier 2 - 4QU CoRE ¦ 3QU LoRE | Red Flag Warning - Small Fires | 2048 | 5.6463e-06 | 5.962e-06 | 5.624e-06 | 5.3562e-06 | 0.10007 | 0.04626 | 0.0020076 | 0.051804 | 0 | 0 | 0 | 0 | 0.00060434 | 5.6504e-07 | 0 | 5.6504e-07 | 5.9663e-07 | 0 | 5.9663e-07 | 5.6281e-07 | 0 | 5.6281e-07 | 5.3601e-07 | 0 | 5.3601e-07
[79 empty] | WLDFR | HFTD - Distribution - Tier 2 - 4QU CoRE ¦ 3QU LoRE | Red Flag Warning - Small Fires | 2049 | 5.6463e-06 | 5.962e-06 | 5.624e-06 | 5.3562e-06 | 0.10007 | 0.04626 | 0.0020076 | 0.051804 | 0 | 0 | 0 | 0 | 0.00060434 | 5.6504e-07 | 0 | 5.6504e-07 | 5.9663e-07 | 0 | 5.9663e-07 | 5.6281e-07 | 0 | 5.6281e-07 | 5.3601e-07 | 0 | 5.3601e-07
[79 empty] | WLDFR | HFTD - Distribution - Tier 2 - 4QU CoRE ¦ 3QU LoRE | Red Flag Warning - Small Fires | 2050 | 0 | 5.962e-06 | 5.624e-06 | 5.3562e-06 | 0.10007 | 0.04626 | 0.0020076 | 0.051804 | 0 | 0 | 0 | 0 | 0.00060434 | 0 | 0 | 0 | 5.9663e-07 | 0 | 5.9663e-07 | 5.6281e-07 | 0 | 5.6281e-07 | 5.3601e-07 | 0 | 5.3601e-07
[79 empty] | WLDFR | HFTD - Distribution - Tier 2 - 4QU CoRE ¦ 3QU LoRE | Red Flag Warning - Small Fires | 2051 | 0 | 0 | 5.624e-06 | 5.3562e-06 | 0.10007 | 0.04626 | 0.0020076 | 0.051804 | 0 | 0 | 0 | 0 | 0.00060434 | 0 | 0 | 0 | 0 | 0 | 0 | 5.6281e-07 | 0 | 5.6281e-07 | 5.3601e-07 | 0 | 5.3601e-07
[79 empty] | WLDFR | HFTD - Distribution - Tier 2 - 4QU CoRE ¦ 3QU LoRE | Red Flag Warning - Small Fires | 2052 | 0 | 0 | 0 | 5.3562e-06 | 0.10007 | 0.04626 | 0.0020076 | 0.051804 | 0 | 0 | 0 | 0 | 0.00060434 | 0 | 0 | 0 | 0 | 0 | 0 | 0 | 0 | 0 | 5.3601e-07 | 0 | 5.3601e-07
[79 empty] | WLDFR | HFTD - Distribution - Tier 2 - 4QU CoRE ¦ 3QU LoRE | Seismic - Non-Red Flag Warning - Catastrophic Fires | 2020 | 1.5341e-12 | 0 | 0 | 0 | 21083.8428 | 409.2237 | 13469.0878 | 7205.5313 | 0 | 0 | 0 | 0 | 2.5347e-10 | 3.2344e-08 | 0 | 3.2344e-08 | 0 | 0 | 0 | 0 | 0 | 0 | 0 | 0 | 0
[79 empty] | WLDFR | HFTD - Distribution - Tier 2 - 4QU CoRE ¦ 3QU LoRE | Seismic - Non-Red Flag Warning - Catastrophic Fires | 2021 | 0 | 1.6198e-12 | 0 | 0 | 21083.8428 | 409.2237 | 13469.0878 | 7205.5313 | 0 | 0 | 0 | 0 | 2.5347e-10 | 0 | 0 | 0 | 3.4152e-08 | 0 | 3.4152e-08 | 0 | 0 | 0 | 0 | 0 | 0
[79 empty] | WLDFR | HFTD - Distribution - Tier 2 - 4QU CoRE ¦ 3QU LoRE | Seismic - Non-Red Flag Warning - Catastrophic Fires | 2022 | 0 | 0 | 1.5435e-12 | 0 | 21083.8428 | 409.2237 | 13469.0878 | 7205.5313 | 0 | 0 | 0 | 0 | 2.5341e-10 | 0 | 0 | 0 | 0 | 0 | 0 | 3.2543e-08 | 0 | 3.2543e-08 | 0 | 0 | 0
[79 empty] | WLDFR | HFTD - Distribution - Tier 2 - 4QU CoRE ¦ 3QU LoRE | Seismic - Non-Red Flag Warning - Catastrophic Fires | 2023 | 0 | 0 | 0 | 1.47e-12 | 21835.9781 | 428.6023 | 13939.561 | 7467.8148 | 0 | 0 | 0 | 0 | 2.5341e-10 | 0 | 0 | 0 | 0 | 0 | 0 | 0 | 0 | 0 | 3.2099e-08 | 0 | 3.2099e-08
[79 empty] | WLDFR | HFTD - Distribution - Tier 2 - 4QU CoRE ¦ 3QU LoRE | Seismic - Red Flag Warning - Catastrophic Fires | 2020 | 6.6148e-11 | 0 | 0 | 0 | 21083.8428 | 409.2237 | 13469.0878 | 7205.5313 | 0 | 0 | 0 | 0 | 1.0929e-08 | 1.3946e-06 | 0 | 1.3946e-06 | 0 | 0 | 0 | 0 | 0 | 0 | 0 | 0 | 0
[79 empty] | WLDFR | HFTD - Distribution - Tier 2 - 4QU CoRE ¦ 3QU LoRE | Seismic - Red Flag Warning - Catastrophic Fires | 2021 | 0 | 6.9846e-11 | 0 | 0 | 21083.8428 | 409.2237 | 13469.0878 | 7205.5313 | 0 | 0 | 0 | 0 | 1.0929e-08 | 0 | 0 | 0 | 1.4726e-06 | 0 | 1.4726e-06 | 0 | 0 | 0 | 0 | 0 | 0
[79 empty] | WLDFR | HFTD - Distribution - Tier 2 - 4QU CoRE ¦ 3QU LoRE | Seismic - Red Flag Warning - Catastrophic Fires | 2022 | 0 | 0 | 6.6555e-11 | 0 | 21083.8428 | 409.2237 | 13469.0878 | 7205.5313 | 0 | 0 | 0 | 0 | 1.0927e-08 | 0 | 0 | 0 | 0 | 0 | 0 | 1.4032e-06 | 0 | 1.4032e-06 | 0 | 0 | 0
[79 empty] | WLDFR | HFTD - Distribution - Tier 2 - 4QU CoRE ¦ 3QU LoRE | Seismic - Red Flag Warning - Catastrophic Fires | 2023 | 0 | 0 | 0 | 6.3386e-11 | 21835.9781 | 428.6023 | 13939.561 | 7467.8148 | 0 | 0 | 0 | 0 | 1.0927e-08 | 0 | 0 | 0 | 0 | 0 | 0 | 0 | 0 | 0 | 1.3841e-06 | 0 | 1.3841e-06
[79 empty] | WLDFR | HFTD - Distribution - Tier 2 - 4QU CoRE ¦ 4QU LoRE | Non-Red Flag Warning - Catastrophic Fires | 2020 | 7.0305e-10 | 0 | 0 | 0 | 14146.1306 | 222.2294 | 8585.7228 | 5338.1784 | 0 | 0 | 0 | 0 | 4.1863e-07 | 9.9455e-06 | 0 | 9.9455e-06 | 0 | 0 | 0 | 0 | 0 | 0 | 0 | 0 | 0
[79 empty] | WLDFR | HFTD - Distribution - Tier 2 - 4QU CoRE ¦ 4QU LoRE | Non-Red Flag Warning - Catastrophic Fires | 2021 | 3.7384e-10 | 7.4236e-10 | 0 | 0 | 14146.1306 | 222.2294 | 8585.7228 | 5338.1784 | 0 | 0 | 0 | 0 | 4.1863e-07 | 5.2883e-06 | 0 | 5.2883e-06 | 1.0502e-05 | 0 | 1.0502e-05 | 0 | 0 | 0 | 0 | 0 | 0
[79 empty] | WLDFR | HFTD - Distribution - Tier 2 - 4QU CoRE ¦ 4QU LoRE | Non-Red Flag Warning - Catastrophic Fires | 2022 | 3.6207e-10 | 3.8231e-10 | 6.9718e-10 | 0 | 14146.1306 | 222.2294 | 8585.7228 | 5338.1784 | 0 | 0 | 0 | 0 | 4.1328e-07 | 5.1219e-06 | 0 | 5.1219e-06 | 5.4082e-06 | 0 | 5.4082e-06 | 9.8624e-06 | 0 | 9.8624e-06 | 0 | 0 | 0
[79 empty] | WLDFR | HFTD - Distribution - Tier 2 - 4QU CoRE ¦ 4QU LoRE | Non-Red Flag Warning - Catastrophic Fires | 2023 | 3.6207e-10 | 3.8231e-10 | 3.7185e-10 | 6.6398e-10 | 14664.6376 | 233.2301 | 8896.516 | 5534.8915 | 0 | 0 | 0 | 0 | 4.1328e-07 | 5.3096e-06 | 0 | 5.3096e-06 | 5.6065e-06 | 0 | 5.6065e-06 | 5.4531e-06 | 0 | 5.4531e-06 | 9.737e-06 | 0 | 9.737e-06
[79 empty] | WLDFR | HFTD - Distribution - Tier 2 - 4QU CoRE ¦ 4QU LoRE | Non-Red Flag Warning - Catastrophic Fires | 2024 | 3.6207e-10 | 3.8231e-10 | 3.7185e-10 | 3.5415e-10 | 14664.6376 | 233.2301 | 8896.516 | 5534.8915 | 0 | 0 | 0 | 0 | 4.1328e-07 | 5.3096e-06 | 0 | 5.3096e-06 | 5.6065e-06 | 0 | 5.6065e-06 | 5.4531e-06 | 0 | 5.4531e-06 | 5.1934e-06 | 0 | 5.1934e-06
[79 empty] | WLDFR | HFTD - Distribution - Tier 2 - 4QU CoRE ¦ 4QU LoRE | Non-Red Flag Warning - Catastrophic Fires | 2025 | 3.6207e-10 | 3.8231e-10 | 3.7185e-10 | 3.5415e-10 | 14664.6376 | 233.2301 | 8896.516 | 5534.8915 | 0 | 0 | 0 | 0 | 4.1328e-07 | 5.3096e-06 | 0 | 5.3096e-06 | 5.6065e-06 | 0 | 5.6065e-06 | 5.4531e-06 | 0 | 5.4531e-06 | 5.1934e-06 | 0 | 5.1934e-06
[79 empty] | WLDFR | HFTD - Distribution - Tier 2 - 4QU CoRE ¦ 4QU LoRE | Non-Red Flag Warning - Catastrophic Fires | 2026 | 3.6207e-10 | 3.8231e-10 | 3.7185e-10 | 3.5415e-10 | 14664.6376 | 233.2301 | 8896.516 | 5534.8915 | 0 | 0 | 0 | 0 | 4.1328e-07 | 5.3096e-06 | 0 | 5.3096e-06 | 5.6065e-06 | 0 | 5.6065e-06 | 5.4531e-06 | 0 | 5.4531e-06 | 5.1934e-06 | 0 | 5.1934e-06
[79 empty] | WLDFR | HFTD - Distribution - Tier 2 - 4QU CoRE ¦ 4QU LoRE | Non-Red Flag Warning - Catastrophic Fires | 2027 | 3.6207e-10 | 3.8231e-10 | 3.7185e-10 | 3.5415e-10 | 14664.6376 | 233.2301 | 8896.516 | 5534.8915 | 0 | 0 | 0 | 0 | 4.1328e-07 | 5.3096e-06 | 0 | 5.3096e-06 | 5.6065e-06 | 0 | 5.6065e-06 | 5.4531e-06 | 0 | 5.4531e-06 | 5.1934e-06 | 0 | 5.1934e-06
[79 empty] | WLDFR | HFTD - Distribution - Tier 2 - 4QU CoRE ¦ 4QU LoRE | Non-Red Flag Warning - Catastrophic Fires | 2028 | 3.6207e-10 | 3.8231e-10 | 3.7185e-10 | 3.5415e-10 | 15317.9909 | 247.273 | 9287.6491 | 5783.0689 | 0 | 0 | 0 | 0 | 4.1328e-07 | 5.5462e-06 | 0 | 5.5462e-06 | 5.8562e-06 | 0 | 5.8562e-06 | 5.696e-06 | 0 | 5.696e-06 | 5.4248e-06 | 0 | 5.4248e-06
[79 empty] | WLDFR | HFTD - Distribution - Tier 2 - 4QU CoRE ¦ 4QU LoRE | Non-Red Flag Warning - Catastrophic Fires | 2029 | 3.6207e-10 | 3.8231e-10 | 3.7185e-10 | 3.5415e-10 | 15317.9909 | 247.273 | 9287.6491 | 5783.0689 | 0 | 0 | 0 | 0 | 4.1328e-07 | 5.5462e-06 | 0 | 5.5462e-06 | 5.8562e-06 | 0 | 5.8562e-06 | 5.696e-06 | 0 | 5.696e-06 | 5.4248e-06 | 0 | 5.4248e-06
[79 empty] | WLDFR | HFTD - Distribution - Tier 2 - 4QU CoRE ¦ 4QU LoRE | Non-Red Flag Warning - Catastrophic Fires | 2030 | 3.6207e-10 | 3.8231e-10 | 3.7185e-10 | 3.5415e-10 | 15317.9909 | 247.273 | 9287.6491 | 5783.0689 | 0 | 0 | 0 | 0 | 4.1328e-07 | 5.5462e-06 | 0 | 5.5462e-06 | 5.8562e-06 | 0 | 5.8562e-06 | 5.696e-06 | 0 | 5.696e-06 | 5.4248e-06 | 0 | 5.4248e-06
[79 empty] | WLDFR | HFTD - Distribution - Tier 2 - 4QU CoRE ¦ 4QU LoRE | Non-Red Flag Warning - Catastrophic Fires | 2031 | 3.6207e-10 | 3.8231e-10 | 3.7185e-10 | 3.5415e-10 | 15317.9909 | 247.273 | 9287.6491 | 5783.0689 | 0 | 0 | 0 | 0 | 4.1328e-07 | 5.5462e-06 | 0 | 5.5462e-06 | 5.8562e-06 | 0 | 5.8562e-06 | 5.696e-06 | 0 | 5.696e-06 | 5.4248e-06 | 0 | 5.4248e-06
[79 empty] | WLDFR | HFTD - Distribution - Tier 2 - 4QU CoRE ¦ 4QU LoRE | Non-Red Flag Warning - Catastrophic Fires | 2032 | 3.6207e-10 | 3.8231e-10 | 3.7185e-10 | 3.5415e-10 | 15317.9909 | 247.273 | 9287.6491 | 5783.0689 | 0 | 0 | 0 | 0 | 4.1328e-07 | 5.5462e-06 | 0 | 5.5462e-06 | 5.8562e-06 | 0 | 5.8562e-06 | 5.696e-06 | 0 | 5.696e-06 | 5.4248e-06 | 0 | 5.4248e-06
[79 empty] | WLDFR | HFTD - Distribution - Tier 2 - 4QU CoRE ¦ 4QU LoRE | Non-Red Flag Warning - Catastrophic Fires | 2033 | 3.6207e-10 | 3.8231e-10 | 3.7185e-10 | 3.5415e-10 | 16044.1264 | 263.1074 | 9721.74 | 6059.2791 | 0 | 0 | 0 | 0 | 4.1328e-07 | 5.8091e-06 | 0 | 5.8091e-06 | 6.1339e-06 | 0 | 6.1339e-06 | 5.966e-06 | 0 | 5.966e-06 | 5.682e-06 | 0 | 5.682e-06
[79 empty] | WLDFR | HFTD - Distribution - Tier 2 - 4QU CoRE ¦ 4QU LoRE | Non-Red Flag Warning - Catastrophic Fires | 2034 | 3.6207e-10 | 3.8231e-10 | 3.7185e-10 | 3.5415e-10 | 16044.1264 | 263.1074 | 9721.74 | 6059.2791 | 0 | 0 | 0 | 0 | 4.1328e-07 | 5.8091e-06 | 0 | 5.8091e-06 | 6.1339e-06 | 0 | 6.1339e-06 | 5.966e-06 | 0 | 5.966e-06 | 5.682e-06 | 0 | 5.682e-06
[79 empty] | WLDFR | HFTD - Distribution - Tier 2 - 4QU CoRE ¦ 4QU LoRE | Non-Red Flag Warning - Catastrophic Fires | 2035 | 3.6207e-10 | 3.8231e-10 | 3.7185e-10 | 3.5415e-10 | 16044.1264 | 263.1074 | 9721.74 | 6059.2791 | 0 | 0 | 0 | 0 | 4.1328e-07 | 5.8091e-06 | 0 | 5.8091e-06 | 6.1339e-06 | 0 | 6.1339e-06 | 5.966e-06 | 0 | 5.966e-06 | 5.682e-06 | 0 | 5.682e-06
[79 empty] | WLDFR | HFTD - Distribution - Tier 2 - 4QU CoRE ¦ 4QU LoRE | Non-Red Flag Warning - Catastrophic Fires | 2036 | 3.6207e-10 | 3.8231e-10 | 3.7185e-10 | 3.5415e-10 | 16044.1264 | 263.1074 | 9721.74 | 6059.2791 | 0 | 0 | 0 | 0 | 4.1328e-07 | 5.8091e-06 | 0 | 5.8091e-06 | 6.1339e-06 | 0 | 6.1339e-06 | 5.966e-06 | 0 | 5.966e-06 | 5.682e-06 | 0 | 5.682e-06
[79 empty] | WLDFR | HFTD - Distribution - Tier 2 - 4QU CoRE ¦ 4QU LoRE | Non-Red Flag Warning - Catastrophic Fires | 2037 | 3.6207e-10 | 3.8231e-10 | 3.7185e-10 | 3.5415e-10 | 16044.1264 | 263.1074 | 9721.74 | 6059.2791 | 0 | 0 | 0 | 0 | 4.1328e-07 | 5.8091e-06 | 0 | 5.8091e-06 | 6.1339e-06 | 0 | 6.1339e-06 | 5.966e-06 | 0 | 5.966e-06 | 5.682e-06 | 0 | 5.682e-06
[79 empty] | WLDFR | HFTD - Distribution - Tier 2 - 4QU CoRE ¦ 4QU LoRE | Non-Red Flag Warning - Catastrophic Fires | 2038 | 3.6207e-10 | 3.8231e-10 | 3.7185e-10 | 3.5415e-10 | 16832.3912 | 280.5544 | 10192.2718 | 6359.5651 | 0 | 0 | 0 | 0 | 4.1328e-07 | 6.0945e-06 | 0 | 6.0945e-06 | 6.4352e-06 | 0 | 6.4352e-06 | 6.2592e-06 | 0 | 6.2592e-06 | 5.9611e-06 | 0 | 5.9611e-06
[79 empty] | WLDFR | HFTD - Distribution - Tier 2 - 4QU CoRE ¦ 4QU LoRE | Non-Red Flag Warning - Catastrophic Fires | 2039 | 3.6207e-10 | 3.8231e-10 | 3.7185e-10 | 3.5415e-10 | 16832.3912 | 280.5544 | 10192.2718 | 6359.5651 | 0 | 0 | 0 | 0 | 4.1328e-07 | 6.0945e-06 | 0 | 6.0945e-06 | 6.4352e-06 | 0 | 6.4352e-06 | 6.2592e-06 | 0 | 6.2592e-06 | 5.9611e-06 | 0 | 5.9611e-06
[79 empty] | WLDFR | HFTD - Distribution - Tier 2 - 4QU CoRE ¦ 4QU LoRE | Non-Red Flag Warning - Catastrophic Fires | 2040 | 3.6207e-10 | 3.8231e-10 | 3.7185e-10 | 3.5415e-10 | 16832.3912 | 280.5544 | 10192.2718 | 6359.5651 | 0 | 0 | 0 | 0 | 4.1328e-07 | 6.0945e-06 | 0 | 6.0945e-06 | 6.4352e-06 | 0 | 6.4352e-06 | 6.2592e-06 | 0 | 6.2592e-06 | 5.9611e-06 | 0 | 5.9611e-06
[79 empty] | WLDFR | HFTD - Distribution - Tier 2 - 4QU CoRE ¦ 4QU LoRE | Non-Red Flag Warning - Catastrophic Fires | 2041 | 3.6207e-10 | 3.8231e-10 | 3.7185e-10 | 3.5415e-10 | 16832.3912 | 280.5544 | 10192.2718 | 6359.5651 | 0 | 0 | 0 | 0 | 4.1328e-07 | 6.0945e-06 | 0 | 6.0945e-06 | 6.4352e-06 | 0 | 6.4352e-06 | 6.2592e-06 | 0 | 6.2592e-06 | 5.9611e-06 | 0 | 5.9611e-06
[79 empty] | WLDFR | HFTD - Distribution - Tier 2 - 4QU CoRE ¦ 4QU LoRE | Non-Red Flag Warning - Catastrophic Fires | 2042 | 3.6207e-10 | 3.8231e-10 | 3.7185e-10 | 3.5415e-10 | 16832.3912 | 280.5544 | 10192.2718 | 6359.5651 | 0 | 0 | 0 | 0 | 4.1328e-07 | 6.0945e-06 | 0 | 6.0945e-06 | 6.4352e-06 | 0 | 6.4352e-06 | 6.2592e-06 | 0 | 6.2592e-06 | 5.9611e-06 | 0 | 5.9611e-06
[79 empty] | WLDFR | HFTD - Distribution - Tier 2 - 4QU CoRE ¦ 4QU LoRE | Non-Red Flag Warning - Catastrophic Fires | 2043 | 3.6207e-10 | 3.8231e-10 | 3.7185e-10 | 3.5415e-10 | 17672.0852 | 299.42 | 10692.7362 | 6679.929 | 0 | 0 | 0 | 0 | 4.1328e-07 | 6.3985e-06 | 0 | 6.3985e-06 | 6.7562e-06 | 0 | 6.7562e-06 | 6.5714e-06 | 0 | 6.5714e-06 | 6.2585e-06 | 0 | 6.2585e-06
[79 empty] | WLDFR | HFTD - Distribution - Tier 2 - 4QU CoRE ¦ 4QU LoRE | Non-Red Flag Warning - Catastrophic Fires | 2044 | 3.6207e-10 | 3.8231e-10 | 3.7185e-10 | 3.5415e-10 | 17672.0852 | 299.42 | 10692.7362 | 6679.929 | 0 | 0 | 0 | 0 | 4.1328e-07 | 6.3985e-06 | 0 | 6.3985e-06 | 6.7562e-06 | 0 | 6.7562e-06 | 6.5714e-06 | 0 | 6.5714e-06 | 6.2585e-06 | 0 | 6.2585e-06
[79 empty] | WLDFR | HFTD - Distribution - Tier 2 - 4QU CoRE ¦ 4QU LoRE | Non-Red Flag Warning - Catastrophic Fires | 2045 | 3.6207e-10 | 3.8231e-10 | 3.7185e-10 | 3.5415e-10 | 17672.0852 | 299.42 | 10692.7362 | 6679.929 | 0 | 0 | 0 | 0 | 4.1328e-07 | 6.3985e-06 | 0 | 6.3985e-06 | 6.7562e-06 | 0 | 6.7562e-06 | 6.5714e-06 | 0 | 6.5714e-06 | 6.2585e-06 | 0 | 6.2585e-06
[79 empty] | WLDFR | HFTD - Distribution - Tier 2 - 4QU CoRE ¦ 4QU LoRE | Non-Red Flag Warning - Catastrophic Fires | 2046 | 3.6207e-10 | 3.8231e-10 | 3.7185e-10 | 3.5415e-10 | 17672.0852 | 299.42 | 10692.7362 | 6679.929 | 0 | 0 | 0 | 0 | 4.1328e-07 | 6.3985e-06 | 0 | 6.3985e-06 | 6.7562e-06 | 0 | 6.7562e-06 | 6.5714e-06 | 0 | 6.5714e-06 | 6.2585e-06 | 0 | 6.2585e-06
[79 empty] | WLDFR | HFTD - Distribution - Tier 2 - 4QU CoRE ¦ 4QU LoRE | Non-Red Flag Warning - Catastrophic Fires | 2047 | 3.6207e-10 | 3.8231e-10 | 3.7185e-10 | 3.5415e-10 | 17672.0852 | 299.42 | 10692.7362 | 6679.929 | 0 | 0 | 0 | 0 | 4.1328e-07 | 6.3985e-06 | 0 | 6.3985e-06 | 6.7562e-06 | 0 | 6.7562e-06 | 6.5714e-06 | 0 | 6.5714e-06 | 6.2585e-06 | 0 | 6.2585e-06
[79 empty] | WLDFR | HFTD - Distribution - Tier 2 - 4QU CoRE ¦ 4QU LoRE | Non-Red Flag Warning - Catastrophic Fires | 2048 | 3.6207e-10 | 3.8231e-10 | 3.7185e-10 | 3.5415e-10 | 18552.3348 | 319.4911 | 11216.5626 | 7016.281 | 0 | 0 | 0 | 0 | 4.1328e-07 | 6.7172e-06 | 0 | 6.7172e-06 | 7.0928e-06 | 0 | 7.0928e-06 | 6.8987e-06 | 0 | 6.8987e-06 | 6.5702e-06 | 0 | 6.5702e-06
[79 empty] | WLDFR | HFTD - Distribution - Tier 2 - 4QU CoRE ¦ 4QU LoRE | Non-Red Flag Warning - Catastrophic Fires | 2049 | 3.6207e-10 | 3.8231e-10 | 3.7185e-10 | 3.5415e-10 | 18552.3348 | 319.4911 | 11216.5626 | 7016.281 | 0 | 0 | 0 | 0 | 4.1328e-07 | 6.7172e-06 | 0 | 6.7172e-06 | 7.0928e-06 | 0 | 7.0928e-06 | 6.8987e-06 | 0 | 6.8987e-06 | 6.5702e-06 | 0 | 6.5702e-06
[79 empty] | WLDFR | HFTD - Distribution - Tier 2 - 4QU CoRE ¦ 4QU LoRE | Non-Red Flag Warning - Catastrophic Fires | 2050 | 0 | 3.8231e-10 | 3.7185e-10 | 3.5415e-10 | 18552.3348 | 319.4911 | 11216.5626 | 7016.281 | 0 | 0 | 0 | 0 | 4.1328e-07 | 0 | 0 | 0 | 7.0928e-06 | 0 | 7.0928e-06 | 6.8987e-06 | 0 | 6.8987e-06 | 6.5702e-06 | 0 | 6.5702e-06
[79 empty] | WLDFR | HFTD - Distribution - Tier 2 - 4QU CoRE ¦ 4QU LoRE | Non-Red Flag Warning - Catastrophic Fires | 2051 | 0 | 0 | 3.7185e-10 | 3.5415e-10 | 18552.3348 | 319.4911 | 11216.5626 | 7016.281 | 0 | 0 | 0 | 0 | 4.1328e-07 | 0 | 0 | 0 | 0 | 0 | 0 | 6.8987e-06 | 0 | 6.8987e-06 | 6.5702e-06 | 0 | 6.5702e-06
[79 empty] | WLDFR | HFTD - Distribution - Tier 2 - 4QU CoRE ¦ 4QU LoRE | Non-Red Flag Warning - Catastrophic Fires | 2052 | 0 | 0 | 0 | 3.5415e-10 | 18552.3348 | 319.4911 | 11216.5626 | 7016.281 | 0 | 0 | 0 | 0 | 4.1328e-07 | 0 | 0 | 0 | 0 | 0 | 0 | 0 | 0 | 0 | 6.5702e-06 | 0 | 6.5702e-06
[79 empty] | WLDFR | HFTD - Distribution - Tier 2 - 4QU CoRE ¦ 4QU LoRE | Non-Red Flag Warning - Destructive Fires | 2020 | 1.9547e-09 | 0 | 0 | 0 | 8807.9522 | 222.2294 | 8585.7228 | 0 | 0 | 0 | 0 | 0 | 4.546e-07 | 1.7217e-05 | 0 | 1.7217e-05 | 0 | 0 | 0 | 0 | 0 | 0 | 0 | 0 | 0
[79 empty] | WLDFR | HFTD - Distribution - Tier 2 - 4QU CoRE ¦ 4QU LoRE | Non-Red Flag Warning - Destructive Fires | 2021 | 1.0379e-09 | 2.064e-09 | 0 | 0 | 8807.9522 | 222.2294 | 8585.7228 | 0 | 0 | 0 | 0 | 0 | 4.546e-07 | 9.1416e-06 | 0 | 9.1416e-06 | 1.818e-05 | 0 | 1.818e-05 | 0 | 0 | 0 | 0 | 0 | 0
[79 empty] | WLDFR | HFTD - Distribution - Tier 2 - 4QU CoRE ¦ 4QU LoRE | Non-Red Flag Warning - Destructive Fires | 2022 | 1.0044e-09 | 1.0606e-09 | 1.9365e-09 | 0 | 8807.9522 | 222.2294 | 8585.7228 | 0 | 0 | 0 | 0 | 0 | 4.484e-07 | 8.8468e-06 | 0 | 8.8468e-06 | 9.3414e-06 | 0 | 9.3414e-06 | 1.7057e-05 | 0 | 1.7057e-05 | 0 | 0 | 0
[79 empty] | WLDFR | HFTD - Distribution - Tier 2 - 4QU CoRE ¦ 4QU LoRE | Non-Red Flag Warning - Destructive Fires | 2023 | 1.0044e-09 | 1.0606e-09 | 1.0315e-09 | 1.8443e-09 | 9129.7461 | 233.2301 | 8896.516 | 0 | 0 | 0 | 0 | 0 | 4.484e-07 | 9.17e-06 | 0 | 9.17e-06 | 9.6827e-06 | 0 | 9.6827e-06 | 9.4178e-06 | 0 | 9.4178e-06 | 1.6838e-05 | 0 | 1.6838e-05
[79 empty] | WLDFR | HFTD - Distribution - Tier 2 - 4QU CoRE ¦ 4QU LoRE | Non-Red Flag Warning - Destructive Fires | 2024 | 1.0044e-09 | 1.0606e-09 | 1.0315e-09 | 9.8243e-10 | 9129.7461 | 233.2301 | 8896.516 | 0 | 0 | 0 | 0 | 0 | 4.484e-07 | 9.17e-06 | 0 | 9.17e-06 | 9.6827e-06 | 0 | 9.6827e-06 | 9.4178e-06 | 0 | 9.4178e-06 | 8.9693e-06 | 0 | 8.9693e-06
[79 empty] | WLDFR | HFTD - Distribution - Tier 2 - 4QU CoRE ¦ 4QU LoRE | Non-Red Flag Warning - Destructive Fires | 2025 | 1.0044e-09 | 1.0606e-09 | 1.0315e-09 | 9.8243e-10 | 9129.7461 | 233.2301 | 8896.516 | 0 | 0 | 0 | 0 | 0 | 4.484e-07 | 9.17e-06 | 0 | 9.17e-06 | 9.6827e-06 | 0 | 9.6827e-06 | 9.4178e-06 | 0 | 9.4178e-06 | 8.9693e-06 | 0 | 8.9693e-06
[79 empty] | WLDFR | HFTD - Distribution - Tier 2 - 4QU CoRE ¦ 4QU LoRE | Non-Red Flag Warning - Destructive Fires | 2026 | 1.0044e-09 | 1.0606e-09 | 1.0315e-09 | 9.8243e-10 | 9129.7461 | 233.2301 | 8896.516 | 0 | 0 | 0 | 0 | 0 | 4.484e-07 | 9.17e-06 | 0 | 9.17e-06 | 9.6827e-06 | 0 | 9.6827e-06 | 9.4178e-06 | 0 | 9.4178e-06 | 8.9693e-06 | 0 | 8.9693e-06
[79 empty] | WLDFR | HFTD - Distribution - Tier 2 - 4QU CoRE ¦ 4QU LoRE | Non-Red Flag Warning - Destructive Fires | 2027 | 1.0044e-09 | 1.0606e-09 | 1.0315e-09 | 9.8243e-10 | 9129.7461 | 233.2301 | 8896.516 | 0 | 0 | 0 | 0 | 0 | 4.484e-07 | 9.17e-06 | 0 | 9.17e-06 | 9.6827e-06 | 0 | 9.6827e-06 | 9.4178e-06 | 0 | 9.4178e-06 | 8.9693e-06 | 0 | 8.9693e-06
[79 empty] | WLDFR | HFTD - Distribution - Tier 2 - 4QU CoRE ¦ 4QU LoRE | Non-Red Flag Warning - Destructive Fires | 2028 | 1.0044e-09 | 1.0606e-09 | 1.0315e-09 | 9.8243e-10 | 9534.9221 | 247.273 | 9287.6491 | 0 | 0 | 0 | 0 | 0 | 4.484e-07 | 9.5769e-06 | 0 | 9.5769e-06 | 1.0112e-05 | 0 | 1.0112e-05 | 9.8357e-06 | 0 | 9.8357e-06 | 9.3674e-06 | 0 | 9.3674e-06
[79 empty] | WLDFR | HFTD - Distribution - Tier 2 - 4QU CoRE ¦ 4QU LoRE | Non-Red Flag Warning - Destructive Fires | 2029 | 1.0044e-09 | 1.0606e-09 | 1.0315e-09 | 9.8243e-10 | 9534.9221 | 247.273 | 9287.6491 | 0 | 0 | 0 | 0 | 0 | 4.484e-07 | 9.5769e-06 | 0 | 9.5769e-06 | 1.0112e-05 | 0 | 1.0112e-05 | 9.8357e-06 | 0 | 9.8357e-06 | 9.3674e-06 | 0 | 9.3674e-06
[79 empty] | WLDFR | HFTD - Distribution - Tier 2 - 4QU CoRE ¦ 4QU LoRE | Non-Red Flag Warning - Destructive Fires | 2030 | 1.0044e-09 | 1.0606e-09 | 1.0315e-09 | 9.8243e-10 | 9534.9221 | 247.273 | 9287.6491 | 0 | 0 | 0 | 0 | 0 | 4.484e-07 | 9.5769e-06 | 0 | 9.5769e-06 | 1.0112e-05 | 0 | 1.0112e-05 | 9.8357e-06 | 0 | 9.8357e-06 | 9.3674e-06 | 0 | 9.3674e-06
[79 empty] | WLDFR | HFTD - Distribution - Tier 2 - 4QU CoRE ¦ 4QU LoRE | Non-Red Flag Warning - Destructive Fires | 2031 | 1.0044e-09 | 1.0606e-09 | 1.0315e-09 | 9.8243e-10 | 9534.9221 | 247.273 | 9287.6491 | 0 | 0 | 0 | 0 | 0 | 4.484e-07 | 9.5769e-06 | 0 | 9.5769e-06 | 1.0112e-05 | 0 | 1.0112e-05 | 9.8357e-06 | 0 | 9.8357e-06 | 9.3674e-06 | 0 | 9.3674e-06
[79 empty] | WLDFR | HFTD - Distribution - Tier 2 - 4QU CoRE ¦ 4QU LoRE | Non-Red Flag Warning - Destructive Fires | 2032 | 1.0044e-09 | 1.0606e-09 | 1.0315e-09 | 9.8243e-10 | 9534.9221 | 247.273 | 9287.6491 | 0 | 0 | 0 | 0 | 0 | 4.484e-07 | 9.5769e-06 | 0 | 9.5769e-06 | 1.0112e-05 | 0 | 1.0112e-05 | 9.8357e-06 | 0 | 9.8357e-06 | 9.3674e-06 | 0 | 9.3674e-06
[79 empty] | WLDFR | HFTD - Distribution - Tier 2 - 4QU CoRE ¦ 4QU LoRE | Non-Red Flag Warning - Destructive Fires | 2033 | 1.0044e-09 | 1.0606e-09 | 1.0315e-09 | 9.8243e-10 | 9984.8474 | 263.1074 | 9721.74 | 0 | 0 | 0 | 0 | 0 | 4.484e-07 | 1.0029e-05 | 0 | 1.0029e-05 | 1.059e-05 | 0 | 1.059e-05 | 1.03e-05 | 0 | 1.03e-05 | 9.8094e-06 | 0 | 9.8094e-06
[79 empty] | WLDFR | HFTD - Distribution - Tier 2 - 4QU CoRE ¦ 4QU LoRE | Non-Red Flag Warning - Destructive Fires | 2034 | 1.0044e-09 | 1.0606e-09 | 1.0315e-09 | 9.8243e-10 | 9984.8474 | 263.1074 | 9721.74 | 0 | 0 | 0 | 0 | 0 | 4.484e-07 | 1.0029e-05 | 0 | 1.0029e-05 | 1.059e-05 | 0 | 1.059e-05 | 1.03e-05 | 0 | 1.03e-05 | 9.8094e-06 | 0 | 9.8094e-06
[79 empty] | WLDFR | HFTD - Distribution - Tier 2 - 4QU CoRE ¦ 4QU LoRE | Non-Red Flag Warning - Destructive Fires | 2035 | 1.0044e-09 | 1.0606e-09 | 1.0315e-09 | 9.8243e-10 | 9984.8474 | 263.1074 | 9721.74 | 0 | 0 | 0 | 0 | 0 | 4.484e-07 | 1.0029e-05 | 0 | 1.0029e-05 | 1.059e-05 | 0 | 1.059e-05 | 1.03e-05 | 0 | 1.03e-05 | 9.8094e-06 | 0 | 9.8094e-06
[79 empty] | WLDFR | HFTD - Distribution - Tier 2 - 4QU CoRE ¦ 4QU LoRE | Non-Red Flag Warning - Destructive Fires | 2036 | 1.0044e-09 | 1.0606e-09 | 1.0315e-09 | 9.8243e-10 | 9984.8474 | 263.1074 | 9721.74 | 0 | 0 | 0 | 0 | 0 | 4.484e-07 | 1.0029e-05 | 0 | 1.0029e-05 | 1.059e-05 | 0 | 1.059e-05 | 1.03e-05 | 0 | 1.03e-05 | 9.8094e-06 | 0 | 9.8094e-06
[79 empty] | WLDFR | HFTD - Distribution - Tier 2 - 4QU CoRE ¦ 4QU LoRE | Non-Red Flag Warning - Destructive Fires | 2037 | 1.0044e-09 | 1.0606e-09 | 1.0315e-09 | 9.8243e-10 | 9984.8474 | 263.1074 | 9721.74 | 0 | 0 | 0 | 0 | 0 | 4.484e-07 | 1.0029e-05 | 0 | 1.0029e-05 | 1.059e-05 | 0 | 1.059e-05 | 1.03e-05 | 0 | 1.03e-05 | 9.8094e-06 | 0 | 9.8094e-06
[79 empty] | WLDFR | HFTD - Distribution - Tier 2 - 4QU CoRE ¦ 4QU LoRE | Non-Red Flag Warning - Destructive Fires | 2038 | 1.0044e-09 | 1.0606e-09 | 1.0315e-09 | 9.8243e-10 | 10472.8261 | 280.5544 | 10192.2718 | 0 | 0 | 0 | 0 | 0 | 4.484e-07 | 1.0519e-05 | 0 | 1.0519e-05 | 1.1107e-05 | 0 | 1.1107e-05 | 1.0803e-05 | 0 | 1.0803e-05 | 1.0289e-05 | 0 | 1.0289e-05
[79 empty] | WLDFR | HFTD - Distribution - Tier 2 - 4QU CoRE ¦ 4QU LoRE | Non-Red Flag Warning - Destructive Fires | 2039 | 1.0044e-09 | 1.0606e-09 | 1.0315e-09 | 9.8243e-10 | 10472.8261 | 280.5544 | 10192.2718 | 0 | 0 | 0 | 0 | 0 | 4.484e-07 | 1.0519e-05 | 0 | 1.0519e-05 | 1.1107e-05 | 0 | 1.1107e-05 | 1.0803e-05 | 0 | 1.0803e-05 | 1.0289e-05 | 0 | 1.0289e-05
[79 empty] | WLDFR | HFTD - Distribution - Tier 2 - 4QU CoRE ¦ 4QU LoRE | Non-Red Flag Warning - Destructive Fires | 2040 | 1.0044e-09 | 1.0606e-09 | 1.0315e-09 | 9.8243e-10 | 10472.8261 | 280.5544 | 10192.2718 | 0 | 0 | 0 | 0 | 0 | 4.484e-07 | 1.0519e-05 | 0 | 1.0519e-05 | 1.1107e-05 | 0 | 1.1107e-05 | 1.0803e-05 | 0 | 1.0803e-05 | 1.0289e-05 | 0 | 1.0289e-05
[79 empty] | WLDFR | HFTD - Distribution - Tier 2 - 4QU CoRE ¦ 4QU LoRE | Non-Red Flag Warning - Destructive Fires | 2041 | 1.0044e-09 | 1.0606e-09 | 1.0315e-09 | 9.8243e-10 | 10472.8261 | 280.5544 | 10192.2718 | 0 | 0 | 0 | 0 | 0 | 4.484e-07 | 1.0519e-05 | 0 | 1.0519e-05 | 1.1107e-05 | 0 | 1.1107e-05 | 1.0803e-05 | 0 | 1.0803e-05 | 1.0289e-05 | 0 | 1.0289e-05
[79 empty] | WLDFR | HFTD - Distribution - Tier 2 - 4QU CoRE ¦ 4QU LoRE | Non-Red Flag Warning - Destructive Fires | 2042 | 1.0044e-09 | 1.0606e-09 | 1.0315e-09 | 9.8243e-10 | 10472.8261 | 280.5544 | 10192.2718 | 0 | 0 | 0 | 0 | 0 | 4.484e-07 | 1.0519e-05 | 0 | 1.0519e-05 | 1.1107e-05 | 0 | 1.1107e-05 | 1.0803e-05 | 0 | 1.0803e-05 | 1.0289e-05 | 0 | 1.0289e-05
[79 empty] | WLDFR | HFTD - Distribution - Tier 2 - 4QU CoRE ¦ 4QU LoRE | Non-Red Flag Warning - Destructive Fires | 2043 | 1.0044e-09 | 1.0606e-09 | 1.0315e-09 | 9.8243e-10 | 10992.1562 | 299.42 | 10692.7362 | 0 | 0 | 0 | 0 | 0 | 4.484e-07 | 1.1041e-05 | 0 | 1.1041e-05 | 1.1658e-05 | 0 | 1.1658e-05 | 1.1339e-05 | 0 | 1.1339e-05 | 1.0799e-05 | 0 | 1.0799e-05
[79 empty] | WLDFR | HFTD - Distribution - Tier 2 - 4QU CoRE ¦ 4QU LoRE | Non-Red Flag Warning - Destructive Fires | 2044 | 1.0044e-09 | 1.0606e-09 | 1.0315e-09 | 9.8243e-10 | 10992.1562 | 299.42 | 10692.7362 | 0 | 0 | 0 | 0 | 0 | 4.484e-07 | 1.1041e-05 | 0 | 1.1041e-05 | 1.1658e-05 | 0 | 1.1658e-05 | 1.1339e-05 | 0 | 1.1339e-05 | 1.0799e-05 | 0 | 1.0799e-05
[79 empty] | WLDFR | HFTD - Distribution - Tier 2 - 4QU CoRE ¦ 4QU LoRE | Non-Red Flag Warning - Destructive Fires | 2045 | 1.0044e-09 | 1.0606e-09 | 1.0315e-09 | 9.8243e-10 | 10992.1562 | 299.42 | 10692.7362 | 0 | 0 | 0 | 0 | 0 | 4.484e-07 | 1.1041e-05 | 0 | 1.1041e-05 | 1.1658e-05 | 0 | 1.1658e-05 | 1.1339e-05 | 0 | 1.1339e-05 | 1.0799e-05 | 0 | 1.0799e-05
[79 empty] | WLDFR | HFTD - Distribution - Tier 2 - 4QU CoRE ¦ 4QU LoRE | Non-Red Flag Warning - Destructive Fires | 2046 | 1.0044e-09 | 1.0606e-09 | 1.0315e-09 | 9.8243e-10 | 10992.1562 | 299.42 | 10692.7362 | 0 | 0 | 0 | 0 | 0 | 4.484e-07 | 1.1041e-05 | 0 | 1.1041e-05 | 1.1658e-05 | 0 | 1.1658e-05 | 1.1339e-05 | 0 | 1.1339e-05 | 1.0799e-05 | 0 | 1.0799e-05
[79 empty] | WLDFR | HFTD - Distribution - Tier 2 - 4QU CoRE ¦ 4QU LoRE | Non-Red Flag Warning - Destructive Fires | 2047 | 1.0044e-09 | 1.0606e-09 | 1.0315e-09 | 9.8243e-10 | 10992.1562 | 299.42 | 10692.7362 | 0 | 0 | 0 | 0 | 0 | 4.484e-07 | 1.1041e-05 | 0 | 1.1041e-05 | 1.1658e-05 | 0 | 1.1658e-05 | 1.1339e-05 | 0 | 1.1339e-05 | 1.0799e-05 | 0 | 1.0799e-05
[79 empty] | WLDFR | HFTD - Distribution - Tier 2 - 4QU CoRE ¦ 4QU LoRE | Non-Red Flag Warning - Destructive Fires | 2048 | 1.0044e-09 | 1.0606e-09 | 1.0315e-09 | 9.8243e-10 | 11536.0538 | 319.4911 | 11216.5626 | 0 | 0 | 0 | 0 | 0 | 4.484e-07 | 1.1587e-05 | 0 | 1.1587e-05 | 1.2235e-05 | 0 | 1.2235e-05 | 1.19e-05 | 0 | 1.19e-05 | 1.1333e-05 | 0 | 1.1333e-05
[79 empty] | WLDFR | HFTD - Distribution - Tier 2 - 4QU CoRE ¦ 4QU LoRE | Non-Red Flag Warning - Destructive Fires | 2049 | 1.0044e-09 | 1.0606e-09 | 1.0315e-09 | 9.8243e-10 | 11536.0538 | 319.4911 | 11216.5626 | 0 | 0 | 0 | 0 | 0 | 4.484e-07 | 1.1587e-05 | 0 | 1.1587e-05 | 1.2235e-05 | 0 | 1.2235e-05 | 1.19e-05 | 0 | 1.19e-05 | 1.1333e-05 | 0 | 1.1333e-05
[79 empty] | WLDFR | HFTD - Distribution - Tier 2 - 4QU CoRE ¦ 4QU LoRE | Non-Red Flag Warning - Destructive Fires | 2050 | 0 | 1.0606e-09 | 1.0315e-09 | 9.8243e-10 | 11536.0538 | 319.4911 | 11216.5626 | 0 | 0 | 0 | 0 | 0 | 4.484e-07 | 0 | 0 | 0 | 1.2235e-05 | 0 | 1.2235e-05 | 1.19e-05 | 0 | 1.19e-05 | 1.1333e-05 | 0 | 1.1333e-05
[79 empty] | WLDFR | HFTD - Distribution - Tier 2 - 4QU CoRE ¦ 4QU LoRE | Non-Red Flag Warning - Destructive Fires | 2051 | 0 | 0 | 1.0315e-09 | 9.8243e-10 | 11536.0538 | 319.4911 | 11216.5626 | 0 | 0 | 0 | 0 | 0 | 4.484e-07 | 0 | 0 | 0 | 0 | 0 | 0 | 1.19e-05 | 0 | 1.19e-05 | 1.1333e-05 | 0 | 1.1333e-05
[79 empty] | WLDFR | HFTD - Distribution - Tier 2 - 4QU CoRE ¦ 4QU LoRE | Non-Red Flag Warning - Destructive Fires | 2052 | 0 | 0 | 0 | 9.8243e-10 | 11536.0538 | 319.4911 | 11216.5626 | 0 | 0 | 0 | 0 | 0 | 4.484e-07 | 0 | 0 | 0 | 0 | 0 | 0 | 0 | 0 | 0 | 1.1333e-05 | 0 | 1.1333e-05
[79 empty] | WLDFR | HFTD - Distribution - Tier 2 - 4QU CoRE ¦ 4QU LoRE | Non-Red Flag Warning - Large Fires | 2020 | 7.2533e-08 | 0 | 0 | 0 | 5.2406 | 0.69642 | 2.942 | 1.6022 | 0 | 0 | 0 | 0 | 1.3807e-05 | 3.8012e-07 | 0 | 3.8012e-07 | 0 | 0 | 0 | 0 | 0 | 0 | 0 | 0 | 0
[79 empty] | WLDFR | HFTD - Distribution - Tier 2 - 4QU CoRE ¦ 4QU LoRE | Non-Red Flag Warning - Large Fires | 2021 | 3.9156e-08 | 7.6589e-08 | 0 | 0 | 5.2406 | 0.69642 | 2.942 | 1.6022 | 0 | 0 | 0 | 0 | 1.3807e-05 | 2.052e-07 | 0 | 2.052e-07 | 4.0137e-07 | 0 | 4.0137e-07 | 0 | 0 | 0 | 0 | 0 | 0
[79 empty] | WLDFR | HFTD - Distribution - Tier 2 - 4QU CoRE ¦ 4QU LoRE | Non-Red Flag Warning - Large Fires | 2022 | 3.7981e-08 | 4.0105e-08 | 7.2088e-08 | 0 | 5.2406 | 0.69642 | 2.942 | 1.6022 | 0 | 0 | 0 | 0 | 1.373e-05 | 1.9904e-07 | 0 | 1.9904e-07 | 2.1017e-07 | 0 | 2.1017e-07 | 3.7778e-07 | 0 | 3.7778e-07 | 0 | 0 | 0
[79 empty] | WLDFR | HFTD - Distribution - Tier 2 - 4QU CoRE ¦ 4QU LoRE | Non-Red Flag Warning - Large Fires | 2023 | 3.7981e-08 | 4.0105e-08 | 3.9008e-08 | 6.8655e-08 | 5.475 | 0.71896 | 3.0715 | 1.6846 | 0 | 0 | 0 | 0 | 1.373e-05 | 2.0795e-07 | 0 | 2.0795e-07 | 2.1958e-07 | 0 | 2.1958e-07 | 2.1357e-07 | 0 | 2.1357e-07 | 3.7589e-07 | 0 | 3.7589e-07
[79 empty] | WLDFR | HFTD - Distribution - Tier 2 - 4QU CoRE ¦ 4QU LoRE | Non-Red Flag Warning - Large Fires | 2024 | 3.7981e-08 | 4.0105e-08 | 3.9008e-08 | 3.715e-08 | 5.475 | 0.71896 | 3.0715 | 1.6846 | 0 | 0 | 0 | 0 | 1.373e-05 | 2.0795e-07 | 0 | 2.0795e-07 | 2.1958e-07 | 0 | 2.1958e-07 | 2.1357e-07 | 0 | 2.1357e-07 | 2.034e-07 | 0 | 2.034e-07
[79 empty] | WLDFR | HFTD - Distribution - Tier 2 - 4QU CoRE ¦ 4QU LoRE | Non-Red Flag Warning - Large Fires | 2025 | 3.7981e-08 | 4.0105e-08 | 3.9008e-08 | 3.715e-08 | 5.475 | 0.71896 | 3.0715 | 1.6846 | 0 | 0 | 0 | 0 | 1.373e-05 | 2.0795e-07 | 0 | 2.0795e-07 | 2.1958e-07 | 0 | 2.1958e-07 | 2.1357e-07 | 0 | 2.1357e-07 | 2.034e-07 | 0 | 2.034e-07
[79 empty] | WLDFR | HFTD - Distribution - Tier 2 - 4QU CoRE ¦ 4QU LoRE | Non-Red Flag Warning - Large Fires | 2026 | 3.7981e-08 | 4.0105e-08 | 3.9008e-08 | 3.715e-08 | 5.475 | 0.71896 | 3.0715 | 1.6846 | 0 | 0 | 0 | 0 | 1.373e-05 | 2.0795e-07 | 0 | 2.0795e-07 | 2.1958e-07 | 0 | 2.1958e-07 | 2.1357e-07 | 0 | 2.1357e-07 | 2.034e-07 | 0 | 2.034e-07
[79 empty] | WLDFR | HFTD - Distribution - Tier 2 - 4QU CoRE ¦ 4QU LoRE | Non-Red Flag Warning - Large Fires | 2027 | 3.7981e-08 | 4.0105e-08 | 3.9008e-08 | 3.715e-08 | 5.475 | 0.71896 | 3.0715 | 1.6846 | 0 | 0 | 0 | 0 | 1.373e-05 | 2.0795e-07 | 0 | 2.0795e-07 | 2.1958e-07 | 0 | 2.1958e-07 | 2.1357e-07 | 0 | 2.1357e-07 | 2.034e-07 | 0 | 2.034e-07
[79 empty] | WLDFR | HFTD - Distribution - Tier 2 - 4QU CoRE ¦ 4QU LoRE | Non-Red Flag Warning - Large Fires | 2028 | 3.7981e-08 | 4.0105e-08 | 3.9008e-08 | 3.715e-08 | 5.777 | 0.74734 | 3.238 | 1.7917 | 0 | 0 | 0 | 0 | 1.373e-05 | 2.1942e-07 | 0 | 2.1942e-07 | 2.3169e-07 | 0 | 2.3169e-07 | 2.2535e-07 | 0 | 2.2535e-07 | 2.1462e-07 | 0 | 2.1462e-07
[79 empty] | WLDFR | HFTD - Distribution - Tier 2 - 4QU CoRE ¦ 4QU LoRE | Non-Red Flag Warning - Large Fires | 2029 | 3.7981e-08 | 4.0105e-08 | 3.9008e-08 | 3.715e-08 | 5.777 | 0.74734 | 3.238 | 1.7917 | 0 | 0 | 0 | 0 | 1.373e-05 | 2.1942e-07 | 0 | 2.1942e-07 | 2.3169e-07 | 0 | 2.3169e-07 | 2.2535e-07 | 0 | 2.2535e-07 | 2.1462e-07 | 0 | 2.1462e-07
[79 empty] | WLDFR | HFTD - Distribution - Tier 2 - 4QU CoRE ¦ 4QU LoRE | Non-Red Flag Warning - Large Fires | 2030 | 3.7981e-08 | 4.0105e-08 | 3.9008e-08 | 3.715e-08 | 5.777 | 0.74734 | 3.238 | 1.7917 | 0 | 0 | 0 | 0 | 1.373e-05 | 2.1942e-07 | 0 | 2.1942e-07 | 2.3169e-07 | 0 | 2.3169e-07 | 2.2535e-07 | 0 | 2.2535e-07 | 2.1462e-07 | 0 | 2.1462e-07
[79 empty] | WLDFR | HFTD - Distribution - Tier 2 - 4QU CoRE ¦ 4QU LoRE | Non-Red Flag Warning - Large Fires | 2031 | 3.7981e-08 | 4.0105e-08 | 3.9008e-08 | 3.715e-08 | 5.777 | 0.74734 | 3.238 | 1.7917 | 0 | 0 | 0 | 0 | 1.373e-05 | 2.1942e-07 | 0 | 2.1942e-07 | 2.3169e-07 | 0 | 2.3169e-07 | 2.2535e-07 | 0 | 2.2535e-07 | 2.1462e-07 | 0 | 2.1462e-07
[79 empty] | WLDFR | HFTD - Distribution - Tier 2 - 4QU CoRE ¦ 4QU LoRE | Non-Red Flag Warning - Large Fires | 2032 | 3.7981e-08 | 4.0105e-08 | 3.9008e-08 | 3.715e-08 | 5.777 | 0.74734 | 3.238 | 1.7917 | 0 | 0 | 0 | 0 | 1.373e-05 | 2.1942e-07 | 0 | 2.1942e-07 | 2.3169e-07 | 0 | 2.3169e-07 | 2.2535e-07 | 0 | 2.2535e-07 | 2.1462e-07 | 0 | 2.1462e-07
[79 empty] | WLDFR | HFTD - Distribution - Tier 2 - 4QU CoRE ¦ 4QU LoRE | Non-Red Flag Warning - Large Fires | 2033 | 3.7981e-08 | 4.0105e-08 | 3.9008e-08 | 3.715e-08 | 6.1205 | 0.77885 | 3.4265 | 1.9151 | 0 | 0 | 0 | 0 | 1.373e-05 | 2.3247e-07 | 0 | 2.3247e-07 | 2.4546e-07 | 0 | 2.4546e-07 | 2.3875e-07 | 0 | 2.3875e-07 | 2.2738e-07 | 0 | 2.2738e-07
[79 empty] | WLDFR | HFTD - Distribution - Tier 2 - 4QU CoRE ¦ 4QU LoRE | Non-Red Flag Warning - Large Fires | 2034 | 3.7981e-08 | 4.0105e-08 | 3.9008e-08 | 3.715e-08 | 6.1205 | 0.77885 | 3.4265 | 1.9151 | 0 | 0 | 0 | 0 | 1.373e-05 | 2.3247e-07 | 0 | 2.3247e-07 | 2.4546e-07 | 0 | 2.4546e-07 | 2.3875e-07 | 0 | 2.3875e-07 | 2.2738e-07 | 0 | 2.2738e-07
[79 empty] | WLDFR | HFTD - Distribution - Tier 2 - 4QU CoRE ¦ 4QU LoRE | Non-Red Flag Warning - Large Fires | 2035 | 3.7981e-08 | 4.0105e-08 | 3.9008e-08 | 3.715e-08 | 6.1205 | 0.77885 | 3.4265 | 1.9151 | 0 | 0 | 0 | 0 | 1.373e-05 | 2.3247e-07 | 0 | 2.3247e-07 | 2.4546e-07 | 0 | 2.4546e-07 | 2.3875e-07 | 0 | 2.3875e-07 | 2.2738e-07 | 0 | 2.2738e-07
[79 empty] | WLDFR | HFTD - Distribution - Tier 2 - 4QU CoRE ¦ 4QU LoRE | Non-Red Flag Warning - Large Fires | 2036 | 3.7981e-08 | 4.0105e-08 | 3.9008e-08 | 3.715e-08 | 6.1205 | 0.77885 | 3.4265 | 1.9151 | 0 | 0 | 0 | 0 | 1.373e-05 | 2.3247e-07 | 0 | 2.3247e-07 | 2.4546e-07 | 0 | 2.4546e-07 | 2.3875e-07 | 0 | 2.3875e-07 | 2.2738e-07 | 0 | 2.2738e-07
[79 empty] | WLDFR | HFTD - Distribution - Tier 2 - 4QU CoRE ¦ 4QU LoRE | Non-Red Flag Warning - Large Fires | 2037 | 3.7981e-08 | 4.0105e-08 | 3.9008e-08 | 3.715e-08 | 6.1205 | 0.77885 | 3.4265 | 1.9151 | 0 | 0 | 0 | 0 | 1.373e-05 | 2.3247e-07 | 0 | 2.3247e-07 | 2.4546e-07 | 0 | 2.4546e-07 | 2.3875e-07 | 0 | 2.3875e-07 | 2.2738e-07 | 0 | 2.2738e-07
[79 empty] | WLDFR | HFTD - Distribution - Tier 2 - 4QU CoRE ¦ 4QU LoRE | Non-Red Flag Warning - Large Fires | 2038 | 3.7981e-08 | 4.0105e-08 | 3.9008e-08 | 3.715e-08 | 6.5028 | 0.81304 | 3.6355 | 2.0543 | 0 | 0 | 0 | 0 | 1.373e-05 | 2.4699e-07 | 0 | 2.4699e-07 | 2.608e-07 | 0 | 2.608e-07 | 2.5366e-07 | 0 | 2.5366e-07 | 2.4158e-07 | 0 | 2.4158e-07
[79 empty] | WLDFR | HFTD - Distribution - Tier 2 - 4QU CoRE ¦ 4QU LoRE | Non-Red Flag Warning - Large Fires | 2039 | 3.7981e-08 | 4.0105e-08 | 3.9008e-08 | 3.715e-08 | 6.5028 | 0.81304 | 3.6355 | 2.0543 | 0 | 0 | 0 | 0 | 1.373e-05 | 2.4699e-07 | 0 | 2.4699e-07 | 2.608e-07 | 0 | 2.608e-07 | 2.5366e-07 | 0 | 2.5366e-07 | 2.4158e-07 | 0 | 2.4158e-07
[79 empty] | WLDFR | HFTD - Distribution - Tier 2 - 4QU CoRE ¦ 4QU LoRE | Non-Red Flag Warning - Large Fires | 2040 | 3.7981e-08 | 4.0105e-08 | 3.9008e-08 | 3.715e-08 | 6.5028 | 0.81304 | 3.6355 | 2.0543 | 0 | 0 | 0 | 0 | 1.373e-05 | 2.4699e-07 | 0 | 2.4699e-07 | 2.608e-07 | 0 | 2.608e-07 | 2.5366e-07 | 0 | 2.5366e-07 | 2.4158e-07 | 0 | 2.4158e-07
[79 empty] | WLDFR | HFTD - Distribution - Tier 2 - 4QU CoRE ¦ 4QU LoRE | Non-Red Flag Warning - Large Fires | 2041 | 3.7981e-08 | 4.0105e-08 | 3.9008e-08 | 3.715e-08 | 6.5028 | 0.81304 | 3.6355 | 2.0543 | 0 | 0 | 0 | 0 | 1.373e-05 | 2.4699e-07 | 0 | 2.4699e-07 | 2.608e-07 | 0 | 2.608e-07 | 2.5366e-07 | 0 | 2.5366e-07 | 2.4158e-07 | 0 | 2.4158e-07
[79 empty] | WLDFR | HFTD - Distribution - Tier 2 - 4QU CoRE ¦ 4QU LoRE | Non-Red Flag Warning - Large Fires | 2042 | 3.7981e-08 | 4.0105e-08 | 3.9008e-08 | 3.715e-08 | 6.5028 | 0.81304 | 3.6355 | 2.0543 | 0 | 0 | 0 | 0 | 1.373e-05 | 2.4699e-07 | 0 | 2.4699e-07 | 2.608e-07 | 0 | 2.608e-07 | 2.5366e-07 | 0 | 2.5366e-07 | 2.4158e-07 | 0 | 2.4158e-07
[79 empty] | WLDFR | HFTD - Distribution - Tier 2 - 4QU CoRE ¦ 4QU LoRE | Non-Red Flag Warning - Large Fires | 2043 | 3.7981e-08 | 4.0105e-08 | 3.9008e-08 | 3.715e-08 | 6.9209 | 0.84944 | 3.8632 | 2.2083 | 0 | 0 | 0 | 0 | 1.373e-05 | 2.6287e-07 | 0 | 2.6287e-07 | 2.7756e-07 | 0 | 2.7756e-07 | 2.6997e-07 | 0 | 2.6997e-07 | 2.5711e-07 | 0 | 2.5711e-07
[79 empty] | WLDFR | HFTD - Distribution - Tier 2 - 4QU CoRE ¦ 4QU LoRE | Non-Red Flag Warning - Large Fires | 2044 | 3.7981e-08 | 4.0105e-08 | 3.9008e-08 | 3.715e-08 | 6.9209 | 0.84944 | 3.8632 | 2.2083 | 0 | 0 | 0 | 0 | 1.373e-05 | 2.6287e-07 | 0 | 2.6287e-07 | 2.7756e-07 | 0 | 2.7756e-07 | 2.6997e-07 | 0 | 2.6997e-07 | 2.5711e-07 | 0 | 2.5711e-07
[79 empty] | WLDFR | HFTD - Distribution - Tier 2 - 4QU CoRE ¦ 4QU LoRE | Non-Red Flag Warning - Large Fires | 2045 | 3.7981e-08 | 4.0105e-08 | 3.9008e-08 | 3.715e-08 | 6.9209 | 0.84944 | 3.8632 | 2.2083 | 0 | 0 | 0 | 0 | 1.373e-05 | 2.6287e-07 | 0 | 2.6287e-07 | 2.7756e-07 | 0 | 2.7756e-07 | 2.6997e-07 | 0 | 2.6997e-07 | 2.5711e-07 | 0 | 2.5711e-07
[79 empty] | WLDFR | HFTD - Distribution - Tier 2 - 4QU CoRE ¦ 4QU LoRE | Non-Red Flag Warning - Large Fires | 2046 | 3.7981e-08 | 4.0105e-08 | 3.9008e-08 | 3.715e-08 | 6.9209 | 0.84944 | 3.8632 | 2.2083 | 0 | 0 | 0 | 0 | 1.373e-05 | 2.6287e-07 | 0 | 2.6287e-07 | 2.7756e-07 | 0 | 2.7756e-07 | 2.6997e-07 | 0 | 2.6997e-07 | 2.5711e-07 | 0 | 2.5711e-07
[79 empty] | WLDFR | HFTD - Distribution - Tier 2 - 4QU CoRE ¦ 4QU LoRE | Non-Red Flag Warning - Large Fires | 2047 | 3.7981e-08 | 4.0105e-08 | 3.9008e-08 | 3.715e-08 | 6.9209 | 0.84944 | 3.8632 | 2.2083 | 0 | 0 | 0 | 0 | 1.373e-05 | 2.6287e-07 | 0 | 2.6287e-07 | 2.7756e-07 | 0 | 2.7756e-07 | 2.6997e-07 | 0 | 2.6997e-07 | 2.5711e-07 | 0 | 2.5711e-07
[79 empty] | WLDFR | HFTD - Distribution - Tier 2 - 4QU CoRE ¦ 4QU LoRE | Non-Red Flag Warning - Large Fires | 2048 | 3.7981e-08 | 4.0105e-08 | 3.9008e-08 | 3.715e-08 | 7.3713 | 0.88759 | 4.1075 | 2.3763 | 0 | 0 | 0 | 0 | 1.373e-05 | 2.7997e-07 | 0 | 2.7997e-07 | 2.9563e-07 | 0 | 2.9563e-07 | 2.8754e-07 | 0 | 2.8754e-07 | 2.7385e-07 | 0 | 2.7385e-07
[79 empty] | WLDFR | HFTD - Distribution - Tier 2 - 4QU CoRE ¦ 4QU LoRE | Non-Red Flag Warning - Large Fires | 2049 | 3.7981e-08 | 4.0105e-08 | 3.9008e-08 | 3.715e-08 | 7.3713 | 0.88759 | 4.1075 | 2.3763 | 0 | 0 | 0 | 0 | 1.373e-05 | 2.7997e-07 | 0 | 2.7997e-07 | 2.9563e-07 | 0 | 2.9563e-07 | 2.8754e-07 | 0 | 2.8754e-07 | 2.7385e-07 | 0 | 2.7385e-07
[79 empty] | WLDFR | HFTD - Distribution - Tier 2 - 4QU CoRE ¦ 4QU LoRE | Non-Red Flag Warning - Large Fires | 2050 | 0 | 4.0105e-08 | 3.9008e-08 | 3.715e-08 | 7.3713 | 0.88759 | 4.1075 | 2.3763 | 0 | 0 | 0 | 0 | 1.373e-05 | 0 | 0 | 0 | 2.9563e-07 | 0 | 2.9563e-07 | 2.8754e-07 | 0 | 2.8754e-07 | 2.7385e-07 | 0 | 2.7385e-07
[79 empty] | WLDFR | HFTD - Distribution - Tier 2 - 4QU CoRE ¦ 4QU LoRE | Non-Red Flag Warning - Large Fires | 2051 | 0 | 0 | 3.9008e-08 | 3.715e-08 | 7.3713 | 0.88759 | 4.1075 | 2.3763 | 0 | 0 | 0 | 0 | 1.373e-05 | 0 | 0 | 0 | 0 | 0 | 0 | 2.8754e-07 | 0 | 2.8754e-07 | 2.7385e-07 | 0 | 2.7385e-07
[79 empty] | WLDFR | HFTD - Distribution - Tier 2 - 4QU CoRE ¦ 4QU LoRE | Non-Red Flag Warning - Large Fires | 2052 | 0 | 0 | 0 | 3.715e-08 | 7.3713 | 0.88759 | 4.1075 | 2.3763 | 0 | 0 | 0 | 0 | 1.373e-05 | 0 | 0 | 0 | 0 | 0 | 0 | 0 | 0 | 0 | 2.7385e-07 | 0 | 2.7385e-07
[79 empty] | WLDFR | HFTD - Distribution - Tier 2 - 4QU CoRE ¦ 4QU LoRE | Non-Red Flag Warning - Small Fires | 2020 | 2.0237e-05 | 0 | 0 | 0 | 0.077901 | 0.036425 | 0.0015809 | 0.039895 | 0 | 0 | 0 | 0 | 0.003354 | 1.5765e-06 | 0 | 1.5765e-06 | 0 | 0 | 0 | 0 | 0 | 0 | 0 | 0 | 0
[79 empty] | WLDFR | HFTD - Distribution - Tier 2 - 4QU CoRE ¦ 4QU LoRE | Non-Red Flag Warning - Small Fires | 2021 | 1.1003e-05 | 2.1368e-05 | 0 | 0 | 0.077901 | 0.036425 | 0.0015809 | 0.039895 | 0 | 0 | 0 | 0 | 0.003354 | 8.571e-07 | 0 | 8.571e-07 | 1.6646e-06 | 0 | 1.6646e-06 | 0 | 0 | 0 | 0 | 0 | 0
[79 empty] | WLDFR | HFTD - Distribution - Tier 2 - 4QU CoRE ¦ 4QU LoRE | Non-Red Flag Warning - Small Fires | 2022 | 1.0741e-05 | 1.1341e-05 | 2.0233e-05 | 0 | 0.077901 | 0.036425 | 0.0015809 | 0.039895 | 0 | 0 | 0 | 0 | 0.003334 | 8.367e-07 | 0 | 8.367e-07 | 8.8348e-07 | 0 | 8.8348e-07 | 1.5762e-06 | 0 | 1.5762e-06 | 0 | 0 | 0
[79 empty] | WLDFR | HFTD - Distribution - Tier 2 - 4QU CoRE ¦ 4QU LoRE | Non-Red Flag Warning - Small Fires | 2023 | 1.0741e-05 | 1.1341e-05 | 1.1031e-05 | 1.927e-05 | 0.080408 | 0.03759 | 0.0016314 | 0.041187 | 0 | 0 | 0 | 0 | 0.003334 | 8.6363e-07 | 0 | 8.6363e-07 | 9.1192e-07 | 0 | 9.1192e-07 | 8.8697e-07 | 0 | 8.8697e-07 | 1.5495e-06 | 0 | 1.5495e-06
[79 empty] | WLDFR | HFTD - Distribution - Tier 2 - 4QU CoRE ¦ 4QU LoRE | Non-Red Flag Warning - Small Fires | 2024 | 1.0741e-05 | 1.1341e-05 | 1.1031e-05 | 1.0506e-05 | 0.080408 | 0.03759 | 0.0016314 | 0.041187 | 0 | 0 | 0 | 0 | 0.003334 | 8.6363e-07 | 0 | 8.6363e-07 | 9.1192e-07 | 0 | 9.1192e-07 | 8.8697e-07 | 0 | 8.8697e-07 | 8.4474e-07 | 0 | 8.4474e-07
[79 empty] | WLDFR | HFTD - Distribution - Tier 2 - 4QU CoRE ¦ 4QU LoRE | Non-Red Flag Warning - Small Fires | 2025 | 1.0741e-05 | 1.1341e-05 | 1.1031e-05 | 1.0506e-05 | 0.080408 | 0.03759 | 0.0016314 | 0.041187 | 0 | 0 | 0 | 0 | 0.003334 | 8.6363e-07 | 0 | 8.6363e-07 | 9.1192e-07 | 0 | 9.1192e-07 | 8.8697e-07 | 0 | 8.8697e-07 | 8.4474e-07 | 0 | 8.4474e-07
[79 empty] | WLDFR | HFTD - Distribution - Tier 2 - 4QU CoRE ¦ 4QU LoRE | Non-Red Flag Warning - Small Fires | 2026 | 1.0741e-05 | 1.1341e-05 | 1.1031e-05 | 1.0506e-05 | 0.080408 | 0.03759 | 0.0016314 | 0.041187 | 0 | 0 | 0 | 0 | 0.003334 | 8.6363e-07 | 0 | 8.6363e-07 | 9.1192e-07 | 0 | 9.1192e-07 | 8.8697e-07 | 0 | 8.8697e-07 | 8.4474e-07 | 0 | 8.4474e-07
[79 empty] | WLDFR | HFTD - Distribution - Tier 2 - 4QU CoRE ¦ 4QU LoRE | Non-Red Flag Warning - Small Fires | 2027 | 1.0741e-05 | 1.1341e-05 | 1.1031e-05 | 1.0506e-05 | 0.080408 | 0.03759 | 0.0016314 | 0.041187 | 0 | 0 | 0 | 0 | 0.003334 | 8.6363e-07 | 0 | 8.6363e-07 | 9.1192e-07 | 0 | 9.1192e-07 | 8.8697e-07 | 0 | 8.8697e-07 | 8.4474e-07 | 0 | 8.4474e-07
[79 empty] | WLDFR | HFTD - Distribution - Tier 2 - 4QU CoRE ¦ 4QU LoRE | Non-Red Flag Warning - Small Fires | 2028 | 1.0741e-05 | 1.1341e-05 | 1.1031e-05 | 1.0506e-05 | 0.083606 | 0.039055 | 0.001695 | 0.042856 | 0 | 0 | 0 | 0 | 0.003334 | 8.9798e-07 | 0 | 8.9798e-07 | 9.4819e-07 | 0 | 9.4819e-07 | 9.2225e-07 | 0 | 9.2225e-07 | 8.7833e-07 | 0 | 8.7833e-07
[79 empty] | WLDFR | HFTD - Distribution - Tier 2 - 4QU CoRE ¦ 4QU LoRE | Non-Red Flag Warning - Small Fires | 2029 | 1.0741e-05 | 1.1341e-05 | 1.1031e-05 | 1.0506e-05 | 0.083606 | 0.039055 | 0.001695 | 0.042856 | 0 | 0 | 0 | 0 | 0.003334 | 8.9798e-07 | 0 | 8.9798e-07 | 9.4819e-07 | 0 | 9.4819e-07 | 9.2225e-07 | 0 | 9.2225e-07 | 8.7833e-07 | 0 | 8.7833e-07
[79 empty] | WLDFR | HFTD - Distribution - Tier 2 - 4QU CoRE ¦ 4QU LoRE | Non-Red Flag Warning - Small Fires | 2030 | 1.0741e-05 | 1.1341e-05 | 1.1031e-05 | 1.0506e-05 | 0.083606 | 0.039055 | 0.001695 | 0.042856 | 0 | 0 | 0 | 0 | 0.003334 | 8.9798e-07 | 0 | 8.9798e-07 | 9.4819e-07 | 0 | 9.4819e-07 | 9.2225e-07 | 0 | 9.2225e-07 | 8.7833e-07 | 0 | 8.7833e-07
[79 empty] | WLDFR | HFTD - Distribution - Tier 2 - 4QU CoRE ¦ 4QU LoRE | Non-Red Flag Warning - Small Fires | 2031 | 1.0741e-05 | 1.1341e-05 | 1.1031e-05 | 1.0506e-05 | 0.083606 | 0.039055 | 0.001695 | 0.042856 | 0 | 0 | 0 | 0 | 0.003334 | 8.9798e-07 | 0 | 8.9798e-07 | 9.4819e-07 | 0 | 9.4819e-07 | 9.2225e-07 | 0 | 9.2225e-07 | 8.7833e-07 | 0 | 8.7833e-07
[79 empty] | WLDFR | HFTD - Distribution - Tier 2 - 4QU CoRE ¦ 4QU LoRE | Non-Red Flag Warning - Small Fires | 2032 | 1.0741e-05 | 1.1341e-05 | 1.1031e-05 | 1.0506e-05 | 0.083606 | 0.039055 | 0.001695 | 0.042856 | 0 | 0 | 0 | 0 | 0.003334 | 8.9798e-07 | 0 | 8.9798e-07 | 9.4819e-07 | 0 | 9.4819e-07 | 9.2225e-07 | 0 | 9.2225e-07 | 8.7833e-07 | 0 | 8.7833e-07
[79 empty] | WLDFR | HFTD - Distribution - Tier 2 - 4QU CoRE ¦ 4QU LoRE | Non-Red Flag Warning - Small Fires | 2033 | 1.0741e-05 | 1.1341e-05 | 1.1031e-05 | 1.0506e-05 | 0.087211 | 0.040679 | 0.0017655 | 0.044766 | 0 | 0 | 0 | 0 | 0.003334 | 9.367e-07 | 0 | 9.367e-07 | 9.8907e-07 | 0 | 9.8907e-07 | 9.6201e-07 | 0 | 9.6201e-07 | 9.162e-07 | 0 | 9.162e-07
[79 empty] | WLDFR | HFTD - Distribution - Tier 2 - 4QU CoRE ¦ 4QU LoRE | Non-Red Flag Warning - Small Fires | 2034 | 1.0741e-05 | 1.1341e-05 | 1.1031e-05 | 1.0506e-05 | 0.087211 | 0.040679 | 0.0017655 | 0.044766 | 0 | 0 | 0 | 0 | 0.003334 | 9.367e-07 | 0 | 9.367e-07 | 9.8907e-07 | 0 | 9.8907e-07 | 9.6201e-07 | 0 | 9.6201e-07 | 9.162e-07 | 0 | 9.162e-07
[79 empty] | WLDFR | HFTD - Distribution - Tier 2 - 4QU CoRE ¦ 4QU LoRE | Non-Red Flag Warning - Small Fires | 2035 | 1.0741e-05 | 1.1341e-05 | 1.1031e-05 | 1.0506e-05 | 0.087211 | 0.040679 | 0.0017655 | 0.044766 | 0 | 0 | 0 | 0 | 0.003334 | 9.367e-07 | 0 | 9.367e-07 | 9.8907e-07 | 0 | 9.8907e-07 | 9.6201e-07 | 0 | 9.6201e-07 | 9.162e-07 | 0 | 9.162e-07
[79 empty] | WLDFR | HFTD - Distribution - Tier 2 - 4QU CoRE ¦ 4QU LoRE | Non-Red Flag Warning - Small Fires | 2036 | 1.0741e-05 | 1.1341e-05 | 1.1031e-05 | 1.0506e-05 | 0.087211 | 0.040679 | 0.0017655 | 0.044766 | 0 | 0 | 0 | 0 | 0.003334 | 9.367e-07 | 0 | 9.367e-07 | 9.8907e-07 | 0 | 9.8907e-07 | 9.6201e-07 | 0 | 9.6201e-07 | 9.162e-07 | 0 | 9.162e-07
[79 empty] | WLDFR | HFTD - Distribution - Tier 2 - 4QU CoRE ¦ 4QU LoRE | Non-Red Flag Warning - Small Fires | 2037 | 1.0741e-05 | 1.1341e-05 | 1.1031e-05 | 1.0506e-05 | 0.087211 | 0.040679 | 0.0017655 | 0.044766 | 0 | 0 | 0 | 0 | 0.003334 | 9.367e-07 | 0 | 9.367e-07 | 9.8907e-07 | 0 | 9.8907e-07 | 9.6201e-07 | 0 | 9.6201e-07 | 9.162e-07 | 0 | 9.162e-07
[79 empty] | WLDFR | HFTD - Distribution - Tier 2 - 4QU CoRE ¦ 4QU LoRE | Non-Red Flag Warning - Small Fires | 2038 | 1.0741e-05 | 1.1341e-05 | 1.1031e-05 | 1.0506e-05 | 0.091184 | 0.042438 | 0.0018418 | 0.046905 | 0 | 0 | 0 | 0 | 0.003334 | 9.7937e-07 | 0 | 9.7937e-07 | 1.0341e-06 | 0 | 1.0341e-06 | 1.0058e-06 | 0 | 1.0058e-06 | 9.5794e-07 | 0 | 9.5794e-07
[79 empty] | WLDFR | HFTD - Distribution - Tier 2 - 4QU CoRE ¦ 4QU LoRE | Non-Red Flag Warning - Small Fires | 2039 | 1.0741e-05 | 1.1341e-05 | 1.1031e-05 | 1.0506e-05 | 0.091184 | 0.042438 | 0.0018418 | 0.046905 | 0 | 0 | 0 | 0 | 0.003334 | 9.7937e-07 | 0 | 9.7937e-07 | 1.0341e-06 | 0 | 1.0341e-06 | 1.0058e-06 | 0 | 1.0058e-06 | 9.5794e-07 | 0 | 9.5794e-07
[79 empty] | WLDFR | HFTD - Distribution - Tier 2 - 4QU CoRE ¦ 4QU LoRE | Non-Red Flag Warning - Small Fires | 2040 | 1.0741e-05 | 1.1341e-05 | 1.1031e-05 | 1.0506e-05 | 0.091184 | 0.042438 | 0.0018418 | 0.046905 | 0 | 0 | 0 | 0 | 0.003334 | 9.7937e-07 | 0 | 9.7937e-07 | 1.0341e-06 | 0 | 1.0341e-06 | 1.0058e-06 | 0 | 1.0058e-06 | 9.5794e-07 | 0 | 9.5794e-07
[79 empty] | WLDFR | HFTD - Distribution - Tier 2 - 4QU CoRE ¦ 4QU LoRE | Non-Red Flag Warning - Small Fires | 2041 | 1.0741e-05 | 1.1341e-05 | 1.1031e-05 | 1.0506e-05 | 0.091184 | 0.042438 | 0.0018418 | 0.046905 | 0 | 0 | 0 | 0 | 0.003334 | 9.7937e-07 | 0 | 9.7937e-07 | 1.0341e-06 | 0 | 1.0341e-06 | 1.0058e-06 | 0 | 1.0058e-06 | 9.5794e-07 | 0 | 9.5794e-07
[79 empty] | WLDFR | HFTD - Distribution - Tier 2 - 4QU CoRE ¦ 4QU LoRE | Non-Red Flag Warning - Small Fires | 2042 | 1.0741e-05 | 1.1341e-05 | 1.1031e-05 | 1.0506e-05 | 0.091184 | 0.042438 | 0.0018418 | 0.046905 | 0 | 0 | 0 | 0 | 0.003334 | 9.7937e-07 | 0 | 9.7937e-07 | 1.0341e-06 | 0 | 1.0341e-06 | 1.0058e-06 | 0 | 1.0058e-06 | 9.5794e-07 | 0 | 9.5794e-07
[79 empty] | WLDFR | HFTD - Distribution - Tier 2 - 4QU CoRE ¦ 4QU LoRE | Non-Red Flag Warning - Small Fires | 2043 | 1.0741e-05 | 1.1341e-05 | 1.1031e-05 | 1.0506e-05 | 0.095486 | 0.044306 | 0.0019228 | 0.049257 | 0 | 0 | 0 | 0 | 0.003334 | 1.0256e-06 | 0 | 1.0256e-06 | 1.0829e-06 | 0 | 1.0829e-06 | 1.0533e-06 | 0 | 1.0533e-06 | 1.0031e-06 | 0 | 1.0031e-06
[79 empty] | WLDFR | HFTD - Distribution - Tier 2 - 4QU CoRE ¦ 4QU LoRE | Non-Red Flag Warning - Small Fires | 2044 | 1.0741e-05 | 1.1341e-05 | 1.1031e-05 | 1.0506e-05 | 0.095486 | 0.044306 | 0.0019228 | 0.049257 | 0 | 0 | 0 | 0 | 0.003334 | 1.0256e-06 | 0 | 1.0256e-06 | 1.0829e-06 | 0 | 1.0829e-06 | 1.0533e-06 | 0 | 1.0533e-06 | 1.0031e-06 | 0 | 1.0031e-06
[79 empty] | WLDFR | HFTD - Distribution - Tier 2 - 4QU CoRE ¦ 4QU LoRE | Non-Red Flag Warning - Small Fires | 2045 | 1.0741e-05 | 1.1341e-05 | 1.1031e-05 | 1.0506e-05 | 0.095486 | 0.044306 | 0.0019228 | 0.049257 | 0 | 0 | 0 | 0 | 0.003334 | 1.0256e-06 | 0 | 1.0256e-06 | 1.0829e-06 | 0 | 1.0829e-06 | 1.0533e-06 | 0 | 1.0533e-06 | 1.0031e-06 | 0 | 1.0031e-06
[79 empty] | WLDFR | HFTD - Distribution - Tier 2 - 4QU CoRE ¦ 4QU LoRE | Non-Red Flag Warning - Small Fires | 2046 | 1.0741e-05 | 1.1341e-05 | 1.1031e-05 | 1.0506e-05 | 0.095486 | 0.044306 | 0.0019228 | 0.049257 | 0 | 0 | 0 | 0 | 0.003334 | 1.0256e-06 | 0 | 1.0256e-06 | 1.0829e-06 | 0 | 1.0829e-06 | 1.0533e-06 | 0 | 1.0533e-06 | 1.0031e-06 | 0 | 1.0031e-06
[79 empty] | WLDFR | HFTD - Distribution - Tier 2 - 4QU CoRE ¦ 4QU LoRE | Non-Red Flag Warning - Small Fires | 2047 | 1.0741e-05 | 1.1341e-05 | 1.1031e-05 | 1.0506e-05 | 0.095486 | 0.044306 | 0.0019228 | 0.049257 | 0 | 0 | 0 | 0 | 0.003334 | 1.0256e-06 | 0 | 1.0256e-06 | 1.0829e-06 | 0 | 1.0829e-06 | 1.0533e-06 | 0 | 1.0533e-06 | 1.0031e-06 | 0 | 1.0031e-06
[79 empty] | WLDFR | HFTD - Distribution - Tier 2 - 4QU CoRE ¦ 4QU LoRE | Non-Red Flag Warning - Small Fires | 2048 | 1.0741e-05 | 1.1341e-05 | 1.1031e-05 | 1.0506e-05 | 0.10007 | 0.04626 | 0.0020076 | 0.051804 | 0 | 0 | 0 | 0 | 0.003334 | 1.0748e-06 | 0 | 1.0748e-06 | 1.1349e-06 | 0 | 1.1349e-06 | 1.1039e-06 | 0 | 1.1039e-06 | 1.0513e-06 | 0 | 1.0513e-06
[79 empty] | WLDFR | HFTD - Distribution - Tier 2 - 4QU CoRE ¦ 4QU LoRE | Non-Red Flag Warning - Small Fires | 2049 | 1.0741e-05 | 1.1341e-05 | 1.1031e-05 | 1.0506e-05 | 0.10007 | 0.04626 | 0.0020076 | 0.051804 | 0 | 0 | 0 | 0 | 0.003334 | 1.0748e-06 | 0 | 1.0748e-06 | 1.1349e-06 | 0 | 1.1349e-06 | 1.1039e-06 | 0 | 1.1039e-06 | 1.0513e-06 | 0 | 1.0513e-06
[79 empty] | WLDFR | HFTD - Distribution - Tier 2 - 4QU CoRE ¦ 4QU LoRE | Non-Red Flag Warning - Small Fires | 2050 | 0 | 1.1341e-05 | 1.1031e-05 | 1.0506e-05 | 0.10007 | 0.04626 | 0.0020076 | 0.051804 | 0 | 0 | 0 | 0 | 0.003334 | 0 | 0 | 0 | 1.1349e-06 | 0 | 1.1349e-06 | 1.1039e-06 | 0 | 1.1039e-06 | 1.0513e-06 | 0 | 1.0513e-06
[79 empty] | WLDFR | HFTD - Distribution - Tier 2 - 4QU CoRE ¦ 4QU LoRE | Non-Red Flag Warning - Small Fires | 2051 | 0 | 0 | 1.1031e-05 | 1.0506e-05 | 0.10007 | 0.04626 | 0.0020076 | 0.051804 | 0 | 0 | 0 | 0 | 0.003334 | 0 | 0 | 0 | 0 | 0 | 0 | 1.1039e-06 | 0 | 1.1039e-06 | 1.0513e-06 | 0 | 1.0513e-06
[79 empty] | WLDFR | HFTD - Distribution - Tier 2 - 4QU CoRE ¦ 4QU LoRE | Non-Red Flag Warning - Small Fires | 2052 | 0 | 0 | 0 | 1.0506e-05 | 0.10007 | 0.04626 | 0.0020076 | 0.051804 | 0 | 0 | 0 | 0 | 0.003334 | 0 | 0 | 0 | 0 | 0 | 0 | 0 | 0 | 0 | 1.0513e-06 | 0 | 1.0513e-06
[79 empty] | WLDFR | HFTD - Distribution - Tier 2 - 4QU CoRE ¦ 4QU LoRE | Red Flag Warning - Catastrophic Fires | 2020 | 7.095e-08 | 0 | 0 | 0 | 14146.1306 | 222.2294 | 8585.7228 | 5338.1784 | 0 | 0 | 0 | 0 | 7.4381e-06 | 0.0010037 | 0 | 0.0010037 | 0 | 0 | 0 | 0 | 0 | 0 | 0 | 0 | 0
[79 empty] | WLDFR | HFTD - Distribution - Tier 2 - 4QU CoRE ¦ 4QU LoRE | Red Flag Warning - Catastrophic Fires | 2021 | 4.6461e-08 | 7.4917e-08 | 0 | 0 | 14146.1306 | 222.2294 | 8585.7228 | 5338.1784 | 0 | 0 | 0 | 0 | 7.4381e-06 | 0.00065724 | 0 | 0.00065724 | 0.0010598 | 0 | 0.0010598 | 0 | 0 | 0 | 0 | 0 | 0
[79 empty] | WLDFR | HFTD - Distribution - Tier 2 - 4QU CoRE ¦ 4QU LoRE | Red Flag Warning - Catastrophic Fires | 2022 | 4.4997e-08 | 4.7513e-08 | 7.0412e-08 | 0 | 14146.1306 | 222.2294 | 8585.7228 | 5338.1784 | 0 | 0 | 0 | 0 | 7.3398e-06 | 0.00063653 | 0 | 0.00063653 | 0.00067212 | 0 | 0.00067212 | 0.00099606 | 0 | 0.00099606 | 0 | 0 | 0
[79 empty] | WLDFR | HFTD - Distribution - Tier 2 - 4QU CoRE ¦ 4QU LoRE | Red Flag Warning - Catastrophic Fires | 2023 | 4.4997e-08 | 4.7513e-08 | 4.6213e-08 | 6.7059e-08 | 14664.6376 | 233.2301 | 8896.516 | 5534.8915 | 0 | 0 | 0 | 0 | 7.3398e-06 | 0.00065986 | 0 | 0.00065986 | 0.00069675 | 0 | 0.00069675 | 0.00067769 | 0 | 0.00067769 | 0.0009834 | 0 | 0.0009834
[79 empty] | WLDFR | HFTD - Distribution - Tier 2 - 4QU CoRE ¦ 4QU LoRE | Red Flag Warning - Catastrophic Fires | 2024 | 4.4997e-08 | 4.7513e-08 | 4.6213e-08 | 4.4012e-08 | 14664.6376 | 233.2301 | 8896.516 | 5534.8915 | 0 | 0 | 0 | 0 | 7.3398e-06 | 0.00065986 | 0 | 0.00065986 | 0.00069675 | 0 | 0.00069675 | 0.00067769 | 0 | 0.00067769 | 0.00064542 | 0 | 0.00064542
[79 empty] | WLDFR | HFTD - Distribution - Tier 2 - 4QU CoRE ¦ 4QU LoRE | Red Flag Warning - Catastrophic Fires | 2025 | 4.4997e-08 | 4.7513e-08 | 4.6213e-08 | 4.4012e-08 | 14664.6376 | 233.2301 | 8896.516 | 5534.8915 | 0 | 0 | 0 | 0 | 7.3398e-06 | 0.00065986 | 0 | 0.00065986 | 0.00069675 | 0 | 0.00069675 | 0.00067769 | 0 | 0.00067769 | 0.00064542 | 0 | 0.00064542
[79 empty] | WLDFR | HFTD - Distribution - Tier 2 - 4QU CoRE ¦ 4QU LoRE | Red Flag Warning - Catastrophic Fires | 2026 | 4.4997e-08 | 4.7513e-08 | 4.6213e-08 | 4.4012e-08 | 14664.6376 | 233.2301 | 8896.516 | 5534.8915 | 0 | 0 | 0 | 0 | 7.3398e-06 | 0.00065986 | 0 | 0.00065986 | 0.00069675 | 0 | 0.00069675 | 0.00067769 | 0 | 0.00067769 | 0.00064542 | 0 | 0.00064542
[79 empty] | WLDFR | HFTD - Distribution - Tier 2 - 4QU CoRE ¦ 4QU LoRE | Red Flag Warning - Catastrophic Fires | 2027 | 4.4997e-08 | 4.7513e-08 | 4.6213e-08 | 4.4012e-08 | 14664.6376 | 233.2301 | 8896.516 | 5534.8915 | 0 | 0 | 0 | 0 | 7.3398e-06 | 0.00065986 | 0 | 0.00065986 | 0.00069675 | 0 | 0.00069675 | 0.00067769 | 0 | 0.00067769 | 0.00064542 | 0 | 0.00064542
[79 empty] | WLDFR | HFTD - Distribution - Tier 2 - 4QU CoRE ¦ 4QU LoRE | Red Flag Warning - Catastrophic Fires | 2028 | 4.4997e-08 | 4.7513e-08 | 4.6213e-08 | 4.4012e-08 | 15317.9909 | 247.273 | 9287.6491 | 5783.0689 | 0 | 0 | 0 | 0 | 7.3398e-06 | 0.00068926 | 0 | 0.00068926 | 0.0007278 | 0 | 0.0007278 | 0.00070789 | 0 | 0.00070789 | 0.00067418 | 0 | 0.00067418
[79 empty] | WLDFR | HFTD - Distribution - Tier 2 - 4QU CoRE ¦ 4QU LoRE | Red Flag Warning - Catastrophic Fires | 2029 | 4.4997e-08 | 4.7513e-08 | 4.6213e-08 | 4.4012e-08 | 15317.9909 | 247.273 | 9287.6491 | 5783.0689 | 0 | 0 | 0 | 0 | 7.3398e-06 | 0.00068926 | 0 | 0.00068926 | 0.0007278 | 0 | 0.0007278 | 0.00070789 | 0 | 0.00070789 | 0.00067418 | 0 | 0.00067418
[79 empty] | WLDFR | HFTD - Distribution - Tier 2 - 4QU CoRE ¦ 4QU LoRE | Red Flag Warning - Catastrophic Fires | 2030 | 4.4997e-08 | 4.7513e-08 | 4.6213e-08 | 4.4012e-08 | 15317.9909 | 247.273 | 9287.6491 | 5783.0689 | 0 | 0 | 0 | 0 | 7.3398e-06 | 0.00068926 | 0 | 0.00068926 | 0.0007278 | 0 | 0.0007278 | 0.00070789 | 0 | 0.00070789 | 0.00067418 | 0 | 0.00067418
[79 empty] | WLDFR | HFTD - Distribution - Tier 2 - 4QU CoRE ¦ 4QU LoRE | Red Flag Warning - Catastrophic Fires | 2031 | 4.4997e-08 | 4.7513e-08 | 4.6213e-08 | 4.4012e-08 | 15317.9909 | 247.273 | 9287.6491 | 5783.0689 | 0 | 0 | 0 | 0 | 7.3398e-06 | 0.00068926 | 0 | 0.00068926 | 0.0007278 | 0 | 0.0007278 | 0.00070789 | 0 | 0.00070789 | 0.00067418 | 0 | 0.00067418
[79 empty] | WLDFR | HFTD - Distribution - Tier 2 - 4QU CoRE ¦ 4QU LoRE | Red Flag Warning - Catastrophic Fires | 2032 | 4.4997e-08 | 4.7513e-08 | 4.6213e-08 | 4.4012e-08 | 15317.9909 | 247.273 | 9287.6491 | 5783.0689 | 0 | 0 | 0 | 0 | 7.3398e-06 | 0.00068926 | 0 | 0.00068926 | 0.0007278 | 0 | 0.0007278 | 0.00070789 | 0 | 0.00070789 | 0.00067418 | 0 | 0.00067418
[79 empty] | WLDFR | HFTD - Distribution - Tier 2 - 4QU CoRE ¦ 4QU LoRE | Red Flag Warning - Catastrophic Fires | 2033 | 4.4997e-08 | 4.7513e-08 | 4.6213e-08 | 4.4012e-08 | 16044.1264 | 263.1074 | 9721.74 | 6059.2791 | 0 | 0 | 0 | 0 | 7.3398e-06 | 0.00072193 | 0 | 0.00072193 | 0.0007623 | 0 | 0.0007623 | 0.00074144 | 0 | 0.00074144 | 0.00070614 | 0 | 0.00070614
[79 empty] | WLDFR | HFTD - Distribution - Tier 2 - 4QU CoRE ¦ 4QU LoRE | Red Flag Warning - Catastrophic Fires | 2034 | 4.4997e-08 | 4.7513e-08 | 4.6213e-08 | 4.4012e-08 | 16044.1264 | 263.1074 | 9721.74 | 6059.2791 | 0 | 0 | 0 | 0 | 7.3398e-06 | 0.00072193 | 0 | 0.00072193 | 0.0007623 | 0 | 0.0007623 | 0.00074144 | 0 | 0.00074144 | 0.00070614 | 0 | 0.00070614
[79 empty] | WLDFR | HFTD - Distribution - Tier 2 - 4QU CoRE ¦ 4QU LoRE | Red Flag Warning - Catastrophic Fires | 2035 | 4.4997e-08 | 4.7513e-08 | 4.6213e-08 | 4.4012e-08 | 16044.1264 | 263.1074 | 9721.74 | 6059.2791 | 0 | 0 | 0 | 0 | 7.3398e-06 | 0.00072193 | 0 | 0.00072193 | 0.0007623 | 0 | 0.0007623 | 0.00074144 | 0 | 0.00074144 | 0.00070614 | 0 | 0.00070614
[79 empty] | WLDFR | HFTD - Distribution - Tier 2 - 4QU CoRE ¦ 4QU LoRE | Red Flag Warning - Catastrophic Fires | 2036 | 4.4997e-08 | 4.7513e-08 | 4.6213e-08 | 4.4012e-08 | 16044.1264 | 263.1074 | 9721.74 | 6059.2791 | 0 | 0 | 0 | 0 | 7.3398e-06 | 0.00072193 | 0 | 0.00072193 | 0.0007623 | 0 | 0.0007623 | 0.00074144 | 0 | 0.00074144 | 0.00070614 | 0 | 0.00070614
[79 empty] | WLDFR | HFTD - Distribution - Tier 2 - 4QU CoRE ¦ 4QU LoRE | Red Flag Warning - Catastrophic Fires | 2037 | 4.4997e-08 | 4.7513e-08 | 4.6213e-08 | 4.4012e-08 | 16044.1264 | 263.1074 | 9721.74 | 6059.2791 | 0 | 0 | 0 | 0 | 7.3398e-06 | 0.00072193 | 0 | 0.00072193 | 0.0007623 | 0 | 0.0007623 | 0.00074144 | 0 | 0.00074144 | 0.00070614 | 0 | 0.00070614
[79 empty] | WLDFR | HFTD - Distribution - Tier 2 - 4QU CoRE ¦ 4QU LoRE | Red Flag Warning - Catastrophic Fires | 2038 | 4.4997e-08 | 4.7513e-08 | 4.6213e-08 | 4.4012e-08 | 16832.3912 | 280.5544 | 10192.2718 | 6359.5651 | 0 | 0 | 0 | 0 | 7.3398e-06 | 0.0007574 | 0 | 0.0007574 | 0.00079975 | 0 | 0.00079975 | 0.00077787 | 0 | 0.00077787 | 0.00074083 | 0 | 0.00074083
[79 empty] | WLDFR | HFTD - Distribution - Tier 2 - 4QU CoRE ¦ 4QU LoRE | Red Flag Warning - Catastrophic Fires | 2039 | 4.4997e-08 | 4.7513e-08 | 4.6213e-08 | 4.4012e-08 | 16832.3912 | 280.5544 | 10192.2718 | 6359.5651 | 0 | 0 | 0 | 0 | 7.3398e-06 | 0.0007574 | 0 | 0.0007574 | 0.00079975 | 0 | 0.00079975 | 0.00077787 | 0 | 0.00077787 | 0.00074083 | 0 | 0.00074083
[79 empty] | WLDFR | HFTD - Distribution - Tier 2 - 4QU CoRE ¦ 4QU LoRE | Red Flag Warning - Catastrophic Fires | 2040 | 4.4997e-08 | 4.7513e-08 | 4.6213e-08 | 4.4012e-08 | 16832.3912 | 280.5544 | 10192.2718 | 6359.5651 | 0 | 0 | 0 | 0 | 7.3398e-06 | 0.0007574 | 0 | 0.0007574 | 0.00079975 | 0 | 0.00079975 | 0.00077787 | 0 | 0.00077787 | 0.00074083 | 0 | 0.00074083
[79 empty] | WLDFR | HFTD - Distribution - Tier 2 - 4QU CoRE ¦ 4QU LoRE | Red Flag Warning - Catastrophic Fires | 2041 | 4.4997e-08 | 4.7513e-08 | 4.6213e-08 | 4.4012e-08 | 16832.3912 | 280.5544 | 10192.2718 | 6359.5651 | 0 | 0 | 0 | 0 | 7.3398e-06 | 0.0007574 | 0 | 0.0007574 | 0.00079975 | 0 | 0.00079975 | 0.00077787 | 0 | 0.00077787 | 0.00074083 | 0 | 0.00074083
[79 empty] | WLDFR | HFTD - Distribution - Tier 2 - 4QU CoRE ¦ 4QU LoRE | Red Flag Warning - Catastrophic Fires | 2042 | 4.4997e-08 | 4.7513e-08 | 4.6213e-08 | 4.4012e-08 | 16832.3912 | 280.5544 | 10192.2718 | 6359.5651 | 0 | 0 | 0 | 0 | 7.3398e-06 | 0.0007574 | 0 | 0.0007574 | 0.00079975 | 0 | 0.00079975 | 0.00077787 | 0 | 0.00077787 | 0.00074083 | 0 | 0.00074083
[79 empty] | WLDFR | HFTD - Distribution - Tier 2 - 4QU CoRE ¦ 4QU LoRE | Red Flag Warning - Catastrophic Fires | 2043 | 4.4997e-08 | 4.7513e-08 | 4.6213e-08 | 4.4012e-08 | 17672.0852 | 299.42 | 10692.7362 | 6679.929 | 0 | 0 | 0 | 0 | 7.3398e-06 | 0.00079519 | 0 | 0.00079519 | 0.00083965 | 0 | 0.00083965 | 0.00081667 | 0 | 0.00081667 | 0.00077778 | 0 | 0.00077778
[79 empty] | WLDFR | HFTD - Distribution - Tier 2 - 4QU CoRE ¦ 4QU LoRE | Red Flag Warning - Catastrophic Fires | 2044 | 4.4997e-08 | 4.7513e-08 | 4.6213e-08 | 4.4012e-08 | 17672.0852 | 299.42 | 10692.7362 | 6679.929 | 0 | 0 | 0 | 0 | 7.3398e-06 | 0.00079519 | 0 | 0.00079519 | 0.00083965 | 0 | 0.00083965 | 0.00081667 | 0 | 0.00081667 | 0.00077778 | 0 | 0.00077778
[79 empty] | WLDFR | HFTD - Distribution - Tier 2 - 4QU CoRE ¦ 4QU LoRE | Red Flag Warning - Catastrophic Fires | 2045 | 4.4997e-08 | 4.7513e-08 | 4.6213e-08 | 4.4012e-08 | 17672.0852 | 299.42 | 10692.7362 | 6679.929 | 0 | 0 | 0 | 0 | 7.3398e-06 | 0.00079519 | 0 | 0.00079519 | 0.00083965 | 0 | 0.00083965 | 0.00081667 | 0 | 0.00081667 | 0.00077778 | 0 | 0.00077778
[79 empty] | WLDFR | HFTD - Distribution - Tier 2 - 4QU CoRE ¦ 4QU LoRE | Red Flag Warning - Catastrophic Fires | 2046 | 4.4997e-08 | 4.7513e-08 | 4.6213e-08 | 4.4012e-08 | 17672.0852 | 299.42 | 10692.7362 | 6679.929 | 0 | 0 | 0 | 0 | 7.3398e-06 | 0.00079519 | 0 | 0.00079519 | 0.00083965 | 0 | 0.00083965 | 0.00081667 | 0 | 0.00081667 | 0.00077778 | 0 | 0.00077778
[79 empty] | WLDFR | HFTD - Distribution - Tier 2 - 4QU CoRE ¦ 4QU LoRE | Red Flag Warning - Catastrophic Fires | 2047 | 4.4997e-08 | 4.7513e-08 | 4.6213e-08 | 4.4012e-08 | 17672.0852 | 299.42 | 10692.7362 | 6679.929 | 0 | 0 | 0 | 0 | 7.3398e-06 | 0.00079519 | 0 | 0.00079519 | 0.00083965 | 0 | 0.00083965 | 0.00081667 | 0 | 0.00081667 | 0.00077778 | 0 | 0.00077778
[79 empty] | WLDFR | HFTD - Distribution - Tier 2 - 4QU CoRE ¦ 4QU LoRE | Red Flag Warning - Catastrophic Fires | 2048 | 4.4997e-08 | 4.7513e-08 | 4.6213e-08 | 4.4012e-08 | 18552.3348 | 319.4911 | 11216.5626 | 7016.281 | 0 | 0 | 0 | 0 | 7.3398e-06 | 0.00083479 | 0 | 0.00083479 | 0.00088147 | 0 | 0.00088147 | 0.00085735 | 0 | 0.00085735 | 0.00081653 | 0 | 0.00081653
[79 empty] | WLDFR | HFTD - Distribution - Tier 2 - 4QU CoRE ¦ 4QU LoRE | Red Flag Warning - Catastrophic Fires | 2049 | 4.4997e-08 | 4.7513e-08 | 4.6213e-08 | 4.4012e-08 | 18552.3348 | 319.4911 | 11216.5626 | 7016.281 | 0 | 0 | 0 | 0 | 7.3398e-06 | 0.00083479 | 0 | 0.00083479 | 0.00088147 | 0 | 0.00088147 | 0.00085735 | 0 | 0.00085735 | 0.00081653 | 0 | 0.00081653
[79 empty] | WLDFR | HFTD - Distribution - Tier 2 - 4QU CoRE ¦ 4QU LoRE | Red Flag Warning - Catastrophic Fires | 2050 | 0 | 4.7513e-08 | 4.6213e-08 | 4.4012e-08 | 18552.3348 | 319.4911 | 11216.5626 | 7016.281 | 0 | 0 | 0 | 0 | 7.3398e-06 | 0 | 0 | 0 | 0.00088147 | 0 | 0.00088147 | 0.00085735 | 0 | 0.00085735 | 0.00081653 | 0 | 0.00081653
[79 empty] | WLDFR | HFTD - Distribution - Tier 2 - 4QU CoRE ¦ 4QU LoRE | Red Flag Warning - Catastrophic Fires | 2051 | 0 | 0 | 4.6213e-08 | 4.4012e-08 | 18552.3348 | 319.4911 | 11216.5626 | 7016.281 | 0 | 0 | 0 | 0 | 7.3398e-06 | 0 | 0 | 0 | 0 | 0 | 0 | 0.00085735 | 0 | 0.00085735 | 0.00081653 | 0 | 0.00081653
[79 empty] | WLDFR | HFTD - Distribution - Tier 2 - 4QU CoRE ¦ 4QU LoRE | Red Flag Warning - Catastrophic Fires | 2052 | 0 | 0 | 0 | 4.4012e-08 | 18552.3348 | 319.4911 | 11216.5626 | 7016.281 | 0 | 0 | 0 | 0 | 7.3398e-06 | 0 | 0 | 0 | 0 | 0 | 0 | 0 | 0 | 0 | 0.00081653 | 0 | 0.00081653
[79 empty] | WLDFR | HFTD - Distribution - Tier 2 - 4QU CoRE ¦ 4QU LoRE | Red Flag Warning - Destructive Fires | 2020 | 9.9159e-09 | 0 | 0 | 0 | 8807.9522 | 222.2294 | 8585.7228 | 0 | 0 | 0 | 0 | 0 | 1.2667e-06 | 8.7339e-05 | 0 | 8.7339e-05 | 0 | 0 | 0 | 0 | 0 | 0 | 0 | 0 | 0
[79 empty] | WLDFR | HFTD - Distribution - Tier 2 - 4QU CoRE ¦ 4QU LoRE | Red Flag Warning - Destructive Fires | 2021 | 6.4865e-09 | 1.047e-08 | 0 | 0 | 8807.9522 | 222.2294 | 8585.7228 | 0 | 0 | 0 | 0 | 0 | 1.2667e-06 | 5.7132e-05 | 0 | 5.7132e-05 | 9.2222e-05 | 0 | 9.2222e-05 | 0 | 0 | 0 | 0 | 0 | 0
[79 empty] | WLDFR | HFTD - Distribution - Tier 2 - 4QU CoRE ¦ 4QU LoRE | Red Flag Warning - Destructive Fires | 2022 | 6.277e-09 | 6.6279e-09 | 9.8316e-09 | 0 | 8807.9522 | 222.2294 | 8585.7228 | 0 | 0 | 0 | 0 | 0 | 1.252e-06 | 5.5287e-05 | 0 | 5.5287e-05 | 5.8378e-05 | 0 | 5.8378e-05 | 8.6597e-05 | 0 | 8.6597e-05 | 0 | 0 | 0
[79 empty] | WLDFR | HFTD - Distribution - Tier 2 - 4QU CoRE ¦ 4QU LoRE | Red Flag Warning - Destructive Fires | 2023 | 6.277e-09 | 6.6279e-09 | 6.4466e-09 | 9.3635e-09 | 9129.7461 | 233.2301 | 8896.516 | 0 | 0 | 0 | 0 | 0 | 1.252e-06 | 5.7307e-05 | 0 | 5.7307e-05 | 6.0511e-05 | 0 | 6.0511e-05 | 5.8856e-05 | 0 | 5.8856e-05 | 8.5486e-05 | 0 | 8.5486e-05
[79 empty] | WLDFR | HFTD - Distribution - Tier 2 - 4QU CoRE ¦ 4QU LoRE | Red Flag Warning - Destructive Fires | 2024 | 6.277e-09 | 6.6279e-09 | 6.4466e-09 | 6.1396e-09 | 9129.7461 | 233.2301 | 8896.516 | 0 | 0 | 0 | 0 | 0 | 1.252e-06 | 5.7307e-05 | 0 | 5.7307e-05 | 6.0511e-05 | 0 | 6.0511e-05 | 5.8856e-05 | 0 | 5.8856e-05 | 5.6053e-05 | 0 | 5.6053e-05
[79 empty] | WLDFR | HFTD - Distribution - Tier 2 - 4QU CoRE ¦ 4QU LoRE | Red Flag Warning - Destructive Fires | 2025 | 6.277e-09 | 6.6279e-09 | 6.4466e-09 | 6.1396e-09 | 9129.7461 | 233.2301 | 8896.516 | 0 | 0 | 0 | 0 | 0 | 1.252e-06 | 5.7307e-05 | 0 | 5.7307e-05 | 6.0511e-05 | 0 | 6.0511e-05 | 5.8856e-05 | 0 | 5.8856e-05 | 5.6053e-05 | 0 | 5.6053e-05
[79 empty] | WLDFR | HFTD - Distribution - Tier 2 - 4QU CoRE ¦ 4QU LoRE | Red Flag Warning - Destructive Fires | 2026 | 6.277e-09 | 6.6279e-09 | 6.4466e-09 | 6.1396e-09 | 9129.7461 | 233.2301 | 8896.516 | 0 | 0 | 0 | 0 | 0 | 1.252e-06 | 5.7307e-05 | 0 | 5.7307e-05 | 6.0511e-05 | 0 | 6.0511e-05 | 5.8856e-05 | 0 | 5.8856e-05 | 5.6053e-05 | 0 | 5.6053e-05
[79 empty] | WLDFR | HFTD - Distribution - Tier 2 - 4QU CoRE ¦ 4QU LoRE | Red Flag Warning - Destructive Fires | 2027 | 6.277e-09 | 6.6279e-09 | 6.4466e-09 | 6.1396e-09 | 9129.7461 | 233.2301 | 8896.516 | 0 | 0 | 0 | 0 | 0 | 1.252e-06 | 5.7307e-05 | 0 | 5.7307e-05 | 6.0511e-05 | 0 | 6.0511e-05 | 5.8856e-05 | 0 | 5.8856e-05 | 5.6053e-05 | 0 | 5.6053e-05
[79 empty] | WLDFR | HFTD - Distribution - Tier 2 - 4QU CoRE ¦ 4QU LoRE | Red Flag Warning - Destructive Fires | 2028 | 6.277e-09 | 6.6279e-09 | 6.4466e-09 | 6.1396e-09 | 9534.9221 | 247.273 | 9287.6491 | 0 | 0 | 0 | 0 | 0 | 1.252e-06 | 5.985e-05 | 0 | 5.985e-05 | 6.3197e-05 | 0 | 6.3197e-05 | 6.1468e-05 | 0 | 6.1468e-05 | 5.8541e-05 | 0 | 5.8541e-05
[79 empty] | WLDFR | HFTD - Distribution - Tier 2 - 4QU CoRE ¦ 4QU LoRE | Red Flag Warning - Destructive Fires | 2029 | 6.277e-09 | 6.6279e-09 | 6.4466e-09 | 6.1396e-09 | 9534.9221 | 247.273 | 9287.6491 | 0 | 0 | 0 | 0 | 0 | 1.252e-06 | 5.985e-05 | 0 | 5.985e-05 | 6.3197e-05 | 0 | 6.3197e-05 | 6.1468e-05 | 0 | 6.1468e-05 | 5.8541e-05 | 0 | 5.8541e-05
[79 empty] | WLDFR | HFTD - Distribution - Tier 2 - 4QU CoRE ¦ 4QU LoRE | Red Flag Warning - Destructive Fires | 2030 | 6.277e-09 | 6.6279e-09 | 6.4466e-09 | 6.1396e-09 | 9534.9221 | 247.273 | 9287.6491 | 0 | 0 | 0 | 0 | 0 | 1.252e-06 | 5.985e-05 | 0 | 5.985e-05 | 6.3197e-05 | 0 | 6.3197e-05 | 6.1468e-05 | 0 | 6.1468e-05 | 5.8541e-05 | 0 | 5.8541e-05
[79 empty] | WLDFR | HFTD - Distribution - Tier 2 - 4QU CoRE ¦ 4QU LoRE | Red Flag Warning - Destructive Fires | 2031 | 6.277e-09 | 6.6279e-09 | 6.4466e-09 | 6.1396e-09 | 9534.9221 | 247.273 | 9287.6491 | 0 | 0 | 0 | 0 | 0 | 1.252e-06 | 5.985e-05 | 0 | 5.985e-05 | 6.3197e-05 | 0 | 6.3197e-05 | 6.1468e-05 | 0 | 6.1468e-05 | 5.8541e-05 | 0 | 5.8541e-05
[79 empty] | WLDFR | HFTD - Distribution - Tier 2 - 4QU CoRE ¦ 4QU LoRE | Red Flag Warning - Destructive Fires | 2032 | 6.277e-09 | 6.6279e-09 | 6.4466e-09 | 6.1396e-09 | 9534.9221 | 247.273 | 9287.6491 | 0 | 0 | 0 | 0 | 0 | 1.252e-06 | 5.985e-05 | 0 | 5.985e-05 | 6.3197e-05 | 0 | 6.3197e-05 | 6.1468e-05 | 0 | 6.1468e-05 | 5.8541e-05 | 0 | 5.8541e-05
[79 empty] | WLDFR | HFTD - Distribution - Tier 2 - 4QU CoRE ¦ 4QU LoRE | Red Flag Warning - Destructive Fires | 2033 | 6.277e-09 | 6.6279e-09 | 6.4466e-09 | 6.1396e-09 | 9984.8474 | 263.1074 | 9721.74 | 0 | 0 | 0 | 0 | 0 | 1.252e-06 | 6.2675e-05 | 0 | 6.2675e-05 | 6.6179e-05 | 0 | 6.6179e-05 | 6.4368e-05 | 0 | 6.4368e-05 | 6.1303e-05 | 0 | 6.1303e-05
[79 empty] | WLDFR | HFTD - Distribution - Tier 2 - 4QU CoRE ¦ 4QU LoRE | Red Flag Warning - Destructive Fires | 2034 | 6.277e-09 | 6.6279e-09 | 6.4466e-09 | 6.1396e-09 | 9984.8474 | 263.1074 | 9721.74 | 0 | 0 | 0 | 0 | 0 | 1.252e-06 | 6.2675e-05 | 0 | 6.2675e-05 | 6.6179e-05 | 0 | 6.6179e-05 | 6.4368e-05 | 0 | 6.4368e-05 | 6.1303e-05 | 0 | 6.1303e-05
[79 empty] | WLDFR | HFTD - Distribution - Tier 2 - 4QU CoRE ¦ 4QU LoRE | Red Flag Warning - Destructive Fires | 2035 | 6.277e-09 | 6.6279e-09 | 6.4466e-09 | 6.1396e-09 | 9984.8474 | 263.1074 | 9721.74 | 0 | 0 | 0 | 0 | 0 | 1.252e-06 | 6.2675e-05 | 0 | 6.2675e-05 | 6.6179e-05 | 0 | 6.6179e-05 | 6.4368e-05 | 0 | 6.4368e-05 | 6.1303e-05 | 0 | 6.1303e-05
[79 empty] | WLDFR | HFTD - Distribution - Tier 2 - 4QU CoRE ¦ 4QU LoRE | Red Flag Warning - Destructive Fires | 2036 | 6.277e-09 | 6.6279e-09 | 6.4466e-09 | 6.1396e-09 | 9984.8474 | 263.1074 | 9721.74 | 0 | 0 | 0 | 0 | 0 | 1.252e-06 | 6.2675e-05 | 0 | 6.2675e-05 | 6.6179e-05 | 0 | 6.6179e-05 | 6.4368e-05 | 0 | 6.4368e-05 | 6.1303e-05 | 0 | 6.1303e-05
[79 empty] | WLDFR | HFTD - Distribution - Tier 2 - 4QU CoRE ¦ 4QU LoRE | Red Flag Warning - Destructive Fires | 2037 | 6.277e-09 | 6.6279e-09 | 6.4466e-09 | 6.1396e-09 | 9984.8474 | 263.1074 | 9721.74 | 0 | 0 | 0 | 0 | 0 | 1.252e-06 | 6.2675e-05 | 0 | 6.2675e-05 | 6.6179e-05 | 0 | 6.6179e-05 | 6.4368e-05 | 0 | 6.4368e-05 | 6.1303e-05 | 0 | 6.1303e-05
[79 empty] | WLDFR | HFTD - Distribution - Tier 2 - 4QU CoRE ¦ 4QU LoRE | Red Flag Warning - Destructive Fires | 2038 | 6.277e-09 | 6.6279e-09 | 6.4466e-09 | 6.1396e-09 | 10472.8261 | 280.5544 | 10192.2718 | 0 | 0 | 0 | 0 | 0 | 1.252e-06 | 6.5738e-05 | 0 | 6.5738e-05 | 6.9413e-05 | 0 | 6.9413e-05 | 6.7514e-05 | 0 | 6.7514e-05 | 6.4299e-05 | 0 | 6.4299e-05
[79 empty] | WLDFR | HFTD - Distribution - Tier 2 - 4QU CoRE ¦ 4QU LoRE | Red Flag Warning - Destructive Fires | 2039 | 6.277e-09 | 6.6279e-09 | 6.4466e-09 | 6.1396e-09 | 10472.8261 | 280.5544 | 10192.2718 | 0 | 0 | 0 | 0 | 0 | 1.252e-06 | 6.5738e-05 | 0 | 6.5738e-05 | 6.9413e-05 | 0 | 6.9413e-05 | 6.7514e-05 | 0 | 6.7514e-05 | 6.4299e-05 | 0 | 6.4299e-05
[79 empty] | WLDFR | HFTD - Distribution - Tier 2 - 4QU CoRE ¦ 4QU LoRE | Red Flag Warning - Destructive Fires | 2040 | 6.277e-09 | 6.6279e-09 | 6.4466e-09 | 6.1396e-09 | 10472.8261 | 280.5544 | 10192.2718 | 0 | 0 | 0 | 0 | 0 | 1.252e-06 | 6.5738e-05 | 0 | 6.5738e-05 | 6.9413e-05 | 0 | 6.9413e-05 | 6.7514e-05 | 0 | 6.7514e-05 | 6.4299e-05 | 0 | 6.4299e-05
[79 empty] | WLDFR | HFTD - Distribution - Tier 2 - 4QU CoRE ¦ 4QU LoRE | Red Flag Warning - Destructive Fires | 2041 | 6.277e-09 | 6.6279e-09 | 6.4466e-09 | 6.1396e-09 | 10472.8261 | 280.5544 | 10192.2718 | 0 | 0 | 0 | 0 | 0 | 1.252e-06 | 6.5738e-05 | 0 | 6.5738e-05 | 6.9413e-05 | 0 | 6.9413e-05 | 6.7514e-05 | 0 | 6.7514e-05 | 6.4299e-05 | 0 | 6.4299e-05
[79 empty] | WLDFR | HFTD - Distribution - Tier 2 - 4QU CoRE ¦ 4QU LoRE | Red Flag Warning - Destructive Fires | 2042 | 6.277e-09 | 6.6279e-09 | 6.4466e-09 | 6.1396e-09 | 10472.8261 | 280.5544 | 10192.2718 | 0 | 0 | 0 | 0 | 0 | 1.252e-06 | 6.5738e-05 | 0 | 6.5738e-05 | 6.9413e-05 | 0 | 6.9413e-05 | 6.7514e-05 | 0 | 6.7514e-05 | 6.4299e-05 | 0 | 6.4299e-05
[79 empty] | WLDFR | HFTD - Distribution - Tier 2 - 4QU CoRE ¦ 4QU LoRE | Red Flag Warning - Destructive Fires | 2043 | 6.277e-09 | 6.6279e-09 | 6.4466e-09 | 6.1396e-09 | 10992.1562 | 299.42 | 10692.7362 | 0 | 0 | 0 | 0 | 0 | 1.252e-06 | 6.8997e-05 | 0 | 6.8997e-05 | 7.2855e-05 | 0 | 7.2855e-05 | 7.0862e-05 | 0 | 7.0862e-05 | 6.7488e-05 | 0 | 6.7488e-05
[79 empty] | WLDFR | HFTD - Distribution - Tier 2 - 4QU CoRE ¦ 4QU LoRE | Red Flag Warning - Destructive Fires | 2044 | 6.277e-09 | 6.6279e-09 | 6.4466e-09 | 6.1396e-09 | 10992.1562 | 299.42 | 10692.7362 | 0 | 0 | 0 | 0 | 0 | 1.252e-06 | 6.8997e-05 | 0 | 6.8997e-05 | 7.2855e-05 | 0 | 7.2855e-05 | 7.0862e-05 | 0 | 7.0862e-05 | 6.7488e-05 | 0 | 6.7488e-05
[79 empty] | WLDFR | HFTD - Distribution - Tier 2 - 4QU CoRE ¦ 4QU LoRE | Red Flag Warning - Destructive Fires | 2045 | 6.277e-09 | 6.6279e-09 | 6.4466e-09 | 6.1396e-09 | 10992.1562 | 299.42 | 10692.7362 | 0 | 0 | 0 | 0 | 0 | 1.252e-06 | 6.8997e-05 | 0 | 6.8997e-05 | 7.2855e-05 | 0 | 7.2855e-05 | 7.0862e-05 | 0 | 7.0862e-05 | 6.7488e-05 | 0 | 6.7488e-05
[79 empty] | WLDFR | HFTD - Distribution - Tier 2 - 4QU CoRE ¦ 4QU LoRE | Red Flag Warning - Destructive Fires | 2046 | 6.277e-09 | 6.6279e-09 | 6.4466e-09 | 6.1396e-09 | 10992.1562 | 299.42 | 10692.7362 | 0 | 0 | 0 | 0 | 0 | 1.252e-06 | 6.8997e-05 | 0 | 6.8997e-05 | 7.2855e-05 | 0 | 7.2855e-05 | 7.0862e-05 | 0 | 7.0862e-05 | 6.7488e-05 | 0 | 6.7488e-05
[79 empty] | WLDFR | HFTD - Distribution - Tier 2 - 4QU CoRE ¦ 4QU LoRE | Red Flag Warning - Destructive Fires | 2047 | 6.277e-09 | 6.6279e-09 | 6.4466e-09 | 6.1396e-09 | 10992.1562 | 299.42 | 10692.7362 | 0 | 0 | 0 | 0 | 0 | 1.252e-06 | 6.8997e-05 | 0 | 6.8997e-05 | 7.2855e-05 | 0 | 7.2855e-05 | 7.0862e-05 | 0 | 7.0862e-05 | 6.7488e-05 | 0 | 6.7488e-05
[79 empty] | WLDFR | HFTD - Distribution - Tier 2 - 4QU CoRE ¦ 4QU LoRE | Red Flag Warning - Destructive Fires | 2048 | 6.277e-09 | 6.6279e-09 | 6.4466e-09 | 6.1396e-09 | 11536.0538 | 319.4911 | 11216.5626 | 0 | 0 | 0 | 0 | 0 | 1.252e-06 | 7.2411e-05 | 0 | 7.2411e-05 | 7.646e-05 | 0 | 7.646e-05 | 7.4368e-05 | 0 | 7.4368e-05 | 7.0827e-05 | 0 | 7.0827e-05
[79 empty] | WLDFR | HFTD - Distribution - Tier 2 - 4QU CoRE ¦ 4QU LoRE | Red Flag Warning - Destructive Fires | 2049 | 6.277e-09 | 6.6279e-09 | 6.4466e-09 | 6.1396e-09 | 11536.0538 | 319.4911 | 11216.5626 | 0 | 0 | 0 | 0 | 0 | 1.252e-06 | 7.2411e-05 | 0 | 7.2411e-05 | 7.646e-05 | 0 | 7.646e-05 | 7.4368e-05 | 0 | 7.4368e-05 | 7.0827e-05 | 0 | 7.0827e-05
[79 empty] | WLDFR | HFTD - Distribution - Tier 2 - 4QU CoRE ¦ 4QU LoRE | Red Flag Warning - Destructive Fires | 2050 | 0 | 6.6279e-09 | 6.4466e-09 | 6.1396e-09 | 11536.0538 | 319.4911 | 11216.5626 | 0 | 0 | 0 | 0 | 0 | 1.252e-06 | 0 | 0 | 0 | 7.646e-05 | 0 | 7.646e-05 | 7.4368e-05 | 0 | 7.4368e-05 | 7.0827e-05 | 0 | 7.0827e-05
[79 empty] | WLDFR | HFTD - Distribution - Tier 2 - 4QU CoRE ¦ 4QU LoRE | Red Flag Warning - Destructive Fires | 2051 | 0 | 0 | 6.4466e-09 | 6.1396e-09 | 11536.0538 | 319.4911 | 11216.5626 | 0 | 0 | 0 | 0 | 0 | 1.252e-06 | 0 | 0 | 0 | 0 | 0 | 0 | 7.4368e-05 | 0 | 7.4368e-05 | 7.0827e-05 | 0 | 7.0827e-05
[79 empty] | WLDFR | HFTD - Distribution - Tier 2 - 4QU CoRE ¦ 4QU LoRE | Red Flag Warning - Destructive Fires | 2052 | 0 | 0 | 0 | 6.1396e-09 | 11536.0538 | 319.4911 | 11216.5626 | 0 | 0 | 0 | 0 | 0 | 1.252e-06 | 0 | 0 | 0 | 0 | 0 | 0 | 0 | 0 | 0 | 7.0827e-05 | 0 | 7.0827e-05
[79 empty] | WLDFR | HFTD - Distribution - Tier 2 - 4QU CoRE ¦ 4QU LoRE | Red Flag Warning - Large Fires | 2020 | 2.0203e-07 | 0 | 0 | 0 | 5.2406 | 0.69642 | 2.942 | 1.6022 | 0 | 0 | 0 | 0 | 2.5585e-05 | 1.0587e-06 | 0 | 1.0587e-06 | 0 | 0 | 0 | 0 | 0 | 0 | 0 | 0 | 0
[79 empty] | WLDFR | HFTD - Distribution - Tier 2 - 4QU CoRE ¦ 4QU LoRE | Red Flag Warning - Large Fires | 2021 | 1.3377e-07 | 2.1332e-07 | 0 | 0 | 5.2406 | 0.69642 | 2.942 | 1.6022 | 0 | 0 | 0 | 0 | 2.5585e-05 | 7.0102e-07 | 0 | 7.0102e-07 | 1.1179e-06 | 0 | 1.1179e-06 | 0 | 0 | 0 | 0 | 0 | 0
[79 empty] | WLDFR | HFTD - Distribution - Tier 2 - 4QU CoRE ¦ 4QU LoRE | Red Flag Warning - Large Fires | 2022 | 1.2975e-07 | 1.3701e-07 | 2.0091e-07 | 0 | 5.2406 | 0.69642 | 2.942 | 1.6022 | 0 | 0 | 0 | 0 | 2.5516e-05 | 6.7998e-07 | 0 | 6.7998e-07 | 7.1799e-07 | 0 | 7.1799e-07 | 1.0529e-06 | 0 | 1.0529e-06 | 0 | 0 | 0
[79 empty] | WLDFR | HFTD - Distribution - Tier 2 - 4QU CoRE ¦ 4QU LoRE | Red Flag Warning - Large Fires | 2023 | 1.2975e-07 | 1.3701e-07 | 1.3326e-07 | 1.9134e-07 | 5.475 | 0.71896 | 3.0715 | 1.6846 | 0 | 0 | 0 | 0 | 2.5516e-05 | 7.104e-07 | 0 | 7.104e-07 | 7.5012e-07 | 0 | 7.5012e-07 | 7.296e-07 | 0 | 7.296e-07 | 1.0476e-06 | 0 | 1.0476e-06
[79 empty] | WLDFR | HFTD - Distribution - Tier 2 - 4QU CoRE ¦ 4QU LoRE | Red Flag Warning - Large Fires | 2024 | 1.2975e-07 | 1.3701e-07 | 1.3326e-07 | 1.2691e-07 | 5.475 | 0.71896 | 3.0715 | 1.6846 | 0 | 0 | 0 | 0 | 2.5516e-05 | 7.104e-07 | 0 | 7.104e-07 | 7.5012e-07 | 0 | 7.5012e-07 | 7.296e-07 | 0 | 7.296e-07 | 6.9486e-07 | 0 | 6.9486e-07
[79 empty] | WLDFR | HFTD - Distribution - Tier 2 - 4QU CoRE ¦ 4QU LoRE | Red Flag Warning - Large Fires | 2025 | 1.2975e-07 | 1.3701e-07 | 1.3326e-07 | 1.2691e-07 | 5.475 | 0.71896 | 3.0715 | 1.6846 | 0 | 0 | 0 | 0 | 2.5516e-05 | 7.104e-07 | 0 | 7.104e-07 | 7.5012e-07 | 0 | 7.5012e-07 | 7.296e-07 | 0 | 7.296e-07 | 6.9486e-07 | 0 | 6.9486e-07
[79 empty] | WLDFR | HFTD - Distribution - Tier 2 - 4QU CoRE ¦ 4QU LoRE | Red Flag Warning - Large Fires | 2026 | 1.2975e-07 | 1.3701e-07 | 1.3326e-07 | 1.2691e-07 | 5.475 | 0.71896 | 3.0715 | 1.6846 | 0 | 0 | 0 | 0 | 2.5516e-05 | 7.104e-07 | 0 | 7.104e-07 | 7.5012e-07 | 0 | 7.5012e-07 | 7.296e-07 | 0 | 7.296e-07 | 6.9486e-07 | 0 | 6.9486e-07
[79 empty] | WLDFR | HFTD - Distribution - Tier 2 - 4QU CoRE ¦ 4QU LoRE | Red Flag Warning - Large Fires | 2027 | 1.2975e-07 | 1.3701e-07 | 1.3326e-07 | 1.2691e-07 | 5.475 | 0.71896 | 3.0715 | 1.6846 | 0 | 0 | 0 | 0 | 2.5516e-05 | 7.104e-07 | 0 | 7.104e-07 | 7.5012e-07 | 0 | 7.5012e-07 | 7.296e-07 | 0 | 7.296e-07 | 6.9486e-07 | 0 | 6.9486e-07
[79 empty] | WLDFR | HFTD - Distribution - Tier 2 - 4QU CoRE ¦ 4QU LoRE | Red Flag Warning - Large Fires | 2028 | 1.2975e-07 | 1.3701e-07 | 1.3326e-07 | 1.2691e-07 | 5.777 | 0.74734 | 3.238 | 1.7917 | 0 | 0 | 0 | 0 | 2.5516e-05 | 7.4958e-07 | 0 | 7.4958e-07 | 7.9149e-07 | 0 | 7.9149e-07 | 7.6984e-07 | 0 | 7.6984e-07 | 7.3318e-07 | 0 | 7.3318e-07
[79 empty] | WLDFR | HFTD - Distribution - Tier 2 - 4QU CoRE ¦ 4QU LoRE | Red Flag Warning - Large Fires | 2029 | 1.2975e-07 | 1.3701e-07 | 1.3326e-07 | 1.2691e-07 | 5.777 | 0.74734 | 3.238 | 1.7917 | 0 | 0 | 0 | 0 | 2.5516e-05 | 7.4958e-07 | 0 | 7.4958e-07 | 7.9149e-07 | 0 | 7.9149e-07 | 7.6984e-07 | 0 | 7.6984e-07 | 7.3318e-07 | 0 | 7.3318e-07
[79 empty] | WLDFR | HFTD - Distribution - Tier 2 - 4QU CoRE ¦ 4QU LoRE | Red Flag Warning - Large Fires | 2030 | 1.2975e-07 | 1.3701e-07 | 1.3326e-07 | 1.2691e-07 | 5.777 | 0.74734 | 3.238 | 1.7917 | 0 | 0 | 0 | 0 | 2.5516e-05 | 7.4958e-07 | 0 | 7.4958e-07 | 7.9149e-07 | 0 | 7.9149e-07 | 7.6984e-07 | 0 | 7.6984e-07 | 7.3318e-07 | 0 | 7.3318e-07
[79 empty] | WLDFR | HFTD - Distribution - Tier 2 - 4QU CoRE ¦ 4QU LoRE | Red Flag Warning - Large Fires | 2031 | 1.2975e-07 | 1.3701e-07 | 1.3326e-07 | 1.2691e-07 | 5.777 | 0.74734 | 3.238 | 1.7917 | 0 | 0 | 0 | 0 | 2.5516e-05 | 7.4958e-07 | 0 | 7.4958e-07 | 7.9149e-07 | 0 | 7.9149e-07 | 7.6984e-07 | 0 | 7.6984e-07 | 7.3318e-07 | 0 | 7.3318e-07
[79 empty] | WLDFR | HFTD - Distribution - Tier 2 - 4QU CoRE ¦ 4QU LoRE | Red Flag Warning - Large Fires | 2032 | 1.2975e-07 | 1.3701e-07 | 1.3326e-07 | 1.2691e-07 | 5.777 | 0.74734 | 3.238 | 1.7917 | 0 | 0 | 0 | 0 | 2.5516e-05 | 7.4958e-07 | 0 | 7.4958e-07 | 7.9149e-07 | 0 | 7.9149e-07 | 7.6984e-07 | 0 | 7.6984e-07 | 7.3318e-07 | 0 | 7.3318e-07
[79 empty] | WLDFR | HFTD - Distribution - Tier 2 - 4QU CoRE ¦ 4QU LoRE | Red Flag Warning - Large Fires | 2033 | 1.2975e-07 | 1.3701e-07 | 1.3326e-07 | 1.2691e-07 | 6.1205 | 0.77885 | 3.4265 | 1.9151 | 0 | 0 | 0 | 0 | 2.5516e-05 | 7.9415e-07 | 0 | 7.9415e-07 | 8.3855e-07 | 0 | 8.3855e-07 | 8.1561e-07 | 0 | 8.1561e-07 | 7.7677e-07 | 0 | 7.7677e-07
[79 empty] | WLDFR | HFTD - Distribution - Tier 2 - 4QU CoRE ¦ 4QU LoRE | Red Flag Warning - Large Fires | 2034 | 1.2975e-07 | 1.3701e-07 | 1.3326e-07 | 1.2691e-07 | 6.1205 | 0.77885 | 3.4265 | 1.9151 | 0 | 0 | 0 | 0 | 2.5516e-05 | 7.9415e-07 | 0 | 7.9415e-07 | 8.3855e-07 | 0 | 8.3855e-07 | 8.1561e-07 | 0 | 8.1561e-07 | 7.7677e-07 | 0 | 7.7677e-07
[79 empty] | WLDFR | HFTD - Distribution - Tier 2 - 4QU CoRE ¦ 4QU LoRE | Red Flag Warning - Large Fires | 2035 | 1.2975e-07 | 1.3701e-07 | 1.3326e-07 | 1.2691e-07 | 6.1205 | 0.77885 | 3.4265 | 1.9151 | 0 | 0 | 0 | 0 | 2.5516e-05 | 7.9415e-07 | 0 | 7.9415e-07 | 8.3855e-07 | 0 | 8.3855e-07 | 8.1561e-07 | 0 | 8.1561e-07 | 7.7677e-07 | 0 | 7.7677e-07
[79 empty] | WLDFR | HFTD - Distribution - Tier 2 - 4QU CoRE ¦ 4QU LoRE | Red Flag Warning - Large Fires | 2036 | 1.2975e-07 | 1.3701e-07 | 1.3326e-07 | 1.2691e-07 | 6.1205 | 0.77885 | 3.4265 | 1.9151 | 0 | 0 | 0 | 0 | 2.5516e-05 | 7.9415e-07 | 0 | 7.9415e-07 | 8.3855e-07 | 0 | 8.3855e-07 | 8.1561e-07 | 0 | 8.1561e-07 | 7.7677e-07 | 0 | 7.7677e-07
[79 empty] | WLDFR | HFTD - Distribution - Tier 2 - 4QU CoRE ¦ 4QU LoRE | Red Flag Warning - Large Fires | 2037 | 1.2975e-07 | 1.3701e-07 | 1.3326e-07 | 1.2691e-07 | 6.1205 | 0.77885 | 3.4265 | 1.9151 | 0 | 0 | 0 | 0 | 2.5516e-05 | 7.9415e-07 | 0 | 7.9415e-07 | 8.3855e-07 | 0 | 8.3855e-07 | 8.1561e-07 | 0 | 8.1561e-07 | 7.7677e-07 | 0 | 7.7677e-07
[79 empty] | WLDFR | HFTD - Distribution - Tier 2 - 4QU CoRE ¦ 4QU LoRE | Red Flag Warning - Large Fires | 2038 | 1.2975e-07 | 1.3701e-07 | 1.3326e-07 | 1.2691e-07 | 6.5028 | 0.81304 | 3.6355 | 2.0543 | 0 | 0 | 0 | 0 | 2.5516e-05 | 8.4376e-07 | 0 | 8.4376e-07 | 8.9093e-07 | 0 | 8.9093e-07 | 8.6656e-07 | 0 | 8.6656e-07 | 8.2529e-07 | 0 | 8.2529e-07
[79 empty] | WLDFR | HFTD - Distribution - Tier 2 - 4QU CoRE ¦ 4QU LoRE | Red Flag Warning - Large Fires | 2039 | 1.2975e-07 | 1.3701e-07 | 1.3326e-07 | 1.2691e-07 | 6.5028 | 0.81304 | 3.6355 | 2.0543 | 0 | 0 | 0 | 0 | 2.5516e-05 | 8.4376e-07 | 0 | 8.4376e-07 | 8.9093e-07 | 0 | 8.9093e-07 | 8.6656e-07 | 0 | 8.6656e-07 | 8.2529e-07 | 0 | 8.2529e-07
[79 empty] | WLDFR | HFTD - Distribution - Tier 2 - 4QU CoRE ¦ 4QU LoRE | Red Flag Warning - Large Fires | 2040 | 1.2975e-07 | 1.3701e-07 | 1.3326e-07 | 1.2691e-07 | 6.5028 | 0.81304 | 3.6355 | 2.0543 | 0 | 0 | 0 | 0 | 2.5516e-05 | 8.4376e-07 | 0 | 8.4376e-07 | 8.9093e-07 | 0 | 8.9093e-07 | 8.6656e-07 | 0 | 8.6656e-07 | 8.2529e-07 | 0 | 8.2529e-07
[79 empty] | WLDFR | HFTD - Distribution - Tier 2 - 4QU CoRE ¦ 4QU LoRE | Red Flag Warning - Large Fires | 2041 | 1.2975e-07 | 1.3701e-07 | 1.3326e-07 | 1.2691e-07 | 6.5028 | 0.81304 | 3.6355 | 2.0543 | 0 | 0 | 0 | 0 | 2.5516e-05 | 8.4376e-07 | 0 | 8.4376e-07 | 8.9093e-07 | 0 | 8.9093e-07 | 8.6656e-07 | 0 | 8.6656e-07 | 8.2529e-07 | 0 | 8.2529e-07
[79 empty] | WLDFR | HFTD - Distribution - Tier 2 - 4QU CoRE ¦ 4QU LoRE | Red Flag Warning - Large Fires | 2042 | 1.2975e-07 | 1.3701e-07 | 1.3326e-07 | 1.2691e-07 | 6.5028 | 0.81304 | 3.6355 | 2.0543 | 0 | 0 | 0 | 0 | 2.5516e-05 | 8.4376e-07 | 0 | 8.4376e-07 | 8.9093e-07 | 0 | 8.9093e-07 | 8.6656e-07 | 0 | 8.6656e-07 | 8.2529e-07 | 0 | 8.2529e-07
[79 empty] | WLDFR | HFTD - Distribution - Tier 2 - 4QU CoRE ¦ 4QU LoRE | Red Flag Warning - Large Fires | 2043 | 1.2975e-07 | 1.3701e-07 | 1.3326e-07 | 1.2691e-07 | 6.9209 | 0.84944 | 3.8632 | 2.2083 | 0 | 0 | 0 | 0 | 2.5516e-05 | 8.9801e-07 | 0 | 8.9801e-07 | 9.4822e-07 | 0 | 9.4822e-07 | 9.2228e-07 | 0 | 9.2228e-07 | 8.7836e-07 | 0 | 8.7836e-07
[79 empty] | WLDFR | HFTD - Distribution - Tier 2 - 4QU CoRE ¦ 4QU LoRE | Red Flag Warning - Large Fires | 2044 | 1.2975e-07 | 1.3701e-07 | 1.3326e-07 | 1.2691e-07 | 6.9209 | 0.84944 | 3.8632 | 2.2083 | 0 | 0 | 0 | 0 | 2.5516e-05 | 8.9801e-07 | 0 | 8.9801e-07 | 9.4822e-07 | 0 | 9.4822e-07 | 9.2228e-07 | 0 | 9.2228e-07 | 8.7836e-07 | 0 | 8.7836e-07
[79 empty] | WLDFR | HFTD - Distribution - Tier 2 - 4QU CoRE ¦ 4QU LoRE | Red Flag Warning - Large Fires | 2045 | 1.2975e-07 | 1.3701e-07 | 1.3326e-07 | 1.2691e-07 | 6.9209 | 0.84944 | 3.8632 | 2.2083 | 0 | 0 | 0 | 0 | 2.5516e-05 | 8.9801e-07 | 0 | 8.9801e-07 | 9.4822e-07 | 0 | 9.4822e-07 | 9.2228e-07 | 0 | 9.2228e-07 | 8.7836e-07 | 0 | 8.7836e-07
[79 empty] | WLDFR | HFTD - Distribution - Tier 2 - 4QU CoRE ¦ 4QU LoRE | Red Flag Warning - Large Fires | 2046 | 1.2975e-07 | 1.3701e-07 | 1.3326e-07 | 1.2691e-07 | 6.9209 | 0.84944 | 3.8632 | 2.2083 | 0 | 0 | 0 | 0 | 2.5516e-05 | 8.9801e-07 | 0 | 8.9801e-07 | 9.4822e-07 | 0 | 9.4822e-07 | 9.2228e-07 | 0 | 9.2228e-07 | 8.7836e-07 | 0 | 8.7836e-07
[79 empty] | WLDFR | HFTD - Distribution - Tier 2 - 4QU CoRE ¦ 4QU LoRE | Red Flag Warning - Large Fires | 2047 | 1.2975e-07 | 1.3701e-07 | 1.3326e-07 | 1.2691e-07 | 6.9209 | 0.84944 | 3.8632 | 2.2083 | 0 | 0 | 0 | 0 | 2.5516e-05 | 8.9801e-07 | 0 | 8.9801e-07 | 9.4822e-07 | 0 | 9.4822e-07 | 9.2228e-07 | 0 | 9.2228e-07 | 8.7836e-07 | 0 | 8.7836e-07
[79 empty] | WLDFR | HFTD - Distribution - Tier 2 - 4QU CoRE ¦ 4QU LoRE | Red Flag Warning - Large Fires | 2048 | 1.2975e-07 | 1.3701e-07 | 1.3326e-07 | 1.2691e-07 | 7.3713 | 0.88759 | 4.1075 | 2.3763 | 0 | 0 | 0 | 0 | 2.5516e-05 | 9.5645e-07 | 0 | 9.5645e-07 | 1.0099e-06 | 0 | 1.0099e-06 | 9.823e-07 | 0 | 9.823e-07 | 9.3552e-07 | 0 | 9.3552e-07
[79 empty] | WLDFR | HFTD - Distribution - Tier 2 - 4QU CoRE ¦ 4QU LoRE | Red Flag Warning - Large Fires | 2049 | 1.2975e-07 | 1.3701e-07 | 1.3326e-07 | 1.2691e-07 | 7.3713 | 0.88759 | 4.1075 | 2.3763 | 0 | 0 | 0 | 0 | 2.5516e-05 | 9.5645e-07 | 0 | 9.5645e-07 | 1.0099e-06 | 0 | 1.0099e-06 | 9.823e-07 | 0 | 9.823e-07 | 9.3552e-07 | 0 | 9.3552e-07
[79 empty] | WLDFR | HFTD - Distribution - Tier 2 - 4QU CoRE ¦ 4QU LoRE | Red Flag Warning - Large Fires | 2050 | 0 | 1.3701e-07 | 1.3326e-07 | 1.2691e-07 | 7.3713 | 0.88759 | 4.1075 | 2.3763 | 0 | 0 | 0 | 0 | 2.5516e-05 | 0 | 0 | 0 | 1.0099e-06 | 0 | 1.0099e-06 | 9.823e-07 | 0 | 9.823e-07 | 9.3552e-07 | 0 | 9.3552e-07
[79 empty] | WLDFR | HFTD - Distribution - Tier 2 - 4QU CoRE ¦ 4QU LoRE | Red Flag Warning - Large Fires | 2051 | 0 | 0 | 1.3326e-07 | 1.2691e-07 | 7.3713 | 0.88759 | 4.1075 | 2.3763 | 0 | 0 | 0 | 0 | 2.5516e-05 | 0 | 0 | 0 | 0 | 0 | 0 | 9.823e-07 | 0 | 9.823e-07 | 9.3552e-07 | 0 | 9.3552e-07
[79 empty] | WLDFR | HFTD - Distribution - Tier 2 - 4QU CoRE ¦ 4QU LoRE | Red Flag Warning - Large Fires | 2052 | 0 | 0 | 0 | 1.2691e-07 | 7.3713 | 0.88759 | 4.1075 | 2.3763 | 0 | 0 | 0 | 0 | 2.5516e-05 | 0 | 0 | 0 | 0 | 0 | 0 | 0 | 0 | 0 | 9.3552e-07 | 0 | 9.3552e-07
[79 empty] | WLDFR | HFTD - Distribution - Tier 2 - 4QU CoRE ¦ 4QU LoRE | Red Flag Warning - Small Fires | 2020 | 5.109e-06 | 0 | 0 | 0 | 0.077901 | 0.036425 | 0.0015809 | 0.039895 | 0 | 0 | 0 | 0 | 0.00043642 | 3.9799e-07 | 0 | 3.9799e-07 | 0 | 0 | 0 | 0 | 0 | 0 | 0 | 0 | 0
[79 empty] | WLDFR | HFTD - Distribution - Tier 2 - 4QU CoRE ¦ 4QU LoRE | Red Flag Warning - Small Fires | 2021 | 3.4005e-06 | 5.3946e-06 | 0 | 0 | 0.077901 | 0.036425 | 0.0015809 | 0.039895 | 0 | 0 | 0 | 0 | 0.00043642 | 2.649e-07 | 0 | 2.649e-07 | 4.2024e-07 | 0 | 4.2024e-07 | 0 | 0 | 0 | 0 | 0 | 0
[79 empty] | WLDFR | HFTD - Distribution - Tier 2 - 4QU CoRE ¦ 4QU LoRE | Red Flag Warning - Small Fires | 2022 | 3.3194e-06 | 3.505e-06 | 5.1118e-06 | 0 | 0.077901 | 0.036425 | 0.0015809 | 0.039895 | 0 | 0 | 0 | 0 | 0.00043337 | 2.5858e-07 | 0 | 2.5858e-07 | 2.7304e-07 | 0 | 2.7304e-07 | 3.9821e-07 | 0 | 3.9821e-07 | 0 | 0 | 0
[79 empty] | WLDFR | HFTD - Distribution - Tier 2 - 4QU CoRE ¦ 4QU LoRE | Red Flag Warning - Small Fires | 2023 | 3.3194e-06 | 3.505e-06 | 3.4091e-06 | 4.8683e-06 | 0.080408 | 0.03759 | 0.0016314 | 0.041187 | 0 | 0 | 0 | 0 | 0.00043337 | 2.6691e-07 | 0 | 2.6691e-07 | 2.8183e-07 | 0 | 2.8183e-07 | 2.7412e-07 | 0 | 2.7412e-07 | 3.9145e-07 | 0 | 3.9145e-07
[79 empty] | WLDFR | HFTD - Distribution - Tier 2 - 4QU CoRE ¦ 4QU LoRE | Red Flag Warning - Small Fires | 2024 | 3.3194e-06 | 3.505e-06 | 3.4091e-06 | 3.2468e-06 | 0.080408 | 0.03759 | 0.0016314 | 0.041187 | 0 | 0 | 0 | 0 | 0.00043337 | 2.6691e-07 | 0 | 2.6691e-07 | 2.8183e-07 | 0 | 2.8183e-07 | 2.7412e-07 | 0 | 2.7412e-07 | 2.6107e-07 | 0 | 2.6107e-07
[79 empty] | WLDFR | HFTD - Distribution - Tier 2 - 4QU CoRE ¦ 4QU LoRE | Red Flag Warning - Small Fires | 2025 | 3.3194e-06 | 3.505e-06 | 3.4091e-06 | 3.2468e-06 | 0.080408 | 0.03759 | 0.0016314 | 0.041187 | 0 | 0 | 0 | 0 | 0.00043337 | 2.6691e-07 | 0 | 2.6691e-07 | 2.8183e-07 | 0 | 2.8183e-07 | 2.7412e-07 | 0 | 2.7412e-07 | 2.6107e-07 | 0 | 2.6107e-07
[79 empty] | WLDFR | HFTD - Distribution - Tier 2 - 4QU CoRE ¦ 4QU LoRE | Red Flag Warning - Small Fires | 2026 | 3.3194e-06 | 3.505e-06 | 3.4091e-06 | 3.2468e-06 | 0.080408 | 0.03759 | 0.0016314 | 0.041187 | 0 | 0 | 0 | 0 | 0.00043337 | 2.6691e-07 | 0 | 2.6691e-07 | 2.8183e-07 | 0 | 2.8183e-07 | 2.7412e-07 | 0 | 2.7412e-07 | 2.6107e-07 | 0 | 2.6107e-07
[79 empty] | WLDFR | HFTD - Distribution - Tier 2 - 4QU CoRE ¦ 4QU LoRE | Red Flag Warning - Small Fires | 2027 | 3.3194e-06 | 3.505e-06 | 3.4091e-06 | 3.2468e-06 | 0.080408 | 0.03759 | 0.0016314 | 0.041187 | 0 | 0 | 0 | 0 | 0.00043337 | 2.6691e-07 | 0 | 2.6691e-07 | 2.8183e-07 | 0 | 2.8183e-07 | 2.7412e-07 | 0 | 2.7412e-07 | 2.6107e-07 | 0 | 2.6107e-07
[79 empty] | WLDFR | HFTD - Distribution - Tier 2 - 4QU CoRE ¦ 4QU LoRE | Red Flag Warning - Small Fires | 2028 | 3.3194e-06 | 3.505e-06 | 3.4091e-06 | 3.2468e-06 | 0.083606 | 0.039055 | 0.001695 | 0.042856 | 0 | 0 | 0 | 0 | 0.00043337 | 2.7752e-07 | 0 | 2.7752e-07 | 2.9304e-07 | 0 | 2.9304e-07 | 2.8502e-07 | 0 | 2.8502e-07 | 2.7145e-07 | 0 | 2.7145e-07
[79 empty] | WLDFR | HFTD - Distribution - Tier 2 - 4QU CoRE ¦ 4QU LoRE | Red Flag Warning - Small Fires | 2029 | 3.3194e-06 | 3.505e-06 | 3.4091e-06 | 3.2468e-06 | 0.083606 | 0.039055 | 0.001695 | 0.042856 | 0 | 0 | 0 | 0 | 0.00043337 | 2.7752e-07 | 0 | 2.7752e-07 | 2.9304e-07 | 0 | 2.9304e-07 | 2.8502e-07 | 0 | 2.8502e-07 | 2.7145e-07 | 0 | 2.7145e-07
[79 empty] | WLDFR | HFTD - Distribution - Tier 2 - 4QU CoRE ¦ 4QU LoRE | Red Flag Warning - Small Fires | 2030 | 3.3194e-06 | 3.505e-06 | 3.4091e-06 | 3.2468e-06 | 0.083606 | 0.039055 | 0.001695 | 0.042856 | 0 | 0 | 0 | 0 | 0.00043337 | 2.7752e-07 | 0 | 2.7752e-07 | 2.9304e-07 | 0 | 2.9304e-07 | 2.8502e-07 | 0 | 2.8502e-07 | 2.7145e-07 | 0 | 2.7145e-07
[79 empty] | WLDFR | HFTD - Distribution - Tier 2 - 4QU CoRE ¦ 4QU LoRE | Red Flag Warning - Small Fires | 2031 | 3.3194e-06 | 3.505e-06 | 3.4091e-06 | 3.2468e-06 | 0.083606 | 0.039055 | 0.001695 | 0.042856 | 0 | 0 | 0 | 0 | 0.00043337 | 2.7752e-07 | 0 | 2.7752e-07 | 2.9304e-07 | 0 | 2.9304e-07 | 2.8502e-07 | 0 | 2.8502e-07 | 2.7145e-07 | 0 | 2.7145e-07
[79 empty] | WLDFR | HFTD - Distribution - Tier 2 - 4QU CoRE ¦ 4QU LoRE | Red Flag Warning - Small Fires | 2032 | 3.3194e-06 | 3.505e-06 | 3.4091e-06 | 3.2468e-06 | 0.083606 | 0.039055 | 0.001695 | 0.042856 | 0 | 0 | 0 | 0 | 0.00043337 | 2.7752e-07 | 0 | 2.7752e-07 | 2.9304e-07 | 0 | 2.9304e-07 | 2.8502e-07 | 0 | 2.8502e-07 | 2.7145e-07 | 0 | 2.7145e-07
[79 empty] | WLDFR | HFTD - Distribution - Tier 2 - 4QU CoRE ¦ 4QU LoRE | Red Flag Warning - Small Fires | 2033 | 3.3194e-06 | 3.505e-06 | 3.4091e-06 | 3.2468e-06 | 0.087211 | 0.040679 | 0.0017655 | 0.044766 | 0 | 0 | 0 | 0 | 0.00043337 | 2.8949e-07 | 0 | 2.8949e-07 | 3.0568e-07 | 0 | 3.0568e-07 | 2.9731e-07 | 0 | 2.9731e-07 | 2.8315e-07 | 0 | 2.8315e-07
[79 empty] | WLDFR | HFTD - Distribution - Tier 2 - 4QU CoRE ¦ 4QU LoRE | Red Flag Warning - Small Fires | 2034 | 3.3194e-06 | 3.505e-06 | 3.4091e-06 | 3.2468e-06 | 0.087211 | 0.040679 | 0.0017655 | 0.044766 | 0 | 0 | 0 | 0 | 0.00043337 | 2.8949e-07 | 0 | 2.8949e-07 | 3.0568e-07 | 0 | 3.0568e-07 | 2.9731e-07 | 0 | 2.9731e-07 | 2.8315e-07 | 0 | 2.8315e-07
[79 empty] | WLDFR | HFTD - Distribution - Tier 2 - 4QU CoRE ¦ 4QU LoRE | Red Flag Warning - Small Fires | 2035 | 3.3194e-06 | 3.505e-06 | 3.4091e-06 | 3.2468e-06 | 0.087211 | 0.040679 | 0.0017655 | 0.044766 | 0 | 0 | 0 | 0 | 0.00043337 | 2.8949e-07 | 0 | 2.8949e-07 | 3.0568e-07 | 0 | 3.0568e-07 | 2.9731e-07 | 0 | 2.9731e-07 | 2.8315e-07 | 0 | 2.8315e-07
[79 empty] | WLDFR | HFTD - Distribution - Tier 2 - 4QU CoRE ¦ 4QU LoRE | Red Flag Warning - Small Fires | 2036 | 3.3194e-06 | 3.505e-06 | 3.4091e-06 | 3.2468e-06 | 0.087211 | 0.040679 | 0.0017655 | 0.044766 | 0 | 0 | 0 | 0 | 0.00043337 | 2.8949e-07 | 0 | 2.8949e-07 | 3.0568e-07 | 0 | 3.0568e-07 | 2.9731e-07 | 0 | 2.9731e-07 | 2.8315e-07 | 0 | 2.8315e-07
[79 empty] | WLDFR | HFTD - Distribution - Tier 2 - 4QU CoRE ¦ 4QU LoRE | Red Flag Warning - Small Fires | 2037 | 3.3194e-06 | 3.505e-06 | 3.4091e-06 | 3.2468e-06 | 0.087211 | 0.040679 | 0.0017655 | 0.044766 | 0 | 0 | 0 | 0 | 0.00043337 | 2.8949e-07 | 0 | 2.8949e-07 | 3.0568e-07 | 0 | 3.0568e-07 | 2.9731e-07 | 0 | 2.9731e-07 | 2.8315e-07 | 0 | 2.8315e-07
[79 empty] | WLDFR | HFTD - Distribution - Tier 2 - 4QU CoRE ¦ 4QU LoRE | Red Flag Warning - Small Fires | 2038 | 3.3194e-06 | 3.505e-06 | 3.4091e-06 | 3.2468e-06 | 0.091184 | 0.042438 | 0.0018418 | 0.046905 | 0 | 0 | 0 | 0 | 0.00043337 | 3.0268e-07 | 0 | 3.0268e-07 | 3.196e-07 | 0 | 3.196e-07 | 3.1086e-07 | 0 | 3.1086e-07 | 2.9605e-07 | 0 | 2.9605e-07
[79 empty] | WLDFR | HFTD - Distribution - Tier 2 - 4QU CoRE ¦ 4QU LoRE | Red Flag Warning - Small Fires | 2039 | 3.3194e-06 | 3.505e-06 | 3.4091e-06 | 3.2468e-06 | 0.091184 | 0.042438 | 0.0018418 | 0.046905 | 0 | 0 | 0 | 0 | 0.00043337 | 3.0268e-07 | 0 | 3.0268e-07 | 3.196e-07 | 0 | 3.196e-07 | 3.1086e-07 | 0 | 3.1086e-07 | 2.9605e-07 | 0 | 2.9605e-07
[79 empty] | WLDFR | HFTD - Distribution - Tier 2 - 4QU CoRE ¦ 4QU LoRE | Red Flag Warning - Small Fires | 2040 | 3.3194e-06 | 3.505e-06 | 3.4091e-06 | 3.2468e-06 | 0.091184 | 0.042438 | 0.0018418 | 0.046905 | 0 | 0 | 0 | 0 | 0.00043337 | 3.0268e-07 | 0 | 3.0268e-07 | 3.196e-07 | 0 | 3.196e-07 | 3.1086e-07 | 0 | 3.1086e-07 | 2.9605e-07 | 0 | 2.9605e-07
[79 empty] | WLDFR | HFTD - Distribution - Tier 2 - 4QU CoRE ¦ 4QU LoRE | Red Flag Warning - Small Fires | 2041 | 3.3194e-06 | 3.505e-06 | 3.4091e-06 | 3.2468e-06 | 0.091184 | 0.042438 | 0.0018418 | 0.046905 | 0 | 0 | 0 | 0 | 0.00043337 | 3.0268e-07 | 0 | 3.0268e-07 | 3.196e-07 | 0 | 3.196e-07 | 3.1086e-07 | 0 | 3.1086e-07 | 2.9605e-07 | 0 | 2.9605e-07
[79 empty] | WLDFR | HFTD - Distribution - Tier 2 - 4QU CoRE ¦ 4QU LoRE | Red Flag Warning - Small Fires | 2042 | 3.3194e-06 | 3.505e-06 | 3.4091e-06 | 3.2468e-06 | 0.091184 | 0.042438 | 0.0018418 | 0.046905 | 0 | 0 | 0 | 0 | 0.00043337 | 3.0268e-07 | 0 | 3.0268e-07 | 3.196e-07 | 0 | 3.196e-07 | 3.1086e-07 | 0 | 3.1086e-07 | 2.9605e-07 | 0 | 2.9605e-07
[79 empty] | WLDFR | HFTD - Distribution - Tier 2 - 4QU CoRE ¦ 4QU LoRE | Red Flag Warning - Small Fires | 2043 | 3.3194e-06 | 3.505e-06 | 3.4091e-06 | 3.2468e-06 | 0.095486 | 0.044306 | 0.0019228 | 0.049257 | 0 | 0 | 0 | 0 | 0.00043337 | 3.1696e-07 | 0 | 3.1696e-07 | 3.3468e-07 | 0 | 3.3468e-07 | 3.2552e-07 | 0 | 3.2552e-07 | 3.1002e-07 | 0 | 3.1002e-07
[79 empty] | WLDFR | HFTD - Distribution - Tier 2 - 4QU CoRE ¦ 4QU LoRE | Red Flag Warning - Small Fires | 2044 | 3.3194e-06 | 3.505e-06 | 3.4091e-06 | 3.2468e-06 | 0.095486 | 0.044306 | 0.0019228 | 0.049257 | 0 | 0 | 0 | 0 | 0.00043337 | 3.1696e-07 | 0 | 3.1696e-07 | 3.3468e-07 | 0 | 3.3468e-07 | 3.2552e-07 | 0 | 3.2552e-07 | 3.1002e-07 | 0 | 3.1002e-07
[79 empty] | WLDFR | HFTD - Distribution - Tier 2 - 4QU CoRE ¦ 4QU LoRE | Red Flag Warning - Small Fires | 2045 | 3.3194e-06 | 3.505e-06 | 3.4091e-06 | 3.2468e-06 | 0.095486 | 0.044306 | 0.0019228 | 0.049257 | 0 | 0 | 0 | 0 | 0.00043337 | 3.1696e-07 | 0 | 3.1696e-07 | 3.3468e-07 | 0 | 3.3468e-07 | 3.2552e-07 | 0 | 3.2552e-07 | 3.1002e-07 | 0 | 3.1002e-07
[79 empty] | WLDFR | HFTD - Distribution - Tier 2 - 4QU CoRE ¦ 4QU LoRE | Red Flag Warning - Small Fires | 2046 | 3.3194e-06 | 3.505e-06 | 3.4091e-06 | 3.2468e-06 | 0.095486 | 0.044306 | 0.0019228 | 0.049257 | 0 | 0 | 0 | 0 | 0.00043337 | 3.1696e-07 | 0 | 3.1696e-07 | 3.3468e-07 | 0 | 3.3468e-07 | 3.2552e-07 | 0 | 3.2552e-07 | 3.1002e-07 | 0 | 3.1002e-07
[79 empty] | WLDFR | HFTD - Distribution - Tier 2 - 4QU CoRE ¦ 4QU LoRE | Red Flag Warning - Small Fires | 2047 | 3.3194e-06 | 3.505e-06 | 3.4091e-06 | 3.2468e-06 | 0.095486 | 0.044306 | 0.0019228 | 0.049257 | 0 | 0 | 0 | 0 | 0.00043337 | 3.1696e-07 | 0 | 3.1696e-07 | 3.3468e-07 | 0 | 3.3468e-07 | 3.2552e-07 | 0 | 3.2552e-07 | 3.1002e-07 | 0 | 3.1002e-07
[79 empty] | WLDFR | HFTD - Distribution - Tier 2 - 4QU CoRE ¦ 4QU LoRE | Red Flag Warning - Small Fires | 2048 | 3.3194e-06 | 3.505e-06 | 3.4091e-06 | 3.2468e-06 | 0.10007 | 0.04626 | 0.0020076 | 0.051804 | 0 | 0 | 0 | 0 | 0.00043337 | 3.3218e-07 | 0 | 3.3218e-07 | 3.5075e-07 | 0 | 3.5075e-07 | 3.4116e-07 | 0 | 3.4116e-07 | 3.2491e-07 | 0 | 3.2491e-07
[79 empty] | WLDFR | HFTD - Distribution - Tier 2 - 4QU CoRE ¦ 4QU LoRE | Red Flag Warning - Small Fires | 2049 | 3.3194e-06 | 3.505e-06 | 3.4091e-06 | 3.2468e-06 | 0.10007 | 0.04626 | 0.0020076 | 0.051804 | 0 | 0 | 0 | 0 | 0.00043337 | 3.3218e-07 | 0 | 3.3218e-07 | 3.5075e-07 | 0 | 3.5075e-07 | 3.4116e-07 | 0 | 3.4116e-07 | 3.2491e-07 | 0 | 3.2491e-07
[79 empty] | WLDFR | HFTD - Distribution - Tier 2 - 4QU CoRE ¦ 4QU LoRE | Red Flag Warning - Small Fires | 2050 | 0 | 3.505e-06 | 3.4091e-06 | 3.2468e-06 | 0.10007 | 0.04626 | 0.0020076 | 0.051804 | 0 | 0 | 0 | 0 | 0.00043337 | 0 | 0 | 0 | 3.5075e-07 | 0 | 3.5075e-07 | 3.4116e-07 | 0 | 3.4116e-07 | 3.2491e-07 | 0 | 3.2491e-07
[79 empty] | WLDFR | HFTD - Distribution - Tier 2 - 4QU CoRE ¦ 4QU LoRE | Red Flag Warning - Small Fires | 2051 | 0 | 0 | 3.4091e-06 | 3.2468e-06 | 0.10007 | 0.04626 | 0.0020076 | 0.051804 | 0 | 0 | 0 | 0 | 0.00043337 | 0 | 0 | 0 | 0 | 0 | 0 | 3.4116e-07 | 0 | 3.4116e-07 | 3.2491e-07 | 0 | 3.2491e-07
[79 empty] | WLDFR | HFTD - Distribution - Tier 2 - 4QU CoRE ¦ 4QU LoRE | Red Flag Warning - Small Fires | 2052 | 0 | 0 | 0 | 3.2468e-06 | 0.10007 | 0.04626 | 0.0020076 | 0.051804 | 0 | 0 | 0 | 0 | 0.00043337 | 0 | 0 | 0 | 0 | 0 | 0 | 0 | 0 | 0 | 3.2491e-07 | 0 | 3.2491e-07
[79 empty] | WLDFR | HFTD - Distribution - Tier 2 - 4QU CoRE ¦ 4QU LoRE | Seismic - Non-Red Flag Warning - Catastrophic Fires | 2020 | 2.7639e-12 | 0 | 0 | 0 | 21083.8428 | 409.2237 | 13469.0878 | 7205.5313 | 0 | 0 | 0 | 0 | 4.5667e-10 | 5.8273e-08 | 0 | 5.8273e-08 | 0 | 0 | 0 | 0 | 0 | 0 | 0 | 0 | 0
[79 empty] | WLDFR | HFTD - Distribution - Tier 2 - 4QU CoRE ¦ 4QU LoRE | Seismic - Non-Red Flag Warning - Catastrophic Fires | 2021 | 0 | 2.9184e-12 | 0 | 0 | 21083.8428 | 409.2237 | 13469.0878 | 7205.5313 | 0 | 0 | 0 | 0 | 4.5667e-10 | 0 | 0 | 0 | 6.1531e-08 | 0 | 6.1531e-08 | 0 | 0 | 0 | 0 | 0 | 0
[79 empty] | WLDFR | HFTD - Distribution - Tier 2 - 4QU CoRE ¦ 4QU LoRE | Seismic - Non-Red Flag Warning - Catastrophic Fires | 2022 | 0 | 0 | 2.6688e-12 | 0 | 21083.8428 | 409.2237 | 13469.0878 | 7205.5313 | 0 | 0 | 0 | 0 | 4.3816e-10 | 0 | 0 | 0 | 0 | 0 | 0 | 5.6269e-08 | 0 | 5.6269e-08 | 0 | 0 | 0
[79 empty] | WLDFR | HFTD - Distribution - Tier 2 - 4QU CoRE ¦ 4QU LoRE | Seismic - Non-Red Flag Warning - Catastrophic Fires | 2023 | 0 | 0 | 0 | 2.5417e-12 | 21835.9781 | 428.6023 | 13939.561 | 7467.8148 | 0 | 0 | 0 | 0 | 4.3816e-10 | 0 | 0 | 0 | 0 | 0 | 0 | 0 | 0 | 0 | 5.5501e-08 | 0 | 5.5501e-08
[79 empty] | WLDFR | HFTD - Distribution - Tier 2 - 4QU CoRE ¦ 4QU LoRE | Seismic - Red Flag Warning - Catastrophic Fires | 2020 | 1.1918e-10 | 0 | 0 | 0 | 21083.8428 | 409.2237 | 13469.0878 | 7205.5313 | 0 | 0 | 0 | 0 | 1.9691e-08 | 2.5127e-06 | 0 | 2.5127e-06 | 0 | 0 | 0 | 0 | 0 | 0 | 0 | 0 | 0
[79 empty] | WLDFR | HFTD - Distribution - Tier 2 - 4QU CoRE ¦ 4QU LoRE | Seismic - Red Flag Warning - Catastrophic Fires | 2021 | 0 | 1.2584e-10 | 0 | 0 | 21083.8428 | 409.2237 | 13469.0878 | 7205.5313 | 0 | 0 | 0 | 0 | 1.9691e-08 | 0 | 0 | 0 | 2.6532e-06 | 0 | 2.6532e-06 | 0 | 0 | 0 | 0 | 0 | 0
[79 empty] | WLDFR | HFTD - Distribution - Tier 2 - 4QU CoRE ¦ 4QU LoRE | Seismic - Red Flag Warning - Catastrophic Fires | 2022 | 0 | 0 | 1.1508e-10 | 0 | 21083.8428 | 409.2237 | 13469.0878 | 7205.5313 | 0 | 0 | 0 | 0 | 1.8893e-08 | 0 | 0 | 0 | 0 | 0 | 0 | 2.4263e-06 | 0 | 2.4263e-06 | 0 | 0 | 0
[79 empty] | WLDFR | HFTD - Distribution - Tier 2 - 4QU CoRE ¦ 4QU LoRE | Seismic - Red Flag Warning - Catastrophic Fires | 2023 | 0 | 0 | 0 | 1.096e-10 | 21835.9781 | 428.6023 | 13939.561 | 7467.8148 | 0 | 0 | 0 | 0 | 1.8893e-08 | 0 | 0 | 0 | 0 | 0 | 0 | 0 | 0 | 0 | 2.3932e-06 | 0 | 2.3932e-06
[79 empty] | WLDFR | HFTD - Distribution - Tier 2 - 4QU CoRE ¦ 5QU LoRE | Non-Red Flag Warning - Catastrophic Fires | 2020 | 5.7237e-10 | 0 | 0 | 0 | 14146.1306 | 222.2294 | 8585.7228 | 5338.1784 | 0 | 0 | 0 | 0 | 3.2778e-07 | 8.0968e-06 | 0 | 8.0968e-06 | 0 | 0 | 0 | 0 | 0 | 0 | 0 | 0 | 0
[79 empty] | WLDFR | HFTD - Distribution - Tier 2 - 4QU CoRE ¦ 5QU LoRE | Non-Red Flag Warning - Catastrophic Fires | 2021 | 3.198e-10 | 6.0437e-10 | 0 | 0 | 14146.1306 | 222.2294 | 8585.7228 | 5338.1784 | 0 | 0 | 0 | 0 | 3.2778e-07 | 4.5239e-06 | 0 | 4.5239e-06 | 8.5495e-06 | 0 | 8.5495e-06 | 0 | 0 | 0 | 0 | 0 | 0
[79 empty] | WLDFR | HFTD - Distribution - Tier 2 - 4QU CoRE ¦ 5QU LoRE | Non-Red Flag Warning - Catastrophic Fires | 2022 | 3.2995e-10 | 3.484e-10 | 5.7459e-10 | 0 | 14146.1306 | 222.2294 | 8585.7228 | 5338.1784 | 0 | 0 | 0 | 0 | 3.2571e-07 | 4.6675e-06 | 0 | 4.6675e-06 | 4.9285e-06 | 0 | 4.9285e-06 | 8.1282e-06 | 0 | 8.1282e-06 | 0 | 0 | 0
[79 empty] | WLDFR | HFTD - Distribution - Tier 2 - 4QU CoRE ¦ 5QU LoRE | Non-Red Flag Warning - Catastrophic Fires | 2023 | 3.2995e-10 | 3.484e-10 | 3.2078e-10 | 5.4723e-10 | 14664.6376 | 233.2301 | 8896.516 | 5534.8915 | 0 | 0 | 0 | 0 | 3.2571e-07 | 4.8386e-06 | 0 | 4.8386e-06 | 5.1091e-06 | 0 | 5.1091e-06 | 4.7042e-06 | 0 | 4.7042e-06 | 8.0249e-06 | 0 | 8.0249e-06
[79 empty] | WLDFR | HFTD - Distribution - Tier 2 - 4QU CoRE ¦ 5QU LoRE | Non-Red Flag Warning - Catastrophic Fires | 2024 | 3.2995e-10 | 3.484e-10 | 3.2078e-10 | 3.0551e-10 | 14664.6376 | 233.2301 | 8896.516 | 5534.8915 | 0 | 0 | 0 | 0 | 3.2571e-07 | 4.8386e-06 | 0 | 4.8386e-06 | 5.1091e-06 | 0 | 5.1091e-06 | 4.7042e-06 | 0 | 4.7042e-06 | 4.4801e-06 | 0 | 4.4801e-06
[79 empty] | WLDFR | HFTD - Distribution - Tier 2 - 4QU CoRE ¦ 5QU LoRE | Non-Red Flag Warning - Catastrophic Fires | 2025 | 3.2995e-10 | 3.484e-10 | 3.2078e-10 | 3.0551e-10 | 14664.6376 | 233.2301 | 8896.516 | 5534.8915 | 0 | 0 | 0 | 0 | 3.2571e-07 | 4.8386e-06 | 0 | 4.8386e-06 | 5.1091e-06 | 0 | 5.1091e-06 | 4.7042e-06 | 0 | 4.7042e-06 | 4.4801e-06 | 0 | 4.4801e-06
[79 empty] | WLDFR | HFTD - Distribution - Tier 2 - 4QU CoRE ¦ 5QU LoRE | Non-Red Flag Warning - Catastrophic Fires | 2026 | 3.2995e-10 | 3.484e-10 | 3.2078e-10 | 3.0551e-10 | 14664.6376 | 233.2301 | 8896.516 | 5534.8915 | 0 | 0 | 0 | 0 | 3.2571e-07 | 4.8386e-06 | 0 | 4.8386e-06 | 5.1091e-06 | 0 | 5.1091e-06 | 4.7042e-06 | 0 | 4.7042e-06 | 4.4801e-06 | 0 | 4.4801e-06
[79 empty] | WLDFR | HFTD - Distribution - Tier 2 - 4QU CoRE ¦ 5QU LoRE | Non-Red Flag Warning - Catastrophic Fires | 2027 | 3.2995e-10 | 3.484e-10 | 3.2078e-10 | 3.0551e-10 | 14664.6376 | 233.2301 | 8896.516 | 5534.8915 | 0 | 0 | 0 | 0 | 3.2571e-07 | 4.8386e-06 | 0 | 4.8386e-06 | 5.1091e-06 | 0 | 5.1091e-06 | 4.7042e-06 | 0 | 4.7042e-06 | 4.4801e-06 | 0 | 4.4801e-06
[79 empty] | WLDFR | HFTD - Distribution - Tier 2 - 4QU CoRE ¦ 5QU LoRE | Non-Red Flag Warning - Catastrophic Fires | 2028 | 3.2995e-10 | 3.484e-10 | 3.2078e-10 | 3.0551e-10 | 15317.9909 | 247.273 | 9287.6491 | 5783.0689 | 0 | 0 | 0 | 0 | 3.2571e-07 | 5.0542e-06 | 0 | 5.0542e-06 | 5.3368e-06 | 0 | 5.3368e-06 | 4.9137e-06 | 0 | 4.9137e-06 | 4.6797e-06 | 0 | 4.6797e-06
[79 empty] | WLDFR | HFTD - Distribution - Tier 2 - 4QU CoRE ¦ 5QU LoRE | Non-Red Flag Warning - Catastrophic Fires | 2029 | 3.2995e-10 | 3.484e-10 | 3.2078e-10 | 3.0551e-10 | 15317.9909 | 247.273 | 9287.6491 | 5783.0689 | 0 | 0 | 0 | 0 | 3.2571e-07 | 5.0542e-06 | 0 | 5.0542e-06 | 5.3368e-06 | 0 | 5.3368e-06 | 4.9137e-06 | 0 | 4.9137e-06 | 4.6797e-06 | 0 | 4.6797e-06
[79 empty] | WLDFR | HFTD - Distribution - Tier 2 - 4QU CoRE ¦ 5QU LoRE | Non-Red Flag Warning - Catastrophic Fires | 2030 | 3.2995e-10 | 3.484e-10 | 3.2078e-10 | 3.0551e-10 | 15317.9909 | 247.273 | 9287.6491 | 5783.0689 | 0 | 0 | 0 | 0 | 3.2571e-07 | 5.0542e-06 | 0 | 5.0542e-06 | 5.3368e-06 | 0 | 5.3368e-06 | 4.9137e-06 | 0 | 4.9137e-06 | 4.6797e-06 | 0 | 4.6797e-06
[79 empty] | WLDFR | HFTD - Distribution - Tier 2 - 4QU CoRE ¦ 5QU LoRE | Non-Red Flag Warning - Catastrophic Fires | 2031 | 3.2995e-10 | 3.484e-10 | 3.2078e-10 | 3.0551e-10 | 15317.9909 | 247.273 | 9287.6491 | 5783.0689 | 0 | 0 | 0 | 0 | 3.2571e-07 | 5.0542e-06 | 0 | 5.0542e-06 | 5.3368e-06 | 0 | 5.3368e-06 | 4.9137e-06 | 0 | 4.9137e-06 | 4.6797e-06 | 0 | 4.6797e-06
[79 empty] | WLDFR | HFTD - Distribution - Tier 2 - 4QU CoRE ¦ 5QU LoRE | Non-Red Flag Warning - Catastrophic Fires | 2032 | 3.2995e-10 | 3.484e-10 | 3.2078e-10 | 3.0551e-10 | 15317.9909 | 247.273 | 9287.6491 | 5783.0689 | 0 | 0 | 0 | 0 | 3.2571e-07 | 5.0542e-06 | 0 | 5.0542e-06 | 5.3368e-06 | 0 | 5.3368e-06 | 4.9137e-06 | 0 | 4.9137e-06 | 4.6797e-06 | 0 | 4.6797e-06
[79 empty] | WLDFR | HFTD - Distribution - Tier 2 - 4QU CoRE ¦ 5QU LoRE | Non-Red Flag Warning - Catastrophic Fires | 2033 | 3.2995e-10 | 3.484e-10 | 3.2078e-10 | 3.0551e-10 | 16044.1264 | 263.1074 | 9721.74 | 6059.2791 | 0 | 0 | 0 | 0 | 3.2571e-07 | 5.2938e-06 | 0 | 5.2938e-06 | 5.5897e-06 | 0 | 5.5897e-06 | 5.1467e-06 | 0 | 5.1467e-06 | 4.9016e-06 | 0 | 4.9016e-06
[79 empty] | WLDFR | HFTD - Distribution - Tier 2 - 4QU CoRE ¦ 5QU LoRE | Non-Red Flag Warning - Catastrophic Fires | 2034 | 3.2995e-10 | 3.484e-10 | 3.2078e-10 | 3.0551e-10 | 16044.1264 | 263.1074 | 9721.74 | 6059.2791 | 0 | 0 | 0 | 0 | 3.2571e-07 | 5.2938e-06 | 0 | 5.2938e-06 | 5.5897e-06 | 0 | 5.5897e-06 | 5.1467e-06 | 0 | 5.1467e-06 | 4.9016e-06 | 0 | 4.9016e-06
[79 empty] | WLDFR | HFTD - Distribution - Tier 2 - 4QU CoRE ¦ 5QU LoRE | Non-Red Flag Warning - Catastrophic Fires | 2035 | 3.2995e-10 | 3.484e-10 | 3.2078e-10 | 3.0551e-10 | 16044.1264 | 263.1074 | 9721.74 | 6059.2791 | 0 | 0 | 0 | 0 | 3.2571e-07 | 5.2938e-06 | 0 | 5.2938e-06 | 5.5897e-06 | 0 | 5.5897e-06 | 5.1467e-06 | 0 | 5.1467e-06 | 4.9016e-06 | 0 | 4.9016e-06
[79 empty] | WLDFR | HFTD - Distribution - Tier 2 - 4QU CoRE ¦ 5QU LoRE | Non-Red Flag Warning - Catastrophic Fires | 2036 | 3.2995e-10 | 3.484e-10 | 3.2078e-10 | 3.0551e-10 | 16044.1264 | 263.1074 | 9721.74 | 6059.2791 | 0 | 0 | 0 | 0 | 3.2571e-07 | 5.2938e-06 | 0 | 5.2938e-06 | 5.5897e-06 | 0 | 5.5897e-06 | 5.1467e-06 | 0 | 5.1467e-06 | 4.9016e-06 | 0 | 4.9016e-06
[79 empty] | WLDFR | HFTD - Distribution - Tier 2 - 4QU CoRE ¦ 5QU LoRE | Non-Red Flag Warning - Catastrophic Fires | 2037 | 3.2995e-10 | 3.484e-10 | 3.2078e-10 | 3.0551e-10 | 16044.1264 | 263.1074 | 9721.74 | 6059.2791 | 0 | 0 | 0 | 0 | 3.2571e-07 | 5.2938e-06 | 0 | 5.2938e-06 | 5.5897e-06 | 0 | 5.5897e-06 | 5.1467e-06 | 0 | 5.1467e-06 | 4.9016e-06 | 0 | 4.9016e-06
[79 empty] | WLDFR | HFTD - Distribution - Tier 2 - 4QU CoRE ¦ 5QU LoRE | Non-Red Flag Warning - Catastrophic Fires | 2038 | 3.2995e-10 | 3.484e-10 | 3.2078e-10 | 3.0551e-10 | 16832.3912 | 280.5544 | 10192.2718 | 6359.5651 | 0 | 0 | 0 | 0 | 3.2571e-07 | 5.5539e-06 | 0 | 5.5539e-06 | 5.8644e-06 | 0 | 5.8644e-06 | 5.3995e-06 | 0 | 5.3995e-06 | 5.1424e-06 | 0 | 5.1424e-06
[79 empty] | WLDFR | HFTD - Distribution - Tier 2 - 4QU CoRE ¦ 5QU LoRE | Non-Red Flag Warning - Catastrophic Fires | 2039 | 3.2995e-10 | 3.484e-10 | 3.2078e-10 | 3.0551e-10 | 16832.3912 | 280.5544 | 10192.2718 | 6359.5651 | 0 | 0 | 0 | 0 | 3.2571e-07 | 5.5539e-06 | 0 | 5.5539e-06 | 5.8644e-06 | 0 | 5.8644e-06 | 5.3995e-06 | 0 | 5.3995e-06 | 5.1424e-06 | 0 | 5.1424e-06
[79 empty] | WLDFR | HFTD - Distribution - Tier 2 - 4QU CoRE ¦ 5QU LoRE | Non-Red Flag Warning - Catastrophic Fires | 2040 | 3.2995e-10 | 3.484e-10 | 3.2078e-10 | 3.0551e-10 | 16832.3912 | 280.5544 | 10192.2718 | 6359.5651 | 0 | 0 | 0 | 0 | 3.2571e-07 | 5.5539e-06 | 0 | 5.5539e-06 | 5.8644e-06 | 0 | 5.8644e-06 | 5.3995e-06 | 0 | 5.3995e-06 | 5.1424e-06 | 0 | 5.1424e-06
[79 empty] | WLDFR | HFTD - Distribution - Tier 2 - 4QU CoRE ¦ 5QU LoRE | Non-Red Flag Warning - Catastrophic Fires | 2041 | 3.2995e-10 | 3.484e-10 | 3.2078e-10 | 3.0551e-10 | 16832.3912 | 280.5544 | 10192.2718 | 6359.5651 | 0 | 0 | 0 | 0 | 3.2571e-07 | 5.5539e-06 | 0 | 5.5539e-06 | 5.8644e-06 | 0 | 5.8644e-06 | 5.3995e-06 | 0 | 5.3995e-06 | 5.1424e-06 | 0 | 5.1424e-06
[79 empty] | WLDFR | HFTD - Distribution - Tier 2 - 4QU CoRE ¦ 5QU LoRE | Non-Red Flag Warning - Catastrophic Fires | 2042 | 3.2995e-10 | 3.484e-10 | 3.2078e-10 | 3.0551e-10 | 16832.3912 | 280.5544 | 10192.2718 | 6359.5651 | 0 | 0 | 0 | 0 | 3.2571e-07 | 5.5539e-06 | 0 | 5.5539e-06 | 5.8644e-06 | 0 | 5.8644e-06 | 5.3995e-06 | 0 | 5.3995e-06 | 5.1424e-06 | 0 | 5.1424e-06
[79 empty] | WLDFR | HFTD - Distribution - Tier 2 - 4QU CoRE ¦ 5QU LoRE | Non-Red Flag Warning - Catastrophic Fires | 2043 | 3.2995e-10 | 3.484e-10 | 3.2078e-10 | 3.0551e-10 | 17672.0852 | 299.42 | 10692.7362 | 6679.929 | 0 | 0 | 0 | 0 | 3.2571e-07 | 5.8309e-06 | 0 | 5.8309e-06 | 6.1569e-06 | 0 | 6.1569e-06 | 5.6689e-06 | 0 | 5.6689e-06 | 5.3989e-06 | 0 | 5.3989e-06
[79 empty] | WLDFR | HFTD - Distribution - Tier 2 - 4QU CoRE ¦ 5QU LoRE | Non-Red Flag Warning - Catastrophic Fires | 2044 | 3.2995e-10 | 3.484e-10 | 3.2078e-10 | 3.0551e-10 | 17672.0852 | 299.42 | 10692.7362 | 6679.929 | 0 | 0 | 0 | 0 | 3.2571e-07 | 5.8309e-06 | 0 | 5.8309e-06 | 6.1569e-06 | 0 | 6.1569e-06 | 5.6689e-06 | 0 | 5.6689e-06 | 5.3989e-06 | 0 | 5.3989e-06
[79 empty] | WLDFR | HFTD - Distribution - Tier 2 - 4QU CoRE ¦ 5QU LoRE | Non-Red Flag Warning - Catastrophic Fires | 2045 | 3.2995e-10 | 3.484e-10 | 3.2078e-10 | 3.0551e-10 | 17672.0852 | 299.42 | 10692.7362 | 6679.929 | 0 | 0 | 0 | 0 | 3.2571e-07 | 5.8309e-06 | 0 | 5.8309e-06 | 6.1569e-06 | 0 | 6.1569e-06 | 5.6689e-06 | 0 | 5.6689e-06 | 5.3989e-06 | 0 | 5.3989e-06
[79 empty] | WLDFR | HFTD - Distribution - Tier 2 - 4QU CoRE ¦ 5QU LoRE | Non-Red Flag Warning - Catastrophic Fires | 2046 | 3.2995e-10 | 3.484e-10 | 3.2078e-10 | 3.0551e-10 | 17672.0852 | 299.42 | 10692.7362 | 6679.929 | 0 | 0 | 0 | 0 | 3.2571e-07 | 5.8309e-06 | 0 | 5.8309e-06 | 6.1569e-06 | 0 | 6.1569e-06 | 5.6689e-06 | 0 | 5.6689e-06 | 5.3989e-06 | 0 | 5.3989e-06
[79 empty] | WLDFR | HFTD - Distribution - Tier 2 - 4QU CoRE ¦ 5QU LoRE | Non-Red Flag Warning - Catastrophic Fires | 2047 | 3.2995e-10 | 3.484e-10 | 3.2078e-10 | 3.0551e-10 | 17672.0852 | 299.42 | 10692.7362 | 6679.929 | 0 | 0 | 0 | 0 | 3.2571e-07 | 5.8309e-06 | 0 | 5.8309e-06 | 6.1569e-06 | 0 | 6.1569e-06 | 5.6689e-06 | 0 | 5.6689e-06 | 5.3989e-06 | 0 | 5.3989e-06
[79 empty] | WLDFR | HFTD - Distribution - Tier 2 - 4QU CoRE ¦ 5QU LoRE | Non-Red Flag Warning - Catastrophic Fires | 2048 | 3.2995e-10 | 3.484e-10 | 3.2078e-10 | 3.0551e-10 | 18552.3348 | 319.4911 | 11216.5626 | 7016.281 | 0 | 0 | 0 | 0 | 3.2571e-07 | 6.1213e-06 | 0 | 6.1213e-06 | 6.4636e-06 | 0 | 6.4636e-06 | 5.9513e-06 | 0 | 5.9513e-06 | 5.6679e-06 | 0 | 5.6679e-06
[79 empty] | WLDFR | HFTD - Distribution - Tier 2 - 4QU CoRE ¦ 5QU LoRE | Non-Red Flag Warning - Catastrophic Fires | 2049 | 3.2995e-10 | 3.484e-10 | 3.2078e-10 | 3.0551e-10 | 18552.3348 | 319.4911 | 11216.5626 | 7016.281 | 0 | 0 | 0 | 0 | 3.2571e-07 | 6.1213e-06 | 0 | 6.1213e-06 | 6.4636e-06 | 0 | 6.4636e-06 | 5.9513e-06 | 0 | 5.9513e-06 | 5.6679e-06 | 0 | 5.6679e-06
[79 empty] | WLDFR | HFTD - Distribution - Tier 2 - 4QU CoRE ¦ 5QU LoRE | Non-Red Flag Warning - Catastrophic Fires | 2050 | 0 | 3.484e-10 | 3.2078e-10 | 3.0551e-10 | 18552.3348 | 319.4911 | 11216.5626 | 7016.281 | 0 | 0 | 0 | 0 | 3.2571e-07 | 0 | 0 | 0 | 6.4636e-06 | 0 | 6.4636e-06 | 5.9513e-06 | 0 | 5.9513e-06 | 5.6679e-06 | 0 | 5.6679e-06
[79 empty] | WLDFR | HFTD - Distribution - Tier 2 - 4QU CoRE ¦ 5QU LoRE | Non-Red Flag Warning - Catastrophic Fires | 2051 | 0 | 0 | 3.2078e-10 | 3.0551e-10 | 18552.3348 | 319.4911 | 11216.5626 | 7016.281 | 0 | 0 | 0 | 0 | 3.2571e-07 | 0 | 0 | 0 | 0 | 0 | 0 | 5.9513e-06 | 0 | 5.9513e-06 | 5.6679e-06 | 0 | 5.6679e-06
[79 empty] | WLDFR | HFTD - Distribution - Tier 2 - 4QU CoRE ¦ 5QU LoRE | Non-Red Flag Warning - Catastrophic Fires | 2052 | 0 | 0 | 0 | 3.0551e-10 | 18552.3348 | 319.4911 | 11216.5626 | 7016.281 | 0 | 0 | 0 | 0 | 3.2571e-07 | 0 | 0 | 0 | 0 | 0 | 0 | 0 | 0 | 0 | 5.6679e-06 | 0 | 5.6679e-06
[79 empty] | WLDFR | HFTD - Distribution - Tier 2 - 4QU CoRE ¦ 5QU LoRE | Non-Red Flag Warning - Destructive Fires | 2020 | 1.6079e-09 | 0 | 0 | 0 | 8807.9522 | 222.2294 | 8585.7228 | 0 | 0 | 0 | 0 | 0 | 3.4797e-07 | 1.4162e-05 | 0 | 1.4162e-05 | 0 | 0 | 0 | 0 | 0 | 0 | 0 | 0 | 0
[79 empty] | WLDFR | HFTD - Distribution - Tier 2 - 4QU CoRE ¦ 5QU LoRE | Non-Red Flag Warning - Destructive Fires | 2021 | 8.9932e-10 | 1.6978e-09 | 0 | 0 | 8807.9522 | 222.2294 | 8585.7228 | 0 | 0 | 0 | 0 | 0 | 3.4797e-07 | 7.9212e-06 | 0 | 7.9212e-06 | 1.4954e-05 | 0 | 1.4954e-05 | 0 | 0 | 0 | 0 | 0 | 0
[79 empty] | WLDFR | HFTD - Distribution - Tier 2 - 4QU CoRE ¦ 5QU LoRE | Non-Red Flag Warning - Destructive Fires | 2022 | 9.2702e-10 | 9.7885e-10 | 1.6127e-09 | 0 | 8807.9522 | 222.2294 | 8585.7228 | 0 | 0 | 0 | 0 | 0 | 3.446e-07 | 8.1652e-06 | 0 | 8.1652e-06 | 8.6217e-06 | 0 | 8.6217e-06 | 1.4204e-05 | 0 | 1.4204e-05 | 0 | 0 | 0
[79 empty] | WLDFR | HFTD - Distribution - Tier 2 - 4QU CoRE ¦ 5QU LoRE | Non-Red Flag Warning - Destructive Fires | 2023 | 9.2702e-10 | 9.7885e-10 | 9.0126e-10 | 1.5359e-09 | 9129.7461 | 233.2301 | 8896.516 | 0 | 0 | 0 | 0 | 0 | 3.446e-07 | 8.4635e-06 | 0 | 8.4635e-06 | 8.9367e-06 | 0 | 8.9367e-06 | 8.2283e-06 | 0 | 8.2283e-06 | 1.4022e-05 | 0 | 1.4022e-05
[79 empty] | WLDFR | HFTD - Distribution - Tier 2 - 4QU CoRE ¦ 5QU LoRE | Non-Red Flag Warning - Destructive Fires | 2024 | 9.2702e-10 | 9.7885e-10 | 9.0126e-10 | 8.5835e-10 | 9129.7461 | 233.2301 | 8896.516 | 0 | 0 | 0 | 0 | 0 | 3.446e-07 | 8.4635e-06 | 0 | 8.4635e-06 | 8.9367e-06 | 0 | 8.9367e-06 | 8.2283e-06 | 0 | 8.2283e-06 | 7.8365e-06 | 0 | 7.8365e-06
[79 empty] | WLDFR | HFTD - Distribution - Tier 2 - 4QU CoRE ¦ 5QU LoRE | Non-Red Flag Warning - Destructive Fires | 2025 | 9.2702e-10 | 9.7885e-10 | 9.0126e-10 | 8.5835e-10 | 9129.7461 | 233.2301 | 8896.516 | 0 | 0 | 0 | 0 | 0 | 3.446e-07 | 8.4635e-06 | 0 | 8.4635e-06 | 8.9367e-06 | 0 | 8.9367e-06 | 8.2283e-06 | 0 | 8.2283e-06 | 7.8365e-06 | 0 | 7.8365e-06
[79 empty] | WLDFR | HFTD - Distribution - Tier 2 - 4QU CoRE ¦ 5QU LoRE | Non-Red Flag Warning - Destructive Fires | 2026 | 9.2702e-10 | 9.7885e-10 | 9.0126e-10 | 8.5835e-10 | 9129.7461 | 233.2301 | 8896.516 | 0 | 0 | 0 | 0 | 0 | 3.446e-07 | 8.4635e-06 | 0 | 8.4635e-06 | 8.9367e-06 | 0 | 8.9367e-06 | 8.2283e-06 | 0 | 8.2283e-06 | 7.8365e-06 | 0 | 7.8365e-06
[79 empty] | WLDFR | HFTD - Distribution - Tier 2 - 4QU CoRE ¦ 5QU LoRE | Non-Red Flag Warning - Destructive Fires | 2027 | 9.2702e-10 | 9.7885e-10 | 9.0126e-10 | 8.5835e-10 | 9129.7461 | 233.2301 | 8896.516 | 0 | 0 | 0 | 0 | 0 | 3.446e-07 | 8.4635e-06 | 0 | 8.4635e-06 | 8.9367e-06 | 0 | 8.9367e-06 | 8.2283e-06 | 0 | 8.2283e-06 | 7.8365e-06 | 0 | 7.8365e-06
[79 empty] | WLDFR | HFTD - Distribution - Tier 2 - 4QU CoRE ¦ 5QU LoRE | Non-Red Flag Warning - Destructive Fires | 2028 | 9.2702e-10 | 9.7885e-10 | 9.0126e-10 | 8.5835e-10 | 9534.9221 | 247.273 | 9287.6491 | 0 | 0 | 0 | 0 | 0 | 3.446e-07 | 8.8391e-06 | 0 | 8.8391e-06 | 9.3333e-06 | 0 | 9.3333e-06 | 8.5935e-06 | 0 | 8.5935e-06 | 8.1843e-06 | 0 | 8.1843e-06
[79 empty] | WLDFR | HFTD - Distribution - Tier 2 - 4QU CoRE ¦ 5QU LoRE | Non-Red Flag Warning - Destructive Fires | 2029 | 9.2702e-10 | 9.7885e-10 | 9.0126e-10 | 8.5835e-10 | 9534.9221 | 247.273 | 9287.6491 | 0 | 0 | 0 | 0 | 0 | 3.446e-07 | 8.8391e-06 | 0 | 8.8391e-06 | 9.3333e-06 | 0 | 9.3333e-06 | 8.5935e-06 | 0 | 8.5935e-06 | 8.1843e-06 | 0 | 8.1843e-06
[79 empty] | WLDFR | HFTD - Distribution - Tier 2 - 4QU CoRE ¦ 5QU LoRE | Non-Red Flag Warning - Destructive Fires | 2030 | 9.2702e-10 | 9.7885e-10 | 9.0126e-10 | 8.5835e-10 | 9534.9221 | 247.273 | 9287.6491 | 0 | 0 | 0 | 0 | 0 | 3.446e-07 | 8.8391e-06 | 0 | 8.8391e-06 | 9.3333e-06 | 0 | 9.3333e-06 | 8.5935e-06 | 0 | 8.5935e-06 | 8.1843e-06 | 0 | 8.1843e-06
[79 empty] | WLDFR | HFTD - Distribution - Tier 2 - 4QU CoRE ¦ 5QU LoRE | Non-Red Flag Warning - Destructive Fires | 2031 | 9.2702e-10 | 9.7885e-10 | 9.0126e-10 | 8.5835e-10 | 9534.9221 | 247.273 | 9287.6491 | 0 | 0 | 0 | 0 | 0 | 3.446e-07 | 8.8391e-06 | 0 | 8.8391e-06 | 9.3333e-06 | 0 | 9.3333e-06 | 8.5935e-06 | 0 | 8.5935e-06 | 8.1843e-06 | 0 | 8.1843e-06
[79 empty] | WLDFR | HFTD - Distribution - Tier 2 - 4QU CoRE ¦ 5QU LoRE | Non-Red Flag Warning - Destructive Fires | 2032 | 9.2702e-10 | 9.7885e-10 | 9.0126e-10 | 8.5835e-10 | 9534.9221 | 247.273 | 9287.6491 | 0 | 0 | 0 | 0 | 0 | 3.446e-07 | 8.8391e-06 | 0 | 8.8391e-06 | 9.3333e-06 | 0 | 9.3333e-06 | 8.5935e-06 | 0 | 8.5935e-06 | 8.1843e-06 | 0 | 8.1843e-06
[79 empty] | WLDFR | HFTD - Distribution - Tier 2 - 4QU CoRE ¦ 5QU LoRE | Non-Red Flag Warning - Destructive Fires | 2033 | 9.2702e-10 | 9.7885e-10 | 9.0126e-10 | 8.5835e-10 | 9984.8474 | 263.1074 | 9721.74 | 0 | 0 | 0 | 0 | 0 | 3.446e-07 | 9.2562e-06 | 0 | 9.2562e-06 | 9.7737e-06 | 0 | 9.7737e-06 | 8.999e-06 | 0 | 8.999e-06 | 8.5705e-06 | 0 | 8.5705e-06
[79 empty] | WLDFR | HFTD - Distribution - Tier 2 - 4QU CoRE ¦ 5QU LoRE | Non-Red Flag Warning - Destructive Fires | 2034 | 9.2702e-10 | 9.7885e-10 | 9.0126e-10 | 8.5835e-10 | 9984.8474 | 263.1074 | 9721.74 | 0 | 0 | 0 | 0 | 0 | 3.446e-07 | 9.2562e-06 | 0 | 9.2562e-06 | 9.7737e-06 | 0 | 9.7737e-06 | 8.999e-06 | 0 | 8.999e-06 | 8.5705e-06 | 0 | 8.5705e-06
[79 empty] | WLDFR | HFTD - Distribution - Tier 2 - 4QU CoRE ¦ 5QU LoRE | Non-Red Flag Warning - Destructive Fires | 2035 | 9.2702e-10 | 9.7885e-10 | 9.0126e-10 | 8.5835e-10 | 9984.8474 | 263.1074 | 9721.74 | 0 | 0 | 0 | 0 | 0 | 3.446e-07 | 9.2562e-06 | 0 | 9.2562e-06 | 9.7737e-06 | 0 | 9.7737e-06 | 8.999e-06 | 0 | 8.999e-06 | 8.5705e-06 | 0 | 8.5705e-06
[79 empty] | WLDFR | HFTD - Distribution - Tier 2 - 4QU CoRE ¦ 5QU LoRE | Non-Red Flag Warning - Destructive Fires | 2036 | 9.2702e-10 | 9.7885e-10 | 9.0126e-10 | 8.5835e-10 | 9984.8474 | 263.1074 | 9721.74 | 0 | 0 | 0 | 0 | 0 | 3.446e-07 | 9.2562e-06 | 0 | 9.2562e-06 | 9.7737e-06 | 0 | 9.7737e-06 | 8.999e-06 | 0 | 8.999e-06 | 8.5705e-06 | 0 | 8.5705e-06
[79 empty] | WLDFR | HFTD - Distribution - Tier 2 - 4QU CoRE ¦ 5QU LoRE | Non-Red Flag Warning - Destructive Fires | 2037 | 9.2702e-10 | 9.7885e-10 | 9.0126e-10 | 8.5835e-10 | 9984.8474 | 263.1074 | 9721.74 | 0 | 0 | 0 | 0 | 0 | 3.446e-07 | 9.2562e-06 | 0 | 9.2562e-06 | 9.7737e-06 | 0 | 9.7737e-06 | 8.999e-06 | 0 | 8.999e-06 | 8.5705e-06 | 0 | 8.5705e-06
[79 empty] | WLDFR | HFTD - Distribution - Tier 2 - 4QU CoRE ¦ 5QU LoRE | Non-Red Flag Warning - Destructive Fires | 2038 | 9.2702e-10 | 9.7885e-10 | 9.0126e-10 | 8.5835e-10 | 10472.8261 | 280.5544 | 10192.2718 | 0 | 0 | 0 | 0 | 0 | 3.446e-07 | 9.7086e-06 | 0 | 9.7086e-06 | 1.0251e-05 | 0 | 1.0251e-05 | 9.4388e-06 | 0 | 9.4388e-06 | 8.9893e-06 | 0 | 8.9893e-06
[79 empty] | WLDFR | HFTD - Distribution - Tier 2 - 4QU CoRE ¦ 5QU LoRE | Non-Red Flag Warning - Destructive Fires | 2039 | 9.2702e-10 | 9.7885e-10 | 9.0126e-10 | 8.5835e-10 | 10472.8261 | 280.5544 | 10192.2718 | 0 | 0 | 0 | 0 | 0 | 3.446e-07 | 9.7086e-06 | 0 | 9.7086e-06 | 1.0251e-05 | 0 | 1.0251e-05 | 9.4388e-06 | 0 | 9.4388e-06 | 8.9893e-06 | 0 | 8.9893e-06
[79 empty] | WLDFR | HFTD - Distribution - Tier 2 - 4QU CoRE ¦ 5QU LoRE | Non-Red Flag Warning - Destructive Fires | 2040 | 9.2702e-10 | 9.7885e-10 | 9.0126e-10 | 8.5835e-10 | 10472.8261 | 280.5544 | 10192.2718 | 0 | 0 | 0 | 0 | 0 | 3.446e-07 | 9.7086e-06 | 0 | 9.7086e-06 | 1.0251e-05 | 0 | 1.0251e-05 | 9.4388e-06 | 0 | 9.4388e-06 | 8.9893e-06 | 0 | 8.9893e-06
[79 empty] | WLDFR | HFTD - Distribution - Tier 2 - 4QU CoRE ¦ 5QU LoRE | Non-Red Flag Warning - Destructive Fires | 2041 | 9.2702e-10 | 9.7885e-10 | 9.0126e-10 | 8.5835e-10 | 10472.8261 | 280.5544 | 10192.2718 | 0 | 0 | 0 | 0 | 0 | 3.446e-07 | 9.7086e-06 | 0 | 9.7086e-06 | 1.0251e-05 | 0 | 1.0251e-05 | 9.4388e-06 | 0 | 9.4388e-06 | 8.9893e-06 | 0 | 8.9893e-06
[79 empty] | WLDFR | HFTD - Distribution - Tier 2 - 4QU CoRE ¦ 5QU LoRE | Non-Red Flag Warning - Destructive Fires | 2042 | 9.2702e-10 | 9.7885e-10 | 9.0126e-10 | 8.5835e-10 | 10472.8261 | 280.5544 | 10192.2718 | 0 | 0 | 0 | 0 | 0 | 3.446e-07 | 9.7086e-06 | 0 | 9.7086e-06 | 1.0251e-05 | 0 | 1.0251e-05 | 9.4388e-06 | 0 | 9.4388e-06 | 8.9893e-06 | 0 | 8.9893e-06
[79 empty] | WLDFR | HFTD - Distribution - Tier 2 - 4QU CoRE ¦ 5QU LoRE | Non-Red Flag Warning - Destructive Fires | 2043 | 9.2702e-10 | 9.7885e-10 | 9.0126e-10 | 8.5835e-10 | 10992.1562 | 299.42 | 10692.7362 | 0 | 0 | 0 | 0 | 0 | 3.446e-07 | 1.019e-05 | 0 | 1.019e-05 | 1.076e-05 | 0 | 1.076e-05 | 9.9068e-06 | 0 | 9.9068e-06 | 9.4351e-06 | 0 | 9.4351e-06
[79 empty] | WLDFR | HFTD - Distribution - Tier 2 - 4QU CoRE ¦ 5QU LoRE | Non-Red Flag Warning - Destructive Fires | 2044 | 9.2702e-10 | 9.7885e-10 | 9.0126e-10 | 8.5835e-10 | 10992.1562 | 299.42 | 10692.7362 | 0 | 0 | 0 | 0 | 0 | 3.446e-07 | 1.019e-05 | 0 | 1.019e-05 | 1.076e-05 | 0 | 1.076e-05 | 9.9068e-06 | 0 | 9.9068e-06 | 9.4351e-06 | 0 | 9.4351e-06
[79 empty] | WLDFR | HFTD - Distribution - Tier 2 - 4QU CoRE ¦ 5QU LoRE | Non-Red Flag Warning - Destructive Fires | 2045 | 9.2702e-10 | 9.7885e-10 | 9.0126e-10 | 8.5835e-10 | 10992.1562 | 299.42 | 10692.7362 | 0 | 0 | 0 | 0 | 0 | 3.446e-07 | 1.019e-05 | 0 | 1.019e-05 | 1.076e-05 | 0 | 1.076e-05 | 9.9068e-06 | 0 | 9.9068e-06 | 9.4351e-06 | 0 | 9.4351e-06
[79 empty] | WLDFR | HFTD - Distribution - Tier 2 - 4QU CoRE ¦ 5QU LoRE | Non-Red Flag Warning - Destructive Fires | 2046 | 9.2702e-10 | 9.7885e-10 | 9.0126e-10 | 8.5835e-10 | 10992.1562 | 299.42 | 10692.7362 | 0 | 0 | 0 | 0 | 0 | 3.446e-07 | 1.019e-05 | 0 | 1.019e-05 | 1.076e-05 | 0 | 1.076e-05 | 9.9068e-06 | 0 | 9.9068e-06 | 9.4351e-06 | 0 | 9.4351e-06
[79 empty] | WLDFR | HFTD - Distribution - Tier 2 - 4QU CoRE ¦ 5QU LoRE | Non-Red Flag Warning - Destructive Fires | 2047 | 9.2702e-10 | 9.7885e-10 | 9.0126e-10 | 8.5835e-10 | 10992.1562 | 299.42 | 10692.7362 | 0 | 0 | 0 | 0 | 0 | 3.446e-07 | 1.019e-05 | 0 | 1.019e-05 | 1.076e-05 | 0 | 1.076e-05 | 9.9068e-06 | 0 | 9.9068e-06 | 9.4351e-06 | 0 | 9.4351e-06
[79 empty] | WLDFR | HFTD - Distribution - Tier 2 - 4QU CoRE ¦ 5QU LoRE | Non-Red Flag Warning - Destructive Fires | 2048 | 9.2702e-10 | 9.7885e-10 | 9.0126e-10 | 8.5835e-10 | 11536.0538 | 319.4911 | 11216.5626 | 0 | 0 | 0 | 0 | 0 | 3.446e-07 | 1.0694e-05 | 0 | 1.0694e-05 | 1.1292e-05 | 0 | 1.1292e-05 | 1.0397e-05 | 0 | 1.0397e-05 | 9.9019e-06 | 0 | 9.9019e-06
[79 empty] | WLDFR | HFTD - Distribution - Tier 2 - 4QU CoRE ¦ 5QU LoRE | Non-Red Flag Warning - Destructive Fires | 2049 | 9.2702e-10 | 9.7885e-10 | 9.0126e-10 | 8.5835e-10 | 11536.0538 | 319.4911 | 11216.5626 | 0 | 0 | 0 | 0 | 0 | 3.446e-07 | 1.0694e-05 | 0 | 1.0694e-05 | 1.1292e-05 | 0 | 1.1292e-05 | 1.0397e-05 | 0 | 1.0397e-05 | 9.9019e-06 | 0 | 9.9019e-06
[79 empty] | WLDFR | HFTD - Distribution - Tier 2 - 4QU CoRE ¦ 5QU LoRE | Non-Red Flag Warning - Destructive Fires | 2050 | 0 | 9.7885e-10 | 9.0126e-10 | 8.5835e-10 | 11536.0538 | 319.4911 | 11216.5626 | 0 | 0 | 0 | 0 | 0 | 3.446e-07 | 0 | 0 | 0 | 1.1292e-05 | 0 | 1.1292e-05 | 1.0397e-05 | 0 | 1.0397e-05 | 9.9019e-06 | 0 | 9.9019e-06
[79 empty] | WLDFR | HFTD - Distribution - Tier 2 - 4QU CoRE ¦ 5QU LoRE | Non-Red Flag Warning - Destructive Fires | 2051 | 0 | 0 | 9.0126e-10 | 8.5835e-10 | 11536.0538 | 319.4911 | 11216.5626 | 0 | 0 | 0 | 0 | 0 | 3.446e-07 | 0 | 0 | 0 | 0 | 0 | 0 | 1.0397e-05 | 0 | 1.0397e-05 | 9.9019e-06 | 0 | 9.9019e-06
[79 empty] | WLDFR | HFTD - Distribution - Tier 2 - 4QU CoRE ¦ 5QU LoRE | Non-Red Flag Warning - Destructive Fires | 2052 | 0 | 0 | 0 | 8.5835e-10 | 11536.0538 | 319.4911 | 11216.5626 | 0 | 0 | 0 | 0 | 0 | 3.446e-07 | 0 | 0 | 0 | 0 | 0 | 0 | 0 | 0 | 0 | 9.9019e-06 | 0 | 9.9019e-06
[79 empty] | WLDFR | HFTD - Distribution - Tier 2 - 4QU CoRE ¦ 5QU LoRE | Non-Red Flag Warning - Large Fires | 2020 | 5.788e-08 | 0 | 0 | 0 | 5.2406 | 0.69642 | 2.942 | 1.6022 | 0 | 0 | 0 | 0 | 1.0676e-05 | 3.0333e-07 | 0 | 3.0333e-07 | 0 | 0 | 0 | 0 | 0 | 0 | 0 | 0 | 0
[79 empty] | WLDFR | HFTD - Distribution - Tier 2 - 4QU CoRE ¦ 5QU LoRE | Non-Red Flag Warning - Large Fires | 2021 | 3.2332e-08 | 6.1117e-08 | 0 | 0 | 5.2406 | 0.69642 | 2.942 | 1.6022 | 0 | 0 | 0 | 0 | 1.0676e-05 | 1.6944e-07 | 0 | 1.6944e-07 | 3.2029e-07 | 0 | 3.2029e-07 | 0 | 0 | 0 | 0 | 0 | 0
[79 empty] | WLDFR | HFTD - Distribution - Tier 2 - 4QU CoRE ¦ 5QU LoRE | Non-Red Flag Warning - Large Fires | 2022 | 3.3334e-08 | 3.5198e-08 | 5.8068e-08 | 0 | 5.2406 | 0.69642 | 2.942 | 1.6022 | 0 | 0 | 0 | 0 | 1.0475e-05 | 1.7469e-07 | 0 | 1.7469e-07 | 1.8446e-07 | 0 | 1.8446e-07 | 3.0431e-07 | 0 | 3.0431e-07 | 0 | 0 | 0
[79 empty] | WLDFR | HFTD - Distribution - Tier 2 - 4QU CoRE ¦ 5QU LoRE | Non-Red Flag Warning - Large Fires | 2023 | 3.3334e-08 | 3.5198e-08 | 3.2408e-08 | 5.5303e-08 | 5.475 | 0.71896 | 3.0715 | 1.6846 | 0 | 0 | 0 | 0 | 1.0475e-05 | 1.8251e-07 | 0 | 1.8251e-07 | 1.9271e-07 | 0 | 1.9271e-07 | 1.7743e-07 | 0 | 1.7743e-07 | 3.0278e-07 | 0 | 3.0278e-07
[79 empty] | WLDFR | HFTD - Distribution - Tier 2 - 4QU CoRE ¦ 5QU LoRE | Non-Red Flag Warning - Large Fires | 2024 | 3.3334e-08 | 3.5198e-08 | 3.2408e-08 | 3.0865e-08 | 5.475 | 0.71896 | 3.0715 | 1.6846 | 0 | 0 | 0 | 0 | 1.0475e-05 | 1.8251e-07 | 0 | 1.8251e-07 | 1.9271e-07 | 0 | 1.9271e-07 | 1.7743e-07 | 0 | 1.7743e-07 | 1.6899e-07 | 0 | 1.6899e-07
[79 empty] | WLDFR | HFTD - Distribution - Tier 2 - 4QU CoRE ¦ 5QU LoRE | Non-Red Flag Warning - Large Fires | 2025 | 3.3334e-08 | 3.5198e-08 | 3.2408e-08 | 3.0865e-08 | 5.475 | 0.71896 | 3.0715 | 1.6846 | 0 | 0 | 0 | 0 | 1.0475e-05 | 1.8251e-07 | 0 | 1.8251e-07 | 1.9271e-07 | 0 | 1.9271e-07 | 1.7743e-07 | 0 | 1.7743e-07 | 1.6899e-07 | 0 | 1.6899e-07
[79 empty] | WLDFR | HFTD - Distribution - Tier 2 - 4QU CoRE ¦ 5QU LoRE | Non-Red Flag Warning - Large Fires | 2026 | 3.3334e-08 | 3.5198e-08 | 3.2408e-08 | 3.0865e-08 | 5.475 | 0.71896 | 3.0715 | 1.6846 | 0 | 0 | 0 | 0 | 1.0475e-05 | 1.8251e-07 | 0 | 1.8251e-07 | 1.9271e-07 | 0 | 1.9271e-07 | 1.7743e-07 | 0 | 1.7743e-07 | 1.6899e-07 | 0 | 1.6899e-07
[79 empty] | WLDFR | HFTD - Distribution - Tier 2 - 4QU CoRE ¦ 5QU LoRE | Non-Red Flag Warning - Large Fires | 2027 | 3.3334e-08 | 3.5198e-08 | 3.2408e-08 | 3.0865e-08 | 5.475 | 0.71896 | 3.0715 | 1.6846 | 0 | 0 | 0 | 0 | 1.0475e-05 | 1.8251e-07 | 0 | 1.8251e-07 | 1.9271e-07 | 0 | 1.9271e-07 | 1.7743e-07 | 0 | 1.7743e-07 | 1.6899e-07 | 0 | 1.6899e-07
[79 empty] | WLDFR | HFTD - Distribution - Tier 2 - 4QU CoRE ¦ 5QU LoRE | Non-Red Flag Warning - Large Fires | 2028 | 3.3334e-08 | 3.5198e-08 | 3.2408e-08 | 3.0865e-08 | 5.777 | 0.74734 | 3.238 | 1.7917 | 0 | 0 | 0 | 0 | 1.0475e-05 | 1.9257e-07 | 0 | 1.9257e-07 | 2.0334e-07 | 0 | 2.0334e-07 | 1.8722e-07 | 0 | 1.8722e-07 | 1.7831e-07 | 0 | 1.7831e-07
[79 empty] | WLDFR | HFTD - Distribution - Tier 2 - 4QU CoRE ¦ 5QU LoRE | Non-Red Flag Warning - Large Fires | 2029 | 3.3334e-08 | 3.5198e-08 | 3.2408e-08 | 3.0865e-08 | 5.777 | 0.74734 | 3.238 | 1.7917 | 0 | 0 | 0 | 0 | 1.0475e-05 | 1.9257e-07 | 0 | 1.9257e-07 | 2.0334e-07 | 0 | 2.0334e-07 | 1.8722e-07 | 0 | 1.8722e-07 | 1.7831e-07 | 0 | 1.7831e-07
[79 empty] | WLDFR | HFTD - Distribution - Tier 2 - 4QU CoRE ¦ 5QU LoRE | Non-Red Flag Warning - Large Fires | 2030 | 3.3334e-08 | 3.5198e-08 | 3.2408e-08 | 3.0865e-08 | 5.777 | 0.74734 | 3.238 | 1.7917 | 0 | 0 | 0 | 0 | 1.0475e-05 | 1.9257e-07 | 0 | 1.9257e-07 | 2.0334e-07 | 0 | 2.0334e-07 | 1.8722e-07 | 0 | 1.8722e-07 | 1.7831e-07 | 0 | 1.7831e-07
[79 empty] | WLDFR | HFTD - Distribution - Tier 2 - 4QU CoRE ¦ 5QU LoRE | Non-Red Flag Warning - Large Fires | 2031 | 3.3334e-08 | 3.5198e-08 | 3.2408e-08 | 3.0865e-08 | 5.777 | 0.74734 | 3.238 | 1.7917 | 0 | 0 | 0 | 0 | 1.0475e-05 | 1.9257e-07 | 0 | 1.9257e-07 | 2.0334e-07 | 0 | 2.0334e-07 | 1.8722e-07 | 0 | 1.8722e-07 | 1.7831e-07 | 0 | 1.7831e-07
[79 empty] | WLDFR | HFTD - Distribution - Tier 2 - 4QU CoRE ¦ 5QU LoRE | Non-Red Flag Warning - Large Fires | 2032 | 3.3334e-08 | 3.5198e-08 | 3.2408e-08 | 3.0865e-08 | 5.777 | 0.74734 | 3.238 | 1.7917 | 0 | 0 | 0 | 0 | 1.0475e-05 | 1.9257e-07 | 0 | 1.9257e-07 | 2.0334e-07 | 0 | 2.0334e-07 | 1.8722e-07 | 0 | 1.8722e-07 | 1.7831e-07 | 0 | 1.7831e-07
[79 empty] | WLDFR | HFTD - Distribution - Tier 2 - 4QU CoRE ¦ 5QU LoRE | Non-Red Flag Warning - Large Fires | 2033 | 3.3334e-08 | 3.5198e-08 | 3.2408e-08 | 3.0865e-08 | 6.1205 | 0.77885 | 3.4265 | 1.9151 | 0 | 0 | 0 | 0 | 1.0475e-05 | 2.0402e-07 | 0 | 2.0402e-07 | 2.1543e-07 | 0 | 2.1543e-07 | 1.9835e-07 | 0 | 1.9835e-07 | 1.8891e-07 | 0 | 1.8891e-07
[79 empty] | WLDFR | HFTD - Distribution - Tier 2 - 4QU CoRE ¦ 5QU LoRE | Non-Red Flag Warning - Large Fires | 2034 | 3.3334e-08 | 3.5198e-08 | 3.2408e-08 | 3.0865e-08 | 6.1205 | 0.77885 | 3.4265 | 1.9151 | 0 | 0 | 0 | 0 | 1.0475e-05 | 2.0402e-07 | 0 | 2.0402e-07 | 2.1543e-07 | 0 | 2.1543e-07 | 1.9835e-07 | 0 | 1.9835e-07 | 1.8891e-07 | 0 | 1.8891e-07
[79 empty] | WLDFR | HFTD - Distribution - Tier 2 - 4QU CoRE ¦ 5QU LoRE | Non-Red Flag Warning - Large Fires | 2035 | 3.3334e-08 | 3.5198e-08 | 3.2408e-08 | 3.0865e-08 | 6.1205 | 0.77885 | 3.4265 | 1.9151 | 0 | 0 | 0 | 0 | 1.0475e-05 | 2.0402e-07 | 0 | 2.0402e-07 | 2.1543e-07 | 0 | 2.1543e-07 | 1.9835e-07 | 0 | 1.9835e-07 | 1.8891e-07 | 0 | 1.8891e-07
[79 empty] | WLDFR | HFTD - Distribution - Tier 2 - 4QU CoRE ¦ 5QU LoRE | Non-Red Flag Warning - Large Fires | 2036 | 3.3334e-08 | 3.5198e-08 | 3.2408e-08 | 3.0865e-08 | 6.1205 | 0.77885 | 3.4265 | 1.9151 | 0 | 0 | 0 | 0 | 1.0475e-05 | 2.0402e-07 | 0 | 2.0402e-07 | 2.1543e-07 | 0 | 2.1543e-07 | 1.9835e-07 | 0 | 1.9835e-07 | 1.8891e-07 | 0 | 1.8891e-07
[79 empty] | WLDFR | HFTD - Distribution - Tier 2 - 4QU CoRE ¦ 5QU LoRE | Non-Red Flag Warning - Large Fires | 2037 | 3.3334e-08 | 3.5198e-08 | 3.2408e-08 | 3.0865e-08 | 6.1205 | 0.77885 | 3.4265 | 1.9151 | 0 | 0 | 0 | 0 | 1.0475e-05 | 2.0402e-07 | 0 | 2.0402e-07 | 2.1543e-07 | 0 | 2.1543e-07 | 1.9835e-07 | 0 | 1.9835e-07 | 1.8891e-07 | 0 | 1.8891e-07
[79 empty] | WLDFR | HFTD - Distribution - Tier 2 - 4QU CoRE ¦ 5QU LoRE | Non-Red Flag Warning - Large Fires | 2038 | 3.3334e-08 | 3.5198e-08 | 3.2408e-08 | 3.0865e-08 | 6.5028 | 0.81304 | 3.6355 | 2.0543 | 0 | 0 | 0 | 0 | 1.0475e-05 | 2.1677e-07 | 0 | 2.1677e-07 | 2.2889e-07 | 0 | 2.2889e-07 | 2.1074e-07 | 0 | 2.1074e-07 | 2.0071e-07 | 0 | 2.0071e-07
[79 empty] | WLDFR | HFTD - Distribution - Tier 2 - 4QU CoRE ¦ 5QU LoRE | Non-Red Flag Warning - Large Fires | 2039 | 3.3334e-08 | 3.5198e-08 | 3.2408e-08 | 3.0865e-08 | 6.5028 | 0.81304 | 3.6355 | 2.0543 | 0 | 0 | 0 | 0 | 1.0475e-05 | 2.1677e-07 | 0 | 2.1677e-07 | 2.2889e-07 | 0 | 2.2889e-07 | 2.1074e-07 | 0 | 2.1074e-07 | 2.0071e-07 | 0 | 2.0071e-07
[79 empty] | WLDFR | HFTD - Distribution - Tier 2 - 4QU CoRE ¦ 5QU LoRE | Non-Red Flag Warning - Large Fires | 2040 | 3.3334e-08 | 3.5198e-08 | 3.2408e-08 | 3.0865e-08 | 6.5028 | 0.81304 | 3.6355 | 2.0543 | 0 | 0 | 0 | 0 | 1.0475e-05 | 2.1677e-07 | 0 | 2.1677e-07 | 2.2889e-07 | 0 | 2.2889e-07 | 2.1074e-07 | 0 | 2.1074e-07 | 2.0071e-07 | 0 | 2.0071e-07
[79 empty] | WLDFR | HFTD - Distribution - Tier 2 - 4QU CoRE ¦ 5QU LoRE | Non-Red Flag Warning - Large Fires | 2041 | 3.3334e-08 | 3.5198e-08 | 3.2408e-08 | 3.0865e-08 | 6.5028 | 0.81304 | 3.6355 | 2.0543 | 0 | 0 | 0 | 0 | 1.0475e-05 | 2.1677e-07 | 0 | 2.1677e-07 | 2.2889e-07 | 0 | 2.2889e-07 | 2.1074e-07 | 0 | 2.1074e-07 | 2.0071e-07 | 0 | 2.0071e-07
[79 empty] | WLDFR | HFTD - Distribution - Tier 2 - 4QU CoRE ¦ 5QU LoRE | Non-Red Flag Warning - Large Fires | 2042 | 3.3334e-08 | 3.5198e-08 | 3.2408e-08 | 3.0865e-08 | 6.5028 | 0.81304 | 3.6355 | 2.0543 | 0 | 0 | 0 | 0 | 1.0475e-05 | 2.1677e-07 | 0 | 2.1677e-07 | 2.2889e-07 | 0 | 2.2889e-07 | 2.1074e-07 | 0 | 2.1074e-07 | 2.0071e-07 | 0 | 2.0071e-07
[79 empty] | WLDFR | HFTD - Distribution - Tier 2 - 4QU CoRE ¦ 5QU LoRE | Non-Red Flag Warning - Large Fires | 2043 | 3.3334e-08 | 3.5198e-08 | 3.2408e-08 | 3.0865e-08 | 6.9209 | 0.84944 | 3.8632 | 2.2083 | 0 | 0 | 0 | 0 | 1.0475e-05 | 2.307e-07 | 0 | 2.307e-07 | 2.436e-07 | 0 | 2.436e-07 | 2.2429e-07 | 0 | 2.2429e-07 | 2.1361e-07 | 0 | 2.1361e-07
[79 empty] | WLDFR | HFTD - Distribution - Tier 2 - 4QU CoRE ¦ 5QU LoRE | Non-Red Flag Warning - Large Fires | 2044 | 3.3334e-08 | 3.5198e-08 | 3.2408e-08 | 3.0865e-08 | 6.9209 | 0.84944 | 3.8632 | 2.2083 | 0 | 0 | 0 | 0 | 1.0475e-05 | 2.307e-07 | 0 | 2.307e-07 | 2.436e-07 | 0 | 2.436e-07 | 2.2429e-07 | 0 | 2.2429e-07 | 2.1361e-07 | 0 | 2.1361e-07
[79 empty] | WLDFR | HFTD - Distribution - Tier 2 - 4QU CoRE ¦ 5QU LoRE | Non-Red Flag Warning - Large Fires | 2045 | 3.3334e-08 | 3.5198e-08 | 3.2408e-08 | 3.0865e-08 | 6.9209 | 0.84944 | 3.8632 | 2.2083 | 0 | 0 | 0 | 0 | 1.0475e-05 | 2.307e-07 | 0 | 2.307e-07 | 2.436e-07 | 0 | 2.436e-07 | 2.2429e-07 | 0 | 2.2429e-07 | 2.1361e-07 | 0 | 2.1361e-07
[79 empty] | WLDFR | HFTD - Distribution - Tier 2 - 4QU CoRE ¦ 5QU LoRE | Non-Red Flag Warning - Large Fires | 2046 | 3.3334e-08 | 3.5198e-08 | 3.2408e-08 | 3.0865e-08 | 6.9209 | 0.84944 | 3.8632 | 2.2083 | 0 | 0 | 0 | 0 | 1.0475e-05 | 2.307e-07 | 0 | 2.307e-07 | 2.436e-07 | 0 | 2.436e-07 | 2.2429e-07 | 0 | 2.2429e-07 | 2.1361e-07 | 0 | 2.1361e-07
[79 empty] | WLDFR | HFTD - Distribution - Tier 2 - 4QU CoRE ¦ 5QU LoRE | Non-Red Flag Warning - Large Fires | 2047 | 3.3334e-08 | 3.5198e-08 | 3.2408e-08 | 3.0865e-08 | 6.9209 | 0.84944 | 3.8632 | 2.2083 | 0 | 0 | 0 | 0 | 1.0475e-05 | 2.307e-07 | 0 | 2.307e-07 | 2.436e-07 | 0 | 2.436e-07 | 2.2429e-07 | 0 | 2.2429e-07 | 2.1361e-07 | 0 | 2.1361e-07
[79 empty] | WLDFR | HFTD - Distribution - Tier 2 - 4QU CoRE ¦ 5QU LoRE | Non-Red Flag Warning - Large Fires | 2048 | 3.3334e-08 | 3.5198e-08 | 3.2408e-08 | 3.0865e-08 | 7.3713 | 0.88759 | 4.1075 | 2.3763 | 0 | 0 | 0 | 0 | 1.0475e-05 | 2.4572e-07 | 0 | 2.4572e-07 | 2.5946e-07 | 0 | 2.5946e-07 | 2.3889e-07 | 0 | 2.3889e-07 | 2.2751e-07 | 0 | 2.2751e-07
[79 empty] | WLDFR | HFTD - Distribution - Tier 2 - 4QU CoRE ¦ 5QU LoRE | Non-Red Flag Warning - Large Fires | 2049 | 3.3334e-08 | 3.5198e-08 | 3.2408e-08 | 3.0865e-08 | 7.3713 | 0.88759 | 4.1075 | 2.3763 | 0 | 0 | 0 | 0 | 1.0475e-05 | 2.4572e-07 | 0 | 2.4572e-07 | 2.5946e-07 | 0 | 2.5946e-07 | 2.3889e-07 | 0 | 2.3889e-07 | 2.2751e-07 | 0 | 2.2751e-07
[79 empty] | WLDFR | HFTD - Distribution - Tier 2 - 4QU CoRE ¦ 5QU LoRE | Non-Red Flag Warning - Large Fires | 2050 | 0 | 3.5198e-08 | 3.2408e-08 | 3.0865e-08 | 7.3713 | 0.88759 | 4.1075 | 2.3763 | 0 | 0 | 0 | 0 | 1.0475e-05 | 0 | 0 | 0 | 2.5946e-07 | 0 | 2.5946e-07 | 2.3889e-07 | 0 | 2.3889e-07 | 2.2751e-07 | 0 | 2.2751e-07
[79 empty] | WLDFR | HFTD - Distribution - Tier 2 - 4QU CoRE ¦ 5QU LoRE | Non-Red Flag Warning - Large Fires | 2051 | 0 | 0 | 3.2408e-08 | 3.0865e-08 | 7.3713 | 0.88759 | 4.1075 | 2.3763 | 0 | 0 | 0 | 0 | 1.0475e-05 | 0 | 0 | 0 | 0 | 0 | 0 | 2.3889e-07 | 0 | 2.3889e-07 | 2.2751e-07 | 0 | 2.2751e-07
[79 empty] | WLDFR | HFTD - Distribution - Tier 2 - 4QU CoRE ¦ 5QU LoRE | Non-Red Flag Warning - Large Fires | 2052 | 0 | 0 | 0 | 3.0865e-08 | 7.3713 | 0.88759 | 4.1075 | 2.3763 | 0 | 0 | 0 | 0 | 1.0475e-05 | 0 | 0 | 0 | 0 | 0 | 0 | 0 | 0 | 0 | 2.2751e-07 | 0 | 2.2751e-07
[79 empty] | WLDFR | HFTD - Distribution - Tier 2 - 4QU CoRE ¦ 5QU LoRE | Non-Red Flag Warning - Small Fires | 2020 | 1.3539e-05 | 0 | 0 | 0 | 0.077901 | 0.036425 | 0.0015809 | 0.039895 | 0 | 0 | 0 | 0 | 0.0022048 | 1.0547e-06 | 0 | 1.0547e-06 | 0 | 0 | 0 | 0 | 0 | 0 | 0 | 0 | 0
[79 empty] | WLDFR | HFTD - Distribution - Tier 2 - 4QU CoRE ¦ 5QU LoRE | Non-Red Flag Warning - Small Fires | 2021 | 7.6321e-06 | 1.4295e-05 | 0 | 0 | 0.077901 | 0.036425 | 0.0015809 | 0.039895 | 0 | 0 | 0 | 0 | 0.0022048 | 5.9454e-07 | 0 | 5.9454e-07 | 1.1136e-06 | 0 | 1.1136e-06 | 0 | 0 | 0 | 0 | 0 | 0
[79 empty] | WLDFR | HFTD - Distribution - Tier 2 - 4QU CoRE ¦ 5QU LoRE | Non-Red Flag Warning - Small Fires | 2022 | 7.8546e-06 | 8.2937e-06 | 1.3556e-05 | 0 | 0.077901 | 0.036425 | 0.0015809 | 0.039895 | 0 | 0 | 0 | 0 | 0.0021776 | 6.1188e-07 | 0 | 6.1188e-07 | 6.4609e-07 | 0 | 6.4609e-07 | 1.056e-06 | 0 | 1.056e-06 | 0 | 0 | 0
[79 empty] | WLDFR | HFTD - Distribution - Tier 2 - 4QU CoRE ¦ 5QU LoRE | Non-Red Flag Warning - Small Fires | 2023 | 7.8546e-06 | 8.2937e-06 | 7.6363e-06 | 1.2911e-05 | 0.080408 | 0.03759 | 0.0016314 | 0.041187 | 0 | 0 | 0 | 0 | 0.0021776 | 6.3157e-07 | 0 | 6.3157e-07 | 6.6688e-07 | 0 | 6.6688e-07 | 6.1402e-07 | 0 | 6.1402e-07 | 1.0381e-06 | 0 | 1.0381e-06
[79 empty] | WLDFR | HFTD - Distribution - Tier 2 - 4QU CoRE ¦ 5QU LoRE | Non-Red Flag Warning - Small Fires | 2024 | 7.8546e-06 | 8.2937e-06 | 7.6363e-06 | 7.2727e-06 | 0.080408 | 0.03759 | 0.0016314 | 0.041187 | 0 | 0 | 0 | 0 | 0.0021776 | 6.3157e-07 | 0 | 6.3157e-07 | 6.6688e-07 | 0 | 6.6688e-07 | 6.1402e-07 | 0 | 6.1402e-07 | 5.8478e-07 | 0 | 5.8478e-07
[79 empty] | WLDFR | HFTD - Distribution - Tier 2 - 4QU CoRE ¦ 5QU LoRE | Non-Red Flag Warning - Small Fires | 2025 | 7.8546e-06 | 8.2937e-06 | 7.6363e-06 | 7.2727e-06 | 0.080408 | 0.03759 | 0.0016314 | 0.041187 | 0 | 0 | 0 | 0 | 0.0021776 | 6.3157e-07 | 0 | 6.3157e-07 | 6.6688e-07 | 0 | 6.6688e-07 | 6.1402e-07 | 0 | 6.1402e-07 | 5.8478e-07 | 0 | 5.8478e-07
[79 empty] | WLDFR | HFTD - Distribution - Tier 2 - 4QU CoRE ¦ 5QU LoRE | Non-Red Flag Warning - Small Fires | 2026 | 7.8546e-06 | 8.2937e-06 | 7.6363e-06 | 7.2727e-06 | 0.080408 | 0.03759 | 0.0016314 | 0.041187 | 0 | 0 | 0 | 0 | 0.0021776 | 6.3157e-07 | 0 | 6.3157e-07 | 6.6688e-07 | 0 | 6.6688e-07 | 6.1402e-07 | 0 | 6.1402e-07 | 5.8478e-07 | 0 | 5.8478e-07
[79 empty] | WLDFR | HFTD - Distribution - Tier 2 - 4QU CoRE ¦ 5QU LoRE | Non-Red Flag Warning - Small Fires | 2027 | 7.8546e-06 | 8.2937e-06 | 7.6363e-06 | 7.2727e-06 | 0.080408 | 0.03759 | 0.0016314 | 0.041187 | 0 | 0 | 0 | 0 | 0.0021776 | 6.3157e-07 | 0 | 6.3157e-07 | 6.6688e-07 | 0 | 6.6688e-07 | 6.1402e-07 | 0 | 6.1402e-07 | 5.8478e-07 | 0 | 5.8478e-07
[79 empty] | WLDFR | HFTD - Distribution - Tier 2 - 4QU CoRE ¦ 5QU LoRE | Non-Red Flag Warning - Small Fires | 2028 | 7.8546e-06 | 8.2937e-06 | 7.6363e-06 | 7.2727e-06 | 0.083606 | 0.039055 | 0.001695 | 0.042856 | 0 | 0 | 0 | 0 | 0.0021776 | 6.5669e-07 | 0 | 6.5669e-07 | 6.9341e-07 | 0 | 6.9341e-07 | 6.3844e-07 | 0 | 6.3844e-07 | 6.0804e-07 | 0 | 6.0804e-07
[79 empty] | WLDFR | HFTD - Distribution - Tier 2 - 4QU CoRE ¦ 5QU LoRE | Non-Red Flag Warning - Small Fires | 2029 | 7.8546e-06 | 8.2937e-06 | 7.6363e-06 | 7.2727e-06 | 0.083606 | 0.039055 | 0.001695 | 0.042856 | 0 | 0 | 0 | 0 | 0.0021776 | 6.5669e-07 | 0 | 6.5669e-07 | 6.9341e-07 | 0 | 6.9341e-07 | 6.3844e-07 | 0 | 6.3844e-07 | 6.0804e-07 | 0 | 6.0804e-07
[79 empty] | WLDFR | HFTD - Distribution - Tier 2 - 4QU CoRE ¦ 5QU LoRE | Non-Red Flag Warning - Small Fires | 2030 | 7.8546e-06 | 8.2937e-06 | 7.6363e-06 | 7.2727e-06 | 0.083606 | 0.039055 | 0.001695 | 0.042856 | 0 | 0 | 0 | 0 | 0.0021776 | 6.5669e-07 | 0 | 6.5669e-07 | 6.9341e-07 | 0 | 6.9341e-07 | 6.3844e-07 | 0 | 6.3844e-07 | 6.0804e-07 | 0 | 6.0804e-07
[79 empty] | WLDFR | HFTD - Distribution - Tier 2 - 4QU CoRE ¦ 5QU LoRE | Non-Red Flag Warning - Small Fires | 2031 | 7.8546e-06 | 8.2937e-06 | 7.6363e-06 | 7.2727e-06 | 0.083606 | 0.039055 | 0.001695 | 0.042856 | 0 | 0 | 0 | 0 | 0.0021776 | 6.5669e-07 | 0 | 6.5669e-07 | 6.9341e-07 | 0 | 6.9341e-07 | 6.3844e-07 | 0 | 6.3844e-07 | 6.0804e-07 | 0 | 6.0804e-07
[79 empty] | WLDFR | HFTD - Distribution - Tier 2 - 4QU CoRE ¦ 5QU LoRE | Non-Red Flag Warning - Small Fires | 2032 | 7.8546e-06 | 8.2937e-06 | 7.6363e-06 | 7.2727e-06 | 0.083606 | 0.039055 | 0.001695 | 0.042856 | 0 | 0 | 0 | 0 | 0.0021776 | 6.5669e-07 | 0 | 6.5669e-07 | 6.9341e-07 | 0 | 6.9341e-07 | 6.3844e-07 | 0 | 6.3844e-07 | 6.0804e-07 | 0 | 6.0804e-07
[79 empty] | WLDFR | HFTD - Distribution - Tier 2 - 4QU CoRE ¦ 5QU LoRE | Non-Red Flag Warning - Small Fires | 2033 | 7.8546e-06 | 8.2937e-06 | 7.6363e-06 | 7.2727e-06 | 0.087211 | 0.040679 | 0.0017655 | 0.044766 | 0 | 0 | 0 | 0 | 0.0021776 | 6.85e-07 | 0 | 6.85e-07 | 7.233e-07 | 0 | 7.233e-07 | 6.6597e-07 | 0 | 6.6597e-07 | 6.3426e-07 | 0 | 6.3426e-07
[79 empty] | WLDFR | HFTD - Distribution - Tier 2 - 4QU CoRE ¦ 5QU LoRE | Non-Red Flag Warning - Small Fires | 2034 | 7.8546e-06 | 8.2937e-06 | 7.6363e-06 | 7.2727e-06 | 0.087211 | 0.040679 | 0.0017655 | 0.044766 | 0 | 0 | 0 | 0 | 0.0021776 | 6.85e-07 | 0 | 6.85e-07 | 7.233e-07 | 0 | 7.233e-07 | 6.6597e-07 | 0 | 6.6597e-07 | 6.3426e-07 | 0 | 6.3426e-07
[79 empty] | WLDFR | HFTD - Distribution - Tier 2 - 4QU CoRE ¦ 5QU LoRE | Non-Red Flag Warning - Small Fires | 2035 | 7.8546e-06 | 8.2937e-06 | 7.6363e-06 | 7.2727e-06 | 0.087211 | 0.040679 | 0.0017655 | 0.044766 | 0 | 0 | 0 | 0 | 0.0021776 | 6.85e-07 | 0 | 6.85e-07 | 7.233e-07 | 0 | 7.233e-07 | 6.6597e-07 | 0 | 6.6597e-07 | 6.3426e-07 | 0 | 6.3426e-07
[79 empty] | WLDFR | HFTD - Distribution - Tier 2 - 4QU CoRE ¦ 5QU LoRE | Non-Red Flag Warning - Small Fires | 2036 | 7.8546e-06 | 8.2937e-06 | 7.6363e-06 | 7.2727e-06 | 0.087211 | 0.040679 | 0.0017655 | 0.044766 | 0 | 0 | 0 | 0 | 0.0021776 | 6.85e-07 | 0 | 6.85e-07 | 7.233e-07 | 0 | 7.233e-07 | 6.6597e-07 | 0 | 6.6597e-07 | 6.3426e-07 | 0 | 6.3426e-07
[79 empty] | WLDFR | HFTD - Distribution - Tier 2 - 4QU CoRE ¦ 5QU LoRE | Non-Red Flag Warning - Small Fires | 2037 | 7.8546e-06 | 8.2937e-06 | 7.6363e-06 | 7.2727e-06 | 0.087211 | 0.040679 | 0.0017655 | 0.044766 | 0 | 0 | 0 | 0 | 0.0021776 | 6.85e-07 | 0 | 6.85e-07 | 7.233e-07 | 0 | 7.233e-07 | 6.6597e-07 | 0 | 6.6597e-07 | 6.3426e-07 | 0 | 6.3426e-07
[79 empty] | WLDFR | HFTD - Distribution - Tier 2 - 4QU CoRE ¦ 5QU LoRE | Non-Red Flag Warning - Small Fires | 2038 | 7.8546e-06 | 8.2937e-06 | 7.6363e-06 | 7.2727e-06 | 0.091184 | 0.042438 | 0.0018418 | 0.046905 | 0 | 0 | 0 | 0 | 0.0021776 | 7.1621e-07 | 0 | 7.1621e-07 | 7.5626e-07 | 0 | 7.5626e-07 | 6.9631e-07 | 0 | 6.9631e-07 | 6.6315e-07 | 0 | 6.6315e-07
[79 empty] | WLDFR | HFTD - Distribution - Tier 2 - 4QU CoRE ¦ 5QU LoRE | Non-Red Flag Warning - Small Fires | 2039 | 7.8546e-06 | 8.2937e-06 | 7.6363e-06 | 7.2727e-06 | 0.091184 | 0.042438 | 0.0018418 | 0.046905 | 0 | 0 | 0 | 0 | 0.0021776 | 7.1621e-07 | 0 | 7.1621e-07 | 7.5626e-07 | 0 | 7.5626e-07 | 6.9631e-07 | 0 | 6.9631e-07 | 6.6315e-07 | 0 | 6.6315e-07
[79 empty] | WLDFR | HFTD - Distribution - Tier 2 - 4QU CoRE ¦ 5QU LoRE | Non-Red Flag Warning - Small Fires | 2040 | 7.8546e-06 | 8.2937e-06 | 7.6363e-06 | 7.2727e-06 | 0.091184 | 0.042438 | 0.0018418 | 0.046905 | 0 | 0 | 0 | 0 | 0.0021776 | 7.1621e-07 | 0 | 7.1621e-07 | 7.5626e-07 | 0 | 7.5626e-07 | 6.9631e-07 | 0 | 6.9631e-07 | 6.6315e-07 | 0 | 6.6315e-07
[79 empty] | WLDFR | HFTD - Distribution - Tier 2 - 4QU CoRE ¦ 5QU LoRE | Non-Red Flag Warning - Small Fires | 2041 | 7.8546e-06 | 8.2937e-06 | 7.6363e-06 | 7.2727e-06 | 0.091184 | 0.042438 | 0.0018418 | 0.046905 | 0 | 0 | 0 | 0 | 0.0021776 | 7.1621e-07 | 0 | 7.1621e-07 | 7.5626e-07 | 0 | 7.5626e-07 | 6.9631e-07 | 0 | 6.9631e-07 | 6.6315e-07 | 0 | 6.6315e-07
[79 empty] | WLDFR | HFTD - Distribution - Tier 2 - 4QU CoRE ¦ 5QU LoRE | Non-Red Flag Warning - Small Fires | 2042 | 7.8546e-06 | 8.2937e-06 | 7.6363e-06 | 7.2727e-06 | 0.091184 | 0.042438 | 0.0018418 | 0.046905 | 0 | 0 | 0 | 0 | 0.0021776 | 7.1621e-07 | 0 | 7.1621e-07 | 7.5626e-07 | 0 | 7.5626e-07 | 6.9631e-07 | 0 | 6.9631e-07 | 6.6315e-07 | 0 | 6.6315e-07
[79 empty] | WLDFR | HFTD - Distribution - Tier 2 - 4QU CoRE ¦ 5QU LoRE | Non-Red Flag Warning - Small Fires | 2043 | 7.8546e-06 | 8.2937e-06 | 7.6363e-06 | 7.2727e-06 | 0.095486 | 0.044306 | 0.0019228 | 0.049257 | 0 | 0 | 0 | 0 | 0.0021776 | 7.5e-07 | 0 | 7.5e-07 | 7.9193e-07 | 0 | 7.9193e-07 | 7.2916e-07 | 0 | 7.2916e-07 | 6.9444e-07 | 0 | 6.9444e-07
[79 empty] | WLDFR | HFTD - Distribution - Tier 2 - 4QU CoRE ¦ 5QU LoRE | Non-Red Flag Warning - Small Fires | 2044 | 7.8546e-06 | 8.2937e-06 | 7.6363e-06 | 7.2727e-06 | 0.095486 | 0.044306 | 0.0019228 | 0.049257 | 0 | 0 | 0 | 0 | 0.0021776 | 7.5e-07 | 0 | 7.5e-07 | 7.9193e-07 | 0 | 7.9193e-07 | 7.2916e-07 | 0 | 7.2916e-07 | 6.9444e-07 | 0 | 6.9444e-07
[79 empty] | WLDFR | HFTD - Distribution - Tier 2 - 4QU CoRE ¦ 5QU LoRE | Non-Red Flag Warning - Small Fires | 2045 | 7.8546e-06 | 8.2937e-06 | 7.6363e-06 | 7.2727e-06 | 0.095486 | 0.044306 | 0.0019228 | 0.049257 | 0 | 0 | 0 | 0 | 0.0021776 | 7.5e-07 | 0 | 7.5e-07 | 7.9193e-07 | 0 | 7.9193e-07 | 7.2916e-07 | 0 | 7.2916e-07 | 6.9444e-07 | 0 | 6.9444e-07
[79 empty] | WLDFR | HFTD - Distribution - Tier 2 - 4QU CoRE ¦ 5QU LoRE | Non-Red Flag Warning - Small Fires | 2046 | 7.8546e-06 | 8.2937e-06 | 7.6363e-06 | 7.2727e-06 | 0.095486 | 0.044306 | 0.0019228 | 0.049257 | 0 | 0 | 0 | 0 | 0.0021776 | 7.5e-07 | 0 | 7.5e-07 | 7.9193e-07 | 0 | 7.9193e-07 | 7.2916e-07 | 0 | 7.2916e-07 | 6.9444e-07 | 0 | 6.9444e-07
[79 empty] | WLDFR | HFTD - Distribution - Tier 2 - 4QU CoRE ¦ 5QU LoRE | Non-Red Flag Warning - Small Fires | 2047 | 7.8546e-06 | 8.2937e-06 | 7.6363e-06 | 7.2727e-06 | 0.095486 | 0.044306 | 0.0019228 | 0.049257 | 0 | 0 | 0 | 0 | 0.0021776 | 7.5e-07 | 0 | 7.5e-07 | 7.9193e-07 | 0 | 7.9193e-07 | 7.2916e-07 | 0 | 7.2916e-07 | 6.9444e-07 | 0 | 6.9444e-07
[79 empty] | WLDFR | HFTD - Distribution - Tier 2 - 4QU CoRE ¦ 5QU LoRE | Non-Red Flag Warning - Small Fires | 2048 | 7.8546e-06 | 8.2937e-06 | 7.6363e-06 | 7.2727e-06 | 0.10007 | 0.04626 | 0.0020076 | 0.051804 | 0 | 0 | 0 | 0 | 0.0021776 | 7.8602e-07 | 0 | 7.8602e-07 | 8.2997e-07 | 0 | 8.2997e-07 | 7.6418e-07 | 0 | 7.6418e-07 | 7.2779e-07 | 0 | 7.2779e-07
[79 empty] | WLDFR | HFTD - Distribution - Tier 2 - 4QU CoRE ¦ 5QU LoRE | Non-Red Flag Warning - Small Fires | 2049 | 7.8546e-06 | 8.2937e-06 | 7.6363e-06 | 7.2727e-06 | 0.10007 | 0.04626 | 0.0020076 | 0.051804 | 0 | 0 | 0 | 0 | 0.0021776 | 7.8602e-07 | 0 | 7.8602e-07 | 8.2997e-07 | 0 | 8.2997e-07 | 7.6418e-07 | 0 | 7.6418e-07 | 7.2779e-07 | 0 | 7.2779e-07
[79 empty] | WLDFR | HFTD - Distribution - Tier 2 - 4QU CoRE ¦ 5QU LoRE | Non-Red Flag Warning - Small Fires | 2050 | 0 | 8.2937e-06 | 7.6363e-06 | 7.2727e-06 | 0.10007 | 0.04626 | 0.0020076 | 0.051804 | 0 | 0 | 0 | 0 | 0.0021776 | 0 | 0 | 0 | 8.2997e-07 | 0 | 8.2997e-07 | 7.6418e-07 | 0 | 7.6418e-07 | 7.2779e-07 | 0 | 7.2779e-07
[79 empty] | WLDFR | HFTD - Distribution - Tier 2 - 4QU CoRE ¦ 5QU LoRE | Non-Red Flag Warning - Small Fires | 2051 | 0 | 0 | 7.6363e-06 | 7.2727e-06 | 0.10007 | 0.04626 | 0.0020076 | 0.051804 | 0 | 0 | 0 | 0 | 0.0021776 | 0 | 0 | 0 | 0 | 0 | 0 | 7.6418e-07 | 0 | 7.6418e-07 | 7.2779e-07 | 0 | 7.2779e-07
[79 empty] | WLDFR | HFTD - Distribution - Tier 2 - 4QU CoRE ¦ 5QU LoRE | Non-Red Flag Warning - Small Fires | 2052 | 0 | 0 | 0 | 7.2727e-06 | 0.10007 | 0.04626 | 0.0020076 | 0.051804 | 0 | 0 | 0 | 0 | 0.0021776 | 0 | 0 | 0 | 0 | 0 | 0 | 0 | 0 | 0 | 7.2779e-07 | 0 | 7.2779e-07
[79 empty] | WLDFR | HFTD - Distribution - Tier 2 - 4QU CoRE ¦ 5QU LoRE | Red Flag Warning - Catastrophic Fires | 2020 | 5.8513e-08 | 0 | 0 | 0 | 14146.1306 | 222.2294 | 8585.7228 | 5338.1784 | 0 | 0 | 0 | 0 | 5.5093e-06 | 0.00082773 | 0 | 0.00082773 | 0 | 0 | 0 | 0 | 0 | 0 | 0 | 0 | 0
[79 empty] | WLDFR | HFTD - Distribution - Tier 2 - 4QU CoRE ¦ 5QU LoRE | Red Flag Warning - Catastrophic Fires | 2021 | 3.9725e-08 | 6.1784e-08 | 0 | 0 | 14146.1306 | 222.2294 | 8585.7228 | 5338.1784 | 0 | 0 | 0 | 0 | 5.5093e-06 | 0.00056196 | 0 | 0.00056196 | 0.000874 | 0 | 0.000874 | 0 | 0 | 0 | 0 | 0 | 0
[79 empty] | WLDFR | HFTD - Distribution - Tier 2 - 4QU CoRE ¦ 5QU LoRE | Red Flag Warning - Catastrophic Fires | 2022 | 4.0988e-08 | 4.328e-08 | 5.8728e-08 | 0 | 14146.1306 | 222.2294 | 8585.7228 | 5338.1784 | 0 | 0 | 0 | 0 | 5.4075e-06 | 0.00057982 | 0 | 0.00057982 | 0.00061224 | 0 | 0.00061224 | 0.00083078 | 0 | 0.00083078 | 0 | 0 | 0
[79 empty] | WLDFR | HFTD - Distribution - Tier 2 - 4QU CoRE ¦ 5QU LoRE | Red Flag Warning - Catastrophic Fires | 2023 | 4.0988e-08 | 4.328e-08 | 3.9849e-08 | 5.5932e-08 | 14664.6376 | 233.2301 | 8896.516 | 5534.8915 | 0 | 0 | 0 | 0 | 5.4075e-06 | 0.00060107 | 0 | 0.00060107 | 0.00063468 | 0 | 0.00063468 | 0.00058437 | 0 | 0.00058437 | 0.00082022 | 0 | 0.00082022
[79 empty] | WLDFR | HFTD - Distribution - Tier 2 - 4QU CoRE ¦ 5QU LoRE | Red Flag Warning - Catastrophic Fires | 2024 | 4.0988e-08 | 4.328e-08 | 3.9849e-08 | 3.7951e-08 | 14664.6376 | 233.2301 | 8896.516 | 5534.8915 | 0 | 0 | 0 | 0 | 5.4075e-06 | 0.00060107 | 0 | 0.00060107 | 0.00063468 | 0 | 0.00063468 | 0.00058437 | 0 | 0.00058437 | 0.00055654 | 0 | 0.00055654
[79 empty] | WLDFR | HFTD - Distribution - Tier 2 - 4QU CoRE ¦ 5QU LoRE | Red Flag Warning - Catastrophic Fires | 2025 | 4.0988e-08 | 4.328e-08 | 3.9849e-08 | 3.7951e-08 | 14664.6376 | 233.2301 | 8896.516 | 5534.8915 | 0 | 0 | 0 | 0 | 5.4075e-06 | 0.00060107 | 0 | 0.00060107 | 0.00063468 | 0 | 0.00063468 | 0.00058437 | 0 | 0.00058437 | 0.00055654 | 0 | 0.00055654
[79 empty] | WLDFR | HFTD - Distribution - Tier 2 - 4QU CoRE ¦ 5QU LoRE | Red Flag Warning - Catastrophic Fires | 2026 | 4.0988e-08 | 4.328e-08 | 3.9849e-08 | 3.7951e-08 | 14664.6376 | 233.2301 | 8896.516 | 5534.8915 | 0 | 0 | 0 | 0 | 5.4075e-06 | 0.00060107 | 0 | 0.00060107 | 0.00063468 | 0 | 0.00063468 | 0.00058437 | 0 | 0.00058437 | 0.00055654 | 0 | 0.00055654
[79 empty] | WLDFR | HFTD - Distribution - Tier 2 - 4QU CoRE ¦ 5QU LoRE | Red Flag Warning - Catastrophic Fires | 2027 | 4.0988e-08 | 4.328e-08 | 3.9849e-08 | 3.7951e-08 | 14664.6376 | 233.2301 | 8896.516 | 5534.8915 | 0 | 0 | 0 | 0 | 5.4075e-06 | 0.00060107 | 0 | 0.00060107 | 0.00063468 | 0 | 0.00063468 | 0.00058437 | 0 | 0.00058437 | 0.00055654 | 0 | 0.00055654
[79 empty] | WLDFR | HFTD - Distribution - Tier 2 - 4QU CoRE ¦ 5QU LoRE | Red Flag Warning - Catastrophic Fires | 2028 | 4.0988e-08 | 4.328e-08 | 3.9849e-08 | 3.7951e-08 | 15317.9909 | 247.273 | 9287.6491 | 5783.0689 | 0 | 0 | 0 | 0 | 5.4075e-06 | 0.00062785 | 0 | 0.00062785 | 0.00066296 | 0 | 0.00066296 | 0.00061041 | 0 | 0.00061041 | 0.00058134 | 0 | 0.00058134
[79 empty] | WLDFR | HFTD - Distribution - Tier 2 - 4QU CoRE ¦ 5QU LoRE | Red Flag Warning - Catastrophic Fires | 2029 | 4.0988e-08 | 4.328e-08 | 3.9849e-08 | 3.7951e-08 | 15317.9909 | 247.273 | 9287.6491 | 5783.0689 | 0 | 0 | 0 | 0 | 5.4075e-06 | 0.00062785 | 0 | 0.00062785 | 0.00066296 | 0 | 0.00066296 | 0.00061041 | 0 | 0.00061041 | 0.00058134 | 0 | 0.00058134
[79 empty] | WLDFR | HFTD - Distribution - Tier 2 - 4QU CoRE ¦ 5QU LoRE | Red Flag Warning - Catastrophic Fires | 2030 | 4.0988e-08 | 4.328e-08 | 3.9849e-08 | 3.7951e-08 | 15317.9909 | 247.273 | 9287.6491 | 5783.0689 | 0 | 0 | 0 | 0 | 5.4075e-06 | 0.00062785 | 0 | 0.00062785 | 0.00066296 | 0 | 0.00066296 | 0.00061041 | 0 | 0.00061041 | 0.00058134 | 0 | 0.00058134
[79 empty] | WLDFR | HFTD - Distribution - Tier 2 - 4QU CoRE ¦ 5QU LoRE | Red Flag Warning - Catastrophic Fires | 2031 | 4.0988e-08 | 4.328e-08 | 3.9849e-08 | 3.7951e-08 | 15317.9909 | 247.273 | 9287.6491 | 5783.0689 | 0 | 0 | 0 | 0 | 5.4075e-06 | 0.00062785 | 0 | 0.00062785 | 0.00066296 | 0 | 0.00066296 | 0.00061041 | 0 | 0.00061041 | 0.00058134 | 0 | 0.00058134
[79 empty] | WLDFR | HFTD - Distribution - Tier 2 - 4QU CoRE ¦ 5QU LoRE | Red Flag Warning - Catastrophic Fires | 2032 | 4.0988e-08 | 4.328e-08 | 3.9849e-08 | 3.7951e-08 | 15317.9909 | 247.273 | 9287.6491 | 5783.0689 | 0 | 0 | 0 | 0 | 5.4075e-06 | 0.00062785 | 0 | 0.00062785 | 0.00066296 | 0 | 0.00066296 | 0.00061041 | 0 | 0.00061041 | 0.00058134 | 0 | 0.00058134
[79 empty] | WLDFR | HFTD - Distribution - Tier 2 - 4QU CoRE ¦ 5QU LoRE | Red Flag Warning - Catastrophic Fires | 2033 | 4.0988e-08 | 4.328e-08 | 3.9849e-08 | 3.7951e-08 | 16044.1264 | 263.1074 | 9721.74 | 6059.2791 | 0 | 0 | 0 | 0 | 5.4075e-06 | 0.00065761 | 0 | 0.00065761 | 0.00069438 | 0 | 0.00069438 | 0.00063934 | 0 | 0.00063934 | 0.0006089 | 0 | 0.0006089
[79 empty] | WLDFR | HFTD - Distribution - Tier 2 - 4QU CoRE ¦ 5QU LoRE | Red Flag Warning - Catastrophic Fires | 2034 | 4.0988e-08 | 4.328e-08 | 3.9849e-08 | 3.7951e-08 | 16044.1264 | 263.1074 | 9721.74 | 6059.2791 | 0 | 0 | 0 | 0 | 5.4075e-06 | 0.00065761 | 0 | 0.00065761 | 0.00069438 | 0 | 0.00069438 | 0.00063934 | 0 | 0.00063934 | 0.0006089 | 0 | 0.0006089
[79 empty] | WLDFR | HFTD - Distribution - Tier 2 - 4QU CoRE ¦ 5QU LoRE | Red Flag Warning - Catastrophic Fires | 2035 | 4.0988e-08 | 4.328e-08 | 3.9849e-08 | 3.7951e-08 | 16044.1264 | 263.1074 | 9721.74 | 6059.2791 | 0 | 0 | 0 | 0 | 5.4075e-06 | 0.00065761 | 0 | 0.00065761 | 0.00069438 | 0 | 0.00069438 | 0.00063934 | 0 | 0.00063934 | 0.0006089 | 0 | 0.0006089
[79 empty] | WLDFR | HFTD - Distribution - Tier 2 - 4QU CoRE ¦ 5QU LoRE | Red Flag Warning - Catastrophic Fires | 2036 | 4.0988e-08 | 4.328e-08 | 3.9849e-08 | 3.7951e-08 | 16044.1264 | 263.1074 | 9721.74 | 6059.2791 | 0 | 0 | 0 | 0 | 5.4075e-06 | 0.00065761 | 0 | 0.00065761 | 0.00069438 | 0 | 0.00069438 | 0.00063934 | 0 | 0.00063934 | 0.0006089 | 0 | 0.0006089
[79 empty] | WLDFR | HFTD - Distribution - Tier 2 - 4QU CoRE ¦ 5QU LoRE | Red Flag Warning - Catastrophic Fires | 2037 | 4.0988e-08 | 4.328e-08 | 3.9849e-08 | 3.7951e-08 | 16044.1264 | 263.1074 | 9721.74 | 6059.2791 | 0 | 0 | 0 | 0 | 5.4075e-06 | 0.00065761 | 0 | 0.00065761 | 0.00069438 | 0 | 0.00069438 | 0.00063934 | 0 | 0.00063934 | 0.0006089 | 0 | 0.0006089
[79 empty] | WLDFR | HFTD - Distribution - Tier 2 - 4QU CoRE ¦ 5QU LoRE | Red Flag Warning - Catastrophic Fires | 2038 | 4.0988e-08 | 4.328e-08 | 3.9849e-08 | 3.7951e-08 | 16832.3912 | 280.5544 | 10192.2718 | 6359.5651 | 0 | 0 | 0 | 0 | 5.4075e-06 | 0.00068992 | 0 | 0.00068992 | 0.0007285 | 0 | 0.0007285 | 0.00067075 | 0 | 0.00067075 | 0.00063881 | 0 | 0.00063881
[79 empty] | WLDFR | HFTD - Distribution - Tier 2 - 4QU CoRE ¦ 5QU LoRE | Red Flag Warning - Catastrophic Fires | 2039 | 4.0988e-08 | 4.328e-08 | 3.9849e-08 | 3.7951e-08 | 16832.3912 | 280.5544 | 10192.2718 | 6359.5651 | 0 | 0 | 0 | 0 | 5.4075e-06 | 0.00068992 | 0 | 0.00068992 | 0.0007285 | 0 | 0.0007285 | 0.00067075 | 0 | 0.00067075 | 0.00063881 | 0 | 0.00063881
[79 empty] | WLDFR | HFTD - Distribution - Tier 2 - 4QU CoRE ¦ 5QU LoRE | Red Flag Warning - Catastrophic Fires | 2040 | 4.0988e-08 | 4.328e-08 | 3.9849e-08 | 3.7951e-08 | 16832.3912 | 280.5544 | 10192.2718 | 6359.5651 | 0 | 0 | 0 | 0 | 5.4075e-06 | 0.00068992 | 0 | 0.00068992 | 0.0007285 | 0 | 0.0007285 | 0.00067075 | 0 | 0.00067075 | 0.00063881 | 0 | 0.00063881
[79 empty] | WLDFR | HFTD - Distribution - Tier 2 - 4QU CoRE ¦ 5QU LoRE | Red Flag Warning - Catastrophic Fires | 2041 | 4.0988e-08 | 4.328e-08 | 3.9849e-08 | 3.7951e-08 | 16832.3912 | 280.5544 | 10192.2718 | 6359.5651 | 0 | 0 | 0 | 0 | 5.4075e-06 | 0.00068992 | 0 | 0.00068992 | 0.0007285 | 0 | 0.0007285 | 0.00067075 | 0 | 0.00067075 | 0.00063881 | 0 | 0.00063881
[79 empty] | WLDFR | HFTD - Distribution - Tier 2 - 4QU CoRE ¦ 5QU LoRE | Red Flag Warning - Catastrophic Fires | 2042 | 4.0988e-08 | 4.328e-08 | 3.9849e-08 | 3.7951e-08 | 16832.3912 | 280.5544 | 10192.2718 | 6359.5651 | 0 | 0 | 0 | 0 | 5.4075e-06 | 0.00068992 | 0 | 0.00068992 | 0.0007285 | 0 | 0.0007285 | 0.00067075 | 0 | 0.00067075 | 0.00063881 | 0 | 0.00063881
[79 empty] | WLDFR | HFTD - Distribution - Tier 2 - 4QU CoRE ¦ 5QU LoRE | Red Flag Warning - Catastrophic Fires | 2043 | 4.0988e-08 | 4.328e-08 | 3.9849e-08 | 3.7951e-08 | 17672.0852 | 299.42 | 10692.7362 | 6679.929 | 0 | 0 | 0 | 0 | 5.4075e-06 | 0.00072434 | 0 | 0.00072434 | 0.00076484 | 0 | 0.00076484 | 0.00070421 | 0 | 0.00070421 | 0.00067068 | 0 | 0.00067068
[79 empty] | WLDFR | HFTD - Distribution - Tier 2 - 4QU CoRE ¦ 5QU LoRE | Red Flag Warning - Catastrophic Fires | 2044 | 4.0988e-08 | 4.328e-08 | 3.9849e-08 | 3.7951e-08 | 17672.0852 | 299.42 | 10692.7362 | 6679.929 | 0 | 0 | 0 | 0 | 5.4075e-06 | 0.00072434 | 0 | 0.00072434 | 0.00076484 | 0 | 0.00076484 | 0.00070421 | 0 | 0.00070421 | 0.00067068 | 0 | 0.00067068
[79 empty] | WLDFR | HFTD - Distribution - Tier 2 - 4QU CoRE ¦ 5QU LoRE | Red Flag Warning - Catastrophic Fires | 2045 | 4.0988e-08 | 4.328e-08 | 3.9849e-08 | 3.7951e-08 | 17672.0852 | 299.42 | 10692.7362 | 6679.929 | 0 | 0 | 0 | 0 | 5.4075e-06 | 0.00072434 | 0 | 0.00072434 | 0.00076484 | 0 | 0.00076484 | 0.00070421 | 0 | 0.00070421 | 0.00067068 | 0 | 0.00067068
[79 empty] | WLDFR | HFTD - Distribution - Tier 2 - 4QU CoRE ¦ 5QU LoRE | Red Flag Warning - Catastrophic Fires | 2046 | 4.0988e-08 | 4.328e-08 | 3.9849e-08 | 3.7951e-08 | 17672.0852 | 299.42 | 10692.7362 | 6679.929 | 0 | 0 | 0 | 0 | 5.4075e-06 | 0.00072434 | 0 | 0.00072434 | 0.00076484 | 0 | 0.00076484 | 0.00070421 | 0 | 0.00070421 | 0.00067068 | 0 | 0.00067068
[79 empty] | WLDFR | HFTD - Distribution - Tier 2 - 4QU CoRE ¦ 5QU LoRE | Red Flag Warning - Catastrophic Fires | 2047 | 4.0988e-08 | 4.328e-08 | 3.9849e-08 | 3.7951e-08 | 17672.0852 | 299.42 | 10692.7362 | 6679.929 | 0 | 0 | 0 | 0 | 5.4075e-06 | 0.00072434 | 0 | 0.00072434 | 0.00076484 | 0 | 0.00076484 | 0.00070421 | 0 | 0.00070421 | 0.00067068 | 0 | 0.00067068
[79 empty] | WLDFR | HFTD - Distribution - Tier 2 - 4QU CoRE ¦ 5QU LoRE | Red Flag Warning - Catastrophic Fires | 2048 | 4.0988e-08 | 4.328e-08 | 3.9849e-08 | 3.7951e-08 | 18552.3348 | 319.4911 | 11216.5626 | 7016.281 | 0 | 0 | 0 | 0 | 5.4075e-06 | 0.00076042 | 0 | 0.00076042 | 0.00080294 | 0 | 0.00080294 | 0.00073929 | 0 | 0.00073929 | 0.00070409 | 0 | 0.00070409
[79 empty] | WLDFR | HFTD - Distribution - Tier 2 - 4QU CoRE ¦ 5QU LoRE | Red Flag Warning - Catastrophic Fires | 2049 | 4.0988e-08 | 4.328e-08 | 3.9849e-08 | 3.7951e-08 | 18552.3348 | 319.4911 | 11216.5626 | 7016.281 | 0 | 0 | 0 | 0 | 5.4075e-06 | 0.00076042 | 0 | 0.00076042 | 0.00080294 | 0 | 0.00080294 | 0.00073929 | 0 | 0.00073929 | 0.00070409 | 0 | 0.00070409
[79 empty] | WLDFR | HFTD - Distribution - Tier 2 - 4QU CoRE ¦ 5QU LoRE | Red Flag Warning - Catastrophic Fires | 2050 | 0 | 4.328e-08 | 3.9849e-08 | 3.7951e-08 | 18552.3348 | 319.4911 | 11216.5626 | 7016.281 | 0 | 0 | 0 | 0 | 5.4075e-06 | 0 | 0 | 0 | 0.00080294 | 0 | 0.00080294 | 0.00073929 | 0 | 0.00073929 | 0.00070409 | 0 | 0.00070409
[79 empty] | WLDFR | HFTD - Distribution - Tier 2 - 4QU CoRE ¦ 5QU LoRE | Red Flag Warning - Catastrophic Fires | 2051 | 0 | 0 | 3.9849e-08 | 3.7951e-08 | 18552.3348 | 319.4911 | 11216.5626 | 7016.281 | 0 | 0 | 0 | 0 | 5.4075e-06 | 0 | 0 | 0 | 0 | 0 | 0 | 0.00073929 | 0 | 0.00073929 | 0.00070409 | 0 | 0.00070409
[79 empty] | WLDFR | HFTD - Distribution - Tier 2 - 4QU CoRE ¦ 5QU LoRE | Red Flag Warning - Catastrophic Fires | 2052 | 0 | 0 | 0 | 3.7951e-08 | 18552.3348 | 319.4911 | 11216.5626 | 7016.281 | 0 | 0 | 0 | 0 | 5.4075e-06 | 0 | 0 | 0 | 0 | 0 | 0 | 0 | 0 | 0 | 0.00070409 | 0 | 0.00070409
[79 empty] | WLDFR | HFTD - Distribution - Tier 2 - 4QU CoRE ¦ 5QU LoRE | Red Flag Warning - Destructive Fires | 2020 | 8.268e-09 | 0 | 0 | 0 | 8807.9522 | 222.2294 | 8585.7228 | 0 | 0 | 0 | 0 | 0 | 9.2815e-07 | 7.2824e-05 | 0 | 7.2824e-05 | 0 | 0 | 0 | 0 | 0 | 0 | 0 | 0 | 0
[79 empty] | WLDFR | HFTD - Distribution - Tier 2 - 4QU CoRE ¦ 5QU LoRE | Red Flag Warning - Destructive Fires | 2021 | 5.6176e-09 | 8.7303e-09 | 0 | 0 | 8807.9522 | 222.2294 | 8585.7228 | 0 | 0 | 0 | 0 | 0 | 9.2815e-07 | 4.948e-05 | 0 | 4.948e-05 | 7.6896e-05 | 0 | 7.6896e-05 | 0 | 0 | 0 | 0 | 0 | 0
[79 empty] | WLDFR | HFTD - Distribution - Tier 2 - 4QU CoRE ¦ 5QU LoRE | Red Flag Warning - Destructive Fires | 2022 | 5.7908e-09 | 6.1146e-09 | 8.2909e-09 | 0 | 8807.9522 | 222.2294 | 8585.7228 | 0 | 0 | 0 | 0 | 0 | 9.0472e-07 | 5.1005e-05 | 0 | 5.1005e-05 | 5.3857e-05 | 0 | 5.3857e-05 | 7.3026e-05 | 0 | 7.3026e-05 | 0 | 0 | 0
[79 empty] | WLDFR | HFTD - Distribution - Tier 2 - 4QU CoRE ¦ 5QU LoRE | Red Flag Warning - Destructive Fires | 2023 | 5.7908e-09 | 6.1146e-09 | 5.6299e-09 | 7.8961e-09 | 9129.7461 | 233.2301 | 8896.516 | 0 | 0 | 0 | 0 | 0 | 9.0472e-07 | 5.2869e-05 | 0 | 5.2869e-05 | 5.5825e-05 | 0 | 5.5825e-05 | 5.14e-05 | 0 | 5.14e-05 | 7.2089e-05 | 0 | 7.2089e-05
[79 empty] | WLDFR | HFTD - Distribution - Tier 2 - 4QU CoRE ¦ 5QU LoRE | Red Flag Warning - Destructive Fires | 2024 | 5.7908e-09 | 6.1146e-09 | 5.6299e-09 | 5.3618e-09 | 9129.7461 | 233.2301 | 8896.516 | 0 | 0 | 0 | 0 | 0 | 9.0472e-07 | 5.2869e-05 | 0 | 5.2869e-05 | 5.5825e-05 | 0 | 5.5825e-05 | 5.14e-05 | 0 | 5.14e-05 | 4.8952e-05 | 0 | 4.8952e-05
[79 empty] | WLDFR | HFTD - Distribution - Tier 2 - 4QU CoRE ¦ 5QU LoRE | Red Flag Warning - Destructive Fires | 2025 | 5.7908e-09 | 6.1146e-09 | 5.6299e-09 | 5.3618e-09 | 9129.7461 | 233.2301 | 8896.516 | 0 | 0 | 0 | 0 | 0 | 9.0472e-07 | 5.2869e-05 | 0 | 5.2869e-05 | 5.5825e-05 | 0 | 5.5825e-05 | 5.14e-05 | 0 | 5.14e-05 | 4.8952e-05 | 0 | 4.8952e-05
[79 empty] | WLDFR | HFTD - Distribution - Tier 2 - 4QU CoRE ¦ 5QU LoRE | Red Flag Warning - Destructive Fires | 2026 | 5.7908e-09 | 6.1146e-09 | 5.6299e-09 | 5.3618e-09 | 9129.7461 | 233.2301 | 8896.516 | 0 | 0 | 0 | 0 | 0 | 9.0472e-07 | 5.2869e-05 | 0 | 5.2869e-05 | 5.5825e-05 | 0 | 5.5825e-05 | 5.14e-05 | 0 | 5.14e-05 | 4.8952e-05 | 0 | 4.8952e-05
[79 empty] | WLDFR | HFTD - Distribution - Tier 2 - 4QU CoRE ¦ 5QU LoRE | Red Flag Warning - Destructive Fires | 2027 | 5.7908e-09 | 6.1146e-09 | 5.6299e-09 | 5.3618e-09 | 9129.7461 | 233.2301 | 8896.516 | 0 | 0 | 0 | 0 | 0 | 9.0472e-07 | 5.2869e-05 | 0 | 5.2869e-05 | 5.5825e-05 | 0 | 5.5825e-05 | 5.14e-05 | 0 | 5.14e-05 | 4.8952e-05 | 0 | 4.8952e-05
[79 empty] | WLDFR | HFTD - Distribution - Tier 2 - 4QU CoRE ¦ 5QU LoRE | Red Flag Warning - Destructive Fires | 2028 | 5.7908e-09 | 6.1146e-09 | 5.6299e-09 | 5.3618e-09 | 9534.9221 | 247.273 | 9287.6491 | 0 | 0 | 0 | 0 | 0 | 9.0472e-07 | 5.5215e-05 | 0 | 5.5215e-05 | 5.8302e-05 | 0 | 5.8302e-05 | 5.3681e-05 | 0 | 5.3681e-05 | 5.1124e-05 | 0 | 5.1124e-05
[79 empty] | WLDFR | HFTD - Distribution - Tier 2 - 4QU CoRE ¦ 5QU LoRE | Red Flag Warning - Destructive Fires | 2029 | 5.7908e-09 | 6.1146e-09 | 5.6299e-09 | 5.3618e-09 | 9534.9221 | 247.273 | 9287.6491 | 0 | 0 | 0 | 0 | 0 | 9.0472e-07 | 5.5215e-05 | 0 | 5.5215e-05 | 5.8302e-05 | 0 | 5.8302e-05 | 5.3681e-05 | 0 | 5.3681e-05 | 5.1124e-05 | 0 | 5.1124e-05
[79 empty] | WLDFR | HFTD - Distribution - Tier 2 - 4QU CoRE ¦ 5QU LoRE | Red Flag Warning - Destructive Fires | 2030 | 5.7908e-09 | 6.1146e-09 | 5.6299e-09 | 5.3618e-09 | 9534.9221 | 247.273 | 9287.6491 | 0 | 0 | 0 | 0 | 0 | 9.0472e-07 | 5.5215e-05 | 0 | 5.5215e-05 | 5.8302e-05 | 0 | 5.8302e-05 | 5.3681e-05 | 0 | 5.3681e-05 | 5.1124e-05 | 0 | 5.1124e-05
[79 empty] | WLDFR | HFTD - Distribution - Tier 2 - 4QU CoRE ¦ 5QU LoRE | Red Flag Warning - Destructive Fires | 2031 | 5.7908e-09 | 6.1146e-09 | 5.6299e-09 | 5.3618e-09 | 9534.9221 | 247.273 | 9287.6491 | 0 | 0 | 0 | 0 | 0 | 9.0472e-07 | 5.5215e-05 | 0 | 5.5215e-05 | 5.8302e-05 | 0 | 5.8302e-05 | 5.3681e-05 | 0 | 5.3681e-05 | 5.1124e-05 | 0 | 5.1124e-05
[79 empty] | WLDFR | HFTD - Distribution - Tier 2 - 4QU CoRE ¦ 5QU LoRE | Red Flag Warning - Destructive Fires | 2032 | 5.7908e-09 | 6.1146e-09 | 5.6299e-09 | 5.3618e-09 | 9534.9221 | 247.273 | 9287.6491 | 0 | 0 | 0 | 0 | 0 | 9.0472e-07 | 5.5215e-05 | 0 | 5.5215e-05 | 5.8302e-05 | 0 | 5.8302e-05 | 5.3681e-05 | 0 | 5.3681e-05 | 5.1124e-05 | 0 | 5.1124e-05
[79 empty] | WLDFR | HFTD - Distribution - Tier 2 - 4QU CoRE ¦ 5QU LoRE | Red Flag Warning - Destructive Fires | 2033 | 5.7908e-09 | 6.1146e-09 | 5.6299e-09 | 5.3618e-09 | 9984.8474 | 263.1074 | 9721.74 | 0 | 0 | 0 | 0 | 0 | 9.0472e-07 | 5.782e-05 | 0 | 5.782e-05 | 6.1053e-05 | 0 | 6.1053e-05 | 5.6214e-05 | 0 | 5.6214e-05 | 5.3537e-05 | 0 | 5.3537e-05
[79 empty] | WLDFR | HFTD - Distribution - Tier 2 - 4QU CoRE ¦ 5QU LoRE | Red Flag Warning - Destructive Fires | 2034 | 5.7908e-09 | 6.1146e-09 | 5.6299e-09 | 5.3618e-09 | 9984.8474 | 263.1074 | 9721.74 | 0 | 0 | 0 | 0 | 0 | 9.0472e-07 | 5.782e-05 | 0 | 5.782e-05 | 6.1053e-05 | 0 | 6.1053e-05 | 5.6214e-05 | 0 | 5.6214e-05 | 5.3537e-05 | 0 | 5.3537e-05
[79 empty] | WLDFR | HFTD - Distribution - Tier 2 - 4QU CoRE ¦ 5QU LoRE | Red Flag Warning - Destructive Fires | 2035 | 5.7908e-09 | 6.1146e-09 | 5.6299e-09 | 5.3618e-09 | 9984.8474 | 263.1074 | 9721.74 | 0 | 0 | 0 | 0 | 0 | 9.0472e-07 | 5.782e-05 | 0 | 5.782e-05 | 6.1053e-05 | 0 | 6.1053e-05 | 5.6214e-05 | 0 | 5.6214e-05 | 5.3537e-05 | 0 | 5.3537e-05
[79 empty] | WLDFR | HFTD - Distribution - Tier 2 - 4QU CoRE ¦ 5QU LoRE | Red Flag Warning - Destructive Fires | 2036 | 5.7908e-09 | 6.1146e-09 | 5.6299e-09 | 5.3618e-09 | 9984.8474 | 263.1074 | 9721.74 | 0 | 0 | 0 | 0 | 0 | 9.0472e-07 | 5.782e-05 | 0 | 5.782e-05 | 6.1053e-05 | 0 | 6.1053e-05 | 5.6214e-05 | 0 | 5.6214e-05 | 5.3537e-05 | 0 | 5.3537e-05
[79 empty] | WLDFR | HFTD - Distribution - Tier 2 - 4QU CoRE ¦ 5QU LoRE | Red Flag Warning - Destructive Fires | 2037 | 5.7908e-09 | 6.1146e-09 | 5.6299e-09 | 5.3618e-09 | 9984.8474 | 263.1074 | 9721.74 | 0 | 0 | 0 | 0 | 0 | 9.0472e-07 | 5.782e-05 | 0 | 5.782e-05 | 6.1053e-05 | 0 | 6.1053e-05 | 5.6214e-05 | 0 | 5.6214e-05 | 5.3537e-05 | 0 | 5.3537e-05
[79 empty] | WLDFR | HFTD - Distribution - Tier 2 - 4QU CoRE ¦ 5QU LoRE | Red Flag Warning - Destructive Fires | 2038 | 5.7908e-09 | 6.1146e-09 | 5.6299e-09 | 5.3618e-09 | 10472.8261 | 280.5544 | 10192.2718 | 0 | 0 | 0 | 0 | 0 | 9.0472e-07 | 6.0646e-05 | 0 | 6.0646e-05 | 6.4037e-05 | 0 | 6.4037e-05 | 5.8961e-05 | 0 | 5.8961e-05 | 5.6153e-05 | 0 | 5.6153e-05
[79 empty] | WLDFR | HFTD - Distribution - Tier 2 - 4QU CoRE ¦ 5QU LoRE | Red Flag Warning - Destructive Fires | 2039 | 5.7908e-09 | 6.1146e-09 | 5.6299e-09 | 5.3618e-09 | 10472.8261 | 280.5544 | 10192.2718 | 0 | 0 | 0 | 0 | 0 | 9.0472e-07 | 6.0646e-05 | 0 | 6.0646e-05 | 6.4037e-05 | 0 | 6.4037e-05 | 5.8961e-05 | 0 | 5.8961e-05 | 5.6153e-05 | 0 | 5.6153e-05
[79 empty] | WLDFR | HFTD - Distribution - Tier 2 - 4QU CoRE ¦ 5QU LoRE | Red Flag Warning - Destructive Fires | 2040 | 5.7908e-09 | 6.1146e-09 | 5.6299e-09 | 5.3618e-09 | 10472.8261 | 280.5544 | 10192.2718 | 0 | 0 | 0 | 0 | 0 | 9.0472e-07 | 6.0646e-05 | 0 | 6.0646e-05 | 6.4037e-05 | 0 | 6.4037e-05 | 5.8961e-05 | 0 | 5.8961e-05 | 5.6153e-05 | 0 | 5.6153e-05
[79 empty] | WLDFR | HFTD - Distribution - Tier 2 - 4QU CoRE ¦ 5QU LoRE | Red Flag Warning - Destructive Fires | 2041 | 5.7908e-09 | 6.1146e-09 | 5.6299e-09 | 5.3618e-09 | 10472.8261 | 280.5544 | 10192.2718 | 0 | 0 | 0 | 0 | 0 | 9.0472e-07 | 6.0646e-05 | 0 | 6.0646e-05 | 6.4037e-05 | 0 | 6.4037e-05 | 5.8961e-05 | 0 | 5.8961e-05 | 5.6153e-05 | 0 | 5.6153e-05
[79 empty] | WLDFR | HFTD - Distribution - Tier 2 - 4QU CoRE ¦ 5QU LoRE | Red Flag Warning - Destructive Fires | 2042 | 5.7908e-09 | 6.1146e-09 | 5.6299e-09 | 5.3618e-09 | 10472.8261 | 280.5544 | 10192.2718 | 0 | 0 | 0 | 0 | 0 | 9.0472e-07 | 6.0646e-05 | 0 | 6.0646e-05 | 6.4037e-05 | 0 | 6.4037e-05 | 5.8961e-05 | 0 | 5.8961e-05 | 5.6153e-05 | 0 | 5.6153e-05
[79 empty] | WLDFR | HFTD - Distribution - Tier 2 - 4QU CoRE ¦ 5QU LoRE | Red Flag Warning - Destructive Fires | 2043 | 5.7908e-09 | 6.1146e-09 | 5.6299e-09 | 5.3618e-09 | 10992.1562 | 299.42 | 10692.7362 | 0 | 0 | 0 | 0 | 0 | 9.0472e-07 | 6.3653e-05 | 0 | 6.3653e-05 | 6.7212e-05 | 0 | 6.7212e-05 | 6.1885e-05 | 0 | 6.1885e-05 | 5.8938e-05 | 0 | 5.8938e-05
[79 empty] | WLDFR | HFTD - Distribution - Tier 2 - 4QU CoRE ¦ 5QU LoRE | Red Flag Warning - Destructive Fires | 2044 | 5.7908e-09 | 6.1146e-09 | 5.6299e-09 | 5.3618e-09 | 10992.1562 | 299.42 | 10692.7362 | 0 | 0 | 0 | 0 | 0 | 9.0472e-07 | 6.3653e-05 | 0 | 6.3653e-05 | 6.7212e-05 | 0 | 6.7212e-05 | 6.1885e-05 | 0 | 6.1885e-05 | 5.8938e-05 | 0 | 5.8938e-05
[79 empty] | WLDFR | HFTD - Distribution - Tier 2 - 4QU CoRE ¦ 5QU LoRE | Red Flag Warning - Destructive Fires | 2045 | 5.7908e-09 | 6.1146e-09 | 5.6299e-09 | 5.3618e-09 | 10992.1562 | 299.42 | 10692.7362 | 0 | 0 | 0 | 0 | 0 | 9.0472e-07 | 6.3653e-05 | 0 | 6.3653e-05 | 6.7212e-05 | 0 | 6.7212e-05 | 6.1885e-05 | 0 | 6.1885e-05 | 5.8938e-05 | 0 | 5.8938e-05
[79 empty] | WLDFR | HFTD - Distribution - Tier 2 - 4QU CoRE ¦ 5QU LoRE | Red Flag Warning - Destructive Fires | 2046 | 5.7908e-09 | 6.1146e-09 | 5.6299e-09 | 5.3618e-09 | 10992.1562 | 299.42 | 10692.7362 | 0 | 0 | 0 | 0 | 0 | 9.0472e-07 | 6.3653e-05 | 0 | 6.3653e-05 | 6.7212e-05 | 0 | 6.7212e-05 | 6.1885e-05 | 0 | 6.1885e-05 | 5.8938e-05 | 0 | 5.8938e-05
[79 empty] | WLDFR | HFTD - Distribution - Tier 2 - 4QU CoRE ¦ 5QU LoRE | Red Flag Warning - Destructive Fires | 2047 | 5.7908e-09 | 6.1146e-09 | 5.6299e-09 | 5.3618e-09 | 10992.1562 | 299.42 | 10692.7362 | 0 | 0 | 0 | 0 | 0 | 9.0472e-07 | 6.3653e-05 | 0 | 6.3653e-05 | 6.7212e-05 | 0 | 6.7212e-05 | 6.1885e-05 | 0 | 6.1885e-05 | 5.8938e-05 | 0 | 5.8938e-05
[79 empty] | WLDFR | HFTD - Distribution - Tier 2 - 4QU CoRE ¦ 5QU LoRE | Red Flag Warning - Destructive Fires | 2048 | 5.7908e-09 | 6.1146e-09 | 5.6299e-09 | 5.3618e-09 | 11536.0538 | 319.4911 | 11216.5626 | 0 | 0 | 0 | 0 | 0 | 9.0472e-07 | 6.6803e-05 | 0 | 6.6803e-05 | 7.0538e-05 | 0 | 7.0538e-05 | 6.4947e-05 | 0 | 6.4947e-05 | 6.1854e-05 | 0 | 6.1854e-05
[79 empty] | WLDFR | HFTD - Distribution - Tier 2 - 4QU CoRE ¦ 5QU LoRE | Red Flag Warning - Destructive Fires | 2049 | 5.7908e-09 | 6.1146e-09 | 5.6299e-09 | 5.3618e-09 | 11536.0538 | 319.4911 | 11216.5626 | 0 | 0 | 0 | 0 | 0 | 9.0472e-07 | 6.6803e-05 | 0 | 6.6803e-05 | 7.0538e-05 | 0 | 7.0538e-05 | 6.4947e-05 | 0 | 6.4947e-05 | 6.1854e-05 | 0 | 6.1854e-05
[79 empty] | WLDFR | HFTD - Distribution - Tier 2 - 4QU CoRE ¦ 5QU LoRE | Red Flag Warning - Destructive Fires | 2050 | 0 | 6.1146e-09 | 5.6299e-09 | 5.3618e-09 | 11536.0538 | 319.4911 | 11216.5626 | 0 | 0 | 0 | 0 | 0 | 9.0472e-07 | 0 | 0 | 0 | 7.0538e-05 | 0 | 7.0538e-05 | 6.4947e-05 | 0 | 6.4947e-05 | 6.1854e-05 | 0 | 6.1854e-05
[79 empty] | WLDFR | HFTD - Distribution - Tier 2 - 4QU CoRE ¦ 5QU LoRE | Red Flag Warning - Destructive Fires | 2051 | 0 | 0 | 5.6299e-09 | 5.3618e-09 | 11536.0538 | 319.4911 | 11216.5626 | 0 | 0 | 0 | 0 | 0 | 9.0472e-07 | 0 | 0 | 0 | 0 | 0 | 0 | 6.4947e-05 | 0 | 6.4947e-05 | 6.1854e-05 | 0 | 6.1854e-05
[79 empty] | WLDFR | HFTD - Distribution - Tier 2 - 4QU CoRE ¦ 5QU LoRE | Red Flag Warning - Destructive Fires | 2052 | 0 | 0 | 0 | 5.3618e-09 | 11536.0538 | 319.4911 | 11216.5626 | 0 | 0 | 0 | 0 | 0 | 9.0472e-07 | 0 | 0 | 0 | 0 | 0 | 0 | 0 | 0 | 0 | 6.1854e-05 | 0 | 6.1854e-05
[79 empty] | WLDFR | HFTD - Distribution - Tier 2 - 4QU CoRE ¦ 5QU LoRE | Red Flag Warning - Large Fires | 2020 | 1.6266e-07 | 0 | 0 | 0 | 5.2406 | 0.69642 | 2.942 | 1.6022 | 0 | 0 | 0 | 0 | 1.8338e-05 | 8.5245e-07 | 0 | 8.5245e-07 | 0 | 0 | 0 | 0 | 0 | 0 | 0 | 0 | 0
[79 empty] | WLDFR | HFTD - Distribution - Tier 2 - 4QU CoRE ¦ 5QU LoRE | Red Flag Warning - Large Fires | 2021 | 1.1042e-07 | 1.7176e-07 | 0 | 0 | 5.2406 | 0.69642 | 2.942 | 1.6022 | 0 | 0 | 0 | 0 | 1.8338e-05 | 5.7865e-07 | 0 | 5.7865e-07 | 9.0011e-07 | 0 | 9.0011e-07 | 0 | 0 | 0 | 0 | 0 | 0
[79 empty] | WLDFR | HFTD - Distribution - Tier 2 - 4QU CoRE ¦ 5QU LoRE | Red Flag Warning - Large Fires | 2022 | 1.1384e-07 | 1.2021e-07 | 1.6315e-07 | 0 | 5.2406 | 0.69642 | 2.942 | 1.6022 | 0 | 0 | 0 | 0 | 1.7663e-05 | 5.966e-07 | 0 | 5.966e-07 | 6.2995e-07 | 0 | 6.2995e-07 | 8.5502e-07 | 0 | 8.5502e-07 | 0 | 0 | 0
[79 empty] | WLDFR | HFTD - Distribution - Tier 2 - 4QU CoRE ¦ 5QU LoRE | Red Flag Warning - Large Fires | 2023 | 1.1384e-07 | 1.2021e-07 | 1.1068e-07 | 1.5538e-07 | 5.475 | 0.71896 | 3.0715 | 1.6846 | 0 | 0 | 0 | 0 | 1.7663e-05 | 6.2329e-07 | 0 | 6.2329e-07 | 6.5814e-07 | 0 | 6.5814e-07 | 6.0597e-07 | 0 | 6.0597e-07 | 8.5073e-07 | 0 | 8.5073e-07
[79 empty] | WLDFR | HFTD - Distribution - Tier 2 - 4QU CoRE ¦ 5QU LoRE | Red Flag Warning - Large Fires | 2024 | 1.1384e-07 | 1.2021e-07 | 1.1068e-07 | 1.0541e-07 | 5.475 | 0.71896 | 3.0715 | 1.6846 | 0 | 0 | 0 | 0 | 1.7663e-05 | 6.2329e-07 | 0 | 6.2329e-07 | 6.5814e-07 | 0 | 6.5814e-07 | 6.0597e-07 | 0 | 6.0597e-07 | 5.7711e-07 | 0 | 5.7711e-07
[79 empty] | WLDFR | HFTD - Distribution - Tier 2 - 4QU CoRE ¦ 5QU LoRE | Red Flag Warning - Large Fires | 2025 | 1.1384e-07 | 1.2021e-07 | 1.1068e-07 | 1.0541e-07 | 5.475 | 0.71896 | 3.0715 | 1.6846 | 0 | 0 | 0 | 0 | 1.7663e-05 | 6.2329e-07 | 0 | 6.2329e-07 | 6.5814e-07 | 0 | 6.5814e-07 | 6.0597e-07 | 0 | 6.0597e-07 | 5.7711e-07 | 0 | 5.7711e-07
[79 empty] | WLDFR | HFTD - Distribution - Tier 2 - 4QU CoRE ¦ 5QU LoRE | Red Flag Warning - Large Fires | 2026 | 1.1384e-07 | 1.2021e-07 | 1.1068e-07 | 1.0541e-07 | 5.475 | 0.71896 | 3.0715 | 1.6846 | 0 | 0 | 0 | 0 | 1.7663e-05 | 6.2329e-07 | 0 | 6.2329e-07 | 6.5814e-07 | 0 | 6.5814e-07 | 6.0597e-07 | 0 | 6.0597e-07 | 5.7711e-07 | 0 | 5.7711e-07
[79 empty] | WLDFR | HFTD - Distribution - Tier 2 - 4QU CoRE ¦ 5QU LoRE | Red Flag Warning - Large Fires | 2027 | 1.1384e-07 | 1.2021e-07 | 1.1068e-07 | 1.0541e-07 | 5.475 | 0.71896 | 3.0715 | 1.6846 | 0 | 0 | 0 | 0 | 1.7663e-05 | 6.2329e-07 | 0 | 6.2329e-07 | 6.5814e-07 | 0 | 6.5814e-07 | 6.0597e-07 | 0 | 6.0597e-07 | 5.7711e-07 | 0 | 5.7711e-07
[79 empty] | WLDFR | HFTD - Distribution - Tier 2 - 4QU CoRE ¦ 5QU LoRE | Red Flag Warning - Large Fires | 2028 | 1.1384e-07 | 1.2021e-07 | 1.1068e-07 | 1.0541e-07 | 5.777 | 0.74734 | 3.238 | 1.7917 | 0 | 0 | 0 | 0 | 1.7663e-05 | 6.5767e-07 | 0 | 6.5767e-07 | 6.9444e-07 | 0 | 6.9444e-07 | 6.3939e-07 | 0 | 6.3939e-07 | 6.0895e-07 | 0 | 6.0895e-07
[79 empty] | WLDFR | HFTD - Distribution - Tier 2 - 4QU CoRE ¦ 5QU LoRE | Red Flag Warning - Large Fires | 2029 | 1.1384e-07 | 1.2021e-07 | 1.1068e-07 | 1.0541e-07 | 5.777 | 0.74734 | 3.238 | 1.7917 | 0 | 0 | 0 | 0 | 1.7663e-05 | 6.5767e-07 | 0 | 6.5767e-07 | 6.9444e-07 | 0 | 6.9444e-07 | 6.3939e-07 | 0 | 6.3939e-07 | 6.0895e-07 | 0 | 6.0895e-07
[79 empty] | WLDFR | HFTD - Distribution - Tier 2 - 4QU CoRE ¦ 5QU LoRE | Red Flag Warning - Large Fires | 2030 | 1.1384e-07 | 1.2021e-07 | 1.1068e-07 | 1.0541e-07 | 5.777 | 0.74734 | 3.238 | 1.7917 | 0 | 0 | 0 | 0 | 1.7663e-05 | 6.5767e-07 | 0 | 6.5767e-07 | 6.9444e-07 | 0 | 6.9444e-07 | 6.3939e-07 | 0 | 6.3939e-07 | 6.0895e-07 | 0 | 6.0895e-07
[79 empty] | WLDFR | HFTD - Distribution - Tier 2 - 4QU CoRE ¦ 5QU LoRE | Red Flag Warning - Large Fires | 2031 | 1.1384e-07 | 1.2021e-07 | 1.1068e-07 | 1.0541e-07 | 5.777 | 0.74734 | 3.238 | 1.7917 | 0 | 0 | 0 | 0 | 1.7663e-05 | 6.5767e-07 | 0 | 6.5767e-07 | 6.9444e-07 | 0 | 6.9444e-07 | 6.3939e-07 | 0 | 6.3939e-07 | 6.0895e-07 | 0 | 6.0895e-07
[79 empty] | WLDFR | HFTD - Distribution - Tier 2 - 4QU CoRE ¦ 5QU LoRE | Red Flag Warning - Large Fires | 2032 | 1.1384e-07 | 1.2021e-07 | 1.1068e-07 | 1.0541e-07 | 5.777 | 0.74734 | 3.238 | 1.7917 | 0 | 0 | 0 | 0 | 1.7663e-05 | 6.5767e-07 | 0 | 6.5767e-07 | 6.9444e-07 | 0 | 6.9444e-07 | 6.3939e-07 | 0 | 6.3939e-07 | 6.0895e-07 | 0 | 6.0895e-07
[79 empty] | WLDFR | HFTD - Distribution - Tier 2 - 4QU CoRE ¦ 5QU LoRE | Red Flag Warning - Large Fires | 2033 | 1.1384e-07 | 1.2021e-07 | 1.1068e-07 | 1.0541e-07 | 6.1205 | 0.77885 | 3.4265 | 1.9151 | 0 | 0 | 0 | 0 | 1.7663e-05 | 6.9677e-07 | 0 | 6.9677e-07 | 7.3573e-07 | 0 | 7.3573e-07 | 6.7741e-07 | 0 | 6.7741e-07 | 6.4515e-07 | 0 | 6.4515e-07
[79 empty] | WLDFR | HFTD - Distribution - Tier 2 - 4QU CoRE ¦ 5QU LoRE | Red Flag Warning - Large Fires | 2034 | 1.1384e-07 | 1.2021e-07 | 1.1068e-07 | 1.0541e-07 | 6.1205 | 0.77885 | 3.4265 | 1.9151 | 0 | 0 | 0 | 0 | 1.7663e-05 | 6.9677e-07 | 0 | 6.9677e-07 | 7.3573e-07 | 0 | 7.3573e-07 | 6.7741e-07 | 0 | 6.7741e-07 | 6.4515e-07 | 0 | 6.4515e-07
[79 empty] | WLDFR | HFTD - Distribution - Tier 2 - 4QU CoRE ¦ 5QU LoRE | Red Flag Warning - Large Fires | 2035 | 1.1384e-07 | 1.2021e-07 | 1.1068e-07 | 1.0541e-07 | 6.1205 | 0.77885 | 3.4265 | 1.9151 | 0 | 0 | 0 | 0 | 1.7663e-05 | 6.9677e-07 | 0 | 6.9677e-07 | 7.3573e-07 | 0 | 7.3573e-07 | 6.7741e-07 | 0 | 6.7741e-07 | 6.4515e-07 | 0 | 6.4515e-07
[79 empty] | WLDFR | HFTD - Distribution - Tier 2 - 4QU CoRE ¦ 5QU LoRE | Red Flag Warning - Large Fires | 2036 | 1.1384e-07 | 1.2021e-07 | 1.1068e-07 | 1.0541e-07 | 6.1205 | 0.77885 | 3.4265 | 1.9151 | 0 | 0 | 0 | 0 | 1.7663e-05 | 6.9677e-07 | 0 | 6.9677e-07 | 7.3573e-07 | 0 | 7.3573e-07 | 6.7741e-07 | 0 | 6.7741e-07 | 6.4515e-07 | 0 | 6.4515e-07
[79 empty] | WLDFR | HFTD - Distribution - Tier 2 - 4QU CoRE ¦ 5QU LoRE | Red Flag Warning - Large Fires | 2037 | 1.1384e-07 | 1.2021e-07 | 1.1068e-07 | 1.0541e-07 | 6.1205 | 0.77885 | 3.4265 | 1.9151 | 0 | 0 | 0 | 0 | 1.7663e-05 | 6.9677e-07 | 0 | 6.9677e-07 | 7.3573e-07 | 0 | 7.3573e-07 | 6.7741e-07 | 0 | 6.7741e-07 | 6.4515e-07 | 0 | 6.4515e-07
[79 empty] | WLDFR | HFTD - Distribution - Tier 2 - 4QU CoRE ¦ 5QU LoRE | Red Flag Warning - Large Fires | 2038 | 1.1384e-07 | 1.2021e-07 | 1.1068e-07 | 1.0541e-07 | 6.5028 | 0.81304 | 3.6355 | 2.0543 | 0 | 0 | 0 | 0 | 1.7663e-05 | 7.4029e-07 | 0 | 7.4029e-07 | 7.8168e-07 | 0 | 7.8168e-07 | 7.1972e-07 | 0 | 7.1972e-07 | 6.8545e-07 | 0 | 6.8545e-07
[79 empty] | WLDFR | HFTD - Distribution - Tier 2 - 4QU CoRE ¦ 5QU LoRE | Red Flag Warning - Large Fires | 2039 | 1.1384e-07 | 1.2021e-07 | 1.1068e-07 | 1.0541e-07 | 6.5028 | 0.81304 | 3.6355 | 2.0543 | 0 | 0 | 0 | 0 | 1.7663e-05 | 7.4029e-07 | 0 | 7.4029e-07 | 7.8168e-07 | 0 | 7.8168e-07 | 7.1972e-07 | 0 | 7.1972e-07 | 6.8545e-07 | 0 | 6.8545e-07
[79 empty] | WLDFR | HFTD - Distribution - Tier 2 - 4QU CoRE ¦ 5QU LoRE | Red Flag Warning - Large Fires | 2040 | 1.1384e-07 | 1.2021e-07 | 1.1068e-07 | 1.0541e-07 | 6.5028 | 0.81304 | 3.6355 | 2.0543 | 0 | 0 | 0 | 0 | 1.7663e-05 | 7.4029e-07 | 0 | 7.4029e-07 | 7.8168e-07 | 0 | 7.8168e-07 | 7.1972e-07 | 0 | 7.1972e-07 | 6.8545e-07 | 0 | 6.8545e-07
[79 empty] | WLDFR | HFTD - Distribution - Tier 2 - 4QU CoRE ¦ 5QU LoRE | Red Flag Warning - Large Fires | 2041 | 1.1384e-07 | 1.2021e-07 | 1.1068e-07 | 1.0541e-07 | 6.5028 | 0.81304 | 3.6355 | 2.0543 | 0 | 0 | 0 | 0 | 1.7663e-05 | 7.4029e-07 | 0 | 7.4029e-07 | 7.8168e-07 | 0 | 7.8168e-07 | 7.1972e-07 | 0 | 7.1972e-07 | 6.8545e-07 | 0 | 6.8545e-07
[79 empty] | WLDFR | HFTD - Distribution - Tier 2 - 4QU CoRE ¦ 5QU LoRE | Red Flag Warning - Large Fires | 2042 | 1.1384e-07 | 1.2021e-07 | 1.1068e-07 | 1.0541e-07 | 6.5028 | 0.81304 | 3.6355 | 2.0543 | 0 | 0 | 0 | 0 | 1.7663e-05 | 7.4029e-07 | 0 | 7.4029e-07 | 7.8168e-07 | 0 | 7.8168e-07 | 7.1972e-07 | 0 | 7.1972e-07 | 6.8545e-07 | 0 | 6.8545e-07
[79 empty] | WLDFR | HFTD - Distribution - Tier 2 - 4QU CoRE ¦ 5QU LoRE | Red Flag Warning - Large Fires | 2043 | 1.1384e-07 | 1.2021e-07 | 1.1068e-07 | 1.0541e-07 | 6.9209 | 0.84944 | 3.8632 | 2.2083 | 0 | 0 | 0 | 0 | 1.7663e-05 | 7.8789e-07 | 0 | 7.8789e-07 | 8.3194e-07 | 0 | 8.3194e-07 | 7.66e-07 | 0 | 7.66e-07 | 7.2952e-07 | 0 | 7.2952e-07
[79 empty] | WLDFR | HFTD - Distribution - Tier 2 - 4QU CoRE ¦ 5QU LoRE | Red Flag Warning - Large Fires | 2044 | 1.1384e-07 | 1.2021e-07 | 1.1068e-07 | 1.0541e-07 | 6.9209 | 0.84944 | 3.8632 | 2.2083 | 0 | 0 | 0 | 0 | 1.7663e-05 | 7.8789e-07 | 0 | 7.8789e-07 | 8.3194e-07 | 0 | 8.3194e-07 | 7.66e-07 | 0 | 7.66e-07 | 7.2952e-07 | 0 | 7.2952e-07
[79 empty] | WLDFR | HFTD - Distribution - Tier 2 - 4QU CoRE ¦ 5QU LoRE | Red Flag Warning - Large Fires | 2045 | 1.1384e-07 | 1.2021e-07 | 1.1068e-07 | 1.0541e-07 | 6.9209 | 0.84944 | 3.8632 | 2.2083 | 0 | 0 | 0 | 0 | 1.7663e-05 | 7.8789e-07 | 0 | 7.8789e-07 | 8.3194e-07 | 0 | 8.3194e-07 | 7.66e-07 | 0 | 7.66e-07 | 7.2952e-07 | 0 | 7.2952e-07
[79 empty] | WLDFR | HFTD - Distribution - Tier 2 - 4QU CoRE ¦ 5QU LoRE | Red Flag Warning - Large Fires | 2046 | 1.1384e-07 | 1.2021e-07 | 1.1068e-07 | 1.0541e-07 | 6.9209 | 0.84944 | 3.8632 | 2.2083 | 0 | 0 | 0 | 0 | 1.7663e-05 | 7.8789e-07 | 0 | 7.8789e-07 | 8.3194e-07 | 0 | 8.3194e-07 | 7.66e-07 | 0 | 7.66e-07 | 7.2952e-07 | 0 | 7.2952e-07
[79 empty] | WLDFR | HFTD - Distribution - Tier 2 - 4QU CoRE ¦ 5QU LoRE | Red Flag Warning - Large Fires | 2047 | 1.1384e-07 | 1.2021e-07 | 1.1068e-07 | 1.0541e-07 | 6.9209 | 0.84944 | 3.8632 | 2.2083 | 0 | 0 | 0 | 0 | 1.7663e-05 | 7.8789e-07 | 0 | 7.8789e-07 | 8.3194e-07 | 0 | 8.3194e-07 | 7.66e-07 | 0 | 7.66e-07 | 7.2952e-07 | 0 | 7.2952e-07
[79 empty] | WLDFR | HFTD - Distribution - Tier 2 - 4QU CoRE ¦ 5QU LoRE | Red Flag Warning - Large Fires | 2048 | 1.1384e-07 | 1.2021e-07 | 1.1068e-07 | 1.0541e-07 | 7.3713 | 0.88759 | 4.1075 | 2.3763 | 0 | 0 | 0 | 0 | 1.7663e-05 | 8.3917e-07 | 0 | 8.3917e-07 | 8.8609e-07 | 0 | 8.8609e-07 | 8.1585e-07 | 0 | 8.1585e-07 | 7.77e-07 | 0 | 7.77e-07
[79 empty] | WLDFR | HFTD - Distribution - Tier 2 - 4QU CoRE ¦ 5QU LoRE | Red Flag Warning - Large Fires | 2049 | 1.1384e-07 | 1.2021e-07 | 1.1068e-07 | 1.0541e-07 | 7.3713 | 0.88759 | 4.1075 | 2.3763 | 0 | 0 | 0 | 0 | 1.7663e-05 | 8.3917e-07 | 0 | 8.3917e-07 | 8.8609e-07 | 0 | 8.8609e-07 | 8.1585e-07 | 0 | 8.1585e-07 | 7.77e-07 | 0 | 7.77e-07
[79 empty] | WLDFR | HFTD - Distribution - Tier 2 - 4QU CoRE ¦ 5QU LoRE | Red Flag Warning - Large Fires | 2050 | 0 | 1.2021e-07 | 1.1068e-07 | 1.0541e-07 | 7.3713 | 0.88759 | 4.1075 | 2.3763 | 0 | 0 | 0 | 0 | 1.7663e-05 | 0 | 0 | 0 | 8.8609e-07 | 0 | 8.8609e-07 | 8.1585e-07 | 0 | 8.1585e-07 | 7.77e-07 | 0 | 7.77e-07
[79 empty] | WLDFR | HFTD - Distribution - Tier 2 - 4QU CoRE ¦ 5QU LoRE | Red Flag Warning - Large Fires | 2051 | 0 | 0 | 1.1068e-07 | 1.0541e-07 | 7.3713 | 0.88759 | 4.1075 | 2.3763 | 0 | 0 | 0 | 0 | 1.7663e-05 | 0 | 0 | 0 | 0 | 0 | 0 | 8.1585e-07 | 0 | 8.1585e-07 | 7.77e-07 | 0 | 7.77e-07
[79 empty] | WLDFR | HFTD - Distribution - Tier 2 - 4QU CoRE ¦ 5QU LoRE | Red Flag Warning - Large Fires | 2052 | 0 | 0 | 0 | 1.0541e-07 | 7.3713 | 0.88759 | 4.1075 | 2.3763 | 0 | 0 | 0 | 0 | 1.7663e-05 | 0 | 0 | 0 | 0 | 0 | 0 | 0 | 0 | 0 | 7.77e-07 | 0 | 7.77e-07
[79 empty] | WLDFR | HFTD - Distribution - Tier 2 - 4QU CoRE ¦ 5QU LoRE | Red Flag Warning - Small Fires | 2020 | 3.4507e-06 | 0 | 0 | 0 | 0.077901 | 0.036425 | 0.0015809 | 0.039895 | 0 | 0 | 0 | 0 | 0.00027791 | 2.6882e-07 | 0 | 2.6882e-07 | 0 | 0 | 0 | 0 | 0 | 0 | 0 | 0 | 0
[79 empty] | WLDFR | HFTD - Distribution - Tier 2 - 4QU CoRE ¦ 5QU LoRE | Red Flag Warning - Small Fires | 2021 | 2.358e-06 | 3.6437e-06 | 0 | 0 | 0.077901 | 0.036425 | 0.0015809 | 0.039895 | 0 | 0 | 0 | 0 | 0.00027791 | 1.8369e-07 | 0 | 1.8369e-07 | 2.8384e-07 | 0 | 2.8384e-07 | 0 | 0 | 0 | 0 | 0 | 0
[79 empty] | WLDFR | HFTD - Distribution - Tier 2 - 4QU CoRE ¦ 5QU LoRE | Red Flag Warning - Small Fires | 2022 | 2.4268e-06 | 2.5624e-06 | 3.4546e-06 | 0 | 0.077901 | 0.036425 | 0.0015809 | 0.039895 | 0 | 0 | 0 | 0 | 0.00027391 | 1.8905e-07 | 0 | 1.8905e-07 | 1.9962e-07 | 0 | 1.9962e-07 | 2.6912e-07 | 0 | 2.6912e-07 | 0 | 0 | 0
[79 empty] | WLDFR | HFTD - Distribution - Tier 2 - 4QU CoRE ¦ 5QU LoRE | Red Flag Warning - Small Fires | 2023 | 2.4268e-06 | 2.5624e-06 | 2.3593e-06 | 3.2901e-06 | 0.080408 | 0.03759 | 0.0016314 | 0.041187 | 0 | 0 | 0 | 0 | 0.00027391 | 1.9513e-07 | 0 | 1.9513e-07 | 2.0604e-07 | 0 | 2.0604e-07 | 1.8971e-07 | 0 | 1.8971e-07 | 2.6455e-07 | 0 | 2.6455e-07
[79 empty] | WLDFR | HFTD - Distribution - Tier 2 - 4QU CoRE ¦ 5QU LoRE | Red Flag Warning - Small Fires | 2024 | 2.4268e-06 | 2.5624e-06 | 2.3593e-06 | 2.247e-06 | 0.080408 | 0.03759 | 0.0016314 | 0.041187 | 0 | 0 | 0 | 0 | 0.00027391 | 1.9513e-07 | 0 | 1.9513e-07 | 2.0604e-07 | 0 | 2.0604e-07 | 1.8971e-07 | 0 | 1.8971e-07 | 1.8068e-07 | 0 | 1.8068e-07
[79 empty] | WLDFR | HFTD - Distribution - Tier 2 - 4QU CoRE ¦ 5QU LoRE | Red Flag Warning - Small Fires | 2025 | 2.4268e-06 | 2.5624e-06 | 2.3593e-06 | 2.247e-06 | 0.080408 | 0.03759 | 0.0016314 | 0.041187 | 0 | 0 | 0 | 0 | 0.00027391 | 1.9513e-07 | 0 | 1.9513e-07 | 2.0604e-07 | 0 | 2.0604e-07 | 1.8971e-07 | 0 | 1.8971e-07 | 1.8068e-07 | 0 | 1.8068e-07
[79 empty] | WLDFR | HFTD - Distribution - Tier 2 - 4QU CoRE ¦ 5QU LoRE | Red Flag Warning - Small Fires | 2026 | 2.4268e-06 | 2.5624e-06 | 2.3593e-06 | 2.247e-06 | 0.080408 | 0.03759 | 0.0016314 | 0.041187 | 0 | 0 | 0 | 0 | 0.00027391 | 1.9513e-07 | 0 | 1.9513e-07 | 2.0604e-07 | 0 | 2.0604e-07 | 1.8971e-07 | 0 | 1.8971e-07 | 1.8068e-07 | 0 | 1.8068e-07
[79 empty] | WLDFR | HFTD - Distribution - Tier 2 - 4QU CoRE ¦ 5QU LoRE | Red Flag Warning - Small Fires | 2027 | 2.4268e-06 | 2.5624e-06 | 2.3593e-06 | 2.247e-06 | 0.080408 | 0.03759 | 0.0016314 | 0.041187 | 0 | 0 | 0 | 0 | 0.00027391 | 1.9513e-07 | 0 | 1.9513e-07 | 2.0604e-07 | 0 | 2.0604e-07 | 1.8971e-07 | 0 | 1.8971e-07 | 1.8068e-07 | 0 | 1.8068e-07
[79 empty] | WLDFR | HFTD - Distribution - Tier 2 - 4QU CoRE ¦ 5QU LoRE | Red Flag Warning - Small Fires | 2028 | 2.4268e-06 | 2.5624e-06 | 2.3593e-06 | 2.247e-06 | 0.083606 | 0.039055 | 0.001695 | 0.042856 | 0 | 0 | 0 | 0 | 0.00027391 | 2.0289e-07 | 0 | 2.0289e-07 | 2.1424e-07 | 0 | 2.1424e-07 | 1.9725e-07 | 0 | 1.9725e-07 | 1.8786e-07 | 0 | 1.8786e-07
[79 empty] | WLDFR | HFTD - Distribution - Tier 2 - 4QU CoRE ¦ 5QU LoRE | Red Flag Warning - Small Fires | 2029 | 2.4268e-06 | 2.5624e-06 | 2.3593e-06 | 2.247e-06 | 0.083606 | 0.039055 | 0.001695 | 0.042856 | 0 | 0 | 0 | 0 | 0.00027391 | 2.0289e-07 | 0 | 2.0289e-07 | 2.1424e-07 | 0 | 2.1424e-07 | 1.9725e-07 | 0 | 1.9725e-07 | 1.8786e-07 | 0 | 1.8786e-07
[79 empty] | WLDFR | HFTD - Distribution - Tier 2 - 4QU CoRE ¦ 5QU LoRE | Red Flag Warning - Small Fires | 2030 | 2.4268e-06 | 2.5624e-06 | 2.3593e-06 | 2.247e-06 | 0.083606 | 0.039055 | 0.001695 | 0.042856 | 0 | 0 | 0 | 0 | 0.00027391 | 2.0289e-07 | 0 | 2.0289e-07 | 2.1424e-07 | 0 | 2.1424e-07 | 1.9725e-07 | 0 | 1.9725e-07 | 1.8786e-07 | 0 | 1.8786e-07
[79 empty] | WLDFR | HFTD - Distribution - Tier 2 - 4QU CoRE ¦ 5QU LoRE | Red Flag Warning - Small Fires | 2031 | 2.4268e-06 | 2.5624e-06 | 2.3593e-06 | 2.247e-06 | 0.083606 | 0.039055 | 0.001695 | 0.042856 | 0 | 0 | 0 | 0 | 0.00027391 | 2.0289e-07 | 0 | 2.0289e-07 | 2.1424e-07 | 0 | 2.1424e-07 | 1.9725e-07 | 0 | 1.9725e-07 | 1.8786e-07 | 0 | 1.8786e-07
[79 empty] | WLDFR | HFTD - Distribution - Tier 2 - 4QU CoRE ¦ 5QU LoRE | Red Flag Warning - Small Fires | 2032 | 2.4268e-06 | 2.5624e-06 | 2.3593e-06 | 2.247e-06 | 0.083606 | 0.039055 | 0.001695 | 0.042856 | 0 | 0 | 0 | 0 | 0.00027391 | 2.0289e-07 | 0 | 2.0289e-07 | 2.1424e-07 | 0 | 2.1424e-07 | 1.9725e-07 | 0 | 1.9725e-07 | 1.8786e-07 | 0 | 1.8786e-07
[79 empty] | WLDFR | HFTD - Distribution - Tier 2 - 4QU CoRE ¦ 5QU LoRE | Red Flag Warning - Small Fires | 2033 | 2.4268e-06 | 2.5624e-06 | 2.3593e-06 | 2.247e-06 | 0.087211 | 0.040679 | 0.0017655 | 0.044766 | 0 | 0 | 0 | 0 | 0.00027391 | 2.1164e-07 | 0 | 2.1164e-07 | 2.2347e-07 | 0 | 2.2347e-07 | 2.0576e-07 | 0 | 2.0576e-07 | 1.9596e-07 | 0 | 1.9596e-07
[79 empty] | WLDFR | HFTD - Distribution - Tier 2 - 4QU CoRE ¦ 5QU LoRE | Red Flag Warning - Small Fires | 2034 | 2.4268e-06 | 2.5624e-06 | 2.3593e-06 | 2.247e-06 | 0.087211 | 0.040679 | 0.0017655 | 0.044766 | 0 | 0 | 0 | 0 | 0.00027391 | 2.1164e-07 | 0 | 2.1164e-07 | 2.2347e-07 | 0 | 2.2347e-07 | 2.0576e-07 | 0 | 2.0576e-07 | 1.9596e-07 | 0 | 1.9596e-07
[79 empty] | WLDFR | HFTD - Distribution - Tier 2 - 4QU CoRE ¦ 5QU LoRE | Red Flag Warning - Small Fires | 2035 | 2.4268e-06 | 2.5624e-06 | 2.3593e-06 | 2.247e-06 | 0.087211 | 0.040679 | 0.0017655 | 0.044766 | 0 | 0 | 0 | 0 | 0.00027391 | 2.1164e-07 | 0 | 2.1164e-07 | 2.2347e-07 | 0 | 2.2347e-07 | 2.0576e-07 | 0 | 2.0576e-07 | 1.9596e-07 | 0 | 1.9596e-07
[79 empty] | WLDFR | HFTD - Distribution - Tier 2 - 4QU CoRE ¦ 5QU LoRE | Red Flag Warning - Small Fires | 2036 | 2.4268e-06 | 2.5624e-06 | 2.3593e-06 | 2.247e-06 | 0.087211 | 0.040679 | 0.0017655 | 0.044766 | 0 | 0 | 0 | 0 | 0.00027391 | 2.1164e-07 | 0 | 2.1164e-07 | 2.2347e-07 | 0 | 2.2347e-07 | 2.0576e-07 | 0 | 2.0576e-07 | 1.9596e-07 | 0 | 1.9596e-07
[79 empty] | WLDFR | HFTD - Distribution - Tier 2 - 4QU CoRE ¦ 5QU LoRE | Red Flag Warning - Small Fires | 2037 | 2.4268e-06 | 2.5624e-06 | 2.3593e-06 | 2.247e-06 | 0.087211 | 0.040679 | 0.0017655 | 0.044766 | 0 | 0 | 0 | 0 | 0.00027391 | 2.1164e-07 | 0 | 2.1164e-07 | 2.2347e-07 | 0 | 2.2347e-07 | 2.0576e-07 | 0 | 2.0576e-07 | 1.9596e-07 | 0 | 1.9596e-07
[79 empty] | WLDFR | HFTD - Distribution - Tier 2 - 4QU CoRE ¦ 5QU LoRE | Red Flag Warning - Small Fires | 2038 | 2.4268e-06 | 2.5624e-06 | 2.3593e-06 | 2.247e-06 | 0.091184 | 0.042438 | 0.0018418 | 0.046905 | 0 | 0 | 0 | 0 | 0.00027391 | 2.2128e-07 | 0 | 2.2128e-07 | 2.3365e-07 | 0 | 2.3365e-07 | 2.1513e-07 | 0 | 2.1513e-07 | 2.0489e-07 | 0 | 2.0489e-07
[79 empty] | WLDFR | HFTD - Distribution - Tier 2 - 4QU CoRE ¦ 5QU LoRE | Red Flag Warning - Small Fires | 2039 | 2.4268e-06 | 2.5624e-06 | 2.3593e-06 | 2.247e-06 | 0.091184 | 0.042438 | 0.0018418 | 0.046905 | 0 | 0 | 0 | 0 | 0.00027391 | 2.2128e-07 | 0 | 2.2128e-07 | 2.3365e-07 | 0 | 2.3365e-07 | 2.1513e-07 | 0 | 2.1513e-07 | 2.0489e-07 | 0 | 2.0489e-07
[79 empty] | WLDFR | HFTD - Distribution - Tier 2 - 4QU CoRE ¦ 5QU LoRE | Red Flag Warning - Small Fires | 2040 | 2.4268e-06 | 2.5624e-06 | 2.3593e-06 | 2.247e-06 | 0.091184 | 0.042438 | 0.0018418 | 0.046905 | 0 | 0 | 0 | 0 | 0.00027391 | 2.2128e-07 | 0 | 2.2128e-07 | 2.3365e-07 | 0 | 2.3365e-07 | 2.1513e-07 | 0 | 2.1513e-07 | 2.0489e-07 | 0 | 2.0489e-07
[79 empty] | WLDFR | HFTD - Distribution - Tier 2 - 4QU CoRE ¦ 5QU LoRE | Red Flag Warning - Small Fires | 2041 | 2.4268e-06 | 2.5624e-06 | 2.3593e-06 | 2.247e-06 | 0.091184 | 0.042438 | 0.0018418 | 0.046905 | 0 | 0 | 0 | 0 | 0.00027391 | 2.2128e-07 | 0 | 2.2128e-07 | 2.3365e-07 | 0 | 2.3365e-07 | 2.1513e-07 | 0 | 2.1513e-07 | 2.0489e-07 | 0 | 2.0489e-07
[79 empty] | WLDFR | HFTD - Distribution - Tier 2 - 4QU CoRE ¦ 5QU LoRE | Red Flag Warning - Small Fires | 2042 | 2.4268e-06 | 2.5624e-06 | 2.3593e-06 | 2.247e-06 | 0.091184 | 0.042438 | 0.0018418 | 0.046905 | 0 | 0 | 0 | 0 | 0.00027391 | 2.2128e-07 | 0 | 2.2128e-07 | 2.3365e-07 | 0 | 2.3365e-07 | 2.1513e-07 | 0 | 2.1513e-07 | 2.0489e-07 | 0 | 2.0489e-07
[79 empty] | WLDFR | HFTD - Distribution - Tier 2 - 4QU CoRE ¦ 5QU LoRE | Red Flag Warning - Small Fires | 2043 | 2.4268e-06 | 2.5624e-06 | 2.3593e-06 | 2.247e-06 | 0.095486 | 0.044306 | 0.0019228 | 0.049257 | 0 | 0 | 0 | 0 | 0.00027391 | 2.3172e-07 | 0 | 2.3172e-07 | 2.4468e-07 | 0 | 2.4468e-07 | 2.2528e-07 | 0 | 2.2528e-07 | 2.1455e-07 | 0 | 2.1455e-07
[79 empty] | WLDFR | HFTD - Distribution - Tier 2 - 4QU CoRE ¦ 5QU LoRE | Red Flag Warning - Small Fires | 2044 | 2.4268e-06 | 2.5624e-06 | 2.3593e-06 | 2.247e-06 | 0.095486 | 0.044306 | 0.0019228 | 0.049257 | 0 | 0 | 0 | 0 | 0.00027391 | 2.3172e-07 | 0 | 2.3172e-07 | 2.4468e-07 | 0 | 2.4468e-07 | 2.2528e-07 | 0 | 2.2528e-07 | 2.1455e-07 | 0 | 2.1455e-07
[79 empty] | WLDFR | HFTD - Distribution - Tier 2 - 4QU CoRE ¦ 5QU LoRE | Red Flag Warning - Small Fires | 2045 | 2.4268e-06 | 2.5624e-06 | 2.3593e-06 | 2.247e-06 | 0.095486 | 0.044306 | 0.0019228 | 0.049257 | 0 | 0 | 0 | 0 | 0.00027391 | 2.3172e-07 | 0 | 2.3172e-07 | 2.4468e-07 | 0 | 2.4468e-07 | 2.2528e-07 | 0 | 2.2528e-07 | 2.1455e-07 | 0 | 2.1455e-07
[79 empty] | WLDFR | HFTD - Distribution - Tier 2 - 4QU CoRE ¦ 5QU LoRE | Red Flag Warning - Small Fires | 2046 | 2.4268e-06 | 2.5624e-06 | 2.3593e-06 | 2.247e-06 | 0.095486 | 0.044306 | 0.0019228 | 0.049257 | 0 | 0 | 0 | 0 | 0.00027391 | 2.3172e-07 | 0 | 2.3172e-07 | 2.4468e-07 | 0 | 2.4468e-07 | 2.2528e-07 | 0 | 2.2528e-07 | 2.1455e-07 | 0 | 2.1455e-07
[79 empty] | WLDFR | HFTD - Distribution - Tier 2 - 4QU CoRE ¦ 5QU LoRE | Red Flag Warning - Small Fires | 2047 | 2.4268e-06 | 2.5624e-06 | 2.3593e-06 | 2.247e-06 | 0.095486 | 0.044306 | 0.0019228 | 0.049257 | 0 | 0 | 0 | 0 | 0.00027391 | 2.3172e-07 | 0 | 2.3172e-07 | 2.4468e-07 | 0 | 2.4468e-07 | 2.2528e-07 | 0 | 2.2528e-07 | 2.1455e-07 | 0 | 2.1455e-07
[79 empty] | WLDFR | HFTD - Distribution - Tier 2 - 4QU CoRE ¦ 5QU LoRE | Red Flag Warning - Small Fires | 2048 | 2.4268e-06 | 2.5624e-06 | 2.3593e-06 | 2.247e-06 | 0.10007 | 0.04626 | 0.0020076 | 0.051804 | 0 | 0 | 0 | 0 | 0.00027391 | 2.4285e-07 | 0 | 2.4285e-07 | 2.5643e-07 | 0 | 2.5643e-07 | 2.361e-07 | 0 | 2.361e-07 | 2.2486e-07 | 0 | 2.2486e-07
[79 empty] | WLDFR | HFTD - Distribution - Tier 2 - 4QU CoRE ¦ 5QU LoRE | Red Flag Warning - Small Fires | 2049 | 2.4268e-06 | 2.5624e-06 | 2.3593e-06 | 2.247e-06 | 0.10007 | 0.04626 | 0.0020076 | 0.051804 | 0 | 0 | 0 | 0 | 0.00027391 | 2.4285e-07 | 0 | 2.4285e-07 | 2.5643e-07 | 0 | 2.5643e-07 | 2.361e-07 | 0 | 2.361e-07 | 2.2486e-07 | 0 | 2.2486e-07
[79 empty] | WLDFR | HFTD - Distribution - Tier 2 - 4QU CoRE ¦ 5QU LoRE | Red Flag Warning - Small Fires | 2050 | 0 | 2.5624e-06 | 2.3593e-06 | 2.247e-06 | 0.10007 | 0.04626 | 0.0020076 | 0.051804 | 0 | 0 | 0 | 0 | 0.00027391 | 0 | 0 | 0 | 2.5643e-07 | 0 | 2.5643e-07 | 2.361e-07 | 0 | 2.361e-07 | 2.2486e-07 | 0 | 2.2486e-07
[79 empty] | WLDFR | HFTD - Distribution - Tier 2 - 4QU CoRE ¦ 5QU LoRE | Red Flag Warning - Small Fires | 2051 | 0 | 0 | 2.3593e-06 | 2.247e-06 | 0.10007 | 0.04626 | 0.0020076 | 0.051804 | 0 | 0 | 0 | 0 | 0.00027391 | 0 | 0 | 0 | 0 | 0 | 0 | 2.361e-07 | 0 | 2.361e-07 | 2.2486e-07 | 0 | 2.2486e-07
[79 empty] | WLDFR | HFTD - Distribution - Tier 2 - 4QU CoRE ¦ 5QU LoRE | Red Flag Warning - Small Fires | 2052 | 0 | 0 | 0 | 2.247e-06 | 0.10007 | 0.04626 | 0.0020076 | 0.051804 | 0 | 0 | 0 | 0 | 0.00027391 | 0 | 0 | 0 | 0 | 0 | 0 | 0 | 0 | 0 | 2.2486e-07 | 0 | 2.2486e-07
[79 empty] | WLDFR | HFTD - Distribution - Tier 2 - 4QU CoRE ¦ 5QU LoRE | Seismic - Non-Red Flag Warning - Catastrophic Fires | 2020 | 2.4877e-12 | 0 | 0 | 0 | 21083.8428 | 409.2237 | 13469.0878 | 7205.5313 | 0 | 0 | 0 | 0 | 4.1103e-10 | 5.245e-08 | 0 | 5.245e-08 | 0 | 0 | 0 | 0 | 0 | 0 | 0 | 0 | 0
[79 empty] | WLDFR | HFTD - Distribution - Tier 2 - 4QU CoRE ¦ 5QU LoRE | Seismic - Non-Red Flag Warning - Catastrophic Fires | 2021 | 0 | 2.6268e-12 | 0 | 0 | 21083.8428 | 409.2237 | 13469.0878 | 7205.5313 | 0 | 0 | 0 | 0 | 4.1103e-10 | 0 | 0 | 0 | 5.5382e-08 | 0 | 5.5382e-08 | 0 | 0 | 0 | 0 | 0 | 0
[79 empty] | WLDFR | HFTD - Distribution - Tier 2 - 4QU CoRE ¦ 5QU LoRE | Seismic - Non-Red Flag Warning - Catastrophic Fires | 2022 | 0 | 0 | 2.9949e-12 | 0 | 21083.8428 | 409.2237 | 13469.0878 | 7205.5313 | 0 | 0 | 0 | 0 | 4.9169e-10 | 0 | 0 | 0 | 0 | 0 | 0 | 6.3143e-08 | 0 | 6.3143e-08 | 0 | 0 | 0
[79 empty] | WLDFR | HFTD - Distribution - Tier 2 - 4QU CoRE ¦ 5QU LoRE | Seismic - Non-Red Flag Warning - Catastrophic Fires | 2023 | 0 | 0 | 0 | 2.8522e-12 | 21835.9781 | 428.6023 | 13939.561 | 7467.8148 | 0 | 0 | 0 | 0 | 4.9169e-10 | 0 | 0 | 0 | 0 | 0 | 0 | 0 | 0 | 0 | 6.2282e-08 | 0 | 6.2282e-08
[79 empty] | WLDFR | HFTD - Distribution - Tier 2 - 4QU CoRE ¦ 5QU LoRE | Seismic - Red Flag Warning - Catastrophic Fires | 2020 | 1.0727e-10 | 0 | 0 | 0 | 21083.8428 | 409.2237 | 13469.0878 | 7205.5313 | 0 | 0 | 0 | 0 | 1.7724e-08 | 2.2616e-06 | 0 | 2.2616e-06 | 0 | 0 | 0 | 0 | 0 | 0 | 0 | 0 | 0
[79 empty] | WLDFR | HFTD - Distribution - Tier 2 - 4QU CoRE ¦ 5QU LoRE | Seismic - Red Flag Warning - Catastrophic Fires | 2021 | 0 | 1.1326e-10 | 0 | 0 | 21083.8428 | 409.2237 | 13469.0878 | 7205.5313 | 0 | 0 | 0 | 0 | 1.7724e-08 | 0 | 0 | 0 | 2.3881e-06 | 0 | 2.3881e-06 | 0 | 0 | 0 | 0 | 0 | 0
[79 empty] | WLDFR | HFTD - Distribution - Tier 2 - 4QU CoRE ¦ 5QU LoRE | Seismic - Red Flag Warning - Catastrophic Fires | 2022 | 0 | 0 | 1.2914e-10 | 0 | 21083.8428 | 409.2237 | 13469.0878 | 7205.5313 | 0 | 0 | 0 | 0 | 2.1202e-08 | 0 | 0 | 0 | 0 | 0 | 0 | 2.7227e-06 | 0 | 2.7227e-06 | 0 | 0 | 0
[79 empty] | WLDFR | HFTD - Distribution - Tier 2 - 4QU CoRE ¦ 5QU LoRE | Seismic - Red Flag Warning - Catastrophic Fires | 2023 | 0 | 0 | 0 | 1.2299e-10 | 21835.9781 | 428.6023 | 13939.561 | 7467.8148 | 0 | 0 | 0 | 0 | 2.1202e-08 | 0 | 0 | 0 | 0 | 0 | 0 | 0 | 0 | 0 | 2.6856e-06 | 0 | 2.6856e-06
[79 empty] | WLDFR | HFTD - Distribution - Tier 2 - 5QU CoRE ¦ 1QU LoRE | Non-Red Flag Warning - Catastrophic Fires | 2020 | 3.1648e-10 | 0 | 0 | 0 | 14146.1306 | 222.2294 | 8585.7228 | 5338.1784 | 0 | 0 | 0 | 0 | 2.045e-07 | 4.477e-06 | 0 | 4.477e-06 | 0 | 0 | 0 | 0 | 0 | 0 | 0 | 0 | 0
[79 empty] | WLDFR | HFTD - Distribution - Tier 2 - 5QU CoRE ¦ 1QU LoRE | Non-Red Flag Warning - Catastrophic Fires | 2021 | 1.8127e-10 | 3.3418e-10 | 0 | 0 | 14146.1306 | 222.2294 | 8585.7228 | 5338.1784 | 0 | 0 | 0 | 0 | 2.045e-07 | 2.5642e-06 | 0 | 2.5642e-06 | 4.7273e-06 | 0 | 4.7273e-06 | 0 | 0 | 0 | 0 | 0 | 0
[79 empty] | WLDFR | HFTD - Distribution - Tier 2 - 5QU CoRE ¦ 1QU LoRE | Non-Red Flag Warning - Catastrophic Fires | 2022 | 1.7138e-10 | 1.8096e-10 | 3.1698e-10 | 0 | 14146.1306 | 222.2294 | 8585.7228 | 5338.1784 | 0 | 0 | 0 | 0 | 2.0088e-07 | 2.4243e-06 | 0 | 2.4243e-06 | 2.5599e-06 | 0 | 2.5599e-06 | 4.4841e-06 | 0 | 4.4841e-06 | 0 | 0 | 0
[79 empty] | WLDFR | HFTD - Distribution - Tier 2 - 5QU CoRE ¦ 1QU LoRE | Non-Red Flag Warning - Catastrophic Fires | 2023 | 1.7138e-10 | 1.8096e-10 | 1.8164e-10 | 3.0189e-10 | 14664.6376 | 233.2301 | 8896.516 | 5534.8915 | 0 | 0 | 0 | 0 | 2.0088e-07 | 2.5132e-06 | 0 | 2.5132e-06 | 2.6537e-06 | 0 | 2.6537e-06 | 2.6638e-06 | 0 | 2.6638e-06 | 4.4271e-06 | 0 | 4.4271e-06
[79 empty] | WLDFR | HFTD - Distribution - Tier 2 - 5QU CoRE ¦ 1QU LoRE | Non-Red Flag Warning - Catastrophic Fires | 2024 | 1.7138e-10 | 1.8096e-10 | 1.8164e-10 | 1.73e-10 | 14664.6376 | 233.2301 | 8896.516 | 5534.8915 | 0 | 0 | 0 | 0 | 2.0088e-07 | 2.5132e-06 | 0 | 2.5132e-06 | 2.6537e-06 | 0 | 2.6537e-06 | 2.6638e-06 | 0 | 2.6638e-06 | 2.5369e-06 | 0 | 2.5369e-06
[79 empty] | WLDFR | HFTD - Distribution - Tier 2 - 5QU CoRE ¦ 1QU LoRE | Non-Red Flag Warning - Catastrophic Fires | 2025 | 1.7138e-10 | 1.8096e-10 | 1.8164e-10 | 1.73e-10 | 14664.6376 | 233.2301 | 8896.516 | 5534.8915 | 0 | 0 | 0 | 0 | 2.0088e-07 | 2.5132e-06 | 0 | 2.5132e-06 | 2.6537e-06 | 0 | 2.6537e-06 | 2.6638e-06 | 0 | 2.6638e-06 | 2.5369e-06 | 0 | 2.5369e-06
[79 empty] | WLDFR | HFTD - Distribution - Tier 2 - 5QU CoRE ¦ 1QU LoRE | Non-Red Flag Warning - Catastrophic Fires | 2026 | 1.7138e-10 | 1.8096e-10 | 1.8164e-10 | 1.73e-10 | 14664.6376 | 233.2301 | 8896.516 | 5534.8915 | 0 | 0 | 0 | 0 | 2.0088e-07 | 2.5132e-06 | 0 | 2.5132e-06 | 2.6537e-06 | 0 | 2.6537e-06 | 2.6638e-06 | 0 | 2.6638e-06 | 2.5369e-06 | 0 | 2.5369e-06
[79 empty] | WLDFR | HFTD - Distribution - Tier 2 - 5QU CoRE ¦ 1QU LoRE | Non-Red Flag Warning - Catastrophic Fires | 2027 | 1.7138e-10 | 1.8096e-10 | 1.8164e-10 | 1.73e-10 | 14664.6376 | 233.2301 | 8896.516 | 5534.8915 | 0 | 0 | 0 | 0 | 2.0088e-07 | 2.5132e-06 | 0 | 2.5132e-06 | 2.6537e-06 | 0 | 2.6537e-06 | 2.6638e-06 | 0 | 2.6638e-06 | 2.5369e-06 | 0 | 2.5369e-06
[79 empty] | WLDFR | HFTD - Distribution - Tier 2 - 5QU CoRE ¦ 1QU LoRE | Non-Red Flag Warning - Catastrophic Fires | 2028 | 1.7138e-10 | 1.8096e-10 | 1.8164e-10 | 1.73e-10 | 15317.9909 | 247.273 | 9287.6491 | 5783.0689 | 0 | 0 | 0 | 0 | 2.0088e-07 | 2.6252e-06 | 0 | 2.6252e-06 | 2.772e-06 | 0 | 2.772e-06 | 2.7824e-06 | 0 | 2.7824e-06 | 2.6499e-06 | 0 | 2.6499e-06
[79 empty] | WLDFR | HFTD - Distribution - Tier 2 - 5QU CoRE ¦ 1QU LoRE | Non-Red Flag Warning - Catastrophic Fires | 2029 | 1.7138e-10 | 1.8096e-10 | 1.8164e-10 | 1.73e-10 | 15317.9909 | 247.273 | 9287.6491 | 5783.0689 | 0 | 0 | 0 | 0 | 2.0088e-07 | 2.6252e-06 | 0 | 2.6252e-06 | 2.772e-06 | 0 | 2.772e-06 | 2.7824e-06 | 0 | 2.7824e-06 | 2.6499e-06 | 0 | 2.6499e-06
[79 empty] | WLDFR | HFTD - Distribution - Tier 2 - 5QU CoRE ¦ 1QU LoRE | Non-Red Flag Warning - Catastrophic Fires | 2030 | 1.7138e-10 | 1.8096e-10 | 1.8164e-10 | 1.73e-10 | 15317.9909 | 247.273 | 9287.6491 | 5783.0689 | 0 | 0 | 0 | 0 | 2.0088e-07 | 2.6252e-06 | 0 | 2.6252e-06 | 2.772e-06 | 0 | 2.772e-06 | 2.7824e-06 | 0 | 2.7824e-06 | 2.6499e-06 | 0 | 2.6499e-06
[79 empty] | WLDFR | HFTD - Distribution - Tier 2 - 5QU CoRE ¦ 1QU LoRE | Non-Red Flag Warning - Catastrophic Fires | 2031 | 1.7138e-10 | 1.8096e-10 | 1.8164e-10 | 1.73e-10 | 15317.9909 | 247.273 | 9287.6491 | 5783.0689 | 0 | 0 | 0 | 0 | 2.0088e-07 | 2.6252e-06 | 0 | 2.6252e-06 | 2.772e-06 | 0 | 2.772e-06 | 2.7824e-06 | 0 | 2.7824e-06 | 2.6499e-06 | 0 | 2.6499e-06
[79 empty] | WLDFR | HFTD - Distribution - Tier 2 - 5QU CoRE ¦ 1QU LoRE | Non-Red Flag Warning - Catastrophic Fires | 2032 | 1.7138e-10 | 1.8096e-10 | 1.8164e-10 | 1.73e-10 | 15317.9909 | 247.273 | 9287.6491 | 5783.0689 | 0 | 0 | 0 | 0 | 2.0088e-07 | 2.6252e-06 | 0 | 2.6252e-06 | 2.772e-06 | 0 | 2.772e-06 | 2.7824e-06 | 0 | 2.7824e-06 | 2.6499e-06 | 0 | 2.6499e-06
[79 empty] | WLDFR | HFTD - Distribution - Tier 2 - 5QU CoRE ¦ 1QU LoRE | Non-Red Flag Warning - Catastrophic Fires | 2033 | 1.7138e-10 | 1.8096e-10 | 1.8164e-10 | 1.73e-10 | 16044.1264 | 263.1074 | 9721.74 | 6059.2791 | 0 | 0 | 0 | 0 | 2.0088e-07 | 2.7496e-06 | 0 | 2.7496e-06 | 2.9034e-06 | 0 | 2.9034e-06 | 2.9143e-06 | 0 | 2.9143e-06 | 2.7756e-06 | 0 | 2.7756e-06
[79 empty] | WLDFR | HFTD - Distribution - Tier 2 - 5QU CoRE ¦ 1QU LoRE | Non-Red Flag Warning - Catastrophic Fires | 2034 | 1.7138e-10 | 1.8096e-10 | 1.8164e-10 | 1.73e-10 | 16044.1264 | 263.1074 | 9721.74 | 6059.2791 | 0 | 0 | 0 | 0 | 2.0088e-07 | 2.7496e-06 | 0 | 2.7496e-06 | 2.9034e-06 | 0 | 2.9034e-06 | 2.9143e-06 | 0 | 2.9143e-06 | 2.7756e-06 | 0 | 2.7756e-06
[79 empty] | WLDFR | HFTD - Distribution - Tier 2 - 5QU CoRE ¦ 1QU LoRE | Non-Red Flag Warning - Catastrophic Fires | 2035 | 1.7138e-10 | 1.8096e-10 | 1.8164e-10 | 1.73e-10 | 16044.1264 | 263.1074 | 9721.74 | 6059.2791 | 0 | 0 | 0 | 0 | 2.0088e-07 | 2.7496e-06 | 0 | 2.7496e-06 | 2.9034e-06 | 0 | 2.9034e-06 | 2.9143e-06 | 0 | 2.9143e-06 | 2.7756e-06 | 0 | 2.7756e-06
[79 empty] | WLDFR | HFTD - Distribution - Tier 2 - 5QU CoRE ¦ 1QU LoRE | Non-Red Flag Warning - Catastrophic Fires | 2036 | 1.7138e-10 | 1.8096e-10 | 1.8164e-10 | 1.73e-10 | 16044.1264 | 263.1074 | 9721.74 | 6059.2791 | 0 | 0 | 0 | 0 | 2.0088e-07 | 2.7496e-06 | 0 | 2.7496e-06 | 2.9034e-06 | 0 | 2.9034e-06 | 2.9143e-06 | 0 | 2.9143e-06 | 2.7756e-06 | 0 | 2.7756e-06
[79 empty] | WLDFR | HFTD - Distribution - Tier 2 - 5QU CoRE ¦ 1QU LoRE | Non-Red Flag Warning - Catastrophic Fires | 2037 | 1.7138e-10 | 1.8096e-10 | 1.8164e-10 | 1.73e-10 | 16044.1264 | 263.1074 | 9721.74 | 6059.2791 | 0 | 0 | 0 | 0 | 2.0088e-07 | 2.7496e-06 | 0 | 2.7496e-06 | 2.9034e-06 | 0 | 2.9034e-06 | 2.9143e-06 | 0 | 2.9143e-06 | 2.7756e-06 | 0 | 2.7756e-06
[79 empty] | WLDFR | HFTD - Distribution - Tier 2 - 5QU CoRE ¦ 1QU LoRE | Non-Red Flag Warning - Catastrophic Fires | 2038 | 1.7138e-10 | 1.8096e-10 | 1.8164e-10 | 1.73e-10 | 16832.3912 | 280.5544 | 10192.2718 | 6359.5651 | 0 | 0 | 0 | 0 | 2.0088e-07 | 2.8847e-06 | 0 | 2.8847e-06 | 3.046e-06 | 0 | 3.046e-06 | 3.0575e-06 | 0 | 3.0575e-06 | 2.9119e-06 | 0 | 2.9119e-06
[79 empty] | WLDFR | HFTD - Distribution - Tier 2 - 5QU CoRE ¦ 1QU LoRE | Non-Red Flag Warning - Catastrophic Fires | 2039 | 1.7138e-10 | 1.8096e-10 | 1.8164e-10 | 1.73e-10 | 16832.3912 | 280.5544 | 10192.2718 | 6359.5651 | 0 | 0 | 0 | 0 | 2.0088e-07 | 2.8847e-06 | 0 | 2.8847e-06 | 3.046e-06 | 0 | 3.046e-06 | 3.0575e-06 | 0 | 3.0575e-06 | 2.9119e-06 | 0 | 2.9119e-06
[79 empty] | WLDFR | HFTD - Distribution - Tier 2 - 5QU CoRE ¦ 1QU LoRE | Non-Red Flag Warning - Catastrophic Fires | 2040 | 1.7138e-10 | 1.8096e-10 | 1.8164e-10 | 1.73e-10 | 16832.3912 | 280.5544 | 10192.2718 | 6359.5651 | 0 | 0 | 0 | 0 | 2.0088e-07 | 2.8847e-06 | 0 | 2.8847e-06 | 3.046e-06 | 0 | 3.046e-06 | 3.0575e-06 | 0 | 3.0575e-06 | 2.9119e-06 | 0 | 2.9119e-06
[79 empty] | WLDFR | HFTD - Distribution - Tier 2 - 5QU CoRE ¦ 1QU LoRE | Non-Red Flag Warning - Catastrophic Fires | 2041 | 1.7138e-10 | 1.8096e-10 | 1.8164e-10 | 1.73e-10 | 16832.3912 | 280.5544 | 10192.2718 | 6359.5651 | 0 | 0 | 0 | 0 | 2.0088e-07 | 2.8847e-06 | 0 | 2.8847e-06 | 3.046e-06 | 0 | 3.046e-06 | 3.0575e-06 | 0 | 3.0575e-06 | 2.9119e-06 | 0 | 2.9119e-06
[79 empty] | WLDFR | HFTD - Distribution - Tier 2 - 5QU CoRE ¦ 1QU LoRE | Non-Red Flag Warning - Catastrophic Fires | 2042 | 1.7138e-10 | 1.8096e-10 | 1.8164e-10 | 1.73e-10 | 16832.3912 | 280.5544 | 10192.2718 | 6359.5651 | 0 | 0 | 0 | 0 | 2.0088e-07 | 2.8847e-06 | 0 | 2.8847e-06 | 3.046e-06 | 0 | 3.046e-06 | 3.0575e-06 | 0 | 3.0575e-06 | 2.9119e-06 | 0 | 2.9119e-06
[79 empty] | WLDFR | HFTD - Distribution - Tier 2 - 5QU CoRE ¦ 1QU LoRE | Non-Red Flag Warning - Catastrophic Fires | 2043 | 1.7138e-10 | 1.8096e-10 | 1.8164e-10 | 1.73e-10 | 17672.0852 | 299.42 | 10692.7362 | 6679.929 | 0 | 0 | 0 | 0 | 2.0088e-07 | 3.0286e-06 | 0 | 3.0286e-06 | 3.1979e-06 | 0 | 3.1979e-06 | 3.21e-06 | 0 | 3.21e-06 | 3.0572e-06 | 0 | 3.0572e-06
[79 empty] | WLDFR | HFTD - Distribution - Tier 2 - 5QU CoRE ¦ 1QU LoRE | Non-Red Flag Warning - Catastrophic Fires | 2044 | 1.7138e-10 | 1.8096e-10 | 1.8164e-10 | 1.73e-10 | 17672.0852 | 299.42 | 10692.7362 | 6679.929 | 0 | 0 | 0 | 0 | 2.0088e-07 | 3.0286e-06 | 0 | 3.0286e-06 | 3.1979e-06 | 0 | 3.1979e-06 | 3.21e-06 | 0 | 3.21e-06 | 3.0572e-06 | 0 | 3.0572e-06
[79 empty] | WLDFR | HFTD - Distribution - Tier 2 - 5QU CoRE ¦ 1QU LoRE | Non-Red Flag Warning - Catastrophic Fires | 2045 | 1.7138e-10 | 1.8096e-10 | 1.8164e-10 | 1.73e-10 | 17672.0852 | 299.42 | 10692.7362 | 6679.929 | 0 | 0 | 0 | 0 | 2.0088e-07 | 3.0286e-06 | 0 | 3.0286e-06 | 3.1979e-06 | 0 | 3.1979e-06 | 3.21e-06 | 0 | 3.21e-06 | 3.0572e-06 | 0 | 3.0572e-06
[79 empty] | WLDFR | HFTD - Distribution - Tier 2 - 5QU CoRE ¦ 1QU LoRE | Non-Red Flag Warning - Catastrophic Fires | 2046 | 1.7138e-10 | 1.8096e-10 | 1.8164e-10 | 1.73e-10 | 17672.0852 | 299.42 | 10692.7362 | 6679.929 | 0 | 0 | 0 | 0 | 2.0088e-07 | 3.0286e-06 | 0 | 3.0286e-06 | 3.1979e-06 | 0 | 3.1979e-06 | 3.21e-06 | 0 | 3.21e-06 | 3.0572e-06 | 0 | 3.0572e-06
[79 empty] | WLDFR | HFTD - Distribution - Tier 2 - 5QU CoRE ¦ 1QU LoRE | Non-Red Flag Warning - Catastrophic Fires | 2047 | 1.7138e-10 | 1.8096e-10 | 1.8164e-10 | 1.73e-10 | 17672.0852 | 299.42 | 10692.7362 | 6679.929 | 0 | 0 | 0 | 0 | 2.0088e-07 | 3.0286e-06 | 0 | 3.0286e-06 | 3.1979e-06 | 0 | 3.1979e-06 | 3.21e-06 | 0 | 3.21e-06 | 3.0572e-06 | 0 | 3.0572e-06
[79 empty] | WLDFR | HFTD - Distribution - Tier 2 - 5QU CoRE ¦ 1QU LoRE | Non-Red Flag Warning - Catastrophic Fires | 2048 | 1.7138e-10 | 1.8096e-10 | 1.8164e-10 | 1.73e-10 | 18552.3348 | 319.4911 | 11216.5626 | 7016.281 | 0 | 0 | 0 | 0 | 2.0088e-07 | 3.1795e-06 | 0 | 3.1795e-06 | 3.3572e-06 | 0 | 3.3572e-06 | 3.3699e-06 | 0 | 3.3699e-06 | 3.2095e-06 | 0 | 3.2095e-06
[79 empty] | WLDFR | HFTD - Distribution - Tier 2 - 5QU CoRE ¦ 1QU LoRE | Non-Red Flag Warning - Catastrophic Fires | 2049 | 1.7138e-10 | 1.8096e-10 | 1.8164e-10 | 1.73e-10 | 18552.3348 | 319.4911 | 11216.5626 | 7016.281 | 0 | 0 | 0 | 0 | 2.0088e-07 | 3.1795e-06 | 0 | 3.1795e-06 | 3.3572e-06 | 0 | 3.3572e-06 | 3.3699e-06 | 0 | 3.3699e-06 | 3.2095e-06 | 0 | 3.2095e-06
[79 empty] | WLDFR | HFTD - Distribution - Tier 2 - 5QU CoRE ¦ 1QU LoRE | Non-Red Flag Warning - Catastrophic Fires | 2050 | 0 | 1.8096e-10 | 1.8164e-10 | 1.73e-10 | 18552.3348 | 319.4911 | 11216.5626 | 7016.281 | 0 | 0 | 0 | 0 | 2.0088e-07 | 0 | 0 | 0 | 3.3572e-06 | 0 | 3.3572e-06 | 3.3699e-06 | 0 | 3.3699e-06 | 3.2095e-06 | 0 | 3.2095e-06
[79 empty] | WLDFR | HFTD - Distribution - Tier 2 - 5QU CoRE ¦ 1QU LoRE | Non-Red Flag Warning - Catastrophic Fires | 2051 | 0 | 0 | 1.8164e-10 | 1.73e-10 | 18552.3348 | 319.4911 | 11216.5626 | 7016.281 | 0 | 0 | 0 | 0 | 2.0088e-07 | 0 | 0 | 0 | 0 | 0 | 0 | 3.3699e-06 | 0 | 3.3699e-06 | 3.2095e-06 | 0 | 3.2095e-06
[79 empty] | WLDFR | HFTD - Distribution - Tier 2 - 5QU CoRE ¦ 1QU LoRE | Non-Red Flag Warning - Catastrophic Fires | 2052 | 0 | 0 | 0 | 1.73e-10 | 18552.3348 | 319.4911 | 11216.5626 | 7016.281 | 0 | 0 | 0 | 0 | 2.0088e-07 | 0 | 0 | 0 | 0 | 0 | 0 | 0 | 0 | 0 | 3.2095e-06 | 0 | 3.2095e-06
[79 empty] | WLDFR | HFTD - Distribution - Tier 2 - 5QU CoRE ¦ 1QU LoRE | Non-Red Flag Warning - Destructive Fires | 2020 | 9.8641e-10 | 0 | 0 | 0 | 8807.9522 | 222.2294 | 8585.7228 | 0 | 0 | 0 | 0 | 0 | 2.3892e-07 | 8.6882e-06 | 0 | 8.6882e-06 | 0 | 0 | 0 | 0 | 0 | 0 | 0 | 0 | 0
[79 empty] | WLDFR | HFTD - Distribution - Tier 2 - 5QU CoRE ¦ 1QU LoRE | Non-Red Flag Warning - Destructive Fires | 2021 | 5.6446e-10 | 1.0416e-09 | 0 | 0 | 8807.9522 | 222.2294 | 8585.7228 | 0 | 0 | 0 | 0 | 0 | 2.3892e-07 | 4.9718e-06 | 0 | 4.9718e-06 | 9.174e-06 | 0 | 9.174e-06 | 0 | 0 | 0 | 0 | 0 | 0
[79 empty] | WLDFR | HFTD - Distribution - Tier 2 - 5QU CoRE ¦ 1QU LoRE | Non-Red Flag Warning - Destructive Fires | 2022 | 5.3008e-10 | 5.5971e-10 | 9.8132e-10 | 0 | 8807.9522 | 222.2294 | 8585.7228 | 0 | 0 | 0 | 0 | 0 | 2.3445e-07 | 4.6689e-06 | 0 | 4.6689e-06 | 4.9299e-06 | 0 | 4.9299e-06 | 8.6435e-06 | 0 | 8.6435e-06 | 0 | 0 | 0
[79 empty] | WLDFR | HFTD - Distribution - Tier 2 - 5QU CoRE ¦ 1QU LoRE | Non-Red Flag Warning - Destructive Fires | 2023 | 5.3008e-10 | 5.5971e-10 | 5.6183e-10 | 9.3459e-10 | 9129.7461 | 233.2301 | 8896.516 | 0 | 0 | 0 | 0 | 0 | 2.3445e-07 | 4.8395e-06 | 0 | 4.8395e-06 | 5.11e-06 | 0 | 5.11e-06 | 5.1294e-06 | 0 | 5.1294e-06 | 8.5326e-06 | 0 | 8.5326e-06
[79 empty] | WLDFR | HFTD - Distribution - Tier 2 - 5QU CoRE ¦ 1QU LoRE | Non-Red Flag Warning - Destructive Fires | 2024 | 5.3008e-10 | 5.5971e-10 | 5.6183e-10 | 5.3508e-10 | 9129.7461 | 233.2301 | 8896.516 | 0 | 0 | 0 | 0 | 0 | 2.3445e-07 | 4.8395e-06 | 0 | 4.8395e-06 | 5.11e-06 | 0 | 5.11e-06 | 5.1294e-06 | 0 | 5.1294e-06 | 4.8851e-06 | 0 | 4.8851e-06
[79 empty] | WLDFR | HFTD - Distribution - Tier 2 - 5QU CoRE ¦ 1QU LoRE | Non-Red Flag Warning - Destructive Fires | 2025 | 5.3008e-10 | 5.5971e-10 | 5.6183e-10 | 5.3508e-10 | 9129.7461 | 233.2301 | 8896.516 | 0 | 0 | 0 | 0 | 0 | 2.3445e-07 | 4.8395e-06 | 0 | 4.8395e-06 | 5.11e-06 | 0 | 5.11e-06 | 5.1294e-06 | 0 | 5.1294e-06 | 4.8851e-06 | 0 | 4.8851e-06
[79 empty] | WLDFR | HFTD - Distribution - Tier 2 - 5QU CoRE ¦ 1QU LoRE | Non-Red Flag Warning - Destructive Fires | 2026 | 5.3008e-10 | 5.5971e-10 | 5.6183e-10 | 5.3508e-10 | 9129.7461 | 233.2301 | 8896.516 | 0 | 0 | 0 | 0 | 0 | 2.3445e-07 | 4.8395e-06 | 0 | 4.8395e-06 | 5.11e-06 | 0 | 5.11e-06 | 5.1294e-06 | 0 | 5.1294e-06 | 4.8851e-06 | 0 | 4.8851e-06
[79 empty] | WLDFR | HFTD - Distribution - Tier 2 - 5QU CoRE ¦ 1QU LoRE | Non-Red Flag Warning - Destructive Fires | 2027 | 5.3008e-10 | 5.5971e-10 | 5.6183e-10 | 5.3508e-10 | 9129.7461 | 233.2301 | 8896.516 | 0 | 0 | 0 | 0 | 0 | 2.3445e-07 | 4.8395e-06 | 0 | 4.8395e-06 | 5.11e-06 | 0 | 5.11e-06 | 5.1294e-06 | 0 | 5.1294e-06 | 4.8851e-06 | 0 | 4.8851e-06
[79 empty] | WLDFR | HFTD - Distribution - Tier 2 - 5QU CoRE ¦ 1QU LoRE | Non-Red Flag Warning - Destructive Fires | 2028 | 5.3008e-10 | 5.5971e-10 | 5.6183e-10 | 5.3508e-10 | 9534.9221 | 247.273 | 9287.6491 | 0 | 0 | 0 | 0 | 0 | 2.3445e-07 | 5.0542e-06 | 0 | 5.0542e-06 | 5.3368e-06 | 0 | 5.3368e-06 | 5.357e-06 | 0 | 5.357e-06 | 5.1019e-06 | 0 | 5.1019e-06
[79 empty] | WLDFR | HFTD - Distribution - Tier 2 - 5QU CoRE ¦ 1QU LoRE | Non-Red Flag Warning - Destructive Fires | 2029 | 5.3008e-10 | 5.5971e-10 | 5.6183e-10 | 5.3508e-10 | 9534.9221 | 247.273 | 9287.6491 | 0 | 0 | 0 | 0 | 0 | 2.3445e-07 | 5.0542e-06 | 0 | 5.0542e-06 | 5.3368e-06 | 0 | 5.3368e-06 | 5.357e-06 | 0 | 5.357e-06 | 5.1019e-06 | 0 | 5.1019e-06
[79 empty] | WLDFR | HFTD - Distribution - Tier 2 - 5QU CoRE ¦ 1QU LoRE | Non-Red Flag Warning - Destructive Fires | 2030 | 5.3008e-10 | 5.5971e-10 | 5.6183e-10 | 5.3508e-10 | 9534.9221 | 247.273 | 9287.6491 | 0 | 0 | 0 | 0 | 0 | 2.3445e-07 | 5.0542e-06 | 0 | 5.0542e-06 | 5.3368e-06 | 0 | 5.3368e-06 | 5.357e-06 | 0 | 5.357e-06 | 5.1019e-06 | 0 | 5.1019e-06
[79 empty] | WLDFR | HFTD - Distribution - Tier 2 - 5QU CoRE ¦ 1QU LoRE | Non-Red Flag Warning - Destructive Fires | 2031 | 5.3008e-10 | 5.5971e-10 | 5.6183e-10 | 5.3508e-10 | 9534.9221 | 247.273 | 9287.6491 | 0 | 0 | 0 | 0 | 0 | 2.3445e-07 | 5.0542e-06 | 0 | 5.0542e-06 | 5.3368e-06 | 0 | 5.3368e-06 | 5.357e-06 | 0 | 5.357e-06 | 5.1019e-06 | 0 | 5.1019e-06
[79 empty] | WLDFR | HFTD - Distribution - Tier 2 - 5QU CoRE ¦ 1QU LoRE | Non-Red Flag Warning - Destructive Fires | 2032 | 5.3008e-10 | 5.5971e-10 | 5.6183e-10 | 5.3508e-10 | 9534.9221 | 247.273 | 9287.6491 | 0 | 0 | 0 | 0 | 0 | 2.3445e-07 | 5.0542e-06 | 0 | 5.0542e-06 | 5.3368e-06 | 0 | 5.3368e-06 | 5.357e-06 | 0 | 5.357e-06 | 5.1019e-06 | 0 | 5.1019e-06
[79 empty] | WLDFR | HFTD - Distribution - Tier 2 - 5QU CoRE ¦ 1QU LoRE | Non-Red Flag Warning - Destructive Fires | 2033 | 5.3008e-10 | 5.5971e-10 | 5.6183e-10 | 5.3508e-10 | 9984.8474 | 263.1074 | 9721.74 | 0 | 0 | 0 | 0 | 0 | 2.3445e-07 | 5.2927e-06 | 0 | 5.2927e-06 | 5.5887e-06 | 0 | 5.5887e-06 | 5.6098e-06 | 0 | 5.6098e-06 | 5.3427e-06 | 0 | 5.3427e-06
[79 empty] | WLDFR | HFTD - Distribution - Tier 2 - 5QU CoRE ¦ 1QU LoRE | Non-Red Flag Warning - Destructive Fires | 2034 | 5.3008e-10 | 5.5971e-10 | 5.6183e-10 | 5.3508e-10 | 9984.8474 | 263.1074 | 9721.74 | 0 | 0 | 0 | 0 | 0 | 2.3445e-07 | 5.2927e-06 | 0 | 5.2927e-06 | 5.5887e-06 | 0 | 5.5887e-06 | 5.6098e-06 | 0 | 5.6098e-06 | 5.3427e-06 | 0 | 5.3427e-06
[79 empty] | WLDFR | HFTD - Distribution - Tier 2 - 5QU CoRE ¦ 1QU LoRE | Non-Red Flag Warning - Destructive Fires | 2035 | 5.3008e-10 | 5.5971e-10 | 5.6183e-10 | 5.3508e-10 | 9984.8474 | 263.1074 | 9721.74 | 0 | 0 | 0 | 0 | 0 | 2.3445e-07 | 5.2927e-06 | 0 | 5.2927e-06 | 5.5887e-06 | 0 | 5.5887e-06 | 5.6098e-06 | 0 | 5.6098e-06 | 5.3427e-06 | 0 | 5.3427e-06
[79 empty] | WLDFR | HFTD - Distribution - Tier 2 - 5QU CoRE ¦ 1QU LoRE | Non-Red Flag Warning - Destructive Fires | 2036 | 5.3008e-10 | 5.5971e-10 | 5.6183e-10 | 5.3508e-10 | 9984.8474 | 263.1074 | 9721.74 | 0 | 0 | 0 | 0 | 0 | 2.3445e-07 | 5.2927e-06 | 0 | 5.2927e-06 | 5.5887e-06 | 0 | 5.5887e-06 | 5.6098e-06 | 0 | 5.6098e-06 | 5.3427e-06 | 0 | 5.3427e-06
[79 empty] | WLDFR | HFTD - Distribution - Tier 2 - 5QU CoRE ¦ 1QU LoRE | Non-Red Flag Warning - Destructive Fires | 2037 | 5.3008e-10 | 5.5971e-10 | 5.6183e-10 | 5.3508e-10 | 9984.8474 | 263.1074 | 9721.74 | 0 | 0 | 0 | 0 | 0 | 2.3445e-07 | 5.2927e-06 | 0 | 5.2927e-06 | 5.5887e-06 | 0 | 5.5887e-06 | 5.6098e-06 | 0 | 5.6098e-06 | 5.3427e-06 | 0 | 5.3427e-06
[79 empty] | WLDFR | HFTD - Distribution - Tier 2 - 5QU CoRE ¦ 1QU LoRE | Non-Red Flag Warning - Destructive Fires | 2038 | 5.3008e-10 | 5.5971e-10 | 5.6183e-10 | 5.3508e-10 | 10472.8261 | 280.5544 | 10192.2718 | 0 | 0 | 0 | 0 | 0 | 2.3445e-07 | 5.5514e-06 | 0 | 5.5514e-06 | 5.8618e-06 | 0 | 5.8618e-06 | 5.884e-06 | 0 | 5.884e-06 | 5.6038e-06 | 0 | 5.6038e-06
[79 empty] | WLDFR | HFTD - Distribution - Tier 2 - 5QU CoRE ¦ 1QU LoRE | Non-Red Flag Warning - Destructive Fires | 2039 | 5.3008e-10 | 5.5971e-10 | 5.6183e-10 | 5.3508e-10 | 10472.8261 | 280.5544 | 10192.2718 | 0 | 0 | 0 | 0 | 0 | 2.3445e-07 | 5.5514e-06 | 0 | 5.5514e-06 | 5.8618e-06 | 0 | 5.8618e-06 | 5.884e-06 | 0 | 5.884e-06 | 5.6038e-06 | 0 | 5.6038e-06
[79 empty] | WLDFR | HFTD - Distribution - Tier 2 - 5QU CoRE ¦ 1QU LoRE | Non-Red Flag Warning - Destructive Fires | 2040 | 5.3008e-10 | 5.5971e-10 | 5.6183e-10 | 5.3508e-10 | 10472.8261 | 280.5544 | 10192.2718 | 0 | 0 | 0 | 0 | 0 | 2.3445e-07 | 5.5514e-06 | 0 | 5.5514e-06 | 5.8618e-06 | 0 | 5.8618e-06 | 5.884e-06 | 0 | 5.884e-06 | 5.6038e-06 | 0 | 5.6038e-06
[79 empty] | WLDFR | HFTD - Distribution - Tier 2 - 5QU CoRE ¦ 1QU LoRE | Non-Red Flag Warning - Destructive Fires | 2041 | 5.3008e-10 | 5.5971e-10 | 5.6183e-10 | 5.3508e-10 | 10472.8261 | 280.5544 | 10192.2718 | 0 | 0 | 0 | 0 | 0 | 2.3445e-07 | 5.5514e-06 | 0 | 5.5514e-06 | 5.8618e-06 | 0 | 5.8618e-06 | 5.884e-06 | 0 | 5.884e-06 | 5.6038e-06 | 0 | 5.6038e-06
[79 empty] | WLDFR | HFTD - Distribution - Tier 2 - 5QU CoRE ¦ 1QU LoRE | Non-Red Flag Warning - Destructive Fires | 2042 | 5.3008e-10 | 5.5971e-10 | 5.6183e-10 | 5.3508e-10 | 10472.8261 | 280.5544 | 10192.2718 | 0 | 0 | 0 | 0 | 0 | 2.3445e-07 | 5.5514e-06 | 0 | 5.5514e-06 | 5.8618e-06 | 0 | 5.8618e-06 | 5.884e-06 | 0 | 5.884e-06 | 5.6038e-06 | 0 | 5.6038e-06
[79 empty] | WLDFR | HFTD - Distribution - Tier 2 - 5QU CoRE ¦ 1QU LoRE | Non-Red Flag Warning - Destructive Fires | 2043 | 5.3008e-10 | 5.5971e-10 | 5.6183e-10 | 5.3508e-10 | 10992.1562 | 299.42 | 10692.7362 | 0 | 0 | 0 | 0 | 0 | 2.3445e-07 | 5.8267e-06 | 0 | 5.8267e-06 | 6.1525e-06 | 0 | 6.1525e-06 | 6.1757e-06 | 0 | 6.1757e-06 | 5.8816e-06 | 0 | 5.8816e-06
[79 empty] | WLDFR | HFTD - Distribution - Tier 2 - 5QU CoRE ¦ 1QU LoRE | Non-Red Flag Warning - Destructive Fires | 2044 | 5.3008e-10 | 5.5971e-10 | 5.6183e-10 | 5.3508e-10 | 10992.1562 | 299.42 | 10692.7362 | 0 | 0 | 0 | 0 | 0 | 2.3445e-07 | 5.8267e-06 | 0 | 5.8267e-06 | 6.1525e-06 | 0 | 6.1525e-06 | 6.1757e-06 | 0 | 6.1757e-06 | 5.8816e-06 | 0 | 5.8816e-06
[79 empty] | WLDFR | HFTD - Distribution - Tier 2 - 5QU CoRE ¦ 1QU LoRE | Non-Red Flag Warning - Destructive Fires | 2045 | 5.3008e-10 | 5.5971e-10 | 5.6183e-10 | 5.3508e-10 | 10992.1562 | 299.42 | 10692.7362 | 0 | 0 | 0 | 0 | 0 | 2.3445e-07 | 5.8267e-06 | 0 | 5.8267e-06 | 6.1525e-06 | 0 | 6.1525e-06 | 6.1757e-06 | 0 | 6.1757e-06 | 5.8816e-06 | 0 | 5.8816e-06
[79 empty] | WLDFR | HFTD - Distribution - Tier 2 - 5QU CoRE ¦ 1QU LoRE | Non-Red Flag Warning - Destructive Fires | 2046 | 5.3008e-10 | 5.5971e-10 | 5.6183e-10 | 5.3508e-10 | 10992.1562 | 299.42 | 10692.7362 | 0 | 0 | 0 | 0 | 0 | 2.3445e-07 | 5.8267e-06 | 0 | 5.8267e-06 | 6.1525e-06 | 0 | 6.1525e-06 | 6.1757e-06 | 0 | 6.1757e-06 | 5.8816e-06 | 0 | 5.8816e-06
[79 empty] | WLDFR | HFTD - Distribution - Tier 2 - 5QU CoRE ¦ 1QU LoRE | Non-Red Flag Warning - Destructive Fires | 2047 | 5.3008e-10 | 5.5971e-10 | 5.6183e-10 | 5.3508e-10 | 10992.1562 | 299.42 | 10692.7362 | 0 | 0 | 0 | 0 | 0 | 2.3445e-07 | 5.8267e-06 | 0 | 5.8267e-06 | 6.1525e-06 | 0 | 6.1525e-06 | 6.1757e-06 | 0 | 6.1757e-06 | 5.8816e-06 | 0 | 5.8816e-06
[79 empty] | WLDFR | HFTD - Distribution - Tier 2 - 5QU CoRE ¦ 1QU LoRE | Non-Red Flag Warning - Destructive Fires | 2048 | 5.3008e-10 | 5.5971e-10 | 5.6183e-10 | 5.3508e-10 | 11536.0538 | 319.4911 | 11216.5626 | 0 | 0 | 0 | 0 | 0 | 2.3445e-07 | 6.115e-06 | 0 | 6.115e-06 | 6.4569e-06 | 0 | 6.4569e-06 | 6.4813e-06 | 0 | 6.4813e-06 | 6.1727e-06 | 0 | 6.1727e-06
[79 empty] | WLDFR | HFTD - Distribution - Tier 2 - 5QU CoRE ¦ 1QU LoRE | Non-Red Flag Warning - Destructive Fires | 2049 | 5.3008e-10 | 5.5971e-10 | 5.6183e-10 | 5.3508e-10 | 11536.0538 | 319.4911 | 11216.5626 | 0 | 0 | 0 | 0 | 0 | 2.3445e-07 | 6.115e-06 | 0 | 6.115e-06 | 6.4569e-06 | 0 | 6.4569e-06 | 6.4813e-06 | 0 | 6.4813e-06 | 6.1727e-06 | 0 | 6.1727e-06
[79 empty] | WLDFR | HFTD - Distribution - Tier 2 - 5QU CoRE ¦ 1QU LoRE | Non-Red Flag Warning - Destructive Fires | 2050 | 0 | 5.5971e-10 | 5.6183e-10 | 5.3508e-10 | 11536.0538 | 319.4911 | 11216.5626 | 0 | 0 | 0 | 0 | 0 | 2.3445e-07 | 0 | 0 | 0 | 6.4569e-06 | 0 | 6.4569e-06 | 6.4813e-06 | 0 | 6.4813e-06 | 6.1727e-06 | 0 | 6.1727e-06
[79 empty] | WLDFR | HFTD - Distribution - Tier 2 - 5QU CoRE ¦ 1QU LoRE | Non-Red Flag Warning - Destructive Fires | 2051 | 0 | 0 | 5.6183e-10 | 5.3508e-10 | 11536.0538 | 319.4911 | 11216.5626 | 0 | 0 | 0 | 0 | 0 | 2.3445e-07 | 0 | 0 | 0 | 0 | 0 | 0 | 6.4813e-06 | 0 | 6.4813e-06 | 6.1727e-06 | 0 | 6.1727e-06
[79 empty] | WLDFR | HFTD - Distribution - Tier 2 - 5QU CoRE ¦ 1QU LoRE | Non-Red Flag Warning - Destructive Fires | 2052 | 0 | 0 | 0 | 5.3508e-10 | 11536.0538 | 319.4911 | 11216.5626 | 0 | 0 | 0 | 0 | 0 | 2.3445e-07 | 0 | 0 | 0 | 0 | 0 | 0 | 0 | 0 | 0 | 6.1727e-06 | 0 | 6.1727e-06
[79 empty] | WLDFR | HFTD - Distribution - Tier 2 - 5QU CoRE ¦ 1QU LoRE | Non-Red Flag Warning - Large Fires | 2020 | 1.0881e-07 | 0 | 0 | 0 | 5.2406 | 0.69642 | 2.942 | 1.6022 | 0 | 0 | 0 | 0 | 2.7002e-05 | 5.702e-07 | 0 | 5.702e-07 | 0 | 0 | 0 | 0 | 0 | 0 | 0 | 0 | 0
[79 empty] | WLDFR | HFTD - Distribution - Tier 2 - 5QU CoRE ¦ 1QU LoRE | Non-Red Flag Warning - Large Fires | 2021 | 6.2564e-08 | 1.1489e-07 | 0 | 0 | 5.2406 | 0.69642 | 2.942 | 1.6022 | 0 | 0 | 0 | 0 | 2.7002e-05 | 3.2787e-07 | 0 | 3.2787e-07 | 6.0208e-07 | 0 | 6.0208e-07 | 0 | 0 | 0 | 0 | 0 | 0
[79 empty] | WLDFR | HFTD - Distribution - Tier 2 - 5QU CoRE ¦ 1QU LoRE | Non-Red Flag Warning - Large Fires | 2022 | 5.8851e-08 | 6.2141e-08 | 1.0845e-07 | 0 | 5.2406 | 0.69642 | 2.942 | 1.6022 | 0 | 0 | 0 | 0 | 2.6304e-05 | 3.0841e-07 | 0 | 3.0841e-07 | 3.2566e-07 | 0 | 3.2566e-07 | 5.6833e-07 | 0 | 5.6833e-07 | 0 | 0 | 0
[79 empty] | WLDFR | HFTD - Distribution - Tier 2 - 5QU CoRE ¦ 1QU LoRE | Non-Red Flag Warning - Large Fires | 2023 | 5.8851e-08 | 6.2141e-08 | 6.2376e-08 | 1.0328e-07 | 5.475 | 0.71896 | 3.0715 | 1.6846 | 0 | 0 | 0 | 0 | 2.6304e-05 | 3.2221e-07 | 0 | 3.2221e-07 | 3.4023e-07 | 0 | 3.4023e-07 | 3.4151e-07 | 0 | 3.4151e-07 | 5.6548e-07 | 0 | 5.6548e-07
[79 empty] | WLDFR | HFTD - Distribution - Tier 2 - 5QU CoRE ¦ 1QU LoRE | Non-Red Flag Warning - Large Fires | 2024 | 5.8851e-08 | 6.2141e-08 | 6.2376e-08 | 5.9406e-08 | 5.475 | 0.71896 | 3.0715 | 1.6846 | 0 | 0 | 0 | 0 | 2.6304e-05 | 3.2221e-07 | 0 | 3.2221e-07 | 3.4023e-07 | 0 | 3.4023e-07 | 3.4151e-07 | 0 | 3.4151e-07 | 3.2525e-07 | 0 | 3.2525e-07
[79 empty] | WLDFR | HFTD - Distribution - Tier 2 - 5QU CoRE ¦ 1QU LoRE | Non-Red Flag Warning - Large Fires | 2025 | 5.8851e-08 | 6.2141e-08 | 6.2376e-08 | 5.9406e-08 | 5.475 | 0.71896 | 3.0715 | 1.6846 | 0 | 0 | 0 | 0 | 2.6304e-05 | 3.2221e-07 | 0 | 3.2221e-07 | 3.4023e-07 | 0 | 3.4023e-07 | 3.4151e-07 | 0 | 3.4151e-07 | 3.2525e-07 | 0 | 3.2525e-07
[79 empty] | WLDFR | HFTD - Distribution - Tier 2 - 5QU CoRE ¦ 1QU LoRE | Non-Red Flag Warning - Large Fires | 2026 | 5.8851e-08 | 6.2141e-08 | 6.2376e-08 | 5.9406e-08 | 5.475 | 0.71896 | 3.0715 | 1.6846 | 0 | 0 | 0 | 0 | 2.6304e-05 | 3.2221e-07 | 0 | 3.2221e-07 | 3.4023e-07 | 0 | 3.4023e-07 | 3.4151e-07 | 0 | 3.4151e-07 | 3.2525e-07 | 0 | 3.2525e-07
[79 empty] | WLDFR | HFTD - Distribution - Tier 2 - 5QU CoRE ¦ 1QU LoRE | Non-Red Flag Warning - Large Fires | 2027 | 5.8851e-08 | 6.2141e-08 | 6.2376e-08 | 5.9406e-08 | 5.475 | 0.71896 | 3.0715 | 1.6846 | 0 | 0 | 0 | 0 | 2.6304e-05 | 3.2221e-07 | 0 | 3.2221e-07 | 3.4023e-07 | 0 | 3.4023e-07 | 3.4151e-07 | 0 | 3.4151e-07 | 3.2525e-07 | 0 | 3.2525e-07
[79 empty] | WLDFR | HFTD - Distribution - Tier 2 - 5QU CoRE ¦ 1QU LoRE | Non-Red Flag Warning - Large Fires | 2028 | 5.8851e-08 | 6.2141e-08 | 6.2376e-08 | 5.9406e-08 | 5.777 | 0.74734 | 3.238 | 1.7917 | 0 | 0 | 0 | 0 | 2.6304e-05 | 3.3998e-07 | 0 | 3.3998e-07 | 3.5899e-07 | 0 | 3.5899e-07 | 3.6035e-07 | 0 | 3.6035e-07 | 3.4319e-07 | 0 | 3.4319e-07
[79 empty] | WLDFR | HFTD - Distribution - Tier 2 - 5QU CoRE ¦ 1QU LoRE | Non-Red Flag Warning - Large Fires | 2029 | 5.8851e-08 | 6.2141e-08 | 6.2376e-08 | 5.9406e-08 | 5.777 | 0.74734 | 3.238 | 1.7917 | 0 | 0 | 0 | 0 | 2.6304e-05 | 3.3998e-07 | 0 | 3.3998e-07 | 3.5899e-07 | 0 | 3.5899e-07 | 3.6035e-07 | 0 | 3.6035e-07 | 3.4319e-07 | 0 | 3.4319e-07
[79 empty] | WLDFR | HFTD - Distribution - Tier 2 - 5QU CoRE ¦ 1QU LoRE | Non-Red Flag Warning - Large Fires | 2030 | 5.8851e-08 | 6.2141e-08 | 6.2376e-08 | 5.9406e-08 | 5.777 | 0.74734 | 3.238 | 1.7917 | 0 | 0 | 0 | 0 | 2.6304e-05 | 3.3998e-07 | 0 | 3.3998e-07 | 3.5899e-07 | 0 | 3.5899e-07 | 3.6035e-07 | 0 | 3.6035e-07 | 3.4319e-07 | 0 | 3.4319e-07
[79 empty] | WLDFR | HFTD - Distribution - Tier 2 - 5QU CoRE ¦ 1QU LoRE | Non-Red Flag Warning - Large Fires | 2031 | 5.8851e-08 | 6.2141e-08 | 6.2376e-08 | 5.9406e-08 | 5.777 | 0.74734 | 3.238 | 1.7917 | 0 | 0 | 0 | 0 | 2.6304e-05 | 3.3998e-07 | 0 | 3.3998e-07 | 3.5899e-07 | 0 | 3.5899e-07 | 3.6035e-07 | 0 | 3.6035e-07 | 3.4319e-07 | 0 | 3.4319e-07
[79 empty] | WLDFR | HFTD - Distribution - Tier 2 - 5QU CoRE ¦ 1QU LoRE | Non-Red Flag Warning - Large Fires | 2032 | 5.8851e-08 | 6.2141e-08 | 6.2376e-08 | 5.9406e-08 | 5.777 | 0.74734 | 3.238 | 1.7917 | 0 | 0 | 0 | 0 | 2.6304e-05 | 3.3998e-07 | 0 | 3.3998e-07 | 3.5899e-07 | 0 | 3.5899e-07 | 3.6035e-07 | 0 | 3.6035e-07 | 3.4319e-07 | 0 | 3.4319e-07
[79 empty] | WLDFR | HFTD - Distribution - Tier 2 - 5QU CoRE ¦ 1QU LoRE | Non-Red Flag Warning - Large Fires | 2033 | 5.8851e-08 | 6.2141e-08 | 6.2376e-08 | 5.9406e-08 | 6.1205 | 0.77885 | 3.4265 | 1.9151 | 0 | 0 | 0 | 0 | 2.6304e-05 | 3.602e-07 | 0 | 3.602e-07 | 3.8034e-07 | 0 | 3.8034e-07 | 3.8177e-07 | 0 | 3.8177e-07 | 3.636e-07 | 0 | 3.636e-07
[79 empty] | WLDFR | HFTD - Distribution - Tier 2 - 5QU CoRE ¦ 1QU LoRE | Non-Red Flag Warning - Large Fires | 2034 | 5.8851e-08 | 6.2141e-08 | 6.2376e-08 | 5.9406e-08 | 6.1205 | 0.77885 | 3.4265 | 1.9151 | 0 | 0 | 0 | 0 | 2.6304e-05 | 3.602e-07 | 0 | 3.602e-07 | 3.8034e-07 | 0 | 3.8034e-07 | 3.8177e-07 | 0 | 3.8177e-07 | 3.636e-07 | 0 | 3.636e-07
[79 empty] | WLDFR | HFTD - Distribution - Tier 2 - 5QU CoRE ¦ 1QU LoRE | Non-Red Flag Warning - Large Fires | 2035 | 5.8851e-08 | 6.2141e-08 | 6.2376e-08 | 5.9406e-08 | 6.1205 | 0.77885 | 3.4265 | 1.9151 | 0 | 0 | 0 | 0 | 2.6304e-05 | 3.602e-07 | 0 | 3.602e-07 | 3.8034e-07 | 0 | 3.8034e-07 | 3.8177e-07 | 0 | 3.8177e-07 | 3.636e-07 | 0 | 3.636e-07
[79 empty] | WLDFR | HFTD - Distribution - Tier 2 - 5QU CoRE ¦ 1QU LoRE | Non-Red Flag Warning - Large Fires | 2036 | 5.8851e-08 | 6.2141e-08 | 6.2376e-08 | 5.9406e-08 | 6.1205 | 0.77885 | 3.4265 | 1.9151 | 0 | 0 | 0 | 0 | 2.6304e-05 | 3.602e-07 | 0 | 3.602e-07 | 3.8034e-07 | 0 | 3.8034e-07 | 3.8177e-07 | 0 | 3.8177e-07 | 3.636e-07 | 0 | 3.636e-07
[79 empty] | WLDFR | HFTD - Distribution - Tier 2 - 5QU CoRE ¦ 1QU LoRE | Non-Red Flag Warning - Large Fires | 2037 | 5.8851e-08 | 6.2141e-08 | 6.2376e-08 | 5.9406e-08 | 6.1205 | 0.77885 | 3.4265 | 1.9151 | 0 | 0 | 0 | 0 | 2.6304e-05 | 3.602e-07 | 0 | 3.602e-07 | 3.8034e-07 | 0 | 3.8034e-07 | 3.8177e-07 | 0 | 3.8177e-07 | 3.636e-07 | 0 | 3.636e-07
[79 empty] | WLDFR | HFTD - Distribution - Tier 2 - 5QU CoRE ¦ 1QU LoRE | Non-Red Flag Warning - Large Fires | 2038 | 5.8851e-08 | 6.2141e-08 | 6.2376e-08 | 5.9406e-08 | 6.5028 | 0.81304 | 3.6355 | 2.0543 | 0 | 0 | 0 | 0 | 2.6304e-05 | 3.827e-07 | 0 | 3.827e-07 | 4.0409e-07 | 0 | 4.0409e-07 | 4.0562e-07 | 0 | 4.0562e-07 | 3.8631e-07 | 0 | 3.8631e-07
[79 empty] | WLDFR | HFTD - Distribution - Tier 2 - 5QU CoRE ¦ 1QU LoRE | Non-Red Flag Warning - Large Fires | 2039 | 5.8851e-08 | 6.2141e-08 | 6.2376e-08 | 5.9406e-08 | 6.5028 | 0.81304 | 3.6355 | 2.0543 | 0 | 0 | 0 | 0 | 2.6304e-05 | 3.827e-07 | 0 | 3.827e-07 | 4.0409e-07 | 0 | 4.0409e-07 | 4.0562e-07 | 0 | 4.0562e-07 | 3.8631e-07 | 0 | 3.8631e-07
[79 empty] | WLDFR | HFTD - Distribution - Tier 2 - 5QU CoRE ¦ 1QU LoRE | Non-Red Flag Warning - Large Fires | 2040 | 5.8851e-08 | 6.2141e-08 | 6.2376e-08 | 5.9406e-08 | 6.5028 | 0.81304 | 3.6355 | 2.0543 | 0 | 0 | 0 | 0 | 2.6304e-05 | 3.827e-07 | 0 | 3.827e-07 | 4.0409e-07 | 0 | 4.0409e-07 | 4.0562e-07 | 0 | 4.0562e-07 | 3.8631e-07 | 0 | 3.8631e-07
[79 empty] | WLDFR | HFTD - Distribution - Tier 2 - 5QU CoRE ¦ 1QU LoRE | Non-Red Flag Warning - Large Fires | 2041 | 5.8851e-08 | 6.2141e-08 | 6.2376e-08 | 5.9406e-08 | 6.5028 | 0.81304 | 3.6355 | 2.0543 | 0 | 0 | 0 | 0 | 2.6304e-05 | 3.827e-07 | 0 | 3.827e-07 | 4.0409e-07 | 0 | 4.0409e-07 | 4.0562e-07 | 0 | 4.0562e-07 | 3.8631e-07 | 0 | 3.8631e-07
[79 empty] | WLDFR | HFTD - Distribution - Tier 2 - 5QU CoRE ¦ 1QU LoRE | Non-Red Flag Warning - Large Fires | 2042 | 5.8851e-08 | 6.2141e-08 | 6.2376e-08 | 5.9406e-08 | 6.5028 | 0.81304 | 3.6355 | 2.0543 | 0 | 0 | 0 | 0 | 2.6304e-05 | 3.827e-07 | 0 | 3.827e-07 | 4.0409e-07 | 0 | 4.0409e-07 | 4.0562e-07 | 0 | 4.0562e-07 | 3.8631e-07 | 0 | 3.8631e-07
[79 empty] | WLDFR | HFTD - Distribution - Tier 2 - 5QU CoRE ¦ 1QU LoRE | Non-Red Flag Warning - Large Fires | 2043 | 5.8851e-08 | 6.2141e-08 | 6.2376e-08 | 5.9406e-08 | 6.9209 | 0.84944 | 3.8632 | 2.2083 | 0 | 0 | 0 | 0 | 2.6304e-05 | 4.073e-07 | 0 | 4.073e-07 | 4.3008e-07 | 0 | 4.3008e-07 | 4.317e-07 | 0 | 4.317e-07 | 4.1115e-07 | 0 | 4.1115e-07
[79 empty] | WLDFR | HFTD - Distribution - Tier 2 - 5QU CoRE ¦ 1QU LoRE | Non-Red Flag Warning - Large Fires | 2044 | 5.8851e-08 | 6.2141e-08 | 6.2376e-08 | 5.9406e-08 | 6.9209 | 0.84944 | 3.8632 | 2.2083 | 0 | 0 | 0 | 0 | 2.6304e-05 | 4.073e-07 | 0 | 4.073e-07 | 4.3008e-07 | 0 | 4.3008e-07 | 4.317e-07 | 0 | 4.317e-07 | 4.1115e-07 | 0 | 4.1115e-07
[79 empty] | WLDFR | HFTD - Distribution - Tier 2 - 5QU CoRE ¦ 1QU LoRE | Non-Red Flag Warning - Large Fires | 2045 | 5.8851e-08 | 6.2141e-08 | 6.2376e-08 | 5.9406e-08 | 6.9209 | 0.84944 | 3.8632 | 2.2083 | 0 | 0 | 0 | 0 | 2.6304e-05 | 4.073e-07 | 0 | 4.073e-07 | 4.3008e-07 | 0 | 4.3008e-07 | 4.317e-07 | 0 | 4.317e-07 | 4.1115e-07 | 0 | 4.1115e-07
[79 empty] | WLDFR | HFTD - Distribution - Tier 2 - 5QU CoRE ¦ 1QU LoRE | Non-Red Flag Warning - Large Fires | 2046 | 5.8851e-08 | 6.2141e-08 | 6.2376e-08 | 5.9406e-08 | 6.9209 | 0.84944 | 3.8632 | 2.2083 | 0 | 0 | 0 | 0 | 2.6304e-05 | 4.073e-07 | 0 | 4.073e-07 | 4.3008e-07 | 0 | 4.3008e-07 | 4.317e-07 | 0 | 4.317e-07 | 4.1115e-07 | 0 | 4.1115e-07
[79 empty] | WLDFR | HFTD - Distribution - Tier 2 - 5QU CoRE ¦ 1QU LoRE | Non-Red Flag Warning - Large Fires | 2047 | 5.8851e-08 | 6.2141e-08 | 6.2376e-08 | 5.9406e-08 | 6.9209 | 0.84944 | 3.8632 | 2.2083 | 0 | 0 | 0 | 0 | 2.6304e-05 | 4.073e-07 | 0 | 4.073e-07 | 4.3008e-07 | 0 | 4.3008e-07 | 4.317e-07 | 0 | 4.317e-07 | 4.1115e-07 | 0 | 4.1115e-07
[79 empty] | WLDFR | HFTD - Distribution - Tier 2 - 5QU CoRE ¦ 1QU LoRE | Non-Red Flag Warning - Large Fires | 2048 | 5.8851e-08 | 6.2141e-08 | 6.2376e-08 | 5.9406e-08 | 7.3713 | 0.88759 | 4.1075 | 2.3763 | 0 | 0 | 0 | 0 | 2.6304e-05 | 4.3381e-07 | 0 | 4.3381e-07 | 4.5807e-07 | 0 | 4.5807e-07 | 4.598e-07 | 0 | 4.598e-07 | 4.379e-07 | 0 | 4.379e-07
[79 empty] | WLDFR | HFTD - Distribution - Tier 2 - 5QU CoRE ¦ 1QU LoRE | Non-Red Flag Warning - Large Fires | 2049 | 5.8851e-08 | 6.2141e-08 | 6.2376e-08 | 5.9406e-08 | 7.3713 | 0.88759 | 4.1075 | 2.3763 | 0 | 0 | 0 | 0 | 2.6304e-05 | 4.3381e-07 | 0 | 4.3381e-07 | 4.5807e-07 | 0 | 4.5807e-07 | 4.598e-07 | 0 | 4.598e-07 | 4.379e-07 | 0 | 4.379e-07
[79 empty] | WLDFR | HFTD - Distribution - Tier 2 - 5QU CoRE ¦ 1QU LoRE | Non-Red Flag Warning - Large Fires | 2050 | 0 | 6.2141e-08 | 6.2376e-08 | 5.9406e-08 | 7.3713 | 0.88759 | 4.1075 | 2.3763 | 0 | 0 | 0 | 0 | 2.6304e-05 | 0 | 0 | 0 | 4.5807e-07 | 0 | 4.5807e-07 | 4.598e-07 | 0 | 4.598e-07 | 4.379e-07 | 0 | 4.379e-07
[79 empty] | WLDFR | HFTD - Distribution - Tier 2 - 5QU CoRE ¦ 1QU LoRE | Non-Red Flag Warning - Large Fires | 2051 | 0 | 0 | 6.2376e-08 | 5.9406e-08 | 7.3713 | 0.88759 | 4.1075 | 2.3763 | 0 | 0 | 0 | 0 | 2.6304e-05 | 0 | 0 | 0 | 0 | 0 | 0 | 4.598e-07 | 0 | 4.598e-07 | 4.379e-07 | 0 | 4.379e-07
[79 empty] | WLDFR | HFTD - Distribution - Tier 2 - 5QU CoRE ¦ 1QU LoRE | Non-Red Flag Warning - Large Fires | 2052 | 0 | 0 | 0 | 5.9406e-08 | 7.3713 | 0.88759 | 4.1075 | 2.3763 | 0 | 0 | 0 | 0 | 2.6304e-05 | 0 | 0 | 0 | 0 | 0 | 0 | 0 | 0 | 0 | 4.379e-07 | 0 | 4.379e-07
[79 empty] | WLDFR | HFTD - Distribution - Tier 2 - 5QU CoRE ¦ 1QU LoRE | Non-Red Flag Warning - Small Fires | 2020 | 4.8103e-05 | 0 | 0 | 0 | 0.077901 | 0.036425 | 0.0015809 | 0.039895 | 0 | 0 | 0 | 0 | 0.010215 | 3.7473e-06 | 0 | 3.7473e-06 | 0 | 0 | 0 | 0 | 0 | 0 | 0 | 0 | 0
[79 empty] | WLDFR | HFTD - Distribution - Tier 2 - 5QU CoRE ¦ 1QU LoRE | Non-Red Flag Warning - Small Fires | 2021 | 2.7668e-05 | 5.0793e-05 | 0 | 0 | 0.077901 | 0.036425 | 0.0015809 | 0.039895 | 0 | 0 | 0 | 0 | 0.010215 | 2.1554e-06 | 0 | 2.1554e-06 | 3.9568e-06 | 0 | 3.9568e-06 | 0 | 0 | 0 | 0 | 0 | 0
[79 empty] | WLDFR | HFTD - Distribution - Tier 2 - 5QU CoRE ¦ 1QU LoRE | Non-Red Flag Warning - Small Fires | 2022 | 2.6123e-05 | 2.7584e-05 | 4.8125e-05 | 0 | 0.077901 | 0.036425 | 0.0015809 | 0.039895 | 0 | 0 | 0 | 0 | 0.0099744 | 2.035e-06 | 0 | 2.035e-06 | 2.1488e-06 | 0 | 2.1488e-06 | 3.749e-06 | 0 | 3.749e-06 | 0 | 0 | 0
[79 empty] | WLDFR | HFTD - Distribution - Tier 2 - 5QU CoRE ¦ 1QU LoRE | Non-Red Flag Warning - Small Fires | 2023 | 2.6123e-05 | 2.7584e-05 | 2.7688e-05 | 4.5833e-05 | 0.080408 | 0.03759 | 0.0016314 | 0.041187 | 0 | 0 | 0 | 0 | 0.0099744 | 2.1005e-06 | 0 | 2.1005e-06 | 2.218e-06 | 0 | 2.218e-06 | 2.2263e-06 | 0 | 2.2263e-06 | 3.6854e-06 | 0 | 3.6854e-06
[79 empty] | WLDFR | HFTD - Distribution - Tier 2 - 5QU CoRE ¦ 1QU LoRE | Non-Red Flag Warning - Small Fires | 2024 | 2.6123e-05 | 2.7584e-05 | 2.7688e-05 | 2.637e-05 | 0.080408 | 0.03759 | 0.0016314 | 0.041187 | 0 | 0 | 0 | 0 | 0.0099744 | 2.1005e-06 | 0 | 2.1005e-06 | 2.218e-06 | 0 | 2.218e-06 | 2.2263e-06 | 0 | 2.2263e-06 | 2.1203e-06 | 0 | 2.1203e-06
[79 empty] | WLDFR | HFTD - Distribution - Tier 2 - 5QU CoRE ¦ 1QU LoRE | Non-Red Flag Warning - Small Fires | 2025 | 2.6123e-05 | 2.7584e-05 | 2.7688e-05 | 2.637e-05 | 0.080408 | 0.03759 | 0.0016314 | 0.041187 | 0 | 0 | 0 | 0 | 0.0099744 | 2.1005e-06 | 0 | 2.1005e-06 | 2.218e-06 | 0 | 2.218e-06 | 2.2263e-06 | 0 | 2.2263e-06 | 2.1203e-06 | 0 | 2.1203e-06
[79 empty] | WLDFR | HFTD - Distribution - Tier 2 - 5QU CoRE ¦ 1QU LoRE | Non-Red Flag Warning - Small Fires | 2026 | 2.6123e-05 | 2.7584e-05 | 2.7688e-05 | 2.637e-05 | 0.080408 | 0.03759 | 0.0016314 | 0.041187 | 0 | 0 | 0 | 0 | 0.0099744 | 2.1005e-06 | 0 | 2.1005e-06 | 2.218e-06 | 0 | 2.218e-06 | 2.2263e-06 | 0 | 2.2263e-06 | 2.1203e-06 | 0 | 2.1203e-06
[79 empty] | WLDFR | HFTD - Distribution - Tier 2 - 5QU CoRE ¦ 1QU LoRE | Non-Red Flag Warning - Small Fires | 2027 | 2.6123e-05 | 2.7584e-05 | 2.7688e-05 | 2.637e-05 | 0.080408 | 0.03759 | 0.0016314 | 0.041187 | 0 | 0 | 0 | 0 | 0.0099744 | 2.1005e-06 | 0 | 2.1005e-06 | 2.218e-06 | 0 | 2.218e-06 | 2.2263e-06 | 0 | 2.2263e-06 | 2.1203e-06 | 0 | 2.1203e-06
[79 empty] | WLDFR | HFTD - Distribution - Tier 2 - 5QU CoRE ¦ 1QU LoRE | Non-Red Flag Warning - Small Fires | 2028 | 2.6123e-05 | 2.7584e-05 | 2.7688e-05 | 2.637e-05 | 0.083606 | 0.039055 | 0.001695 | 0.042856 | 0 | 0 | 0 | 0 | 0.0099744 | 2.1841e-06 | 0 | 2.1841e-06 | 2.3062e-06 | 0 | 2.3062e-06 | 2.3149e-06 | 0 | 2.3149e-06 | 2.2047e-06 | 0 | 2.2047e-06
[79 empty] | WLDFR | HFTD - Distribution - Tier 2 - 5QU CoRE ¦ 1QU LoRE | Non-Red Flag Warning - Small Fires | 2029 | 2.6123e-05 | 2.7584e-05 | 2.7688e-05 | 2.637e-05 | 0.083606 | 0.039055 | 0.001695 | 0.042856 | 0 | 0 | 0 | 0 | 0.0099744 | 2.1841e-06 | 0 | 2.1841e-06 | 2.3062e-06 | 0 | 2.3062e-06 | 2.3149e-06 | 0 | 2.3149e-06 | 2.2047e-06 | 0 | 2.2047e-06
[79 empty] | WLDFR | HFTD - Distribution - Tier 2 - 5QU CoRE ¦ 1QU LoRE | Non-Red Flag Warning - Small Fires | 2030 | 2.6123e-05 | 2.7584e-05 | 2.7688e-05 | 2.637e-05 | 0.083606 | 0.039055 | 0.001695 | 0.042856 | 0 | 0 | 0 | 0 | 0.0099744 | 2.1841e-06 | 0 | 2.1841e-06 | 2.3062e-06 | 0 | 2.3062e-06 | 2.3149e-06 | 0 | 2.3149e-06 | 2.2047e-06 | 0 | 2.2047e-06
[79 empty] | WLDFR | HFTD - Distribution - Tier 2 - 5QU CoRE ¦ 1QU LoRE | Non-Red Flag Warning - Small Fires | 2031 | 2.6123e-05 | 2.7584e-05 | 2.7688e-05 | 2.637e-05 | 0.083606 | 0.039055 | 0.001695 | 0.042856 | 0 | 0 | 0 | 0 | 0.0099744 | 2.1841e-06 | 0 | 2.1841e-06 | 2.3062e-06 | 0 | 2.3062e-06 | 2.3149e-06 | 0 | 2.3149e-06 | 2.2047e-06 | 0 | 2.2047e-06
[79 empty] | WLDFR | HFTD - Distribution - Tier 2 - 5QU CoRE ¦ 1QU LoRE | Non-Red Flag Warning - Small Fires | 2032 | 2.6123e-05 | 2.7584e-05 | 2.7688e-05 | 2.637e-05 | 0.083606 | 0.039055 | 0.001695 | 0.042856 | 0 | 0 | 0 | 0 | 0.0099744 | 2.1841e-06 | 0 | 2.1841e-06 | 2.3062e-06 | 0 | 2.3062e-06 | 2.3149e-06 | 0 | 2.3149e-06 | 2.2047e-06 | 0 | 2.2047e-06
[79 empty] | WLDFR | HFTD - Distribution - Tier 2 - 5QU CoRE ¦ 1QU LoRE | Non-Red Flag Warning - Small Fires | 2033 | 2.6123e-05 | 2.7584e-05 | 2.7688e-05 | 2.637e-05 | 0.087211 | 0.040679 | 0.0017655 | 0.044766 | 0 | 0 | 0 | 0 | 0.0099744 | 2.2782e-06 | 0 | 2.2782e-06 | 2.4056e-06 | 0 | 2.4056e-06 | 2.4147e-06 | 0 | 2.4147e-06 | 2.2997e-06 | 0 | 2.2997e-06
[79 empty] | WLDFR | HFTD - Distribution - Tier 2 - 5QU CoRE ¦ 1QU LoRE | Non-Red Flag Warning - Small Fires | 2034 | 2.6123e-05 | 2.7584e-05 | 2.7688e-05 | 2.637e-05 | 0.087211 | 0.040679 | 0.0017655 | 0.044766 | 0 | 0 | 0 | 0 | 0.0099744 | 2.2782e-06 | 0 | 2.2782e-06 | 2.4056e-06 | 0 | 2.4056e-06 | 2.4147e-06 | 0 | 2.4147e-06 | 2.2997e-06 | 0 | 2.2997e-06
[79 empty] | WLDFR | HFTD - Distribution - Tier 2 - 5QU CoRE ¦ 1QU LoRE | Non-Red Flag Warning - Small Fires | 2035 | 2.6123e-05 | 2.7584e-05 | 2.7688e-05 | 2.637e-05 | 0.087211 | 0.040679 | 0.0017655 | 0.044766 | 0 | 0 | 0 | 0 | 0.0099744 | 2.2782e-06 | 0 | 2.2782e-06 | 2.4056e-06 | 0 | 2.4056e-06 | 2.4147e-06 | 0 | 2.4147e-06 | 2.2997e-06 | 0 | 2.2997e-06
[79 empty] | WLDFR | HFTD - Distribution - Tier 2 - 5QU CoRE ¦ 1QU LoRE | Non-Red Flag Warning - Small Fires | 2036 | 2.6123e-05 | 2.7584e-05 | 2.7688e-05 | 2.637e-05 | 0.087211 | 0.040679 | 0.0017655 | 0.044766 | 0 | 0 | 0 | 0 | 0.0099744 | 2.2782e-06 | 0 | 2.2782e-06 | 2.4056e-06 | 0 | 2.4056e-06 | 2.4147e-06 | 0 | 2.4147e-06 | 2.2997e-06 | 0 | 2.2997e-06
[79 empty] | WLDFR | HFTD - Distribution - Tier 2 - 5QU CoRE ¦ 1QU LoRE | Non-Red Flag Warning - Small Fires | 2037 | 2.6123e-05 | 2.7584e-05 | 2.7688e-05 | 2.637e-05 | 0.087211 | 0.040679 | 0.0017655 | 0.044766 | 0 | 0 | 0 | 0 | 0.0099744 | 2.2782e-06 | 0 | 2.2782e-06 | 2.4056e-06 | 0 | 2.4056e-06 | 2.4147e-06 | 0 | 2.4147e-06 | 2.2997e-06 | 0 | 2.2997e-06
[79 empty] | WLDFR | HFTD - Distribution - Tier 2 - 5QU CoRE ¦ 1QU LoRE | Non-Red Flag Warning - Small Fires | 2038 | 2.6123e-05 | 2.7584e-05 | 2.7688e-05 | 2.637e-05 | 0.091184 | 0.042438 | 0.0018418 | 0.046905 | 0 | 0 | 0 | 0 | 0.0099744 | 2.382e-06 | 0 | 2.382e-06 | 2.5152e-06 | 0 | 2.5152e-06 | 2.5247e-06 | 0 | 2.5247e-06 | 2.4045e-06 | 0 | 2.4045e-06
[79 empty] | WLDFR | HFTD - Distribution - Tier 2 - 5QU CoRE ¦ 1QU LoRE | Non-Red Flag Warning - Small Fires | 2039 | 2.6123e-05 | 2.7584e-05 | 2.7688e-05 | 2.637e-05 | 0.091184 | 0.042438 | 0.0018418 | 0.046905 | 0 | 0 | 0 | 0 | 0.0099744 | 2.382e-06 | 0 | 2.382e-06 | 2.5152e-06 | 0 | 2.5152e-06 | 2.5247e-06 | 0 | 2.5247e-06 | 2.4045e-06 | 0 | 2.4045e-06
[79 empty] | WLDFR | HFTD - Distribution - Tier 2 - 5QU CoRE ¦ 1QU LoRE | Non-Red Flag Warning - Small Fires | 2040 | 2.6123e-05 | 2.7584e-05 | 2.7688e-05 | 2.637e-05 | 0.091184 | 0.042438 | 0.0018418 | 0.046905 | 0 | 0 | 0 | 0 | 0.0099744 | 2.382e-06 | 0 | 2.382e-06 | 2.5152e-06 | 0 | 2.5152e-06 | 2.5247e-06 | 0 | 2.5247e-06 | 2.4045e-06 | 0 | 2.4045e-06
[79 empty] | WLDFR | HFTD - Distribution - Tier 2 - 5QU CoRE ¦ 1QU LoRE | Non-Red Flag Warning - Small Fires | 2041 | 2.6123e-05 | 2.7584e-05 | 2.7688e-05 | 2.637e-05 | 0.091184 | 0.042438 | 0.0018418 | 0.046905 | 0 | 0 | 0 | 0 | 0.0099744 | 2.382e-06 | 0 | 2.382e-06 | 2.5152e-06 | 0 | 2.5152e-06 | 2.5247e-06 | 0 | 2.5247e-06 | 2.4045e-06 | 0 | 2.4045e-06
[79 empty] | WLDFR | HFTD - Distribution - Tier 2 - 5QU CoRE ¦ 1QU LoRE | Non-Red Flag Warning - Small Fires | 2042 | 2.6123e-05 | 2.7584e-05 | 2.7688e-05 | 2.637e-05 | 0.091184 | 0.042438 | 0.0018418 | 0.046905 | 0 | 0 | 0 | 0 | 0.0099744 | 2.382e-06 | 0 | 2.382e-06 | 2.5152e-06 | 0 | 2.5152e-06 | 2.5247e-06 | 0 | 2.5247e-06 | 2.4045e-06 | 0 | 2.4045e-06
[79 empty] | WLDFR | HFTD - Distribution - Tier 2 - 5QU CoRE ¦ 1QU LoRE | Non-Red Flag Warning - Small Fires | 2043 | 2.6123e-05 | 2.7584e-05 | 2.7688e-05 | 2.637e-05 | 0.095486 | 0.044306 | 0.0019228 | 0.049257 | 0 | 0 | 0 | 0 | 0.0099744 | 2.4944e-06 | 0 | 2.4944e-06 | 2.6338e-06 | 0 | 2.6338e-06 | 2.6438e-06 | 0 | 2.6438e-06 | 2.5179e-06 | 0 | 2.5179e-06
[79 empty] | WLDFR | HFTD - Distribution - Tier 2 - 5QU CoRE ¦ 1QU LoRE | Non-Red Flag Warning - Small Fires | 2044 | 2.6123e-05 | 2.7584e-05 | 2.7688e-05 | 2.637e-05 | 0.095486 | 0.044306 | 0.0019228 | 0.049257 | 0 | 0 | 0 | 0 | 0.0099744 | 2.4944e-06 | 0 | 2.4944e-06 | 2.6338e-06 | 0 | 2.6338e-06 | 2.6438e-06 | 0 | 2.6438e-06 | 2.5179e-06 | 0 | 2.5179e-06
[79 empty] | WLDFR | HFTD - Distribution - Tier 2 - 5QU CoRE ¦ 1QU LoRE | Non-Red Flag Warning - Small Fires | 2045 | 2.6123e-05 | 2.7584e-05 | 2.7688e-05 | 2.637e-05 | 0.095486 | 0.044306 | 0.0019228 | 0.049257 | 0 | 0 | 0 | 0 | 0.0099744 | 2.4944e-06 | 0 | 2.4944e-06 | 2.6338e-06 | 0 | 2.6338e-06 | 2.6438e-06 | 0 | 2.6438e-06 | 2.5179e-06 | 0 | 2.5179e-06
[79 empty] | WLDFR | HFTD - Distribution - Tier 2 - 5QU CoRE ¦ 1QU LoRE | Non-Red Flag Warning - Small Fires | 2046 | 2.6123e-05 | 2.7584e-05 | 2.7688e-05 | 2.637e-05 | 0.095486 | 0.044306 | 0.0019228 | 0.049257 | 0 | 0 | 0 | 0 | 0.0099744 | 2.4944e-06 | 0 | 2.4944e-06 | 2.6338e-06 | 0 | 2.6338e-06 | 2.6438e-06 | 0 | 2.6438e-06 | 2.5179e-06 | 0 | 2.5179e-06
[79 empty] | WLDFR | HFTD - Distribution - Tier 2 - 5QU CoRE ¦ 1QU LoRE | Non-Red Flag Warning - Small Fires | 2047 | 2.6123e-05 | 2.7584e-05 | 2.7688e-05 | 2.637e-05 | 0.095486 | 0.044306 | 0.0019228 | 0.049257 | 0 | 0 | 0 | 0 | 0.0099744 | 2.4944e-06 | 0 | 2.4944e-06 | 2.6338e-06 | 0 | 2.6338e-06 | 2.6438e-06 | 0 | 2.6438e-06 | 2.5179e-06 | 0 | 2.5179e-06
[79 empty] | WLDFR | HFTD - Distribution - Tier 2 - 5QU CoRE ¦ 1QU LoRE | Non-Red Flag Warning - Small Fires | 2048 | 2.6123e-05 | 2.7584e-05 | 2.7688e-05 | 2.637e-05 | 0.10007 | 0.04626 | 0.0020076 | 0.051804 | 0 | 0 | 0 | 0 | 0.0099744 | 2.6142e-06 | 0 | 2.6142e-06 | 2.7603e-06 | 0 | 2.7603e-06 | 2.7708e-06 | 0 | 2.7708e-06 | 2.6388e-06 | 0 | 2.6388e-06
[79 empty] | WLDFR | HFTD - Distribution - Tier 2 - 5QU CoRE ¦ 1QU LoRE | Non-Red Flag Warning - Small Fires | 2049 | 2.6123e-05 | 2.7584e-05 | 2.7688e-05 | 2.637e-05 | 0.10007 | 0.04626 | 0.0020076 | 0.051804 | 0 | 0 | 0 | 0 | 0.0099744 | 2.6142e-06 | 0 | 2.6142e-06 | 2.7603e-06 | 0 | 2.7603e-06 | 2.7708e-06 | 0 | 2.7708e-06 | 2.6388e-06 | 0 | 2.6388e-06
[79 empty] | WLDFR | HFTD - Distribution - Tier 2 - 5QU CoRE ¦ 1QU LoRE | Non-Red Flag Warning - Small Fires | 2050 | 0 | 2.7584e-05 | 2.7688e-05 | 2.637e-05 | 0.10007 | 0.04626 | 0.0020076 | 0.051804 | 0 | 0 | 0 | 0 | 0.0099744 | 0 | 0 | 0 | 2.7603e-06 | 0 | 2.7603e-06 | 2.7708e-06 | 0 | 2.7708e-06 | 2.6388e-06 | 0 | 2.6388e-06
[79 empty] | WLDFR | HFTD - Distribution - Tier 2 - 5QU CoRE ¦ 1QU LoRE | Non-Red Flag Warning - Small Fires | 2051 | 0 | 0 | 2.7688e-05 | 2.637e-05 | 0.10007 | 0.04626 | 0.0020076 | 0.051804 | 0 | 0 | 0 | 0 | 0.0099744 | 0 | 0 | 0 | 0 | 0 | 0 | 2.7708e-06 | 0 | 2.7708e-06 | 2.6388e-06 | 0 | 2.6388e-06
[79 empty] | WLDFR | HFTD - Distribution - Tier 2 - 5QU CoRE ¦ 1QU LoRE | Non-Red Flag Warning - Small Fires | 2052 | 0 | 0 | 0 | 2.637e-05 | 0.10007 | 0.04626 | 0.0020076 | 0.051804 | 0 | 0 | 0 | 0 | 0.0099744 | 0 | 0 | 0 | 0 | 0 | 0 | 0 | 0 | 0 | 2.6388e-06 | 0 | 2.6388e-06
[79 empty] | WLDFR | HFTD - Distribution - Tier 2 - 5QU CoRE ¦ 1QU LoRE | Red Flag Warning - Catastrophic Fires | 2020 | 3.2571e-08 | 0 | 0 | 0 | 14146.1306 | 222.2294 | 8585.7228 | 5338.1784 | 0 | 0 | 0 | 0 | 2.6948e-06 | 0.00046075 | 0 | 0.00046075 | 0 | 0 | 0 | 0 | 0 | 0 | 0 | 0 | 0
[79 empty] | WLDFR | HFTD - Distribution - Tier 2 - 5QU CoRE ¦ 1QU LoRE | Red Flag Warning - Catastrophic Fires | 2021 | 2.2513e-08 | 3.4392e-08 | 0 | 0 | 14146.1306 | 222.2294 | 8585.7228 | 5338.1784 | 0 | 0 | 0 | 0 | 2.6948e-06 | 0.00031847 | 0 | 0.00031847 | 0.00048651 | 0 | 0.00048651 | 0 | 0 | 0 | 0 | 0 | 0
[79 empty] | WLDFR | HFTD - Distribution - Tier 2 - 5QU CoRE ¦ 1QU LoRE | Red Flag Warning - Catastrophic Fires | 2022 | 2.1285e-08 | 2.2475e-08 | 3.2627e-08 | 0 | 14146.1306 | 222.2294 | 8585.7228 | 5338.1784 | 0 | 0 | 0 | 0 | 2.6434e-06 | 0.0003011 | 0 | 0.0003011 | 0.00031793 | 0 | 0.00031793 | 0.00046154 | 0 | 0.00046154 | 0 | 0 | 0
[79 empty] | WLDFR | HFTD - Distribution - Tier 2 - 5QU CoRE ¦ 1QU LoRE | Red Flag Warning - Catastrophic Fires | 2023 | 2.1285e-08 | 2.2475e-08 | 2.256e-08 | 3.1073e-08 | 14664.6376 | 233.2301 | 8896.516 | 5534.8915 | 0 | 0 | 0 | 0 | 2.6434e-06 | 0.00031213 | 0 | 0.00031213 | 0.00032958 | 0 | 0.00032958 | 0.00033083 | 0 | 0.00033083 | 0.00045568 | 0 | 0.00045568
[79 empty] | WLDFR | HFTD - Distribution - Tier 2 - 5QU CoRE ¦ 1QU LoRE | Red Flag Warning - Catastrophic Fires | 2024 | 2.1285e-08 | 2.2475e-08 | 2.256e-08 | 2.1485e-08 | 14664.6376 | 233.2301 | 8896.516 | 5534.8915 | 0 | 0 | 0 | 0 | 2.6434e-06 | 0.00031213 | 0 | 0.00031213 | 0.00032958 | 0 | 0.00032958 | 0.00033083 | 0 | 0.00033083 | 0.00031508 | 0 | 0.00031508
[79 empty] | WLDFR | HFTD - Distribution - Tier 2 - 5QU CoRE ¦ 1QU LoRE | Red Flag Warning - Catastrophic Fires | 2025 | 2.1285e-08 | 2.2475e-08 | 2.256e-08 | 2.1485e-08 | 14664.6376 | 233.2301 | 8896.516 | 5534.8915 | 0 | 0 | 0 | 0 | 2.6434e-06 | 0.00031213 | 0 | 0.00031213 | 0.00032958 | 0 | 0.00032958 | 0.00033083 | 0 | 0.00033083 | 0.00031508 | 0 | 0.00031508
[79 empty] | WLDFR | HFTD - Distribution - Tier 2 - 5QU CoRE ¦ 1QU LoRE | Red Flag Warning - Catastrophic Fires | 2026 | 2.1285e-08 | 2.2475e-08 | 2.256e-08 | 2.1485e-08 | 14664.6376 | 233.2301 | 8896.516 | 5534.8915 | 0 | 0 | 0 | 0 | 2.6434e-06 | 0.00031213 | 0 | 0.00031213 | 0.00032958 | 0 | 0.00032958 | 0.00033083 | 0 | 0.00033083 | 0.00031508 | 0 | 0.00031508
[79 empty] | WLDFR | HFTD - Distribution - Tier 2 - 5QU CoRE ¦ 1QU LoRE | Red Flag Warning - Catastrophic Fires | 2027 | 2.1285e-08 | 2.2475e-08 | 2.256e-08 | 2.1485e-08 | 14664.6376 | 233.2301 | 8896.516 | 5534.8915 | 0 | 0 | 0 | 0 | 2.6434e-06 | 0.00031213 | 0 | 0.00031213 | 0.00032958 | 0 | 0.00032958 | 0.00033083 | 0 | 0.00033083 | 0.00031508 | 0 | 0.00031508
[79 empty] | WLDFR | HFTD - Distribution - Tier 2 - 5QU CoRE ¦ 1QU LoRE | Red Flag Warning - Catastrophic Fires | 2028 | 2.1285e-08 | 2.2475e-08 | 2.256e-08 | 2.1485e-08 | 15317.9909 | 247.273 | 9287.6491 | 5783.0689 | 0 | 0 | 0 | 0 | 2.6434e-06 | 0.00032604 | 0 | 0.00032604 | 0.00034427 | 0 | 0.00034427 | 0.00034557 | 0 | 0.00034557 | 0.00032911 | 0 | 0.00032911
[79 empty] | WLDFR | HFTD - Distribution - Tier 2 - 5QU CoRE ¦ 1QU LoRE | Red Flag Warning - Catastrophic Fires | 2029 | 2.1285e-08 | 2.2475e-08 | 2.256e-08 | 2.1485e-08 | 15317.9909 | 247.273 | 9287.6491 | 5783.0689 | 0 | 0 | 0 | 0 | 2.6434e-06 | 0.00032604 | 0 | 0.00032604 | 0.00034427 | 0 | 0.00034427 | 0.00034557 | 0 | 0.00034557 | 0.00032911 | 0 | 0.00032911
[79 empty] | WLDFR | HFTD - Distribution - Tier 2 - 5QU CoRE ¦ 1QU LoRE | Red Flag Warning - Catastrophic Fires | 2030 | 2.1285e-08 | 2.2475e-08 | 2.256e-08 | 2.1485e-08 | 15317.9909 | 247.273 | 9287.6491 | 5783.0689 | 0 | 0 | 0 | 0 | 2.6434e-06 | 0.00032604 | 0 | 0.00032604 | 0.00034427 | 0 | 0.00034427 | 0.00034557 | 0 | 0.00034557 | 0.00032911 | 0 | 0.00032911
[79 empty] | WLDFR | HFTD - Distribution - Tier 2 - 5QU CoRE ¦ 1QU LoRE | Red Flag Warning - Catastrophic Fires | 2031 | 2.1285e-08 | 2.2475e-08 | 2.256e-08 | 2.1485e-08 | 15317.9909 | 247.273 | 9287.6491 | 5783.0689 | 0 | 0 | 0 | 0 | 2.6434e-06 | 0.00032604 | 0 | 0.00032604 | 0.00034427 | 0 | 0.00034427 | 0.00034557 | 0 | 0.00034557 | 0.00032911 | 0 | 0.00032911
[79 empty] | WLDFR | HFTD - Distribution - Tier 2 - 5QU CoRE ¦ 1QU LoRE | Red Flag Warning - Catastrophic Fires | 2032 | 2.1285e-08 | 2.2475e-08 | 2.256e-08 | 2.1485e-08 | 15317.9909 | 247.273 | 9287.6491 | 5783.0689 | 0 | 0 | 0 | 0 | 2.6434e-06 | 0.00032604 | 0 | 0.00032604 | 0.00034427 | 0 | 0.00034427 | 0.00034557 | 0 | 0.00034557 | 0.00032911 | 0 | 0.00032911
[79 empty] | WLDFR | HFTD - Distribution - Tier 2 - 5QU CoRE ¦ 1QU LoRE | Red Flag Warning - Catastrophic Fires | 2033 | 2.1285e-08 | 2.2475e-08 | 2.256e-08 | 2.1485e-08 | 16044.1264 | 263.1074 | 9721.74 | 6059.2791 | 0 | 0 | 0 | 0 | 2.6434e-06 | 0.00034149 | 0 | 0.00034149 | 0.00036059 | 0 | 0.00036059 | 0.00036195 | 0 | 0.00036195 | 0.00034472 | 0 | 0.00034472
[79 empty] | WLDFR | HFTD - Distribution - Tier 2 - 5QU CoRE ¦ 1QU LoRE | Red Flag Warning - Catastrophic Fires | 2034 | 2.1285e-08 | 2.2475e-08 | 2.256e-08 | 2.1485e-08 | 16044.1264 | 263.1074 | 9721.74 | 6059.2791 | 0 | 0 | 0 | 0 | 2.6434e-06 | 0.00034149 | 0 | 0.00034149 | 0.00036059 | 0 | 0.00036059 | 0.00036195 | 0 | 0.00036195 | 0.00034472 | 0 | 0.00034472
[79 empty] | WLDFR | HFTD - Distribution - Tier 2 - 5QU CoRE ¦ 1QU LoRE | Red Flag Warning - Catastrophic Fires | 2035 | 2.1285e-08 | 2.2475e-08 | 2.256e-08 | 2.1485e-08 | 16044.1264 | 263.1074 | 9721.74 | 6059.2791 | 0 | 0 | 0 | 0 | 2.6434e-06 | 0.00034149 | 0 | 0.00034149 | 0.00036059 | 0 | 0.00036059 | 0.00036195 | 0 | 0.00036195 | 0.00034472 | 0 | 0.00034472
[79 empty] | WLDFR | HFTD - Distribution - Tier 2 - 5QU CoRE ¦ 1QU LoRE | Red Flag Warning - Catastrophic Fires | 2036 | 2.1285e-08 | 2.2475e-08 | 2.256e-08 | 2.1485e-08 | 16044.1264 | 263.1074 | 9721.74 | 6059.2791 | 0 | 0 | 0 | 0 | 2.6434e-06 | 0.00034149 | 0 | 0.00034149 | 0.00036059 | 0 | 0.00036059 | 0.00036195 | 0 | 0.00036195 | 0.00034472 | 0 | 0.00034472
[79 empty] | WLDFR | HFTD - Distribution - Tier 2 - 5QU CoRE ¦ 1QU LoRE | Red Flag Warning - Catastrophic Fires | 2037 | 2.1285e-08 | 2.2475e-08 | 2.256e-08 | 2.1485e-08 | 16044.1264 | 263.1074 | 9721.74 | 6059.2791 | 0 | 0 | 0 | 0 | 2.6434e-06 | 0.00034149 | 0 | 0.00034149 | 0.00036059 | 0 | 0.00036059 | 0.00036195 | 0 | 0.00036195 | 0.00034472 | 0 | 0.00034472
[79 empty] | WLDFR | HFTD - Distribution - Tier 2 - 5QU CoRE ¦ 1QU LoRE | Red Flag Warning - Catastrophic Fires | 2038 | 2.1285e-08 | 2.2475e-08 | 2.256e-08 | 2.1485e-08 | 16832.3912 | 280.5544 | 10192.2718 | 6359.5651 | 0 | 0 | 0 | 0 | 2.6434e-06 | 0.00035827 | 0 | 0.00035827 | 0.0003783 | 0 | 0.0003783 | 0.00037973 | 0 | 0.00037973 | 0.00036165 | 0 | 0.00036165
[79 empty] | WLDFR | HFTD - Distribution - Tier 2 - 5QU CoRE ¦ 1QU LoRE | Red Flag Warning - Catastrophic Fires | 2039 | 2.1285e-08 | 2.2475e-08 | 2.256e-08 | 2.1485e-08 | 16832.3912 | 280.5544 | 10192.2718 | 6359.5651 | 0 | 0 | 0 | 0 | 2.6434e-06 | 0.00035827 | 0 | 0.00035827 | 0.0003783 | 0 | 0.0003783 | 0.00037973 | 0 | 0.00037973 | 0.00036165 | 0 | 0.00036165
[79 empty] | WLDFR | HFTD - Distribution - Tier 2 - 5QU CoRE ¦ 1QU LoRE | Red Flag Warning - Catastrophic Fires | 2040 | 2.1285e-08 | 2.2475e-08 | 2.256e-08 | 2.1485e-08 | 16832.3912 | 280.5544 | 10192.2718 | 6359.5651 | 0 | 0 | 0 | 0 | 2.6434e-06 | 0.00035827 | 0 | 0.00035827 | 0.0003783 | 0 | 0.0003783 | 0.00037973 | 0 | 0.00037973 | 0.00036165 | 0 | 0.00036165
[79 empty] | WLDFR | HFTD - Distribution - Tier 2 - 5QU CoRE ¦ 1QU LoRE | Red Flag Warning - Catastrophic Fires | 2041 | 2.1285e-08 | 2.2475e-08 | 2.256e-08 | 2.1485e-08 | 16832.3912 | 280.5544 | 10192.2718 | 6359.5651 | 0 | 0 | 0 | 0 | 2.6434e-06 | 0.00035827 | 0 | 0.00035827 | 0.0003783 | 0 | 0.0003783 | 0.00037973 | 0 | 0.00037973 | 0.00036165 | 0 | 0.00036165
[79 empty] | WLDFR | HFTD - Distribution - Tier 2 - 5QU CoRE ¦ 1QU LoRE | Red Flag Warning - Catastrophic Fires | 2042 | 2.1285e-08 | 2.2475e-08 | 2.256e-08 | 2.1485e-08 | 16832.3912 | 280.5544 | 10192.2718 | 6359.5651 | 0 | 0 | 0 | 0 | 2.6434e-06 | 0.00035827 | 0 | 0.00035827 | 0.0003783 | 0 | 0.0003783 | 0.00037973 | 0 | 0.00037973 | 0.00036165 | 0 | 0.00036165
[79 empty] | WLDFR | HFTD - Distribution - Tier 2 - 5QU CoRE ¦ 1QU LoRE | Red Flag Warning - Catastrophic Fires | 2043 | 2.1285e-08 | 2.2475e-08 | 2.256e-08 | 2.1485e-08 | 17672.0852 | 299.42 | 10692.7362 | 6679.929 | 0 | 0 | 0 | 0 | 2.6434e-06 | 0.00037614 | 0 | 0.00037614 | 0.00039717 | 0 | 0.00039717 | 0.00039868 | 0 | 0.00039868 | 0.00037969 | 0 | 0.00037969
[79 empty] | WLDFR | HFTD - Distribution - Tier 2 - 5QU CoRE ¦ 1QU LoRE | Red Flag Warning - Catastrophic Fires | 2044 | 2.1285e-08 | 2.2475e-08 | 2.256e-08 | 2.1485e-08 | 17672.0852 | 299.42 | 10692.7362 | 6679.929 | 0 | 0 | 0 | 0 | 2.6434e-06 | 0.00037614 | 0 | 0.00037614 | 0.00039717 | 0 | 0.00039717 | 0.00039868 | 0 | 0.00039868 | 0.00037969 | 0 | 0.00037969
[79 empty] | WLDFR | HFTD - Distribution - Tier 2 - 5QU CoRE ¦ 1QU LoRE | Red Flag Warning - Catastrophic Fires | 2045 | 2.1285e-08 | 2.2475e-08 | 2.256e-08 | 2.1485e-08 | 17672.0852 | 299.42 | 10692.7362 | 6679.929 | 0 | 0 | 0 | 0 | 2.6434e-06 | 0.00037614 | 0 | 0.00037614 | 0.00039717 | 0 | 0.00039717 | 0.00039868 | 0 | 0.00039868 | 0.00037969 | 0 | 0.00037969
[79 empty] | WLDFR | HFTD - Distribution - Tier 2 - 5QU CoRE ¦ 1QU LoRE | Red Flag Warning - Catastrophic Fires | 2046 | 2.1285e-08 | 2.2475e-08 | 2.256e-08 | 2.1485e-08 | 17672.0852 | 299.42 | 10692.7362 | 6679.929 | 0 | 0 | 0 | 0 | 2.6434e-06 | 0.00037614 | 0 | 0.00037614 | 0.00039717 | 0 | 0.00039717 | 0.00039868 | 0 | 0.00039868 | 0.00037969 | 0 | 0.00037969
[79 empty] | WLDFR | HFTD - Distribution - Tier 2 - 5QU CoRE ¦ 1QU LoRE | Red Flag Warning - Catastrophic Fires | 2047 | 2.1285e-08 | 2.2475e-08 | 2.256e-08 | 2.1485e-08 | 17672.0852 | 299.42 | 10692.7362 | 6679.929 | 0 | 0 | 0 | 0 | 2.6434e-06 | 0.00037614 | 0 | 0.00037614 | 0.00039717 | 0 | 0.00039717 | 0.00039868 | 0 | 0.00039868 | 0.00037969 | 0 | 0.00037969
[79 empty] | WLDFR | HFTD - Distribution - Tier 2 - 5QU CoRE ¦ 1QU LoRE | Red Flag Warning - Catastrophic Fires | 2048 | 2.1285e-08 | 2.2475e-08 | 2.256e-08 | 2.1485e-08 | 18552.3348 | 319.4911 | 11216.5626 | 7016.281 | 0 | 0 | 0 | 0 | 2.6434e-06 | 0.00039488 | 0 | 0.00039488 | 0.00041696 | 0 | 0.00041696 | 0.00041854 | 0 | 0.00041854 | 0.00039861 | 0 | 0.00039861
[79 empty] | WLDFR | HFTD - Distribution - Tier 2 - 5QU CoRE ¦ 1QU LoRE | Red Flag Warning - Catastrophic Fires | 2049 | 2.1285e-08 | 2.2475e-08 | 2.256e-08 | 2.1485e-08 | 18552.3348 | 319.4911 | 11216.5626 | 7016.281 | 0 | 0 | 0 | 0 | 2.6434e-06 | 0.00039488 | 0 | 0.00039488 | 0.00041696 | 0 | 0.00041696 | 0.00041854 | 0 | 0.00041854 | 0.00039861 | 0 | 0.00039861
[79 empty] | WLDFR | HFTD - Distribution - Tier 2 - 5QU CoRE ¦ 1QU LoRE | Red Flag Warning - Catastrophic Fires | 2050 | 0 | 2.2475e-08 | 2.256e-08 | 2.1485e-08 | 18552.3348 | 319.4911 | 11216.5626 | 7016.281 | 0 | 0 | 0 | 0 | 2.6434e-06 | 0 | 0 | 0 | 0.00041696 | 0 | 0.00041696 | 0.00041854 | 0 | 0.00041854 | 0.00039861 | 0 | 0.00039861
[79 empty] | WLDFR | HFTD - Distribution - Tier 2 - 5QU CoRE ¦ 1QU LoRE | Red Flag Warning - Catastrophic Fires | 2051 | 0 | 0 | 2.256e-08 | 2.1485e-08 | 18552.3348 | 319.4911 | 11216.5626 | 7016.281 | 0 | 0 | 0 | 0 | 2.6434e-06 | 0 | 0 | 0 | 0 | 0 | 0 | 0.00041854 | 0 | 0.00041854 | 0.00039861 | 0 | 0.00039861
[79 empty] | WLDFR | HFTD - Distribution - Tier 2 - 5QU CoRE ¦ 1QU LoRE | Red Flag Warning - Catastrophic Fires | 2052 | 0 | 0 | 0 | 2.1485e-08 | 18552.3348 | 319.4911 | 11216.5626 | 7016.281 | 0 | 0 | 0 | 0 | 2.6434e-06 | 0 | 0 | 0 | 0 | 0 | 0 | 0 | 0 | 0 | 0.00039861 | 0 | 0.00039861
[79 empty] | WLDFR | HFTD - Distribution - Tier 2 - 5QU CoRE ¦ 1QU LoRE | Red Flag Warning - Destructive Fires | 2020 | 5.1036e-09 | 0 | 0 | 0 | 8807.9522 | 222.2294 | 8585.7228 | 0 | 0 | 0 | 0 | 0 | 5.1111e-07 | 4.4952e-05 | 0 | 4.4952e-05 | 0 | 0 | 0 | 0 | 0 | 0 | 0 | 0 | 0
[79 empty] | WLDFR | HFTD - Distribution - Tier 2 - 5QU CoRE ¦ 1QU LoRE | Red Flag Warning - Destructive Fires | 2021 | 3.5253e-09 | 5.3889e-09 | 0 | 0 | 8807.9522 | 222.2294 | 8585.7228 | 0 | 0 | 0 | 0 | 0 | 5.1111e-07 | 3.1051e-05 | 0 | 3.1051e-05 | 4.7465e-05 | 0 | 4.7465e-05 | 0 | 0 | 0 | 0 | 0 | 0
[79 empty] | WLDFR | HFTD - Distribution - Tier 2 - 5QU CoRE ¦ 1QU LoRE | Red Flag Warning - Destructive Fires | 2022 | 3.3105e-09 | 3.4956e-09 | 5.078e-09 | 0 | 8807.9522 | 222.2294 | 8585.7228 | 0 | 0 | 0 | 0 | 0 | 4.9663e-07 | 2.9159e-05 | 0 | 2.9159e-05 | 3.0789e-05 | 0 | 3.0789e-05 | 4.4726e-05 | 0 | 4.4726e-05 | 0 | 0 | 0
[79 empty] | WLDFR | HFTD - Distribution - Tier 2 - 5QU CoRE ¦ 1QU LoRE | Red Flag Warning - Destructive Fires | 2023 | 3.3105e-09 | 3.4956e-09 | 3.5088e-09 | 4.8362e-09 | 9129.7461 | 233.2301 | 8896.516 | 0 | 0 | 0 | 0 | 0 | 4.9663e-07 | 3.0224e-05 | 0 | 3.0224e-05 | 3.1914e-05 | 0 | 3.1914e-05 | 3.2035e-05 | 0 | 3.2035e-05 | 4.4153e-05 | 0 | 4.4153e-05
[79 empty] | WLDFR | HFTD - Distribution - Tier 2 - 5QU CoRE ¦ 1QU LoRE | Red Flag Warning - Destructive Fires | 2024 | 3.3105e-09 | 3.4956e-09 | 3.5088e-09 | 3.3418e-09 | 9129.7461 | 233.2301 | 8896.516 | 0 | 0 | 0 | 0 | 0 | 4.9663e-07 | 3.0224e-05 | 0 | 3.0224e-05 | 3.1914e-05 | 0 | 3.1914e-05 | 3.2035e-05 | 0 | 3.2035e-05 | 3.0509e-05 | 0 | 3.0509e-05
[79 empty] | WLDFR | HFTD - Distribution - Tier 2 - 5QU CoRE ¦ 1QU LoRE | Red Flag Warning - Destructive Fires | 2025 | 3.3105e-09 | 3.4956e-09 | 3.5088e-09 | 3.3418e-09 | 9129.7461 | 233.2301 | 8896.516 | 0 | 0 | 0 | 0 | 0 | 4.9663e-07 | 3.0224e-05 | 0 | 3.0224e-05 | 3.1914e-05 | 0 | 3.1914e-05 | 3.2035e-05 | 0 | 3.2035e-05 | 3.0509e-05 | 0 | 3.0509e-05
[79 empty] | WLDFR | HFTD - Distribution - Tier 2 - 5QU CoRE ¦ 1QU LoRE | Red Flag Warning - Destructive Fires | 2026 | 3.3105e-09 | 3.4956e-09 | 3.5088e-09 | 3.3418e-09 | 9129.7461 | 233.2301 | 8896.516 | 0 | 0 | 0 | 0 | 0 | 4.9663e-07 | 3.0224e-05 | 0 | 3.0224e-05 | 3.1914e-05 | 0 | 3.1914e-05 | 3.2035e-05 | 0 | 3.2035e-05 | 3.0509e-05 | 0 | 3.0509e-05
[79 empty] | WLDFR | HFTD - Distribution - Tier 2 - 5QU CoRE ¦ 1QU LoRE | Red Flag Warning - Destructive Fires | 2027 | 3.3105e-09 | 3.4956e-09 | 3.5088e-09 | 3.3418e-09 | 9129.7461 | 233.2301 | 8896.516 | 0 | 0 | 0 | 0 | 0 | 4.9663e-07 | 3.0224e-05 | 0 | 3.0224e-05 | 3.1914e-05 | 0 | 3.1914e-05 | 3.2035e-05 | 0 | 3.2035e-05 | 3.0509e-05 | 0 | 3.0509e-05
[79 empty] | WLDFR | HFTD - Distribution - Tier 2 - 5QU CoRE ¦ 1QU LoRE | Red Flag Warning - Destructive Fires | 2028 | 3.3105e-09 | 3.4956e-09 | 3.5088e-09 | 3.3418e-09 | 9534.9221 | 247.273 | 9287.6491 | 0 | 0 | 0 | 0 | 0 | 4.9663e-07 | 3.1566e-05 | 0 | 3.1566e-05 | 3.333e-05 | 0 | 3.333e-05 | 3.3457e-05 | 0 | 3.3457e-05 | 3.1863e-05 | 0 | 3.1863e-05
[79 empty] | WLDFR | HFTD - Distribution - Tier 2 - 5QU CoRE ¦ 1QU LoRE | Red Flag Warning - Destructive Fires | 2029 | 3.3105e-09 | 3.4956e-09 | 3.5088e-09 | 3.3418e-09 | 9534.9221 | 247.273 | 9287.6491 | 0 | 0 | 0 | 0 | 0 | 4.9663e-07 | 3.1566e-05 | 0 | 3.1566e-05 | 3.333e-05 | 0 | 3.333e-05 | 3.3457e-05 | 0 | 3.3457e-05 | 3.1863e-05 | 0 | 3.1863e-05
[79 empty] | WLDFR | HFTD - Distribution - Tier 2 - 5QU CoRE ¦ 1QU LoRE | Red Flag Warning - Destructive Fires | 2030 | 3.3105e-09 | 3.4956e-09 | 3.5088e-09 | 3.3418e-09 | 9534.9221 | 247.273 | 9287.6491 | 0 | 0 | 0 | 0 | 0 | 4.9663e-07 | 3.1566e-05 | 0 | 3.1566e-05 | 3.333e-05 | 0 | 3.333e-05 | 3.3457e-05 | 0 | 3.3457e-05 | 3.1863e-05 | 0 | 3.1863e-05
[79 empty] | WLDFR | HFTD - Distribution - Tier 2 - 5QU CoRE ¦ 1QU LoRE | Red Flag Warning - Destructive Fires | 2031 | 3.3105e-09 | 3.4956e-09 | 3.5088e-09 | 3.3418e-09 | 9534.9221 | 247.273 | 9287.6491 | 0 | 0 | 0 | 0 | 0 | 4.9663e-07 | 3.1566e-05 | 0 | 3.1566e-05 | 3.333e-05 | 0 | 3.333e-05 | 3.3457e-05 | 0 | 3.3457e-05 | 3.1863e-05 | 0 | 3.1863e-05
[79 empty] | WLDFR | HFTD - Distribution - Tier 2 - 5QU CoRE ¦ 1QU LoRE | Red Flag Warning - Destructive Fires | 2032 | 3.3105e-09 | 3.4956e-09 | 3.5088e-09 | 3.3418e-09 | 9534.9221 | 247.273 | 9287.6491 | 0 | 0 | 0 | 0 | 0 | 4.9663e-07 | 3.1566e-05 | 0 | 3.1566e-05 | 3.333e-05 | 0 | 3.333e-05 | 3.3457e-05 | 0 | 3.3457e-05 | 3.1863e-05 | 0 | 3.1863e-05
[79 empty] | WLDFR | HFTD - Distribution - Tier 2 - 5QU CoRE ¦ 1QU LoRE | Red Flag Warning - Destructive Fires | 2033 | 3.3105e-09 | 3.4956e-09 | 3.5088e-09 | 3.3418e-09 | 9984.8474 | 263.1074 | 9721.74 | 0 | 0 | 0 | 0 | 0 | 4.9663e-07 | 3.3055e-05 | 0 | 3.3055e-05 | 3.4903e-05 | 0 | 3.4903e-05 | 3.5035e-05 | 0 | 3.5035e-05 | 3.3367e-05 | 0 | 3.3367e-05
[79 empty] | WLDFR | HFTD - Distribution - Tier 2 - 5QU CoRE ¦ 1QU LoRE | Red Flag Warning - Destructive Fires | 2034 | 3.3105e-09 | 3.4956e-09 | 3.5088e-09 | 3.3418e-09 | 9984.8474 | 263.1074 | 9721.74 | 0 | 0 | 0 | 0 | 0 | 4.9663e-07 | 3.3055e-05 | 0 | 3.3055e-05 | 3.4903e-05 | 0 | 3.4903e-05 | 3.5035e-05 | 0 | 3.5035e-05 | 3.3367e-05 | 0 | 3.3367e-05
[79 empty] | WLDFR | HFTD - Distribution - Tier 2 - 5QU CoRE ¦ 1QU LoRE | Red Flag Warning - Destructive Fires | 2035 | 3.3105e-09 | 3.4956e-09 | 3.5088e-09 | 3.3418e-09 | 9984.8474 | 263.1074 | 9721.74 | 0 | 0 | 0 | 0 | 0 | 4.9663e-07 | 3.3055e-05 | 0 | 3.3055e-05 | 3.4903e-05 | 0 | 3.4903e-05 | 3.5035e-05 | 0 | 3.5035e-05 | 3.3367e-05 | 0 | 3.3367e-05
[79 empty] | WLDFR | HFTD - Distribution - Tier 2 - 5QU CoRE ¦ 1QU LoRE | Red Flag Warning - Destructive Fires | 2036 | 3.3105e-09 | 3.4956e-09 | 3.5088e-09 | 3.3418e-09 | 9984.8474 | 263.1074 | 9721.74 | 0 | 0 | 0 | 0 | 0 | 4.9663e-07 | 3.3055e-05 | 0 | 3.3055e-05 | 3.4903e-05 | 0 | 3.4903e-05 | 3.5035e-05 | 0 | 3.5035e-05 | 3.3367e-05 | 0 | 3.3367e-05
[79 empty] | WLDFR | HFTD - Distribution - Tier 2 - 5QU CoRE ¦ 1QU LoRE | Red Flag Warning - Destructive Fires | 2037 | 3.3105e-09 | 3.4956e-09 | 3.5088e-09 | 3.3418e-09 | 9984.8474 | 263.1074 | 9721.74 | 0 | 0 | 0 | 0 | 0 | 4.9663e-07 | 3.3055e-05 | 0 | 3.3055e-05 | 3.4903e-05 | 0 | 3.4903e-05 | 3.5035e-05 | 0 | 3.5035e-05 | 3.3367e-05 | 0 | 3.3367e-05
[79 empty] | WLDFR | HFTD - Distribution - Tier 2 - 5QU CoRE ¦ 1QU LoRE | Red Flag Warning - Destructive Fires | 2038 | 3.3105e-09 | 3.4956e-09 | 3.5088e-09 | 3.3418e-09 | 10472.8261 | 280.5544 | 10192.2718 | 0 | 0 | 0 | 0 | 0 | 4.9663e-07 | 3.4671e-05 | 0 | 3.4671e-05 | 3.6609e-05 | 0 | 3.6609e-05 | 3.6748e-05 | 0 | 3.6748e-05 | 3.4998e-05 | 0 | 3.4998e-05
[79 empty] | WLDFR | HFTD - Distribution - Tier 2 - 5QU CoRE ¦ 1QU LoRE | Red Flag Warning - Destructive Fires | 2039 | 3.3105e-09 | 3.4956e-09 | 3.5088e-09 | 3.3418e-09 | 10472.8261 | 280.5544 | 10192.2718 | 0 | 0 | 0 | 0 | 0 | 4.9663e-07 | 3.4671e-05 | 0 | 3.4671e-05 | 3.6609e-05 | 0 | 3.6609e-05 | 3.6748e-05 | 0 | 3.6748e-05 | 3.4998e-05 | 0 | 3.4998e-05
[79 empty] | WLDFR | HFTD - Distribution - Tier 2 - 5QU CoRE ¦ 1QU LoRE | Red Flag Warning - Destructive Fires | 2040 | 3.3105e-09 | 3.4956e-09 | 3.5088e-09 | 3.3418e-09 | 10472.8261 | 280.5544 | 10192.2718 | 0 | 0 | 0 | 0 | 0 | 4.9663e-07 | 3.4671e-05 | 0 | 3.4671e-05 | 3.6609e-05 | 0 | 3.6609e-05 | 3.6748e-05 | 0 | 3.6748e-05 | 3.4998e-05 | 0 | 3.4998e-05
[79 empty] | WLDFR | HFTD - Distribution - Tier 2 - 5QU CoRE ¦ 1QU LoRE | Red Flag Warning - Destructive Fires | 2041 | 3.3105e-09 | 3.4956e-09 | 3.5088e-09 | 3.3418e-09 | 10472.8261 | 280.5544 | 10192.2718 | 0 | 0 | 0 | 0 | 0 | 4.9663e-07 | 3.4671e-05 | 0 | 3.4671e-05 | 3.6609e-05 | 0 | 3.6609e-05 | 3.6748e-05 | 0 | 3.6748e-05 | 3.4998e-05 | 0 | 3.4998e-05
[79 empty] | WLDFR | HFTD - Distribution - Tier 2 - 5QU CoRE ¦ 1QU LoRE | Red Flag Warning - Destructive Fires | 2042 | 3.3105e-09 | 3.4956e-09 | 3.5088e-09 | 3.3418e-09 | 10472.8261 | 280.5544 | 10192.2718 | 0 | 0 | 0 | 0 | 0 | 4.9663e-07 | 3.4671e-05 | 0 | 3.4671e-05 | 3.6609e-05 | 0 | 3.6609e-05 | 3.6748e-05 | 0 | 3.6748e-05 | 3.4998e-05 | 0 | 3.4998e-05
[79 empty] | WLDFR | HFTD - Distribution - Tier 2 - 5QU CoRE ¦ 1QU LoRE | Red Flag Warning - Destructive Fires | 2043 | 3.3105e-09 | 3.4956e-09 | 3.5088e-09 | 3.3418e-09 | 10992.1562 | 299.42 | 10692.7362 | 0 | 0 | 0 | 0 | 0 | 4.9663e-07 | 3.639e-05 | 0 | 3.639e-05 | 3.8424e-05 | 0 | 3.8424e-05 | 3.857e-05 | 0 | 3.857e-05 | 3.6733e-05 | 0 | 3.6733e-05
[79 empty] | WLDFR | HFTD - Distribution - Tier 2 - 5QU CoRE ¦ 1QU LoRE | Red Flag Warning - Destructive Fires | 2044 | 3.3105e-09 | 3.4956e-09 | 3.5088e-09 | 3.3418e-09 | 10992.1562 | 299.42 | 10692.7362 | 0 | 0 | 0 | 0 | 0 | 4.9663e-07 | 3.639e-05 | 0 | 3.639e-05 | 3.8424e-05 | 0 | 3.8424e-05 | 3.857e-05 | 0 | 3.857e-05 | 3.6733e-05 | 0 | 3.6733e-05
[79 empty] | WLDFR | HFTD - Distribution - Tier 2 - 5QU CoRE ¦ 1QU LoRE | Red Flag Warning - Destructive Fires | 2045 | 3.3105e-09 | 3.4956e-09 | 3.5088e-09 | 3.3418e-09 | 10992.1562 | 299.42 | 10692.7362 | 0 | 0 | 0 | 0 | 0 | 4.9663e-07 | 3.639e-05 | 0 | 3.639e-05 | 3.8424e-05 | 0 | 3.8424e-05 | 3.857e-05 | 0 | 3.857e-05 | 3.6733e-05 | 0 | 3.6733e-05
[79 empty] | WLDFR | HFTD - Distribution - Tier 2 - 5QU CoRE ¦ 1QU LoRE | Red Flag Warning - Destructive Fires | 2046 | 3.3105e-09 | 3.4956e-09 | 3.5088e-09 | 3.3418e-09 | 10992.1562 | 299.42 | 10692.7362 | 0 | 0 | 0 | 0 | 0 | 4.9663e-07 | 3.639e-05 | 0 | 3.639e-05 | 3.8424e-05 | 0 | 3.8424e-05 | 3.857e-05 | 0 | 3.857e-05 | 3.6733e-05 | 0 | 3.6733e-05
[79 empty] | WLDFR | HFTD - Distribution - Tier 2 - 5QU CoRE ¦ 1QU LoRE | Red Flag Warning - Destructive Fires | 2047 | 3.3105e-09 | 3.4956e-09 | 3.5088e-09 | 3.3418e-09 | 10992.1562 | 299.42 | 10692.7362 | 0 | 0 | 0 | 0 | 0 | 4.9663e-07 | 3.639e-05 | 0 | 3.639e-05 | 3.8424e-05 | 0 | 3.8424e-05 | 3.857e-05 | 0 | 3.857e-05 | 3.6733e-05 | 0 | 3.6733e-05
[79 empty] | WLDFR | HFTD - Distribution - Tier 2 - 5QU CoRE ¦ 1QU LoRE | Red Flag Warning - Destructive Fires | 2048 | 3.3105e-09 | 3.4956e-09 | 3.5088e-09 | 3.3418e-09 | 11536.0538 | 319.4911 | 11216.5626 | 0 | 0 | 0 | 0 | 0 | 4.9663e-07 | 3.819e-05 | 0 | 3.819e-05 | 4.0326e-05 | 0 | 4.0326e-05 | 4.0478e-05 | 0 | 4.0478e-05 | 3.8551e-05 | 0 | 3.8551e-05
[79 empty] | WLDFR | HFTD - Distribution - Tier 2 - 5QU CoRE ¦ 1QU LoRE | Red Flag Warning - Destructive Fires | 2049 | 3.3105e-09 | 3.4956e-09 | 3.5088e-09 | 3.3418e-09 | 11536.0538 | 319.4911 | 11216.5626 | 0 | 0 | 0 | 0 | 0 | 4.9663e-07 | 3.819e-05 | 0 | 3.819e-05 | 4.0326e-05 | 0 | 4.0326e-05 | 4.0478e-05 | 0 | 4.0478e-05 | 3.8551e-05 | 0 | 3.8551e-05
[79 empty] | WLDFR | HFTD - Distribution - Tier 2 - 5QU CoRE ¦ 1QU LoRE | Red Flag Warning - Destructive Fires | 2050 | 0 | 3.4956e-09 | 3.5088e-09 | 3.3418e-09 | 11536.0538 | 319.4911 | 11216.5626 | 0 | 0 | 0 | 0 | 0 | 4.9663e-07 | 0 | 0 | 0 | 4.0326e-05 | 0 | 4.0326e-05 | 4.0478e-05 | 0 | 4.0478e-05 | 3.8551e-05 | 0 | 3.8551e-05
[79 empty] | WLDFR | HFTD - Distribution - Tier 2 - 5QU CoRE ¦ 1QU LoRE | Red Flag Warning - Destructive Fires | 2051 | 0 | 0 | 3.5088e-09 | 3.3418e-09 | 11536.0538 | 319.4911 | 11216.5626 | 0 | 0 | 0 | 0 | 0 | 4.9663e-07 | 0 | 0 | 0 | 0 | 0 | 0 | 4.0478e-05 | 0 | 4.0478e-05 | 3.8551e-05 | 0 | 3.8551e-05
[79 empty] | WLDFR | HFTD - Distribution - Tier 2 - 5QU CoRE ¦ 1QU LoRE | Red Flag Warning - Destructive Fires | 2052 | 0 | 0 | 0 | 3.3418e-09 | 11536.0538 | 319.4911 | 11216.5626 | 0 | 0 | 0 | 0 | 0 | 4.9663e-07 | 0 | 0 | 0 | 0 | 0 | 0 | 0 | 0 | 0 | 3.8551e-05 | 0 | 3.8551e-05
[79 empty] | WLDFR | HFTD - Distribution - Tier 2 - 5QU CoRE ¦ 1QU LoRE | Red Flag Warning - Large Fires | 2020 | 3.0818e-07 | 0 | 0 | 0 | 5.2406 | 0.69642 | 2.942 | 1.6022 | 0 | 0 | 0 | 0 | 4.1424e-05 | 1.615e-06 | 0 | 1.615e-06 | 0 | 0 | 0 | 0 | 0 | 0 | 0 | 0 | 0
[79 empty] | WLDFR | HFTD - Distribution - Tier 2 - 5QU CoRE ¦ 1QU LoRE | Red Flag Warning - Large Fires | 2021 | 2.1362e-07 | 3.2541e-07 | 0 | 0 | 5.2406 | 0.69642 | 2.942 | 1.6022 | 0 | 0 | 0 | 0 | 4.1424e-05 | 1.1195e-06 | 0 | 1.1195e-06 | 1.7053e-06 | 0 | 1.7053e-06 | 0 | 0 | 0 | 0 | 0 | 0
[79 empty] | WLDFR | HFTD - Distribution - Tier 2 - 5QU CoRE ¦ 1QU LoRE | Red Flag Warning - Large Fires | 2022 | 2.0094e-07 | 2.1217e-07 | 3.0719e-07 | 0 | 5.2406 | 0.69642 | 2.942 | 1.6022 | 0 | 0 | 0 | 0 | 4.0281e-05 | 1.053e-06 | 0 | 1.053e-06 | 1.1119e-06 | 0 | 1.1119e-06 | 1.6099e-06 | 0 | 1.6099e-06 | 0 | 0 | 0
[79 empty] | WLDFR | HFTD - Distribution - Tier 2 - 5QU CoRE ¦ 1QU LoRE | Red Flag Warning - Large Fires | 2023 | 2.0094e-07 | 2.1217e-07 | 2.1297e-07 | 2.9256e-07 | 5.475 | 0.71896 | 3.0715 | 1.6846 | 0 | 0 | 0 | 0 | 4.0281e-05 | 1.1001e-06 | 0 | 1.1001e-06 | 1.1616e-06 | 0 | 1.1616e-06 | 1.166e-06 | 0 | 1.166e-06 | 1.6018e-06 | 0 | 1.6018e-06
[79 empty] | WLDFR | HFTD - Distribution - Tier 2 - 5QU CoRE ¦ 1QU LoRE | Red Flag Warning - Large Fires | 2024 | 2.0094e-07 | 2.1217e-07 | 2.1297e-07 | 2.0283e-07 | 5.475 | 0.71896 | 3.0715 | 1.6846 | 0 | 0 | 0 | 0 | 4.0281e-05 | 1.1001e-06 | 0 | 1.1001e-06 | 1.1616e-06 | 0 | 1.1616e-06 | 1.166e-06 | 0 | 1.166e-06 | 1.1105e-06 | 0 | 1.1105e-06
[79 empty] | WLDFR | HFTD - Distribution - Tier 2 - 5QU CoRE ¦ 1QU LoRE | Red Flag Warning - Large Fires | 2025 | 2.0094e-07 | 2.1217e-07 | 2.1297e-07 | 2.0283e-07 | 5.475 | 0.71896 | 3.0715 | 1.6846 | 0 | 0 | 0 | 0 | 4.0281e-05 | 1.1001e-06 | 0 | 1.1001e-06 | 1.1616e-06 | 0 | 1.1616e-06 | 1.166e-06 | 0 | 1.166e-06 | 1.1105e-06 | 0 | 1.1105e-06
[79 empty] | WLDFR | HFTD - Distribution - Tier 2 - 5QU CoRE ¦ 1QU LoRE | Red Flag Warning - Large Fires | 2026 | 2.0094e-07 | 2.1217e-07 | 2.1297e-07 | 2.0283e-07 | 5.475 | 0.71896 | 3.0715 | 1.6846 | 0 | 0 | 0 | 0 | 4.0281e-05 | 1.1001e-06 | 0 | 1.1001e-06 | 1.1616e-06 | 0 | 1.1616e-06 | 1.166e-06 | 0 | 1.166e-06 | 1.1105e-06 | 0 | 1.1105e-06
[79 empty] | WLDFR | HFTD - Distribution - Tier 2 - 5QU CoRE ¦ 1QU LoRE | Red Flag Warning - Large Fires | 2027 | 2.0094e-07 | 2.1217e-07 | 2.1297e-07 | 2.0283e-07 | 5.475 | 0.71896 | 3.0715 | 1.6846 | 0 | 0 | 0 | 0 | 4.0281e-05 | 1.1001e-06 | 0 | 1.1001e-06 | 1.1616e-06 | 0 | 1.1616e-06 | 1.166e-06 | 0 | 1.166e-06 | 1.1105e-06 | 0 | 1.1105e-06
[79 empty] | WLDFR | HFTD - Distribution - Tier 2 - 5QU CoRE ¦ 1QU LoRE | Red Flag Warning - Large Fires | 2028 | 2.0094e-07 | 2.1217e-07 | 2.1297e-07 | 2.0283e-07 | 5.777 | 0.74734 | 3.238 | 1.7917 | 0 | 0 | 0 | 0 | 4.0281e-05 | 1.1608e-06 | 0 | 1.1608e-06 | 1.2257e-06 | 0 | 1.2257e-06 | 1.2304e-06 | 0 | 1.2304e-06 | 1.1718e-06 | 0 | 1.1718e-06
[79 empty] | WLDFR | HFTD - Distribution - Tier 2 - 5QU CoRE ¦ 1QU LoRE | Red Flag Warning - Large Fires | 2029 | 2.0094e-07 | 2.1217e-07 | 2.1297e-07 | 2.0283e-07 | 5.777 | 0.74734 | 3.238 | 1.7917 | 0 | 0 | 0 | 0 | 4.0281e-05 | 1.1608e-06 | 0 | 1.1608e-06 | 1.2257e-06 | 0 | 1.2257e-06 | 1.2304e-06 | 0 | 1.2304e-06 | 1.1718e-06 | 0 | 1.1718e-06
[79 empty] | WLDFR | HFTD - Distribution - Tier 2 - 5QU CoRE ¦ 1QU LoRE | Red Flag Warning - Large Fires | 2030 | 2.0094e-07 | 2.1217e-07 | 2.1297e-07 | 2.0283e-07 | 5.777 | 0.74734 | 3.238 | 1.7917 | 0 | 0 | 0 | 0 | 4.0281e-05 | 1.1608e-06 | 0 | 1.1608e-06 | 1.2257e-06 | 0 | 1.2257e-06 | 1.2304e-06 | 0 | 1.2304e-06 | 1.1718e-06 | 0 | 1.1718e-06
[79 empty] | WLDFR | HFTD - Distribution - Tier 2 - 5QU CoRE ¦ 1QU LoRE | Red Flag Warning - Large Fires | 2031 | 2.0094e-07 | 2.1217e-07 | 2.1297e-07 | 2.0283e-07 | 5.777 | 0.74734 | 3.238 | 1.7917 | 0 | 0 | 0 | 0 | 4.0281e-05 | 1.1608e-06 | 0 | 1.1608e-06 | 1.2257e-06 | 0 | 1.2257e-06 | 1.2304e-06 | 0 | 1.2304e-06 | 1.1718e-06 | 0 | 1.1718e-06
[79 empty] | WLDFR | HFTD - Distribution - Tier 2 - 5QU CoRE ¦ 1QU LoRE | Red Flag Warning - Large Fires | 2032 | 2.0094e-07 | 2.1217e-07 | 2.1297e-07 | 2.0283e-07 | 5.777 | 0.74734 | 3.238 | 1.7917 | 0 | 0 | 0 | 0 | 4.0281e-05 | 1.1608e-06 | 0 | 1.1608e-06 | 1.2257e-06 | 0 | 1.2257e-06 | 1.2304e-06 | 0 | 1.2304e-06 | 1.1718e-06 | 0 | 1.1718e-06
[79 empty] | WLDFR | HFTD - Distribution - Tier 2 - 5QU CoRE ¦ 1QU LoRE | Red Flag Warning - Large Fires | 2033 | 2.0094e-07 | 2.1217e-07 | 2.1297e-07 | 2.0283e-07 | 6.1205 | 0.77885 | 3.4265 | 1.9151 | 0 | 0 | 0 | 0 | 4.0281e-05 | 1.2298e-06 | 0 | 1.2298e-06 | 1.2986e-06 | 0 | 1.2986e-06 | 1.3035e-06 | 0 | 1.3035e-06 | 1.2414e-06 | 0 | 1.2414e-06
[79 empty] | WLDFR | HFTD - Distribution - Tier 2 - 5QU CoRE ¦ 1QU LoRE | Red Flag Warning - Large Fires | 2034 | 2.0094e-07 | 2.1217e-07 | 2.1297e-07 | 2.0283e-07 | 6.1205 | 0.77885 | 3.4265 | 1.9151 | 0 | 0 | 0 | 0 | 4.0281e-05 | 1.2298e-06 | 0 | 1.2298e-06 | 1.2986e-06 | 0 | 1.2986e-06 | 1.3035e-06 | 0 | 1.3035e-06 | 1.2414e-06 | 0 | 1.2414e-06
[79 empty] | WLDFR | HFTD - Distribution - Tier 2 - 5QU CoRE ¦ 1QU LoRE | Red Flag Warning - Large Fires | 2035 | 2.0094e-07 | 2.1217e-07 | 2.1297e-07 | 2.0283e-07 | 6.1205 | 0.77885 | 3.4265 | 1.9151 | 0 | 0 | 0 | 0 | 4.0281e-05 | 1.2298e-06 | 0 | 1.2298e-06 | 1.2986e-06 | 0 | 1.2986e-06 | 1.3035e-06 | 0 | 1.3035e-06 | 1.2414e-06 | 0 | 1.2414e-06
[79 empty] | WLDFR | HFTD - Distribution - Tier 2 - 5QU CoRE ¦ 1QU LoRE | Red Flag Warning - Large Fires | 2036 | 2.0094e-07 | 2.1217e-07 | 2.1297e-07 | 2.0283e-07 | 6.1205 | 0.77885 | 3.4265 | 1.9151 | 0 | 0 | 0 | 0 | 4.0281e-05 | 1.2298e-06 | 0 | 1.2298e-06 | 1.2986e-06 | 0 | 1.2986e-06 | 1.3035e-06 | 0 | 1.3035e-06 | 1.2414e-06 | 0 | 1.2414e-06
[79 empty] | WLDFR | HFTD - Distribution - Tier 2 - 5QU CoRE ¦ 1QU LoRE | Red Flag Warning - Large Fires | 2037 | 2.0094e-07 | 2.1217e-07 | 2.1297e-07 | 2.0283e-07 | 6.1205 | 0.77885 | 3.4265 | 1.9151 | 0 | 0 | 0 | 0 | 4.0281e-05 | 1.2298e-06 | 0 | 1.2298e-06 | 1.2986e-06 | 0 | 1.2986e-06 | 1.3035e-06 | 0 | 1.3035e-06 | 1.2414e-06 | 0 | 1.2414e-06
[79 empty] | WLDFR | HFTD - Distribution - Tier 2 - 5QU CoRE ¦ 1QU LoRE | Red Flag Warning - Large Fires | 2038 | 2.0094e-07 | 2.1217e-07 | 2.1297e-07 | 2.0283e-07 | 6.5028 | 0.81304 | 3.6355 | 2.0543 | 0 | 0 | 0 | 0 | 4.0281e-05 | 1.3067e-06 | 0 | 1.3067e-06 | 1.3797e-06 | 0 | 1.3797e-06 | 1.3849e-06 | 0 | 1.3849e-06 | 1.319e-06 | 0 | 1.319e-06
[79 empty] | WLDFR | HFTD - Distribution - Tier 2 - 5QU CoRE ¦ 1QU LoRE | Red Flag Warning - Large Fires | 2039 | 2.0094e-07 | 2.1217e-07 | 2.1297e-07 | 2.0283e-07 | 6.5028 | 0.81304 | 3.6355 | 2.0543 | 0 | 0 | 0 | 0 | 4.0281e-05 | 1.3067e-06 | 0 | 1.3067e-06 | 1.3797e-06 | 0 | 1.3797e-06 | 1.3849e-06 | 0 | 1.3849e-06 | 1.319e-06 | 0 | 1.319e-06
[79 empty] | WLDFR | HFTD - Distribution - Tier 2 - 5QU CoRE ¦ 1QU LoRE | Red Flag Warning - Large Fires | 2040 | 2.0094e-07 | 2.1217e-07 | 2.1297e-07 | 2.0283e-07 | 6.5028 | 0.81304 | 3.6355 | 2.0543 | 0 | 0 | 0 | 0 | 4.0281e-05 | 1.3067e-06 | 0 | 1.3067e-06 | 1.3797e-06 | 0 | 1.3797e-06 | 1.3849e-06 | 0 | 1.3849e-06 | 1.319e-06 | 0 | 1.319e-06
[79 empty] | WLDFR | HFTD - Distribution - Tier 2 - 5QU CoRE ¦ 1QU LoRE | Red Flag Warning - Large Fires | 2041 | 2.0094e-07 | 2.1217e-07 | 2.1297e-07 | 2.0283e-07 | 6.5028 | 0.81304 | 3.6355 | 2.0543 | 0 | 0 | 0 | 0 | 4.0281e-05 | 1.3067e-06 | 0 | 1.3067e-06 | 1.3797e-06 | 0 | 1.3797e-06 | 1.3849e-06 | 0 | 1.3849e-06 | 1.319e-06 | 0 | 1.319e-06
[79 empty] | WLDFR | HFTD - Distribution - Tier 2 - 5QU CoRE ¦ 1QU LoRE | Red Flag Warning - Large Fires | 2042 | 2.0094e-07 | 2.1217e-07 | 2.1297e-07 | 2.0283e-07 | 6.5028 | 0.81304 | 3.6355 | 2.0543 | 0 | 0 | 0 | 0 | 4.0281e-05 | 1.3067e-06 | 0 | 1.3067e-06 | 1.3797e-06 | 0 | 1.3797e-06 | 1.3849e-06 | 0 | 1.3849e-06 | 1.319e-06 | 0 | 1.319e-06
[79 empty] | WLDFR | HFTD - Distribution - Tier 2 - 5QU CoRE ¦ 1QU LoRE | Red Flag Warning - Large Fires | 2043 | 2.0094e-07 | 2.1217e-07 | 2.1297e-07 | 2.0283e-07 | 6.9209 | 0.84944 | 3.8632 | 2.2083 | 0 | 0 | 0 | 0 | 4.0281e-05 | 1.3907e-06 | 0 | 1.3907e-06 | 1.4684e-06 | 0 | 1.4684e-06 | 1.474e-06 | 0 | 1.474e-06 | 1.4038e-06 | 0 | 1.4038e-06
[79 empty] | WLDFR | HFTD - Distribution - Tier 2 - 5QU CoRE ¦ 1QU LoRE | Red Flag Warning - Large Fires | 2044 | 2.0094e-07 | 2.1217e-07 | 2.1297e-07 | 2.0283e-07 | 6.9209 | 0.84944 | 3.8632 | 2.2083 | 0 | 0 | 0 | 0 | 4.0281e-05 | 1.3907e-06 | 0 | 1.3907e-06 | 1.4684e-06 | 0 | 1.4684e-06 | 1.474e-06 | 0 | 1.474e-06 | 1.4038e-06 | 0 | 1.4038e-06
[79 empty] | WLDFR | HFTD - Distribution - Tier 2 - 5QU CoRE ¦ 1QU LoRE | Red Flag Warning - Large Fires | 2045 | 2.0094e-07 | 2.1217e-07 | 2.1297e-07 | 2.0283e-07 | 6.9209 | 0.84944 | 3.8632 | 2.2083 | 0 | 0 | 0 | 0 | 4.0281e-05 | 1.3907e-06 | 0 | 1.3907e-06 | 1.4684e-06 | 0 | 1.4684e-06 | 1.474e-06 | 0 | 1.474e-06 | 1.4038e-06 | 0 | 1.4038e-06
[79 empty] | WLDFR | HFTD - Distribution - Tier 2 - 5QU CoRE ¦ 1QU LoRE | Red Flag Warning - Large Fires | 2046 | 2.0094e-07 | 2.1217e-07 | 2.1297e-07 | 2.0283e-07 | 6.9209 | 0.84944 | 3.8632 | 2.2083 | 0 | 0 | 0 | 0 | 4.0281e-05 | 1.3907e-06 | 0 | 1.3907e-06 | 1.4684e-06 | 0 | 1.4684e-06 | 1.474e-06 | 0 | 1.474e-06 | 1.4038e-06 | 0 | 1.4038e-06
[79 empty] | WLDFR | HFTD - Distribution - Tier 2 - 5QU CoRE ¦ 1QU LoRE | Red Flag Warning - Large Fires | 2047 | 2.0094e-07 | 2.1217e-07 | 2.1297e-07 | 2.0283e-07 | 6.9209 | 0.84944 | 3.8632 | 2.2083 | 0 | 0 | 0 | 0 | 4.0281e-05 | 1.3907e-06 | 0 | 1.3907e-06 | 1.4684e-06 | 0 | 1.4684e-06 | 1.474e-06 | 0 | 1.474e-06 | 1.4038e-06 | 0 | 1.4038e-06
[79 empty] | WLDFR | HFTD - Distribution - Tier 2 - 5QU CoRE ¦ 1QU LoRE | Red Flag Warning - Large Fires | 2048 | 2.0094e-07 | 2.1217e-07 | 2.1297e-07 | 2.0283e-07 | 7.3713 | 0.88759 | 4.1075 | 2.3763 | 0 | 0 | 0 | 0 | 4.0281e-05 | 1.4812e-06 | 0 | 1.4812e-06 | 1.564e-06 | 0 | 1.564e-06 | 1.5699e-06 | 0 | 1.5699e-06 | 1.4951e-06 | 0 | 1.4951e-06
[79 empty] | WLDFR | HFTD - Distribution - Tier 2 - 5QU CoRE ¦ 1QU LoRE | Red Flag Warning - Large Fires | 2049 | 2.0094e-07 | 2.1217e-07 | 2.1297e-07 | 2.0283e-07 | 7.3713 | 0.88759 | 4.1075 | 2.3763 | 0 | 0 | 0 | 0 | 4.0281e-05 | 1.4812e-06 | 0 | 1.4812e-06 | 1.564e-06 | 0 | 1.564e-06 | 1.5699e-06 | 0 | 1.5699e-06 | 1.4951e-06 | 0 | 1.4951e-06
[79 empty] | WLDFR | HFTD - Distribution - Tier 2 - 5QU CoRE ¦ 1QU LoRE | Red Flag Warning - Large Fires | 2050 | 0 | 2.1217e-07 | 2.1297e-07 | 2.0283e-07 | 7.3713 | 0.88759 | 4.1075 | 2.3763 | 0 | 0 | 0 | 0 | 4.0281e-05 | 0 | 0 | 0 | 1.564e-06 | 0 | 1.564e-06 | 1.5699e-06 | 0 | 1.5699e-06 | 1.4951e-06 | 0 | 1.4951e-06
[79 empty] | WLDFR | HFTD - Distribution - Tier 2 - 5QU CoRE ¦ 1QU LoRE | Red Flag Warning - Large Fires | 2051 | 0 | 0 | 2.1297e-07 | 2.0283e-07 | 7.3713 | 0.88759 | 4.1075 | 2.3763 | 0 | 0 | 0 | 0 | 4.0281e-05 | 0 | 0 | 0 | 0 | 0 | 0 | 1.5699e-06 | 0 | 1.5699e-06 | 1.4951e-06 | 0 | 1.4951e-06
[79 empty] | WLDFR | HFTD - Distribution - Tier 2 - 5QU CoRE ¦ 1QU LoRE | Red Flag Warning - Large Fires | 2052 | 0 | 0 | 0 | 2.0283e-07 | 7.3713 | 0.88759 | 4.1075 | 2.3763 | 0 | 0 | 0 | 0 | 4.0281e-05 | 0 | 0 | 0 | 0 | 0 | 0 | 0 | 0 | 0 | 1.4951e-06 | 0 | 1.4951e-06
[79 empty] | WLDFR | HFTD - Distribution - Tier 2 - 5QU CoRE ¦ 1QU LoRE | Red Flag Warning - Small Fires | 2020 | 1.2328e-05 | 0 | 0 | 0 | 0.077901 | 0.036425 | 0.0015809 | 0.039895 | 0 | 0 | 0 | 0 | 0.0011183 | 9.6034e-07 | 0 | 9.6034e-07 | 0 | 0 | 0 | 0 | 0 | 0 | 0 | 0 | 0
[79 empty] | WLDFR | HFTD - Distribution - Tier 2 - 5QU CoRE ¦ 1QU LoRE | Red Flag Warning - Small Fires | 2021 | 8.5469e-06 | 1.3017e-05 | 0 | 0 | 0.077901 | 0.036425 | 0.0015809 | 0.039895 | 0 | 0 | 0 | 0 | 0.0011183 | 6.6581e-07 | 0 | 6.6581e-07 | 1.014e-06 | 0 | 1.014e-06 | 0 | 0 | 0 | 0 | 0 | 0
[79 empty] | WLDFR | HFTD - Distribution - Tier 2 - 5QU CoRE ¦ 1QU LoRE | Red Flag Warning - Small Fires | 2022 | 8.0696e-06 | 8.5207e-06 | 1.2334e-05 | 0 | 0.077901 | 0.036425 | 0.0015809 | 0.039895 | 0 | 0 | 0 | 0 | 0.0010988 | 6.2862e-07 | 0 | 6.2862e-07 | 6.6377e-07 | 0 | 6.6377e-07 | 9.6084e-07 | 0 | 9.6084e-07 | 0 | 0 | 0
[79 empty] | WLDFR | HFTD - Distribution - Tier 2 - 5QU CoRE ¦ 1QU LoRE | Red Flag Warning - Small Fires | 2023 | 8.0696e-06 | 8.5207e-06 | 8.553e-06 | 1.1747e-05 | 0.080408 | 0.03759 | 0.0016314 | 0.041187 | 0 | 0 | 0 | 0 | 0.0010988 | 6.4886e-07 | 0 | 6.4886e-07 | 6.8514e-07 | 0 | 6.8514e-07 | 6.8773e-07 | 0 | 6.8773e-07 | 9.4454e-07 | 0 | 9.4454e-07
[79 empty] | WLDFR | HFTD - Distribution - Tier 2 - 5QU CoRE ¦ 1QU LoRE | Red Flag Warning - Small Fires | 2024 | 8.0696e-06 | 8.5207e-06 | 8.553e-06 | 8.1457e-06 | 0.080408 | 0.03759 | 0.0016314 | 0.041187 | 0 | 0 | 0 | 0 | 0.0010988 | 6.4886e-07 | 0 | 6.4886e-07 | 6.8514e-07 | 0 | 6.8514e-07 | 6.8773e-07 | 0 | 6.8773e-07 | 6.5498e-07 | 0 | 6.5498e-07
[79 empty] | WLDFR | HFTD - Distribution - Tier 2 - 5QU CoRE ¦ 1QU LoRE | Red Flag Warning - Small Fires | 2025 | 8.0696e-06 | 8.5207e-06 | 8.553e-06 | 8.1457e-06 | 0.080408 | 0.03759 | 0.0016314 | 0.041187 | 0 | 0 | 0 | 0 | 0.0010988 | 6.4886e-07 | 0 | 6.4886e-07 | 6.8514e-07 | 0 | 6.8514e-07 | 6.8773e-07 | 0 | 6.8773e-07 | 6.5498e-07 | 0 | 6.5498e-07
[79 empty] | WLDFR | HFTD - Distribution - Tier 2 - 5QU CoRE ¦ 1QU LoRE | Red Flag Warning - Small Fires | 2026 | 8.0696e-06 | 8.5207e-06 | 8.553e-06 | 8.1457e-06 | 0.080408 | 0.03759 | 0.0016314 | 0.041187 | 0 | 0 | 0 | 0 | 0.0010988 | 6.4886e-07 | 0 | 6.4886e-07 | 6.8514e-07 | 0 | 6.8514e-07 | 6.8773e-07 | 0 | 6.8773e-07 | 6.5498e-07 | 0 | 6.5498e-07
[79 empty] | WLDFR | HFTD - Distribution - Tier 2 - 5QU CoRE ¦ 1QU LoRE | Red Flag Warning - Small Fires | 2027 | 8.0696e-06 | 8.5207e-06 | 8.553e-06 | 8.1457e-06 | 0.080408 | 0.03759 | 0.0016314 | 0.041187 | 0 | 0 | 0 | 0 | 0.0010988 | 6.4886e-07 | 0 | 6.4886e-07 | 6.8514e-07 | 0 | 6.8514e-07 | 6.8773e-07 | 0 | 6.8773e-07 | 6.5498e-07 | 0 | 6.5498e-07
[79 empty] | WLDFR | HFTD - Distribution - Tier 2 - 5QU CoRE ¦ 1QU LoRE | Red Flag Warning - Small Fires | 2028 | 8.0696e-06 | 8.5207e-06 | 8.553e-06 | 8.1457e-06 | 0.083606 | 0.039055 | 0.001695 | 0.042856 | 0 | 0 | 0 | 0 | 0.0010988 | 6.7467e-07 | 0 | 6.7467e-07 | 7.1239e-07 | 0 | 7.1239e-07 | 7.1508e-07 | 0 | 7.1508e-07 | 6.8103e-07 | 0 | 6.8103e-07
[79 empty] | WLDFR | HFTD - Distribution - Tier 2 - 5QU CoRE ¦ 1QU LoRE | Red Flag Warning - Small Fires | 2029 | 8.0696e-06 | 8.5207e-06 | 8.553e-06 | 8.1457e-06 | 0.083606 | 0.039055 | 0.001695 | 0.042856 | 0 | 0 | 0 | 0 | 0.0010988 | 6.7467e-07 | 0 | 6.7467e-07 | 7.1239e-07 | 0 | 7.1239e-07 | 7.1508e-07 | 0 | 7.1508e-07 | 6.8103e-07 | 0 | 6.8103e-07
[79 empty] | WLDFR | HFTD - Distribution - Tier 2 - 5QU CoRE ¦ 1QU LoRE | Red Flag Warning - Small Fires | 2030 | 8.0696e-06 | 8.5207e-06 | 8.553e-06 | 8.1457e-06 | 0.083606 | 0.039055 | 0.001695 | 0.042856 | 0 | 0 | 0 | 0 | 0.0010988 | 6.7467e-07 | 0 | 6.7467e-07 | 7.1239e-07 | 0 | 7.1239e-07 | 7.1508e-07 | 0 | 7.1508e-07 | 6.8103e-07 | 0 | 6.8103e-07
[79 empty] | WLDFR | HFTD - Distribution - Tier 2 - 5QU CoRE ¦ 1QU LoRE | Red Flag Warning - Small Fires | 2031 | 8.0696e-06 | 8.5207e-06 | 8.553e-06 | 8.1457e-06 | 0.083606 | 0.039055 | 0.001695 | 0.042856 | 0 | 0 | 0 | 0 | 0.0010988 | 6.7467e-07 | 0 | 6.7467e-07 | 7.1239e-07 | 0 | 7.1239e-07 | 7.1508e-07 | 0 | 7.1508e-07 | 6.8103e-07 | 0 | 6.8103e-07
[79 empty] | WLDFR | HFTD - Distribution - Tier 2 - 5QU CoRE ¦ 1QU LoRE | Red Flag Warning - Small Fires | 2032 | 8.0696e-06 | 8.5207e-06 | 8.553e-06 | 8.1457e-06 | 0.083606 | 0.039055 | 0.001695 | 0.042856 | 0 | 0 | 0 | 0 | 0.0010988 | 6.7467e-07 | 0 | 6.7467e-07 | 7.1239e-07 | 0 | 7.1239e-07 | 7.1508e-07 | 0 | 7.1508e-07 | 6.8103e-07 | 0 | 6.8103e-07
[79 empty] | WLDFR | HFTD - Distribution - Tier 2 - 5QU CoRE ¦ 1QU LoRE | Red Flag Warning - Small Fires | 2033 | 8.0696e-06 | 8.5207e-06 | 8.553e-06 | 8.1457e-06 | 0.087211 | 0.040679 | 0.0017655 | 0.044766 | 0 | 0 | 0 | 0 | 0.0010988 | 7.0375e-07 | 0 | 7.0375e-07 | 7.431e-07 | 0 | 7.431e-07 | 7.4591e-07 | 0 | 7.4591e-07 | 7.1039e-07 | 0 | 7.1039e-07
[79 empty] | WLDFR | HFTD - Distribution - Tier 2 - 5QU CoRE ¦ 1QU LoRE | Red Flag Warning - Small Fires | 2034 | 8.0696e-06 | 8.5207e-06 | 8.553e-06 | 8.1457e-06 | 0.087211 | 0.040679 | 0.0017655 | 0.044766 | 0 | 0 | 0 | 0 | 0.0010988 | 7.0375e-07 | 0 | 7.0375e-07 | 7.431e-07 | 0 | 7.431e-07 | 7.4591e-07 | 0 | 7.4591e-07 | 7.1039e-07 | 0 | 7.1039e-07
[79 empty] | WLDFR | HFTD - Distribution - Tier 2 - 5QU CoRE ¦ 1QU LoRE | Red Flag Warning - Small Fires | 2035 | 8.0696e-06 | 8.5207e-06 | 8.553e-06 | 8.1457e-06 | 0.087211 | 0.040679 | 0.0017655 | 0.044766 | 0 | 0 | 0 | 0 | 0.0010988 | 7.0375e-07 | 0 | 7.0375e-07 | 7.431e-07 | 0 | 7.431e-07 | 7.4591e-07 | 0 | 7.4591e-07 | 7.1039e-07 | 0 | 7.1039e-07
[79 empty] | WLDFR | HFTD - Distribution - Tier 2 - 5QU CoRE ¦ 1QU LoRE | Red Flag Warning - Small Fires | 2036 | 8.0696e-06 | 8.5207e-06 | 8.553e-06 | 8.1457e-06 | 0.087211 | 0.040679 | 0.0017655 | 0.044766 | 0 | 0 | 0 | 0 | 0.0010988 | 7.0375e-07 | 0 | 7.0375e-07 | 7.431e-07 | 0 | 7.431e-07 | 7.4591e-07 | 0 | 7.4591e-07 | 7.1039e-07 | 0 | 7.1039e-07
[79 empty] | WLDFR | HFTD - Distribution - Tier 2 - 5QU CoRE ¦ 1QU LoRE | Red Flag Warning - Small Fires | 2037 | 8.0696e-06 | 8.5207e-06 | 8.553e-06 | 8.1457e-06 | 0.087211 | 0.040679 | 0.0017655 | 0.044766 | 0 | 0 | 0 | 0 | 0.0010988 | 7.0375e-07 | 0 | 7.0375e-07 | 7.431e-07 | 0 | 7.431e-07 | 7.4591e-07 | 0 | 7.4591e-07 | 7.1039e-07 | 0 | 7.1039e-07
[79 empty] | WLDFR | HFTD - Distribution - Tier 2 - 5QU CoRE ¦ 1QU LoRE | Red Flag Warning - Small Fires | 2038 | 8.0696e-06 | 8.5207e-06 | 8.553e-06 | 8.1457e-06 | 0.091184 | 0.042438 | 0.0018418 | 0.046905 | 0 | 0 | 0 | 0 | 0.0010988 | 7.3582e-07 | 0 | 7.3582e-07 | 7.7696e-07 | 0 | 7.7696e-07 | 7.799e-07 | 0 | 7.799e-07 | 7.4276e-07 | 0 | 7.4276e-07
[79 empty] | WLDFR | HFTD - Distribution - Tier 2 - 5QU CoRE ¦ 1QU LoRE | Red Flag Warning - Small Fires | 2039 | 8.0696e-06 | 8.5207e-06 | 8.553e-06 | 8.1457e-06 | 0.091184 | 0.042438 | 0.0018418 | 0.046905 | 0 | 0 | 0 | 0 | 0.0010988 | 7.3582e-07 | 0 | 7.3582e-07 | 7.7696e-07 | 0 | 7.7696e-07 | 7.799e-07 | 0 | 7.799e-07 | 7.4276e-07 | 0 | 7.4276e-07
[79 empty] | WLDFR | HFTD - Distribution - Tier 2 - 5QU CoRE ¦ 1QU LoRE | Red Flag Warning - Small Fires | 2040 | 8.0696e-06 | 8.5207e-06 | 8.553e-06 | 8.1457e-06 | 0.091184 | 0.042438 | 0.0018418 | 0.046905 | 0 | 0 | 0 | 0 | 0.0010988 | 7.3582e-07 | 0 | 7.3582e-07 | 7.7696e-07 | 0 | 7.7696e-07 | 7.799e-07 | 0 | 7.799e-07 | 7.4276e-07 | 0 | 7.4276e-07
[79 empty] | WLDFR | HFTD - Distribution - Tier 2 - 5QU CoRE ¦ 1QU LoRE | Red Flag Warning - Small Fires | 2041 | 8.0696e-06 | 8.5207e-06 | 8.553e-06 | 8.1457e-06 | 0.091184 | 0.042438 | 0.0018418 | 0.046905 | 0 | 0 | 0 | 0 | 0.0010988 | 7.3582e-07 | 0 | 7.3582e-07 | 7.7696e-07 | 0 | 7.7696e-07 | 7.799e-07 | 0 | 7.799e-07 | 7.4276e-07 | 0 | 7.4276e-07
[79 empty] | WLDFR | HFTD - Distribution - Tier 2 - 5QU CoRE ¦ 1QU LoRE | Red Flag Warning - Small Fires | 2042 | 8.0696e-06 | 8.5207e-06 | 8.553e-06 | 8.1457e-06 | 0.091184 | 0.042438 | 0.0018418 | 0.046905 | 0 | 0 | 0 | 0 | 0.0010988 | 7.3582e-07 | 0 | 7.3582e-07 | 7.7696e-07 | 0 | 7.7696e-07 | 7.799e-07 | 0 | 7.799e-07 | 7.4276e-07 | 0 | 7.4276e-07
[79 empty] | WLDFR | HFTD - Distribution - Tier 2 - 5QU CoRE ¦ 1QU LoRE | Red Flag Warning - Small Fires | 2043 | 8.0696e-06 | 8.5207e-06 | 8.553e-06 | 8.1457e-06 | 0.095486 | 0.044306 | 0.0019228 | 0.049257 | 0 | 0 | 0 | 0 | 0.0010988 | 7.7053e-07 | 0 | 7.7053e-07 | 8.1361e-07 | 0 | 8.1361e-07 | 8.1669e-07 | 0 | 8.1669e-07 | 7.778e-07 | 0 | 7.778e-07
[79 empty] | WLDFR | HFTD - Distribution - Tier 2 - 5QU CoRE ¦ 1QU LoRE | Red Flag Warning - Small Fires | 2044 | 8.0696e-06 | 8.5207e-06 | 8.553e-06 | 8.1457e-06 | 0.095486 | 0.044306 | 0.0019228 | 0.049257 | 0 | 0 | 0 | 0 | 0.0010988 | 7.7053e-07 | 0 | 7.7053e-07 | 8.1361e-07 | 0 | 8.1361e-07 | 8.1669e-07 | 0 | 8.1669e-07 | 7.778e-07 | 0 | 7.778e-07
[79 empty] | WLDFR | HFTD - Distribution - Tier 2 - 5QU CoRE ¦ 1QU LoRE | Red Flag Warning - Small Fires | 2045 | 8.0696e-06 | 8.5207e-06 | 8.553e-06 | 8.1457e-06 | 0.095486 | 0.044306 | 0.0019228 | 0.049257 | 0 | 0 | 0 | 0 | 0.0010988 | 7.7053e-07 | 0 | 7.7053e-07 | 8.1361e-07 | 0 | 8.1361e-07 | 8.1669e-07 | 0 | 8.1669e-07 | 7.778e-07 | 0 | 7.778e-07
[79 empty] | WLDFR | HFTD - Distribution - Tier 2 - 5QU CoRE ¦ 1QU LoRE | Red Flag Warning - Small Fires | 2046 | 8.0696e-06 | 8.5207e-06 | 8.553e-06 | 8.1457e-06 | 0.095486 | 0.044306 | 0.0019228 | 0.049257 | 0 | 0 | 0 | 0 | 0.0010988 | 7.7053e-07 | 0 | 7.7053e-07 | 8.1361e-07 | 0 | 8.1361e-07 | 8.1669e-07 | 0 | 8.1669e-07 | 7.778e-07 | 0 | 7.778e-07
[79 empty] | WLDFR | HFTD - Distribution - Tier 2 - 5QU CoRE ¦ 1QU LoRE | Red Flag Warning - Small Fires | 2047 | 8.0696e-06 | 8.5207e-06 | 8.553e-06 | 8.1457e-06 | 0.095486 | 0.044306 | 0.0019228 | 0.049257 | 0 | 0 | 0 | 0 | 0.0010988 | 7.7053e-07 | 0 | 7.7053e-07 | 8.1361e-07 | 0 | 8.1361e-07 | 8.1669e-07 | 0 | 8.1669e-07 | 7.778e-07 | 0 | 7.778e-07
[79 empty] | WLDFR | HFTD - Distribution - Tier 2 - 5QU CoRE ¦ 1QU LoRE | Red Flag Warning - Small Fires | 2048 | 8.0696e-06 | 8.5207e-06 | 8.553e-06 | 8.1457e-06 | 0.10007 | 0.04626 | 0.0020076 | 0.051804 | 0 | 0 | 0 | 0 | 0.0010988 | 8.0754e-07 | 0 | 8.0754e-07 | 8.5268e-07 | 0 | 8.5268e-07 | 8.5591e-07 | 0 | 8.5591e-07 | 8.1515e-07 | 0 | 8.1515e-07
[79 empty] | WLDFR | HFTD - Distribution - Tier 2 - 5QU CoRE ¦ 1QU LoRE | Red Flag Warning - Small Fires | 2049 | 8.0696e-06 | 8.5207e-06 | 8.553e-06 | 8.1457e-06 | 0.10007 | 0.04626 | 0.0020076 | 0.051804 | 0 | 0 | 0 | 0 | 0.0010988 | 8.0754e-07 | 0 | 8.0754e-07 | 8.5268e-07 | 0 | 8.5268e-07 | 8.5591e-07 | 0 | 8.5591e-07 | 8.1515e-07 | 0 | 8.1515e-07
[79 empty] | WLDFR | HFTD - Distribution - Tier 2 - 5QU CoRE ¦ 1QU LoRE | Red Flag Warning - Small Fires | 2050 | 0 | 8.5207e-06 | 8.553e-06 | 8.1457e-06 | 0.10007 | 0.04626 | 0.0020076 | 0.051804 | 0 | 0 | 0 | 0 | 0.0010988 | 0 | 0 | 0 | 8.5268e-07 | 0 | 8.5268e-07 | 8.5591e-07 | 0 | 8.5591e-07 | 8.1515e-07 | 0 | 8.1515e-07
[79 empty] | WLDFR | HFTD - Distribution - Tier 2 - 5QU CoRE ¦ 1QU LoRE | Red Flag Warning - Small Fires | 2051 | 0 | 0 | 8.553e-06 | 8.1457e-06 | 0.10007 | 0.04626 | 0.0020076 | 0.051804 | 0 | 0 | 0 | 0 | 0.0010988 | 0 | 0 | 0 | 0 | 0 | 0 | 8.5591e-07 | 0 | 8.5591e-07 | 8.1515e-07 | 0 | 8.1515e-07
[79 empty] | WLDFR | HFTD - Distribution - Tier 2 - 5QU CoRE ¦ 1QU LoRE | Red Flag Warning - Small Fires | 2052 | 0 | 0 | 0 | 8.1457e-06 | 0.10007 | 0.04626 | 0.0020076 | 0.051804 | 0 | 0 | 0 | 0 | 0.0010988 | 0 | 0 | 0 | 0 | 0 | 0 | 0 | 0 | 0 | 8.1515e-07 | 0 | 8.1515e-07
[79 empty] | WLDFR | HFTD - Distribution - Tier 2 - 5QU CoRE ¦ 1QU LoRE | Seismic - Non-Red Flag Warning - Catastrophic Fires | 2020 | 1.0008e-11 | 0 | 0 | 0 | 21083.8428 | 409.2237 | 13469.0878 | 7205.5313 | 0 | 0 | 0 | 0 | 1.6536e-09 | 2.1101e-07 | 0 | 2.1101e-07 | 0 | 0 | 0 | 0 | 0 | 0 | 0 | 0 | 0
[79 empty] | WLDFR | HFTD - Distribution - Tier 2 - 5QU CoRE ¦ 1QU LoRE | Seismic - Non-Red Flag Warning - Catastrophic Fires | 2021 | 0 | 1.0568e-11 | 0 | 0 | 21083.8428 | 409.2237 | 13469.0878 | 7205.5313 | 0 | 0 | 0 | 0 | 1.6536e-09 | 0 | 0 | 0 | 2.2281e-07 | 0 | 2.2281e-07 | 0 | 0 | 0 | 0 | 0 | 0
[79 empty] | WLDFR | HFTD - Distribution - Tier 2 - 5QU CoRE ¦ 1QU LoRE | Seismic - Non-Red Flag Warning - Catastrophic Fires | 2022 | 0 | 0 | 1.0201e-11 | 0 | 21083.8428 | 409.2237 | 13469.0878 | 7205.5313 | 0 | 0 | 0 | 0 | 1.6747e-09 | 0 | 0 | 0 | 0 | 0 | 0 | 2.1507e-07 | 0 | 2.1507e-07 | 0 | 0 | 0
[79 empty] | WLDFR | HFTD - Distribution - Tier 2 - 5QU CoRE ¦ 1QU LoRE | Seismic - Non-Red Flag Warning - Catastrophic Fires | 2023 | 0 | 0 | 0 | 9.7148e-12 | 21835.9781 | 428.6023 | 13939.561 | 7467.8148 | 0 | 0 | 0 | 0 | 1.6747e-09 | 0 | 0 | 0 | 0 | 0 | 0 | 0 | 0 | 0 | 2.1213e-07 | 0 | 2.1213e-07
[79 empty] | WLDFR | HFTD - Distribution - Tier 2 - 5QU CoRE ¦ 1QU LoRE | Seismic - Red Flag Warning - Catastrophic Fires | 2020 | 4.3155e-10 | 0 | 0 | 0 | 21083.8428 | 409.2237 | 13469.0878 | 7205.5313 | 0 | 0 | 0 | 0 | 7.1304e-08 | 9.0988e-06 | 0 | 9.0988e-06 | 0 | 0 | 0 | 0 | 0 | 0 | 0 | 0 | 0
[79 empty] | WLDFR | HFTD - Distribution - Tier 2 - 5QU CoRE ¦ 1QU LoRE | Seismic - Red Flag Warning - Catastrophic Fires | 2021 | 0 | 4.5568e-10 | 0 | 0 | 21083.8428 | 409.2237 | 13469.0878 | 7205.5313 | 0 | 0 | 0 | 0 | 7.1304e-08 | 0 | 0 | 0 | 9.6075e-06 | 0 | 9.6075e-06 | 0 | 0 | 0 | 0 | 0 | 0
[79 empty] | WLDFR | HFTD - Distribution - Tier 2 - 5QU CoRE ¦ 1QU LoRE | Seismic - Red Flag Warning - Catastrophic Fires | 2022 | 0 | 0 | 4.3984e-10 | 0 | 21083.8428 | 409.2237 | 13469.0878 | 7205.5313 | 0 | 0 | 0 | 0 | 7.2213e-08 | 0 | 0 | 0 | 0 | 0 | 0 | 9.2736e-06 | 0 | 9.2736e-06 | 0 | 0 | 0
[79 empty] | WLDFR | HFTD - Distribution - Tier 2 - 5QU CoRE ¦ 1QU LoRE | Seismic - Red Flag Warning - Catastrophic Fires | 2023 | 0 | 0 | 0 | 4.189e-10 | 21835.9781 | 428.6023 | 13939.561 | 7467.8148 | 0 | 0 | 0 | 0 | 7.2213e-08 | 0 | 0 | 0 | 0 | 0 | 0 | 0 | 0 | 0 | 9.1471e-06 | 0 | 9.1471e-06
[79 empty] | WLDFR | HFTD - Distribution - Tier 2 - 5QU CoRE ¦ 2QU LoRE | Non-Red Flag Warning - Catastrophic Fires | 2020 | 2.7728e-10 | 0 | 0 | 0 | 14146.1306 | 222.2294 | 8585.7228 | 5338.1784 | 0 | 0 | 0 | 0 | 1.2498e-07 | 3.9225e-06 | 0 | 3.9225e-06 | 0 | 0 | 0 | 0 | 0 | 0 | 0 | 0 | 0
[79 empty] | WLDFR | HFTD - Distribution - Tier 2 - 5QU CoRE ¦ 2QU LoRE | Non-Red Flag Warning - Catastrophic Fires | 2021 | 1.5958e-10 | 2.9279e-10 | 0 | 0 | 14146.1306 | 222.2294 | 8585.7228 | 5338.1784 | 0 | 0 | 0 | 0 | 1.2498e-07 | 2.2575e-06 | 0 | 2.2575e-06 | 4.1418e-06 | 0 | 4.1418e-06 | 0 | 0 | 0 | 0 | 0 | 0
[79 empty] | WLDFR | HFTD - Distribution - Tier 2 - 5QU CoRE ¦ 2QU LoRE | Non-Red Flag Warning - Catastrophic Fires | 2022 | 1.5866e-10 | 1.6753e-10 | 2.686e-10 | 0 | 14146.1306 | 222.2294 | 8585.7228 | 5338.1784 | 0 | 0 | 0 | 0 | 1.1721e-07 | 2.2444e-06 | 0 | 2.2444e-06 | 2.3699e-06 | 0 | 2.3699e-06 | 3.7997e-06 | 0 | 3.7997e-06 | 0 | 0 | 0
[79 empty] | WLDFR | HFTD - Distribution - Tier 2 - 5QU CoRE ¦ 2QU LoRE | Non-Red Flag Warning - Catastrophic Fires | 2023 | 1.5866e-10 | 1.6753e-10 | 1.5441e-10 | 2.5581e-10 | 14664.6376 | 233.2301 | 8896.516 | 5534.8915 | 0 | 0 | 0 | 0 | 1.1721e-07 | 2.3267e-06 | 0 | 2.3267e-06 | 2.4568e-06 | 0 | 2.4568e-06 | 2.2643e-06 | 0 | 2.2643e-06 | 3.7514e-06 | 0 | 3.7514e-06
[79 empty] | WLDFR | HFTD - Distribution - Tier 2 - 5QU CoRE ¦ 2QU LoRE | Non-Red Flag Warning - Catastrophic Fires | 2024 | 1.5866e-10 | 1.6753e-10 | 1.5441e-10 | 1.4705e-10 | 14664.6376 | 233.2301 | 8896.516 | 5534.8915 | 0 | 0 | 0 | 0 | 1.1721e-07 | 2.3267e-06 | 0 | 2.3267e-06 | 2.4568e-06 | 0 | 2.4568e-06 | 2.2643e-06 | 0 | 2.2643e-06 | 2.1565e-06 | 0 | 2.1565e-06
[79 empty] | WLDFR | HFTD - Distribution - Tier 2 - 5QU CoRE ¦ 2QU LoRE | Non-Red Flag Warning - Catastrophic Fires | 2025 | 1.5866e-10 | 1.6753e-10 | 1.5441e-10 | 1.4705e-10 | 14664.6376 | 233.2301 | 8896.516 | 5534.8915 | 0 | 0 | 0 | 0 | 1.1721e-07 | 2.3267e-06 | 0 | 2.3267e-06 | 2.4568e-06 | 0 | 2.4568e-06 | 2.2643e-06 | 0 | 2.2643e-06 | 2.1565e-06 | 0 | 2.1565e-06
[79 empty] | WLDFR | HFTD - Distribution - Tier 2 - 5QU CoRE ¦ 2QU LoRE | Non-Red Flag Warning - Catastrophic Fires | 2026 | 1.5866e-10 | 1.6753e-10 | 1.5441e-10 | 1.4705e-10 | 14664.6376 | 233.2301 | 8896.516 | 5534.8915 | 0 | 0 | 0 | 0 | 1.1721e-07 | 2.3267e-06 | 0 | 2.3267e-06 | 2.4568e-06 | 0 | 2.4568e-06 | 2.2643e-06 | 0 | 2.2643e-06 | 2.1565e-06 | 0 | 2.1565e-06
[79 empty] | WLDFR | HFTD - Distribution - Tier 2 - 5QU CoRE ¦ 2QU LoRE | Non-Red Flag Warning - Catastrophic Fires | 2027 | 1.5866e-10 | 1.6753e-10 | 1.5441e-10 | 1.4705e-10 | 14664.6376 | 233.2301 | 8896.516 | 5534.8915 | 0 | 0 | 0 | 0 | 1.1721e-07 | 2.3267e-06 | 0 | 2.3267e-06 | 2.4568e-06 | 0 | 2.4568e-06 | 2.2643e-06 | 0 | 2.2643e-06 | 2.1565e-06 | 0 | 2.1565e-06
[79 empty] | WLDFR | HFTD - Distribution - Tier 2 - 5QU CoRE ¦ 2QU LoRE | Non-Red Flag Warning - Catastrophic Fires | 2028 | 1.5866e-10 | 1.6753e-10 | 1.5441e-10 | 1.4705e-10 | 15317.9909 | 247.273 | 9287.6491 | 5783.0689 | 0 | 0 | 0 | 0 | 1.1721e-07 | 2.4303e-06 | 0 | 2.4303e-06 | 2.5662e-06 | 0 | 2.5662e-06 | 2.3652e-06 | 0 | 2.3652e-06 | 2.2526e-06 | 0 | 2.2526e-06
[79 empty] | WLDFR | HFTD - Distribution - Tier 2 - 5QU CoRE ¦ 2QU LoRE | Non-Red Flag Warning - Catastrophic Fires | 2029 | 1.5866e-10 | 1.6753e-10 | 1.5441e-10 | 1.4705e-10 | 15317.9909 | 247.273 | 9287.6491 | 5783.0689 | 0 | 0 | 0 | 0 | 1.1721e-07 | 2.4303e-06 | 0 | 2.4303e-06 | 2.5662e-06 | 0 | 2.5662e-06 | 2.3652e-06 | 0 | 2.3652e-06 | 2.2526e-06 | 0 | 2.2526e-06
[79 empty] | WLDFR | HFTD - Distribution - Tier 2 - 5QU CoRE ¦ 2QU LoRE | Non-Red Flag Warning - Catastrophic Fires | 2030 | 1.5866e-10 | 1.6753e-10 | 1.5441e-10 | 1.4705e-10 | 15317.9909 | 247.273 | 9287.6491 | 5783.0689 | 0 | 0 | 0 | 0 | 1.1721e-07 | 2.4303e-06 | 0 | 2.4303e-06 | 2.5662e-06 | 0 | 2.5662e-06 | 2.3652e-06 | 0 | 2.3652e-06 | 2.2526e-06 | 0 | 2.2526e-06
[79 empty] | WLDFR | HFTD - Distribution - Tier 2 - 5QU CoRE ¦ 2QU LoRE | Non-Red Flag Warning - Catastrophic Fires | 2031 | 1.5866e-10 | 1.6753e-10 | 1.5441e-10 | 1.4705e-10 | 15317.9909 | 247.273 | 9287.6491 | 5783.0689 | 0 | 0 | 0 | 0 | 1.1721e-07 | 2.4303e-06 | 0 | 2.4303e-06 | 2.5662e-06 | 0 | 2.5662e-06 | 2.3652e-06 | 0 | 2.3652e-06 | 2.2526e-06 | 0 | 2.2526e-06
[79 empty] | WLDFR | HFTD - Distribution - Tier 2 - 5QU CoRE ¦ 2QU LoRE | Non-Red Flag Warning - Catastrophic Fires | 2032 | 1.5866e-10 | 1.6753e-10 | 1.5441e-10 | 1.4705e-10 | 15317.9909 | 247.273 | 9287.6491 | 5783.0689 | 0 | 0 | 0 | 0 | 1.1721e-07 | 2.4303e-06 | 0 | 2.4303e-06 | 2.5662e-06 | 0 | 2.5662e-06 | 2.3652e-06 | 0 | 2.3652e-06 | 2.2526e-06 | 0 | 2.2526e-06
[79 empty] | WLDFR | HFTD - Distribution - Tier 2 - 5QU CoRE ¦ 2QU LoRE | Non-Red Flag Warning - Catastrophic Fires | 2033 | 1.5866e-10 | 1.6753e-10 | 1.5441e-10 | 1.4705e-10 | 16044.1264 | 263.1074 | 9721.74 | 6059.2791 | 0 | 0 | 0 | 0 | 1.1721e-07 | 2.5455e-06 | 0 | 2.5455e-06 | 2.6879e-06 | 0 | 2.6879e-06 | 2.4773e-06 | 0 | 2.4773e-06 | 2.3594e-06 | 0 | 2.3594e-06
[79 empty] | WLDFR | HFTD - Distribution - Tier 2 - 5QU CoRE ¦ 2QU LoRE | Non-Red Flag Warning - Catastrophic Fires | 2034 | 1.5866e-10 | 1.6753e-10 | 1.5441e-10 | 1.4705e-10 | 16044.1264 | 263.1074 | 9721.74 | 6059.2791 | 0 | 0 | 0 | 0 | 1.1721e-07 | 2.5455e-06 | 0 | 2.5455e-06 | 2.6879e-06 | 0 | 2.6879e-06 | 2.4773e-06 | 0 | 2.4773e-06 | 2.3594e-06 | 0 | 2.3594e-06
[79 empty] | WLDFR | HFTD - Distribution - Tier 2 - 5QU CoRE ¦ 2QU LoRE | Non-Red Flag Warning - Catastrophic Fires | 2035 | 1.5866e-10 | 1.6753e-10 | 1.5441e-10 | 1.4705e-10 | 16044.1264 | 263.1074 | 9721.74 | 6059.2791 | 0 | 0 | 0 | 0 | 1.1721e-07 | 2.5455e-06 | 0 | 2.5455e-06 | 2.6879e-06 | 0 | 2.6879e-06 | 2.4773e-06 | 0 | 2.4773e-06 | 2.3594e-06 | 0 | 2.3594e-06
[79 empty] | WLDFR | HFTD - Distribution - Tier 2 - 5QU CoRE ¦ 2QU LoRE | Non-Red Flag Warning - Catastrophic Fires | 2036 | 1.5866e-10 | 1.6753e-10 | 1.5441e-10 | 1.4705e-10 | 16044.1264 | 263.1074 | 9721.74 | 6059.2791 | 0 | 0 | 0 | 0 | 1.1721e-07 | 2.5455e-06 | 0 | 2.5455e-06 | 2.6879e-06 | 0 | 2.6879e-06 | 2.4773e-06 | 0 | 2.4773e-06 | 2.3594e-06 | 0 | 2.3594e-06
[79 empty] | WLDFR | HFTD - Distribution - Tier 2 - 5QU CoRE ¦ 2QU LoRE | Non-Red Flag Warning - Catastrophic Fires | 2037 | 1.5866e-10 | 1.6753e-10 | 1.5441e-10 | 1.4705e-10 | 16044.1264 | 263.1074 | 9721.74 | 6059.2791 | 0 | 0 | 0 | 0 | 1.1721e-07 | 2.5455e-06 | 0 | 2.5455e-06 | 2.6879e-06 | 0 | 2.6879e-06 | 2.4773e-06 | 0 | 2.4773e-06 | 2.3594e-06 | 0 | 2.3594e-06
[79 empty] | WLDFR | HFTD - Distribution - Tier 2 - 5QU CoRE ¦ 2QU LoRE | Non-Red Flag Warning - Catastrophic Fires | 2038 | 1.5866e-10 | 1.6753e-10 | 1.5441e-10 | 1.4705e-10 | 16832.3912 | 280.5544 | 10192.2718 | 6359.5651 | 0 | 0 | 0 | 0 | 1.1721e-07 | 2.6706e-06 | 0 | 2.6706e-06 | 2.8199e-06 | 0 | 2.8199e-06 | 2.599e-06 | 0 | 2.599e-06 | 2.4753e-06 | 0 | 2.4753e-06
[79 empty] | WLDFR | HFTD - Distribution - Tier 2 - 5QU CoRE ¦ 2QU LoRE | Non-Red Flag Warning - Catastrophic Fires | 2039 | 1.5866e-10 | 1.6753e-10 | 1.5441e-10 | 1.4705e-10 | 16832.3912 | 280.5544 | 10192.2718 | 6359.5651 | 0 | 0 | 0 | 0 | 1.1721e-07 | 2.6706e-06 | 0 | 2.6706e-06 | 2.8199e-06 | 0 | 2.8199e-06 | 2.599e-06 | 0 | 2.599e-06 | 2.4753e-06 | 0 | 2.4753e-06
[79 empty] | WLDFR | HFTD - Distribution - Tier 2 - 5QU CoRE ¦ 2QU LoRE | Non-Red Flag Warning - Catastrophic Fires | 2040 | 1.5866e-10 | 1.6753e-10 | 1.5441e-10 | 1.4705e-10 | 16832.3912 | 280.5544 | 10192.2718 | 6359.5651 | 0 | 0 | 0 | 0 | 1.1721e-07 | 2.6706e-06 | 0 | 2.6706e-06 | 2.8199e-06 | 0 | 2.8199e-06 | 2.599e-06 | 0 | 2.599e-06 | 2.4753e-06 | 0 | 2.4753e-06
[79 empty] | WLDFR | HFTD - Distribution - Tier 2 - 5QU CoRE ¦ 2QU LoRE | Non-Red Flag Warning - Catastrophic Fires | 2041 | 1.5866e-10 | 1.6753e-10 | 1.5441e-10 | 1.4705e-10 | 16832.3912 | 280.5544 | 10192.2718 | 6359.5651 | 0 | 0 | 0 | 0 | 1.1721e-07 | 2.6706e-06 | 0 | 2.6706e-06 | 2.8199e-06 | 0 | 2.8199e-06 | 2.599e-06 | 0 | 2.599e-06 | 2.4753e-06 | 0 | 2.4753e-06
[79 empty] | WLDFR | HFTD - Distribution - Tier 2 - 5QU CoRE ¦ 2QU LoRE | Non-Red Flag Warning - Catastrophic Fires | 2042 | 1.5866e-10 | 1.6753e-10 | 1.5441e-10 | 1.4705e-10 | 16832.3912 | 280.5544 | 10192.2718 | 6359.5651 | 0 | 0 | 0 | 0 | 1.1721e-07 | 2.6706e-06 | 0 | 2.6706e-06 | 2.8199e-06 | 0 | 2.8199e-06 | 2.599e-06 | 0 | 2.599e-06 | 2.4753e-06 | 0 | 2.4753e-06
[79 empty] | WLDFR | HFTD - Distribution - Tier 2 - 5QU CoRE ¦ 2QU LoRE | Non-Red Flag Warning - Catastrophic Fires | 2043 | 1.5866e-10 | 1.6753e-10 | 1.5441e-10 | 1.4705e-10 | 17672.0852 | 299.42 | 10692.7362 | 6679.929 | 0 | 0 | 0 | 0 | 1.1721e-07 | 2.8038e-06 | 0 | 2.8038e-06 | 2.9606e-06 | 0 | 2.9606e-06 | 2.7287e-06 | 0 | 2.7287e-06 | 2.5988e-06 | 0 | 2.5988e-06
[79 empty] | WLDFR | HFTD - Distribution - Tier 2 - 5QU CoRE ¦ 2QU LoRE | Non-Red Flag Warning - Catastrophic Fires | 2044 | 1.5866e-10 | 1.6753e-10 | 1.5441e-10 | 1.4705e-10 | 17672.0852 | 299.42 | 10692.7362 | 6679.929 | 0 | 0 | 0 | 0 | 1.1721e-07 | 2.8038e-06 | 0 | 2.8038e-06 | 2.9606e-06 | 0 | 2.9606e-06 | 2.7287e-06 | 0 | 2.7287e-06 | 2.5988e-06 | 0 | 2.5988e-06
[79 empty] | WLDFR | HFTD - Distribution - Tier 2 - 5QU CoRE ¦ 2QU LoRE | Non-Red Flag Warning - Catastrophic Fires | 2045 | 1.5866e-10 | 1.6753e-10 | 1.5441e-10 | 1.4705e-10 | 17672.0852 | 299.42 | 10692.7362 | 6679.929 | 0 | 0 | 0 | 0 | 1.1721e-07 | 2.8038e-06 | 0 | 2.8038e-06 | 2.9606e-06 | 0 | 2.9606e-06 | 2.7287e-06 | 0 | 2.7287e-06 | 2.5988e-06 | 0 | 2.5988e-06
[79 empty] | WLDFR | HFTD - Distribution - Tier 2 - 5QU CoRE ¦ 2QU LoRE | Non-Red Flag Warning - Catastrophic Fires | 2046 | 1.5866e-10 | 1.6753e-10 | 1.5441e-10 | 1.4705e-10 | 17672.0852 | 299.42 | 10692.7362 | 6679.929 | 0 | 0 | 0 | 0 | 1.1721e-07 | 2.8038e-06 | 0 | 2.8038e-06 | 2.9606e-06 | 0 | 2.9606e-06 | 2.7287e-06 | 0 | 2.7287e-06 | 2.5988e-06 | 0 | 2.5988e-06
[79 empty] | WLDFR | HFTD - Distribution - Tier 2 - 5QU CoRE ¦ 2QU LoRE | Non-Red Flag Warning - Catastrophic Fires | 2047 | 1.5866e-10 | 1.6753e-10 | 1.5441e-10 | 1.4705e-10 | 17672.0852 | 299.42 | 10692.7362 | 6679.929 | 0 | 0 | 0 | 0 | 1.1721e-07 | 2.8038e-06 | 0 | 2.8038e-06 | 2.9606e-06 | 0 | 2.9606e-06 | 2.7287e-06 | 0 | 2.7287e-06 | 2.5988e-06 | 0 | 2.5988e-06
[79 empty] | WLDFR | HFTD - Distribution - Tier 2 - 5QU CoRE ¦ 2QU LoRE | Non-Red Flag Warning - Catastrophic Fires | 2048 | 1.5866e-10 | 1.6753e-10 | 1.5441e-10 | 1.4705e-10 | 18552.3348 | 319.4911 | 11216.5626 | 7016.281 | 0 | 0 | 0 | 0 | 1.1721e-07 | 2.9435e-06 | 0 | 2.9435e-06 | 3.1081e-06 | 0 | 3.1081e-06 | 2.8646e-06 | 0 | 2.8646e-06 | 2.7282e-06 | 0 | 2.7282e-06
[79 empty] | WLDFR | HFTD - Distribution - Tier 2 - 5QU CoRE ¦ 2QU LoRE | Non-Red Flag Warning - Catastrophic Fires | 2049 | 1.5866e-10 | 1.6753e-10 | 1.5441e-10 | 1.4705e-10 | 18552.3348 | 319.4911 | 11216.5626 | 7016.281 | 0 | 0 | 0 | 0 | 1.1721e-07 | 2.9435e-06 | 0 | 2.9435e-06 | 3.1081e-06 | 0 | 3.1081e-06 | 2.8646e-06 | 0 | 2.8646e-06 | 2.7282e-06 | 0 | 2.7282e-06
[79 empty] | WLDFR | HFTD - Distribution - Tier 2 - 5QU CoRE ¦ 2QU LoRE | Non-Red Flag Warning - Catastrophic Fires | 2050 | 0 | 1.6753e-10 | 1.5441e-10 | 1.4705e-10 | 18552.3348 | 319.4911 | 11216.5626 | 7016.281 | 0 | 0 | 0 | 0 | 1.1721e-07 | 0 | 0 | 0 | 3.1081e-06 | 0 | 3.1081e-06 | 2.8646e-06 | 0 | 2.8646e-06 | 2.7282e-06 | 0 | 2.7282e-06
[79 empty] | WLDFR | HFTD - Distribution - Tier 2 - 5QU CoRE ¦ 2QU LoRE | Non-Red Flag Warning - Catastrophic Fires | 2051 | 0 | 0 | 1.5441e-10 | 1.4705e-10 | 18552.3348 | 319.4911 | 11216.5626 | 7016.281 | 0 | 0 | 0 | 0 | 1.1721e-07 | 0 | 0 | 0 | 0 | 0 | 0 | 2.8646e-06 | 0 | 2.8646e-06 | 2.7282e-06 | 0 | 2.7282e-06
[79 empty] | WLDFR | HFTD - Distribution - Tier 2 - 5QU CoRE ¦ 2QU LoRE | Non-Red Flag Warning - Catastrophic Fires | 2052 | 0 | 0 | 0 | 1.4705e-10 | 18552.3348 | 319.4911 | 11216.5626 | 7016.281 | 0 | 0 | 0 | 0 | 1.1721e-07 | 0 | 0 | 0 | 0 | 0 | 0 | 0 | 0 | 0 | 2.7282e-06 | 0 | 2.7282e-06
[79 empty] | WLDFR | HFTD - Distribution - Tier 2 - 5QU CoRE ¦ 2QU LoRE | Non-Red Flag Warning - Destructive Fires | 2020 | 8.2709e-10 | 0 | 0 | 0 | 8807.9522 | 222.2294 | 8585.7228 | 0 | 0 | 0 | 0 | 0 | 1.4835e-07 | 7.285e-06 | 0 | 7.285e-06 | 0 | 0 | 0 | 0 | 0 | 0 | 0 | 0 | 0
[79 empty] | WLDFR | HFTD - Distribution - Tier 2 - 5QU CoRE ¦ 2QU LoRE | Non-Red Flag Warning - Destructive Fires | 2021 | 4.7596e-10 | 8.7334e-10 | 0 | 0 | 8807.9522 | 222.2294 | 8585.7228 | 0 | 0 | 0 | 0 | 0 | 1.4835e-07 | 4.1922e-06 | 0 | 4.1922e-06 | 7.6923e-06 | 0 | 7.6923e-06 | 0 | 0 | 0 | 0 | 0 | 0
[79 empty] | WLDFR | HFTD - Distribution - Tier 2 - 5QU CoRE ¦ 2QU LoRE | Non-Red Flag Warning - Destructive Fires | 2022 | 4.738e-10 | 5.0029e-10 | 8.0223e-10 | 0 | 8807.9522 | 222.2294 | 8585.7228 | 0 | 0 | 0 | 0 | 0 | 1.3975e-07 | 4.1732e-06 | 0 | 4.1732e-06 | 4.4066e-06 | 0 | 4.4066e-06 | 7.066e-06 | 0 | 7.066e-06 | 0 | 0 | 0
[79 empty] | WLDFR | HFTD - Distribution - Tier 2 - 5QU CoRE ¦ 2QU LoRE | Non-Red Flag Warning - Destructive Fires | 2023 | 4.738e-10 | 5.0029e-10 | 4.6111e-10 | 7.6403e-10 | 9129.7461 | 233.2301 | 8896.516 | 0 | 0 | 0 | 0 | 0 | 1.3975e-07 | 4.3257e-06 | 0 | 4.3257e-06 | 4.5676e-06 | 0 | 4.5676e-06 | 4.2098e-06 | 0 | 4.2098e-06 | 6.9754e-06 | 0 | 6.9754e-06
[79 empty] | WLDFR | HFTD - Distribution - Tier 2 - 5QU CoRE ¦ 2QU LoRE | Non-Red Flag Warning - Destructive Fires | 2024 | 4.738e-10 | 5.0029e-10 | 4.6111e-10 | 4.3915e-10 | 9129.7461 | 233.2301 | 8896.516 | 0 | 0 | 0 | 0 | 0 | 1.3975e-07 | 4.3257e-06 | 0 | 4.3257e-06 | 4.5676e-06 | 0 | 4.5676e-06 | 4.2098e-06 | 0 | 4.2098e-06 | 4.0093e-06 | 0 | 4.0093e-06
[79 empty] | WLDFR | HFTD - Distribution - Tier 2 - 5QU CoRE ¦ 2QU LoRE | Non-Red Flag Warning - Destructive Fires | 2025 | 4.738e-10 | 5.0029e-10 | 4.6111e-10 | 4.3915e-10 | 9129.7461 | 233.2301 | 8896.516 | 0 | 0 | 0 | 0 | 0 | 1.3975e-07 | 4.3257e-06 | 0 | 4.3257e-06 | 4.5676e-06 | 0 | 4.5676e-06 | 4.2098e-06 | 0 | 4.2098e-06 | 4.0093e-06 | 0 | 4.0093e-06
[79 empty] | WLDFR | HFTD - Distribution - Tier 2 - 5QU CoRE ¦ 2QU LoRE | Non-Red Flag Warning - Destructive Fires | 2026 | 4.738e-10 | 5.0029e-10 | 4.6111e-10 | 4.3915e-10 | 9129.7461 | 233.2301 | 8896.516 | 0 | 0 | 0 | 0 | 0 | 1.3975e-07 | 4.3257e-06 | 0 | 4.3257e-06 | 4.5676e-06 | 0 | 4.5676e-06 | 4.2098e-06 | 0 | 4.2098e-06 | 4.0093e-06 | 0 | 4.0093e-06
[79 empty] | WLDFR | HFTD - Distribution - Tier 2 - 5QU CoRE ¦ 2QU LoRE | Non-Red Flag Warning - Destructive Fires | 2027 | 4.738e-10 | 5.0029e-10 | 4.6111e-10 | 4.3915e-10 | 9129.7461 | 233.2301 | 8896.516 | 0 | 0 | 0 | 0 | 0 | 1.3975e-07 | 4.3257e-06 | 0 | 4.3257e-06 | 4.5676e-06 | 0 | 4.5676e-06 | 4.2098e-06 | 0 | 4.2098e-06 | 4.0093e-06 | 0 | 4.0093e-06
[79 empty] | WLDFR | HFTD - Distribution - Tier 2 - 5QU CoRE ¦ 2QU LoRE | Non-Red Flag Warning - Destructive Fires | 2028 | 4.738e-10 | 5.0029e-10 | 4.6111e-10 | 4.3915e-10 | 9534.9221 | 247.273 | 9287.6491 | 0 | 0 | 0 | 0 | 0 | 1.3975e-07 | 4.5177e-06 | 0 | 4.5177e-06 | 4.7703e-06 | 0 | 4.7703e-06 | 4.3966e-06 | 0 | 4.3966e-06 | 4.1873e-06 | 0 | 4.1873e-06
[79 empty] | WLDFR | HFTD - Distribution - Tier 2 - 5QU CoRE ¦ 2QU LoRE | Non-Red Flag Warning - Destructive Fires | 2029 | 4.738e-10 | 5.0029e-10 | 4.6111e-10 | 4.3915e-10 | 9534.9221 | 247.273 | 9287.6491 | 0 | 0 | 0 | 0 | 0 | 1.3975e-07 | 4.5177e-06 | 0 | 4.5177e-06 | 4.7703e-06 | 0 | 4.7703e-06 | 4.3966e-06 | 0 | 4.3966e-06 | 4.1873e-06 | 0 | 4.1873e-06
[79 empty] | WLDFR | HFTD - Distribution - Tier 2 - 5QU CoRE ¦ 2QU LoRE | Non-Red Flag Warning - Destructive Fires | 2030 | 4.738e-10 | 5.0029e-10 | 4.6111e-10 | 4.3915e-10 | 9534.9221 | 247.273 | 9287.6491 | 0 | 0 | 0 | 0 | 0 | 1.3975e-07 | 4.5177e-06 | 0 | 4.5177e-06 | 4.7703e-06 | 0 | 4.7703e-06 | 4.3966e-06 | 0 | 4.3966e-06 | 4.1873e-06 | 0 | 4.1873e-06
[79 empty] | WLDFR | HFTD - Distribution - Tier 2 - 5QU CoRE ¦ 2QU LoRE | Non-Red Flag Warning - Destructive Fires | 2031 | 4.738e-10 | 5.0029e-10 | 4.6111e-10 | 4.3915e-10 | 9534.9221 | 247.273 | 9287.6491 | 0 | 0 | 0 | 0 | 0 | 1.3975e-07 | 4.5177e-06 | 0 | 4.5177e-06 | 4.7703e-06 | 0 | 4.7703e-06 | 4.3966e-06 | 0 | 4.3966e-06 | 4.1873e-06 | 0 | 4.1873e-06
[79 empty] | WLDFR | HFTD - Distribution - Tier 2 - 5QU CoRE ¦ 2QU LoRE | Non-Red Flag Warning - Destructive Fires | 2032 | 4.738e-10 | 5.0029e-10 | 4.6111e-10 | 4.3915e-10 | 9534.9221 | 247.273 | 9287.6491 | 0 | 0 | 0 | 0 | 0 | 1.3975e-07 | 4.5177e-06 | 0 | 4.5177e-06 | 4.7703e-06 | 0 | 4.7703e-06 | 4.3966e-06 | 0 | 4.3966e-06 | 4.1873e-06 | 0 | 4.1873e-06
[79 empty] | WLDFR | HFTD - Distribution - Tier 2 - 5QU CoRE ¦ 2QU LoRE | Non-Red Flag Warning - Destructive Fires | 2033 | 4.738e-10 | 5.0029e-10 | 4.6111e-10 | 4.3915e-10 | 9984.8474 | 263.1074 | 9721.74 | 0 | 0 | 0 | 0 | 0 | 1.3975e-07 | 4.7309e-06 | 0 | 4.7309e-06 | 4.9954e-06 | 0 | 4.9954e-06 | 4.6041e-06 | 0 | 4.6041e-06 | 4.3848e-06 | 0 | 4.3848e-06
[79 empty] | WLDFR | HFTD - Distribution - Tier 2 - 5QU CoRE ¦ 2QU LoRE | Non-Red Flag Warning - Destructive Fires | 2034 | 4.738e-10 | 5.0029e-10 | 4.6111e-10 | 4.3915e-10 | 9984.8474 | 263.1074 | 9721.74 | 0 | 0 | 0 | 0 | 0 | 1.3975e-07 | 4.7309e-06 | 0 | 4.7309e-06 | 4.9954e-06 | 0 | 4.9954e-06 | 4.6041e-06 | 0 | 4.6041e-06 | 4.3848e-06 | 0 | 4.3848e-06
[79 empty] | WLDFR | HFTD - Distribution - Tier 2 - 5QU CoRE ¦ 2QU LoRE | Non-Red Flag Warning - Destructive Fires | 2035 | 4.738e-10 | 5.0029e-10 | 4.6111e-10 | 4.3915e-10 | 9984.8474 | 263.1074 | 9721.74 | 0 | 0 | 0 | 0 | 0 | 1.3975e-07 | 4.7309e-06 | 0 | 4.7309e-06 | 4.9954e-06 | 0 | 4.9954e-06 | 4.6041e-06 | 0 | 4.6041e-06 | 4.3848e-06 | 0 | 4.3848e-06
[79 empty] | WLDFR | HFTD - Distribution - Tier 2 - 5QU CoRE ¦ 2QU LoRE | Non-Red Flag Warning - Destructive Fires | 2036 | 4.738e-10 | 5.0029e-10 | 4.6111e-10 | 4.3915e-10 | 9984.8474 | 263.1074 | 9721.74 | 0 | 0 | 0 | 0 | 0 | 1.3975e-07 | 4.7309e-06 | 0 | 4.7309e-06 | 4.9954e-06 | 0 | 4.9954e-06 | 4.6041e-06 | 0 | 4.6041e-06 | 4.3848e-06 | 0 | 4.3848e-06
[79 empty] | WLDFR | HFTD - Distribution - Tier 2 - 5QU CoRE ¦ 2QU LoRE | Non-Red Flag Warning - Destructive Fires | 2037 | 4.738e-10 | 5.0029e-10 | 4.6111e-10 | 4.3915e-10 | 9984.8474 | 263.1074 | 9721.74 | 0 | 0 | 0 | 0 | 0 | 1.3975e-07 | 4.7309e-06 | 0 | 4.7309e-06 | 4.9954e-06 | 0 | 4.9954e-06 | 4.6041e-06 | 0 | 4.6041e-06 | 4.3848e-06 | 0 | 4.3848e-06
[79 empty] | WLDFR | HFTD - Distribution - Tier 2 - 5QU CoRE ¦ 2QU LoRE | Non-Red Flag Warning - Destructive Fires | 2038 | 4.738e-10 | 5.0029e-10 | 4.6111e-10 | 4.3915e-10 | 10472.8261 | 280.5544 | 10192.2718 | 0 | 0 | 0 | 0 | 0 | 1.3975e-07 | 4.9621e-06 | 0 | 4.9621e-06 | 5.2395e-06 | 0 | 5.2395e-06 | 4.8291e-06 | 0 | 4.8291e-06 | 4.5991e-06 | 0 | 4.5991e-06
[79 empty] | WLDFR | HFTD - Distribution - Tier 2 - 5QU CoRE ¦ 2QU LoRE | Non-Red Flag Warning - Destructive Fires | 2039 | 4.738e-10 | 5.0029e-10 | 4.6111e-10 | 4.3915e-10 | 10472.8261 | 280.5544 | 10192.2718 | 0 | 0 | 0 | 0 | 0 | 1.3975e-07 | 4.9621e-06 | 0 | 4.9621e-06 | 5.2395e-06 | 0 | 5.2395e-06 | 4.8291e-06 | 0 | 4.8291e-06 | 4.5991e-06 | 0 | 4.5991e-06
[79 empty] | WLDFR | HFTD - Distribution - Tier 2 - 5QU CoRE ¦ 2QU LoRE | Non-Red Flag Warning - Destructive Fires | 2040 | 4.738e-10 | 5.0029e-10 | 4.6111e-10 | 4.3915e-10 | 10472.8261 | 280.5544 | 10192.2718 | 0 | 0 | 0 | 0 | 0 | 1.3975e-07 | 4.9621e-06 | 0 | 4.9621e-06 | 5.2395e-06 | 0 | 5.2395e-06 | 4.8291e-06 | 0 | 4.8291e-06 | 4.5991e-06 | 0 | 4.5991e-06
[79 empty] | WLDFR | HFTD - Distribution - Tier 2 - 5QU CoRE ¦ 2QU LoRE | Non-Red Flag Warning - Destructive Fires | 2041 | 4.738e-10 | 5.0029e-10 | 4.6111e-10 | 4.3915e-10 | 10472.8261 | 280.5544 | 10192.2718 | 0 | 0 | 0 | 0 | 0 | 1.3975e-07 | 4.9621e-06 | 0 | 4.9621e-06 | 5.2395e-06 | 0 | 5.2395e-06 | 4.8291e-06 | 0 | 4.8291e-06 | 4.5991e-06 | 0 | 4.5991e-06
[79 empty] | WLDFR | HFTD - Distribution - Tier 2 - 5QU CoRE ¦ 2QU LoRE | Non-Red Flag Warning - Destructive Fires | 2042 | 4.738e-10 | 5.0029e-10 | 4.6111e-10 | 4.3915e-10 | 10472.8261 | 280.5544 | 10192.2718 | 0 | 0 | 0 | 0 | 0 | 1.3975e-07 | 4.9621e-06 | 0 | 4.9621e-06 | 5.2395e-06 | 0 | 5.2395e-06 | 4.8291e-06 | 0 | 4.8291e-06 | 4.5991e-06 | 0 | 4.5991e-06
[79 empty] | WLDFR | HFTD - Distribution - Tier 2 - 5QU CoRE ¦ 2QU LoRE | Non-Red Flag Warning - Destructive Fires | 2043 | 4.738e-10 | 5.0029e-10 | 4.6111e-10 | 4.3915e-10 | 10992.1562 | 299.42 | 10692.7362 | 0 | 0 | 0 | 0 | 0 | 1.3975e-07 | 5.2081e-06 | 0 | 5.2081e-06 | 5.4993e-06 | 0 | 5.4993e-06 | 5.0686e-06 | 0 | 5.0686e-06 | 4.8272e-06 | 0 | 4.8272e-06
[79 empty] | WLDFR | HFTD - Distribution - Tier 2 - 5QU CoRE ¦ 2QU LoRE | Non-Red Flag Warning - Destructive Fires | 2044 | 4.738e-10 | 5.0029e-10 | 4.6111e-10 | 4.3915e-10 | 10992.1562 | 299.42 | 10692.7362 | 0 | 0 | 0 | 0 | 0 | 1.3975e-07 | 5.2081e-06 | 0 | 5.2081e-06 | 5.4993e-06 | 0 | 5.4993e-06 | 5.0686e-06 | 0 | 5.0686e-06 | 4.8272e-06 | 0 | 4.8272e-06
[79 empty] | WLDFR | HFTD - Distribution - Tier 2 - 5QU CoRE ¦ 2QU LoRE | Non-Red Flag Warning - Destructive Fires | 2045 | 4.738e-10 | 5.0029e-10 | 4.6111e-10 | 4.3915e-10 | 10992.1562 | 299.42 | 10692.7362 | 0 | 0 | 0 | 0 | 0 | 1.3975e-07 | 5.2081e-06 | 0 | 5.2081e-06 | 5.4993e-06 | 0 | 5.4993e-06 | 5.0686e-06 | 0 | 5.0686e-06 | 4.8272e-06 | 0 | 4.8272e-06
[79 empty] | WLDFR | HFTD - Distribution - Tier 2 - 5QU CoRE ¦ 2QU LoRE | Non-Red Flag Warning - Destructive Fires | 2046 | 4.738e-10 | 5.0029e-10 | 4.6111e-10 | 4.3915e-10 | 10992.1562 | 299.42 | 10692.7362 | 0 | 0 | 0 | 0 | 0 | 1.3975e-07 | 5.2081e-06 | 0 | 5.2081e-06 | 5.4993e-06 | 0 | 5.4993e-06 | 5.0686e-06 | 0 | 5.0686e-06 | 4.8272e-06 | 0 | 4.8272e-06
[79 empty] | WLDFR | HFTD - Distribution - Tier 2 - 5QU CoRE ¦ 2QU LoRE | Non-Red Flag Warning - Destructive Fires | 2047 | 4.738e-10 | 5.0029e-10 | 4.6111e-10 | 4.3915e-10 | 10992.1562 | 299.42 | 10692.7362 | 0 | 0 | 0 | 0 | 0 | 1.3975e-07 | 5.2081e-06 | 0 | 5.2081e-06 | 5.4993e-06 | 0 | 5.4993e-06 | 5.0686e-06 | 0 | 5.0686e-06 | 4.8272e-06 | 0 | 4.8272e-06
[79 empty] | WLDFR | HFTD - Distribution - Tier 2 - 5QU CoRE ¦ 2QU LoRE | Non-Red Flag Warning - Destructive Fires | 2048 | 4.738e-10 | 5.0029e-10 | 4.6111e-10 | 4.3915e-10 | 11536.0538 | 319.4911 | 11216.5626 | 0 | 0 | 0 | 0 | 0 | 1.3975e-07 | 5.4658e-06 | 0 | 5.4658e-06 | 5.7714e-06 | 0 | 5.7714e-06 | 5.3194e-06 | 0 | 5.3194e-06 | 5.0661e-06 | 0 | 5.0661e-06
[79 empty] | WLDFR | HFTD - Distribution - Tier 2 - 5QU CoRE ¦ 2QU LoRE | Non-Red Flag Warning - Destructive Fires | 2049 | 4.738e-10 | 5.0029e-10 | 4.6111e-10 | 4.3915e-10 | 11536.0538 | 319.4911 | 11216.5626 | 0 | 0 | 0 | 0 | 0 | 1.3975e-07 | 5.4658e-06 | 0 | 5.4658e-06 | 5.7714e-06 | 0 | 5.7714e-06 | 5.3194e-06 | 0 | 5.3194e-06 | 5.0661e-06 | 0 | 5.0661e-06
[79 empty] | WLDFR | HFTD - Distribution - Tier 2 - 5QU CoRE ¦ 2QU LoRE | Non-Red Flag Warning - Destructive Fires | 2050 | 0 | 5.0029e-10 | 4.6111e-10 | 4.3915e-10 | 11536.0538 | 319.4911 | 11216.5626 | 0 | 0 | 0 | 0 | 0 | 1.3975e-07 | 0 | 0 | 0 | 5.7714e-06 | 0 | 5.7714e-06 | 5.3194e-06 | 0 | 5.3194e-06 | 5.0661e-06 | 0 | 5.0661e-06
[79 empty] | WLDFR | HFTD - Distribution - Tier 2 - 5QU CoRE ¦ 2QU LoRE | Non-Red Flag Warning - Destructive Fires | 2051 | 0 | 0 | 4.6111e-10 | 4.3915e-10 | 11536.0538 | 319.4911 | 11216.5626 | 0 | 0 | 0 | 0 | 0 | 1.3975e-07 | 0 | 0 | 0 | 0 | 0 | 0 | 5.3194e-06 | 0 | 5.3194e-06 | 5.0661e-06 | 0 | 5.0661e-06
[79 empty] | WLDFR | HFTD - Distribution - Tier 2 - 5QU CoRE ¦ 2QU LoRE | Non-Red Flag Warning - Destructive Fires | 2052 | 0 | 0 | 0 | 4.3915e-10 | 11536.0538 | 319.4911 | 11216.5626 | 0 | 0 | 0 | 0 | 0 | 1.3975e-07 | 0 | 0 | 0 | 0 | 0 | 0 | 0 | 0 | 0 | 5.0661e-06 | 0 | 5.0661e-06
[79 empty] | WLDFR | HFTD - Distribution - Tier 2 - 5QU CoRE ¦ 2QU LoRE | Non-Red Flag Warning - Large Fires | 2020 | 8.8028e-08 | 0 | 0 | 0 | 5.2406 | 0.69642 | 2.942 | 1.6022 | 0 | 0 | 0 | 0 | 1.4412e-05 | 4.6132e-07 | 0 | 4.6132e-07 | 0 | 0 | 0 | 0 | 0 | 0 | 0 | 0 | 0
[79 empty] | WLDFR | HFTD - Distribution - Tier 2 - 5QU CoRE ¦ 2QU LoRE | Non-Red Flag Warning - Large Fires | 2021 | 5.0637e-08 | 9.295e-08 | 0 | 0 | 5.2406 | 0.69642 | 2.942 | 1.6022 | 0 | 0 | 0 | 0 | 1.4412e-05 | 2.6537e-07 | 0 | 2.6537e-07 | 4.8711e-07 | 0 | 4.8711e-07 | 0 | 0 | 0 | 0 | 0 | 0
[79 empty] | WLDFR | HFTD - Distribution - Tier 2 - 5QU CoRE ¦ 2QU LoRE | Non-Red Flag Warning - Large Fires | 2022 | 5.1153e-08 | 5.4013e-08 | 8.6564e-08 | 0 | 5.2406 | 0.69642 | 2.942 | 1.6022 | 0 | 0 | 0 | 0 | 1.4025e-05 | 2.6807e-07 | 0 | 2.6807e-07 | 2.8306e-07 | 0 | 2.8306e-07 | 4.5364e-07 | 0 | 4.5364e-07 | 0 | 0 | 0
[79 empty] | WLDFR | HFTD - Distribution - Tier 2 - 5QU CoRE ¦ 2QU LoRE | Non-Red Flag Warning - Large Fires | 2023 | 5.1153e-08 | 5.4013e-08 | 4.9782e-08 | 8.2442e-08 | 5.475 | 0.71896 | 3.0715 | 1.6846 | 0 | 0 | 0 | 0 | 1.4025e-05 | 2.8006e-07 | 0 | 2.8006e-07 | 2.9572e-07 | 0 | 2.9572e-07 | 2.7256e-07 | 0 | 2.7256e-07 | 4.5137e-07 | 0 | 4.5137e-07
[79 empty] | WLDFR | HFTD - Distribution - Tier 2 - 5QU CoRE ¦ 2QU LoRE | Non-Red Flag Warning - Large Fires | 2024 | 5.1153e-08 | 5.4013e-08 | 4.9782e-08 | 4.7412e-08 | 5.475 | 0.71896 | 3.0715 | 1.6846 | 0 | 0 | 0 | 0 | 1.4025e-05 | 2.8006e-07 | 0 | 2.8006e-07 | 2.9572e-07 | 0 | 2.9572e-07 | 2.7256e-07 | 0 | 2.7256e-07 | 2.5958e-07 | 0 | 2.5958e-07
[79 empty] | WLDFR | HFTD - Distribution - Tier 2 - 5QU CoRE ¦ 2QU LoRE | Non-Red Flag Warning - Large Fires | 2025 | 5.1153e-08 | 5.4013e-08 | 4.9782e-08 | 4.7412e-08 | 5.475 | 0.71896 | 3.0715 | 1.6846 | 0 | 0 | 0 | 0 | 1.4025e-05 | 2.8006e-07 | 0 | 2.8006e-07 | 2.9572e-07 | 0 | 2.9572e-07 | 2.7256e-07 | 0 | 2.7256e-07 | 2.5958e-07 | 0 | 2.5958e-07
[79 empty] | WLDFR | HFTD - Distribution - Tier 2 - 5QU CoRE ¦ 2QU LoRE | Non-Red Flag Warning - Large Fires | 2026 | 5.1153e-08 | 5.4013e-08 | 4.9782e-08 | 4.7412e-08 | 5.475 | 0.71896 | 3.0715 | 1.6846 | 0 | 0 | 0 | 0 | 1.4025e-05 | 2.8006e-07 | 0 | 2.8006e-07 | 2.9572e-07 | 0 | 2.9572e-07 | 2.7256e-07 | 0 | 2.7256e-07 | 2.5958e-07 | 0 | 2.5958e-07
[79 empty] | WLDFR | HFTD - Distribution - Tier 2 - 5QU CoRE ¦ 2QU LoRE | Non-Red Flag Warning - Large Fires | 2027 | 5.1153e-08 | 5.4013e-08 | 4.9782e-08 | 4.7412e-08 | 5.475 | 0.71896 | 3.0715 | 1.6846 | 0 | 0 | 0 | 0 | 1.4025e-05 | 2.8006e-07 | 0 | 2.8006e-07 | 2.9572e-07 | 0 | 2.9572e-07 | 2.7256e-07 | 0 | 2.7256e-07 | 2.5958e-07 | 0 | 2.5958e-07
[79 empty] | WLDFR | HFTD - Distribution - Tier 2 - 5QU CoRE ¦ 2QU LoRE | Non-Red Flag Warning - Large Fires | 2028 | 5.1153e-08 | 5.4013e-08 | 4.9782e-08 | 4.7412e-08 | 5.777 | 0.74734 | 3.238 | 1.7917 | 0 | 0 | 0 | 0 | 1.4025e-05 | 2.9551e-07 | 0 | 2.9551e-07 | 3.1203e-07 | 0 | 3.1203e-07 | 2.8759e-07 | 0 | 2.8759e-07 | 2.739e-07 | 0 | 2.739e-07
[79 empty] | WLDFR | HFTD - Distribution - Tier 2 - 5QU CoRE ¦ 2QU LoRE | Non-Red Flag Warning - Large Fires | 2029 | 5.1153e-08 | 5.4013e-08 | 4.9782e-08 | 4.7412e-08 | 5.777 | 0.74734 | 3.238 | 1.7917 | 0 | 0 | 0 | 0 | 1.4025e-05 | 2.9551e-07 | 0 | 2.9551e-07 | 3.1203e-07 | 0 | 3.1203e-07 | 2.8759e-07 | 0 | 2.8759e-07 | 2.739e-07 | 0 | 2.739e-07
[79 empty] | WLDFR | HFTD - Distribution - Tier 2 - 5QU CoRE ¦ 2QU LoRE | Non-Red Flag Warning - Large Fires | 2030 | 5.1153e-08 | 5.4013e-08 | 4.9782e-08 | 4.7412e-08 | 5.777 | 0.74734 | 3.238 | 1.7917 | 0 | 0 | 0 | 0 | 1.4025e-05 | 2.9551e-07 | 0 | 2.9551e-07 | 3.1203e-07 | 0 | 3.1203e-07 | 2.8759e-07 | 0 | 2.8759e-07 | 2.739e-07 | 0 | 2.739e-07
[79 empty] | WLDFR | HFTD - Distribution - Tier 2 - 5QU CoRE ¦ 2QU LoRE | Non-Red Flag Warning - Large Fires | 2031 | 5.1153e-08 | 5.4013e-08 | 4.9782e-08 | 4.7412e-08 | 5.777 | 0.74734 | 3.238 | 1.7917 | 0 | 0 | 0 | 0 | 1.4025e-05 | 2.9551e-07 | 0 | 2.9551e-07 | 3.1203e-07 | 0 | 3.1203e-07 | 2.8759e-07 | 0 | 2.8759e-07 | 2.739e-07 | 0 | 2.739e-07
[79 empty] | WLDFR | HFTD - Distribution - Tier 2 - 5QU CoRE ¦ 2QU LoRE | Non-Red Flag Warning - Large Fires | 2032 | 5.1153e-08 | 5.4013e-08 | 4.9782e-08 | 4.7412e-08 | 5.777 | 0.74734 | 3.238 | 1.7917 | 0 | 0 | 0 | 0 | 1.4025e-05 | 2.9551e-07 | 0 | 2.9551e-07 | 3.1203e-07 | 0 | 3.1203e-07 | 2.8759e-07 | 0 | 2.8759e-07 | 2.739e-07 | 0 | 2.739e-07
[79 empty] | WLDFR | HFTD - Distribution - Tier 2 - 5QU CoRE ¦ 2QU LoRE | Non-Red Flag Warning - Large Fires | 2033 | 5.1153e-08 | 5.4013e-08 | 4.9782e-08 | 4.7412e-08 | 6.1205 | 0.77885 | 3.4265 | 1.9151 | 0 | 0 | 0 | 0 | 1.4025e-05 | 3.1308e-07 | 0 | 3.1308e-07 | 3.3059e-07 | 0 | 3.3059e-07 | 3.0469e-07 | 0 | 3.0469e-07 | 2.9018e-07 | 0 | 2.9018e-07
[79 empty] | WLDFR | HFTD - Distribution - Tier 2 - 5QU CoRE ¦ 2QU LoRE | Non-Red Flag Warning - Large Fires | 2034 | 5.1153e-08 | 5.4013e-08 | 4.9782e-08 | 4.7412e-08 | 6.1205 | 0.77885 | 3.4265 | 1.9151 | 0 | 0 | 0 | 0 | 1.4025e-05 | 3.1308e-07 | 0 | 3.1308e-07 | 3.3059e-07 | 0 | 3.3059e-07 | 3.0469e-07 | 0 | 3.0469e-07 | 2.9018e-07 | 0 | 2.9018e-07
[79 empty] | WLDFR | HFTD - Distribution - Tier 2 - 5QU CoRE ¦ 2QU LoRE | Non-Red Flag Warning - Large Fires | 2035 | 5.1153e-08 | 5.4013e-08 | 4.9782e-08 | 4.7412e-08 | 6.1205 | 0.77885 | 3.4265 | 1.9151 | 0 | 0 | 0 | 0 | 1.4025e-05 | 3.1308e-07 | 0 | 3.1308e-07 | 3.3059e-07 | 0 | 3.3059e-07 | 3.0469e-07 | 0 | 3.0469e-07 | 2.9018e-07 | 0 | 2.9018e-07
[79 empty] | WLDFR | HFTD - Distribution - Tier 2 - 5QU CoRE ¦ 2QU LoRE | Non-Red Flag Warning - Large Fires | 2036 | 5.1153e-08 | 5.4013e-08 | 4.9782e-08 | 4.7412e-08 | 6.1205 | 0.77885 | 3.4265 | 1.9151 | 0 | 0 | 0 | 0 | 1.4025e-05 | 3.1308e-07 | 0 | 3.1308e-07 | 3.3059e-07 | 0 | 3.3059e-07 | 3.0469e-07 | 0 | 3.0469e-07 | 2.9018e-07 | 0 | 2.9018e-07
[79 empty] | WLDFR | HFTD - Distribution - Tier 2 - 5QU CoRE ¦ 2QU LoRE | Non-Red Flag Warning - Large Fires | 2037 | 5.1153e-08 | 5.4013e-08 | 4.9782e-08 | 4.7412e-08 | 6.1205 | 0.77885 | 3.4265 | 1.9151 | 0 | 0 | 0 | 0 | 1.4025e-05 | 3.1308e-07 | 0 | 3.1308e-07 | 3.3059e-07 | 0 | 3.3059e-07 | 3.0469e-07 | 0 | 3.0469e-07 | 2.9018e-07 | 0 | 2.9018e-07
[79 empty] | WLDFR | HFTD - Distribution - Tier 2 - 5QU CoRE ¦ 2QU LoRE | Non-Red Flag Warning - Large Fires | 2038 | 5.1153e-08 | 5.4013e-08 | 4.9782e-08 | 4.7412e-08 | 6.5028 | 0.81304 | 3.6355 | 2.0543 | 0 | 0 | 0 | 0 | 1.4025e-05 | 3.3264e-07 | 0 | 3.3264e-07 | 3.5124e-07 | 0 | 3.5124e-07 | 3.2372e-07 | 0 | 3.2372e-07 | 3.0831e-07 | 0 | 3.0831e-07
[79 empty] | WLDFR | HFTD - Distribution - Tier 2 - 5QU CoRE ¦ 2QU LoRE | Non-Red Flag Warning - Large Fires | 2039 | 5.1153e-08 | 5.4013e-08 | 4.9782e-08 | 4.7412e-08 | 6.5028 | 0.81304 | 3.6355 | 2.0543 | 0 | 0 | 0 | 0 | 1.4025e-05 | 3.3264e-07 | 0 | 3.3264e-07 | 3.5124e-07 | 0 | 3.5124e-07 | 3.2372e-07 | 0 | 3.2372e-07 | 3.0831e-07 | 0 | 3.0831e-07
[79 empty] | WLDFR | HFTD - Distribution - Tier 2 - 5QU CoRE ¦ 2QU LoRE | Non-Red Flag Warning - Large Fires | 2040 | 5.1153e-08 | 5.4013e-08 | 4.9782e-08 | 4.7412e-08 | 6.5028 | 0.81304 | 3.6355 | 2.0543 | 0 | 0 | 0 | 0 | 1.4025e-05 | 3.3264e-07 | 0 | 3.3264e-07 | 3.5124e-07 | 0 | 3.5124e-07 | 3.2372e-07 | 0 | 3.2372e-07 | 3.0831e-07 | 0 | 3.0831e-07
[79 empty] | WLDFR | HFTD - Distribution - Tier 2 - 5QU CoRE ¦ 2QU LoRE | Non-Red Flag Warning - Large Fires | 2041 | 5.1153e-08 | 5.4013e-08 | 4.9782e-08 | 4.7412e-08 | 6.5028 | 0.81304 | 3.6355 | 2.0543 | 0 | 0 | 0 | 0 | 1.4025e-05 | 3.3264e-07 | 0 | 3.3264e-07 | 3.5124e-07 | 0 | 3.5124e-07 | 3.2372e-07 | 0 | 3.2372e-07 | 3.0831e-07 | 0 | 3.0831e-07
[79 empty] | WLDFR | HFTD - Distribution - Tier 2 - 5QU CoRE ¦ 2QU LoRE | Non-Red Flag Warning - Large Fires | 2042 | 5.1153e-08 | 5.4013e-08 | 4.9782e-08 | 4.7412e-08 | 6.5028 | 0.81304 | 3.6355 | 2.0543 | 0 | 0 | 0 | 0 | 1.4025e-05 | 3.3264e-07 | 0 | 3.3264e-07 | 3.5124e-07 | 0 | 3.5124e-07 | 3.2372e-07 | 0 | 3.2372e-07 | 3.0831e-07 | 0 | 3.0831e-07
[79 empty] | WLDFR | HFTD - Distribution - Tier 2 - 5QU CoRE ¦ 2QU LoRE | Non-Red Flag Warning - Large Fires | 2043 | 5.1153e-08 | 5.4013e-08 | 4.9782e-08 | 4.7412e-08 | 6.9209 | 0.84944 | 3.8632 | 2.2083 | 0 | 0 | 0 | 0 | 1.4025e-05 | 3.5403e-07 | 0 | 3.5403e-07 | 3.7382e-07 | 0 | 3.7382e-07 | 3.4454e-07 | 0 | 3.4454e-07 | 3.2813e-07 | 0 | 3.2813e-07
[79 empty] | WLDFR | HFTD - Distribution - Tier 2 - 5QU CoRE ¦ 2QU LoRE | Non-Red Flag Warning - Large Fires | 2044 | 5.1153e-08 | 5.4013e-08 | 4.9782e-08 | 4.7412e-08 | 6.9209 | 0.84944 | 3.8632 | 2.2083 | 0 | 0 | 0 | 0 | 1.4025e-05 | 3.5403e-07 | 0 | 3.5403e-07 | 3.7382e-07 | 0 | 3.7382e-07 | 3.4454e-07 | 0 | 3.4454e-07 | 3.2813e-07 | 0 | 3.2813e-07
[79 empty] | WLDFR | HFTD - Distribution - Tier 2 - 5QU CoRE ¦ 2QU LoRE | Non-Red Flag Warning - Large Fires | 2045 | 5.1153e-08 | 5.4013e-08 | 4.9782e-08 | 4.7412e-08 | 6.9209 | 0.84944 | 3.8632 | 2.2083 | 0 | 0 | 0 | 0 | 1.4025e-05 | 3.5403e-07 | 0 | 3.5403e-07 | 3.7382e-07 | 0 | 3.7382e-07 | 3.4454e-07 | 0 | 3.4454e-07 | 3.2813e-07 | 0 | 3.2813e-07
[79 empty] | WLDFR | HFTD - Distribution - Tier 2 - 5QU CoRE ¦ 2QU LoRE | Non-Red Flag Warning - Large Fires | 2046 | 5.1153e-08 | 5.4013e-08 | 4.9782e-08 | 4.7412e-08 | 6.9209 | 0.84944 | 3.8632 | 2.2083 | 0 | 0 | 0 | 0 | 1.4025e-05 | 3.5403e-07 | 0 | 3.5403e-07 | 3.7382e-07 | 0 | 3.7382e-07 | 3.4454e-07 | 0 | 3.4454e-07 | 3.2813e-07 | 0 | 3.2813e-07
[79 empty] | WLDFR | HFTD - Distribution - Tier 2 - 5QU CoRE ¦ 2QU LoRE | Non-Red Flag Warning - Large Fires | 2047 | 5.1153e-08 | 5.4013e-08 | 4.9782e-08 | 4.7412e-08 | 6.9209 | 0.84944 | 3.8632 | 2.2083 | 0 | 0 | 0 | 0 | 1.4025e-05 | 3.5403e-07 | 0 | 3.5403e-07 | 3.7382e-07 | 0 | 3.7382e-07 | 3.4454e-07 | 0 | 3.4454e-07 | 3.2813e-07 | 0 | 3.2813e-07
[79 empty] | WLDFR | HFTD - Distribution - Tier 2 - 5QU CoRE ¦ 2QU LoRE | Non-Red Flag Warning - Large Fires | 2048 | 5.1153e-08 | 5.4013e-08 | 4.9782e-08 | 4.7412e-08 | 7.3713 | 0.88759 | 4.1075 | 2.3763 | 0 | 0 | 0 | 0 | 1.4025e-05 | 3.7707e-07 | 0 | 3.7707e-07 | 3.9815e-07 | 0 | 3.9815e-07 | 3.6696e-07 | 0 | 3.6696e-07 | 3.4949e-07 | 0 | 3.4949e-07
[79 empty] | WLDFR | HFTD - Distribution - Tier 2 - 5QU CoRE ¦ 2QU LoRE | Non-Red Flag Warning - Large Fires | 2049 | 5.1153e-08 | 5.4013e-08 | 4.9782e-08 | 4.7412e-08 | 7.3713 | 0.88759 | 4.1075 | 2.3763 | 0 | 0 | 0 | 0 | 1.4025e-05 | 3.7707e-07 | 0 | 3.7707e-07 | 3.9815e-07 | 0 | 3.9815e-07 | 3.6696e-07 | 0 | 3.6696e-07 | 3.4949e-07 | 0 | 3.4949e-07
[79 empty] | WLDFR | HFTD - Distribution - Tier 2 - 5QU CoRE ¦ 2QU LoRE | Non-Red Flag Warning - Large Fires | 2050 | 0 | 5.4013e-08 | 4.9782e-08 | 4.7412e-08 | 7.3713 | 0.88759 | 4.1075 | 2.3763 | 0 | 0 | 0 | 0 | 1.4025e-05 | 0 | 0 | 0 | 3.9815e-07 | 0 | 3.9815e-07 | 3.6696e-07 | 0 | 3.6696e-07 | 3.4949e-07 | 0 | 3.4949e-07
[79 empty] | WLDFR | HFTD - Distribution - Tier 2 - 5QU CoRE ¦ 2QU LoRE | Non-Red Flag Warning - Large Fires | 2051 | 0 | 0 | 4.9782e-08 | 4.7412e-08 | 7.3713 | 0.88759 | 4.1075 | 2.3763 | 0 | 0 | 0 | 0 | 1.4025e-05 | 0 | 0 | 0 | 0 | 0 | 0 | 3.6696e-07 | 0 | 3.6696e-07 | 3.4949e-07 | 0 | 3.4949e-07
[79 empty] | WLDFR | HFTD - Distribution - Tier 2 - 5QU CoRE ¦ 2QU LoRE | Non-Red Flag Warning - Large Fires | 2052 | 0 | 0 | 0 | 4.7412e-08 | 7.3713 | 0.88759 | 4.1075 | 2.3763 | 0 | 0 | 0 | 0 | 1.4025e-05 | 0 | 0 | 0 | 0 | 0 | 0 | 0 | 0 | 0 | 3.4949e-07 | 0 | 3.4949e-07
[79 empty] | WLDFR | HFTD - Distribution - Tier 2 - 5QU CoRE ¦ 2QU LoRE | Non-Red Flag Warning - Small Fires | 2020 | 3.8086e-05 | 0 | 0 | 0 | 0.077901 | 0.036425 | 0.0015809 | 0.039895 | 0 | 0 | 0 | 0 | 0.0055839 | 2.9669e-06 | 0 | 2.9669e-06 | 0 | 0 | 0 | 0 | 0 | 0 | 0 | 0 | 0
[79 empty] | WLDFR | HFTD - Distribution - Tier 2 - 5QU CoRE ¦ 2QU LoRE | Non-Red Flag Warning - Small Fires | 2021 | 2.1912e-05 | 4.0215e-05 | 0 | 0 | 0.077901 | 0.036425 | 0.0015809 | 0.039895 | 0 | 0 | 0 | 0 | 0.0055839 | 1.707e-06 | 0 | 1.707e-06 | 3.1328e-06 | 0 | 3.1328e-06 | 0 | 0 | 0 | 0 | 0 | 0
[79 empty] | WLDFR | HFTD - Distribution - Tier 2 - 5QU CoRE ¦ 2QU LoRE | Non-Red Flag Warning - Small Fires | 2022 | 2.2301e-05 | 2.3547e-05 | 3.773e-05 | 0 | 0.077901 | 0.036425 | 0.0015809 | 0.039895 | 0 | 0 | 0 | 0 | 0.0055144 | 1.7372e-06 | 0 | 1.7372e-06 | 1.8344e-06 | 0 | 1.8344e-06 | 2.9392e-06 | 0 | 2.9392e-06 | 0 | 0 | 0
[79 empty] | WLDFR | HFTD - Distribution - Tier 2 - 5QU CoRE ¦ 2QU LoRE | Non-Red Flag Warning - Small Fires | 2023 | 2.2301e-05 | 2.3547e-05 | 2.1703e-05 | 3.5934e-05 | 0.080408 | 0.03759 | 0.0016314 | 0.041187 | 0 | 0 | 0 | 0 | 0.0055144 | 1.7932e-06 | 0 | 1.7932e-06 | 1.8934e-06 | 0 | 1.8934e-06 | 1.7451e-06 | 0 | 1.7451e-06 | 2.8894e-06 | 0 | 2.8894e-06
[79 empty] | WLDFR | HFTD - Distribution - Tier 2 - 5QU CoRE ¦ 2QU LoRE | Non-Red Flag Warning - Small Fires | 2024 | 2.2301e-05 | 2.3547e-05 | 2.1703e-05 | 2.067e-05 | 0.080408 | 0.03759 | 0.0016314 | 0.041187 | 0 | 0 | 0 | 0 | 0.0055144 | 1.7932e-06 | 0 | 1.7932e-06 | 1.8934e-06 | 0 | 1.8934e-06 | 1.7451e-06 | 0 | 1.7451e-06 | 1.662e-06 | 0 | 1.662e-06
[79 empty] | WLDFR | HFTD - Distribution - Tier 2 - 5QU CoRE ¦ 2QU LoRE | Non-Red Flag Warning - Small Fires | 2025 | 2.2301e-05 | 2.3547e-05 | 2.1703e-05 | 2.067e-05 | 0.080408 | 0.03759 | 0.0016314 | 0.041187 | 0 | 0 | 0 | 0 | 0.0055144 | 1.7932e-06 | 0 | 1.7932e-06 | 1.8934e-06 | 0 | 1.8934e-06 | 1.7451e-06 | 0 | 1.7451e-06 | 1.662e-06 | 0 | 1.662e-06
[79 empty] | WLDFR | HFTD - Distribution - Tier 2 - 5QU CoRE ¦ 2QU LoRE | Non-Red Flag Warning - Small Fires | 2026 | 2.2301e-05 | 2.3547e-05 | 2.1703e-05 | 2.067e-05 | 0.080408 | 0.03759 | 0.0016314 | 0.041187 | 0 | 0 | 0 | 0 | 0.0055144 | 1.7932e-06 | 0 | 1.7932e-06 | 1.8934e-06 | 0 | 1.8934e-06 | 1.7451e-06 | 0 | 1.7451e-06 | 1.662e-06 | 0 | 1.662e-06
[79 empty] | WLDFR | HFTD - Distribution - Tier 2 - 5QU CoRE ¦ 2QU LoRE | Non-Red Flag Warning - Small Fires | 2027 | 2.2301e-05 | 2.3547e-05 | 2.1703e-05 | 2.067e-05 | 0.080408 | 0.03759 | 0.0016314 | 0.041187 | 0 | 0 | 0 | 0 | 0.0055144 | 1.7932e-06 | 0 | 1.7932e-06 | 1.8934e-06 | 0 | 1.8934e-06 | 1.7451e-06 | 0 | 1.7451e-06 | 1.662e-06 | 0 | 1.662e-06
[79 empty] | WLDFR | HFTD - Distribution - Tier 2 - 5QU CoRE ¦ 2QU LoRE | Non-Red Flag Warning - Small Fires | 2028 | 2.2301e-05 | 2.3547e-05 | 2.1703e-05 | 2.067e-05 | 0.083606 | 0.039055 | 0.001695 | 0.042856 | 0 | 0 | 0 | 0 | 0.0055144 | 1.8645e-06 | 0 | 1.8645e-06 | 1.9687e-06 | 0 | 1.9687e-06 | 1.8145e-06 | 0 | 1.8145e-06 | 1.7281e-06 | 0 | 1.7281e-06
[79 empty] | WLDFR | HFTD - Distribution - Tier 2 - 5QU CoRE ¦ 2QU LoRE | Non-Red Flag Warning - Small Fires | 2029 | 2.2301e-05 | 2.3547e-05 | 2.1703e-05 | 2.067e-05 | 0.083606 | 0.039055 | 0.001695 | 0.042856 | 0 | 0 | 0 | 0 | 0.0055144 | 1.8645e-06 | 0 | 1.8645e-06 | 1.9687e-06 | 0 | 1.9687e-06 | 1.8145e-06 | 0 | 1.8145e-06 | 1.7281e-06 | 0 | 1.7281e-06
[79 empty] | WLDFR | HFTD - Distribution - Tier 2 - 5QU CoRE ¦ 2QU LoRE | Non-Red Flag Warning - Small Fires | 2030 | 2.2301e-05 | 2.3547e-05 | 2.1703e-05 | 2.067e-05 | 0.083606 | 0.039055 | 0.001695 | 0.042856 | 0 | 0 | 0 | 0 | 0.0055144 | 1.8645e-06 | 0 | 1.8645e-06 | 1.9687e-06 | 0 | 1.9687e-06 | 1.8145e-06 | 0 | 1.8145e-06 | 1.7281e-06 | 0 | 1.7281e-06
[79 empty] | WLDFR | HFTD - Distribution - Tier 2 - 5QU CoRE ¦ 2QU LoRE | Non-Red Flag Warning - Small Fires | 2031 | 2.2301e-05 | 2.3547e-05 | 2.1703e-05 | 2.067e-05 | 0.083606 | 0.039055 | 0.001695 | 0.042856 | 0 | 0 | 0 | 0 | 0.0055144 | 1.8645e-06 | 0 | 1.8645e-06 | 1.9687e-06 | 0 | 1.9687e-06 | 1.8145e-06 | 0 | 1.8145e-06 | 1.7281e-06 | 0 | 1.7281e-06
[79 empty] | WLDFR | HFTD - Distribution - Tier 2 - 5QU CoRE ¦ 2QU LoRE | Non-Red Flag Warning - Small Fires | 2032 | 2.2301e-05 | 2.3547e-05 | 2.1703e-05 | 2.067e-05 | 0.083606 | 0.039055 | 0.001695 | 0.042856 | 0 | 0 | 0 | 0 | 0.0055144 | 1.8645e-06 | 0 | 1.8645e-06 | 1.9687e-06 | 0 | 1.9687e-06 | 1.8145e-06 | 0 | 1.8145e-06 | 1.7281e-06 | 0 | 1.7281e-06
[79 empty] | WLDFR | HFTD - Distribution - Tier 2 - 5QU CoRE ¦ 2QU LoRE | Non-Red Flag Warning - Small Fires | 2033 | 2.2301e-05 | 2.3547e-05 | 2.1703e-05 | 2.067e-05 | 0.087211 | 0.040679 | 0.0017655 | 0.044766 | 0 | 0 | 0 | 0 | 0.0055144 | 1.9449e-06 | 0 | 1.9449e-06 | 2.0536e-06 | 0 | 2.0536e-06 | 1.8927e-06 | 0 | 1.8927e-06 | 1.8026e-06 | 0 | 1.8026e-06
[79 empty] | WLDFR | HFTD - Distribution - Tier 2 - 5QU CoRE ¦ 2QU LoRE | Non-Red Flag Warning - Small Fires | 2034 | 2.2301e-05 | 2.3547e-05 | 2.1703e-05 | 2.067e-05 | 0.087211 | 0.040679 | 0.0017655 | 0.044766 | 0 | 0 | 0 | 0 | 0.0055144 | 1.9449e-06 | 0 | 1.9449e-06 | 2.0536e-06 | 0 | 2.0536e-06 | 1.8927e-06 | 0 | 1.8927e-06 | 1.8026e-06 | 0 | 1.8026e-06
[79 empty] | WLDFR | HFTD - Distribution - Tier 2 - 5QU CoRE ¦ 2QU LoRE | Non-Red Flag Warning - Small Fires | 2035 | 2.2301e-05 | 2.3547e-05 | 2.1703e-05 | 2.067e-05 | 0.087211 | 0.040679 | 0.0017655 | 0.044766 | 0 | 0 | 0 | 0 | 0.0055144 | 1.9449e-06 | 0 | 1.9449e-06 | 2.0536e-06 | 0 | 2.0536e-06 | 1.8927e-06 | 0 | 1.8927e-06 | 1.8026e-06 | 0 | 1.8026e-06
[79 empty] | WLDFR | HFTD - Distribution - Tier 2 - 5QU CoRE ¦ 2QU LoRE | Non-Red Flag Warning - Small Fires | 2036 | 2.2301e-05 | 2.3547e-05 | 2.1703e-05 | 2.067e-05 | 0.087211 | 0.040679 | 0.0017655 | 0.044766 | 0 | 0 | 0 | 0 | 0.0055144 | 1.9449e-06 | 0 | 1.9449e-06 | 2.0536e-06 | 0 | 2.0536e-06 | 1.8927e-06 | 0 | 1.8927e-06 | 1.8026e-06 | 0 | 1.8026e-06
[79 empty] | WLDFR | HFTD - Distribution - Tier 2 - 5QU CoRE ¦ 2QU LoRE | Non-Red Flag Warning - Small Fires | 2037 | 2.2301e-05 | 2.3547e-05 | 2.1703e-05 | 2.067e-05 | 0.087211 | 0.040679 | 0.0017655 | 0.044766 | 0 | 0 | 0 | 0 | 0.0055144 | 1.9449e-06 | 0 | 1.9449e-06 | 2.0536e-06 | 0 | 2.0536e-06 | 1.8927e-06 | 0 | 1.8927e-06 | 1.8026e-06 | 0 | 1.8026e-06
[79 empty] | WLDFR | HFTD - Distribution - Tier 2 - 5QU CoRE ¦ 2QU LoRE | Non-Red Flag Warning - Small Fires | 2038 | 2.2301e-05 | 2.3547e-05 | 2.1703e-05 | 2.067e-05 | 0.091184 | 0.042438 | 0.0018418 | 0.046905 | 0 | 0 | 0 | 0 | 0.0055144 | 2.0335e-06 | 0 | 2.0335e-06 | 2.1472e-06 | 0 | 2.1472e-06 | 1.979e-06 | 0 | 1.979e-06 | 1.8847e-06 | 0 | 1.8847e-06
[79 empty] | WLDFR | HFTD - Distribution - Tier 2 - 5QU CoRE ¦ 2QU LoRE | Non-Red Flag Warning - Small Fires | 2039 | 2.2301e-05 | 2.3547e-05 | 2.1703e-05 | 2.067e-05 | 0.091184 | 0.042438 | 0.0018418 | 0.046905 | 0 | 0 | 0 | 0 | 0.0055144 | 2.0335e-06 | 0 | 2.0335e-06 | 2.1472e-06 | 0 | 2.1472e-06 | 1.979e-06 | 0 | 1.979e-06 | 1.8847e-06 | 0 | 1.8847e-06
[79 empty] | WLDFR | HFTD - Distribution - Tier 2 - 5QU CoRE ¦ 2QU LoRE | Non-Red Flag Warning - Small Fires | 2040 | 2.2301e-05 | 2.3547e-05 | 2.1703e-05 | 2.067e-05 | 0.091184 | 0.042438 | 0.0018418 | 0.046905 | 0 | 0 | 0 | 0 | 0.0055144 | 2.0335e-06 | 0 | 2.0335e-06 | 2.1472e-06 | 0 | 2.1472e-06 | 1.979e-06 | 0 | 1.979e-06 | 1.8847e-06 | 0 | 1.8847e-06
[79 empty] | WLDFR | HFTD - Distribution - Tier 2 - 5QU CoRE ¦ 2QU LoRE | Non-Red Flag Warning - Small Fires | 2041 | 2.2301e-05 | 2.3547e-05 | 2.1703e-05 | 2.067e-05 | 0.091184 | 0.042438 | 0.0018418 | 0.046905 | 0 | 0 | 0 | 0 | 0.0055144 | 2.0335e-06 | 0 | 2.0335e-06 | 2.1472e-06 | 0 | 2.1472e-06 | 1.979e-06 | 0 | 1.979e-06 | 1.8847e-06 | 0 | 1.8847e-06
[79 empty] | WLDFR | HFTD - Distribution - Tier 2 - 5QU CoRE ¦ 2QU LoRE | Non-Red Flag Warning - Small Fires | 2042 | 2.2301e-05 | 2.3547e-05 | 2.1703e-05 | 2.067e-05 | 0.091184 | 0.042438 | 0.0018418 | 0.046905 | 0 | 0 | 0 | 0 | 0.0055144 | 2.0335e-06 | 0 | 2.0335e-06 | 2.1472e-06 | 0 | 2.1472e-06 | 1.979e-06 | 0 | 1.979e-06 | 1.8847e-06 | 0 | 1.8847e-06
[79 empty] | WLDFR | HFTD - Distribution - Tier 2 - 5QU CoRE ¦ 2QU LoRE | Non-Red Flag Warning - Small Fires | 2043 | 2.2301e-05 | 2.3547e-05 | 2.1703e-05 | 2.067e-05 | 0.095486 | 0.044306 | 0.0019228 | 0.049257 | 0 | 0 | 0 | 0 | 0.0055144 | 2.1294e-06 | 0 | 2.1294e-06 | 2.2484e-06 | 0 | 2.2484e-06 | 2.0723e-06 | 0 | 2.0723e-06 | 1.9736e-06 | 0 | 1.9736e-06
[79 empty] | WLDFR | HFTD - Distribution - Tier 2 - 5QU CoRE ¦ 2QU LoRE | Non-Red Flag Warning - Small Fires | 2044 | 2.2301e-05 | 2.3547e-05 | 2.1703e-05 | 2.067e-05 | 0.095486 | 0.044306 | 0.0019228 | 0.049257 | 0 | 0 | 0 | 0 | 0.0055144 | 2.1294e-06 | 0 | 2.1294e-06 | 2.2484e-06 | 0 | 2.2484e-06 | 2.0723e-06 | 0 | 2.0723e-06 | 1.9736e-06 | 0 | 1.9736e-06
[79 empty] | WLDFR | HFTD - Distribution - Tier 2 - 5QU CoRE ¦ 2QU LoRE | Non-Red Flag Warning - Small Fires | 2045 | 2.2301e-05 | 2.3547e-05 | 2.1703e-05 | 2.067e-05 | 0.095486 | 0.044306 | 0.0019228 | 0.049257 | 0 | 0 | 0 | 0 | 0.0055144 | 2.1294e-06 | 0 | 2.1294e-06 | 2.2484e-06 | 0 | 2.2484e-06 | 2.0723e-06 | 0 | 2.0723e-06 | 1.9736e-06 | 0 | 1.9736e-06
[79 empty] | WLDFR | HFTD - Distribution - Tier 2 - 5QU CoRE ¦ 2QU LoRE | Non-Red Flag Warning - Small Fires | 2046 | 2.2301e-05 | 2.3547e-05 | 2.1703e-05 | 2.067e-05 | 0.095486 | 0.044306 | 0.0019228 | 0.049257 | 0 | 0 | 0 | 0 | 0.0055144 | 2.1294e-06 | 0 | 2.1294e-06 | 2.2484e-06 | 0 | 2.2484e-06 | 2.0723e-06 | 0 | 2.0723e-06 | 1.9736e-06 | 0 | 1.9736e-06
[79 empty] | WLDFR | HFTD - Distribution - Tier 2 - 5QU CoRE ¦ 2QU LoRE | Non-Red Flag Warning - Small Fires | 2047 | 2.2301e-05 | 2.3547e-05 | 2.1703e-05 | 2.067e-05 | 0.095486 | 0.044306 | 0.0019228 | 0.049257 | 0 | 0 | 0 | 0 | 0.0055144 | 2.1294e-06 | 0 | 2.1294e-06 | 2.2484e-06 | 0 | 2.2484e-06 | 2.0723e-06 | 0 | 2.0723e-06 | 1.9736e-06 | 0 | 1.9736e-06
[79 empty] | WLDFR | HFTD - Distribution - Tier 2 - 5QU CoRE ¦ 2QU LoRE | Non-Red Flag Warning - Small Fires | 2048 | 2.2301e-05 | 2.3547e-05 | 2.1703e-05 | 2.067e-05 | 0.10007 | 0.04626 | 0.0020076 | 0.051804 | 0 | 0 | 0 | 0 | 0.0055144 | 2.2317e-06 | 0 | 2.2317e-06 | 2.3564e-06 | 0 | 2.3564e-06 | 2.1719e-06 | 0 | 2.1719e-06 | 2.0684e-06 | 0 | 2.0684e-06
[79 empty] | WLDFR | HFTD - Distribution - Tier 2 - 5QU CoRE ¦ 2QU LoRE | Non-Red Flag Warning - Small Fires | 2049 | 2.2301e-05 | 2.3547e-05 | 2.1703e-05 | 2.067e-05 | 0.10007 | 0.04626 | 0.0020076 | 0.051804 | 0 | 0 | 0 | 0 | 0.0055144 | 2.2317e-06 | 0 | 2.2317e-06 | 2.3564e-06 | 0 | 2.3564e-06 | 2.1719e-06 | 0 | 2.1719e-06 | 2.0684e-06 | 0 | 2.0684e-06
[79 empty] | WLDFR | HFTD - Distribution - Tier 2 - 5QU CoRE ¦ 2QU LoRE | Non-Red Flag Warning - Small Fires | 2050 | 0 | 2.3547e-05 | 2.1703e-05 | 2.067e-05 | 0.10007 | 0.04626 | 0.0020076 | 0.051804 | 0 | 0 | 0 | 0 | 0.0055144 | 0 | 0 | 0 | 2.3564e-06 | 0 | 2.3564e-06 | 2.1719e-06 | 0 | 2.1719e-06 | 2.0684e-06 | 0 | 2.0684e-06
[79 empty] | WLDFR | HFTD - Distribution - Tier 2 - 5QU CoRE ¦ 2QU LoRE | Non-Red Flag Warning - Small Fires | 2051 | 0 | 0 | 2.1703e-05 | 2.067e-05 | 0.10007 | 0.04626 | 0.0020076 | 0.051804 | 0 | 0 | 0 | 0 | 0.0055144 | 0 | 0 | 0 | 0 | 0 | 0 | 2.1719e-06 | 0 | 2.1719e-06 | 2.0684e-06 | 0 | 2.0684e-06
[79 empty] | WLDFR | HFTD - Distribution - Tier 2 - 5QU CoRE ¦ 2QU LoRE | Non-Red Flag Warning - Small Fires | 2052 | 0 | 0 | 0 | 2.067e-05 | 0.10007 | 0.04626 | 0.0020076 | 0.051804 | 0 | 0 | 0 | 0 | 0.0055144 | 0 | 0 | 0 | 0 | 0 | 0 | 0 | 0 | 0 | 2.0684e-06 | 0 | 2.0684e-06
[79 empty] | WLDFR | HFTD - Distribution - Tier 2 - 5QU CoRE ¦ 2QU LoRE | Red Flag Warning - Catastrophic Fires | 2020 | 2.8574e-08 | 0 | 0 | 0 | 14146.1306 | 222.2294 | 8585.7228 | 5338.1784 | 0 | 0 | 0 | 0 | 2.1623e-06 | 0.00040421 | 0 | 0.00040421 | 0 | 0 | 0 | 0 | 0 | 0 | 0 | 0 | 0
[79 empty] | WLDFR | HFTD - Distribution - Tier 2 - 5QU CoRE ¦ 2QU LoRE | Red Flag Warning - Catastrophic Fires | 2021 | 1.9819e-08 | 3.0171e-08 | 0 | 0 | 14146.1306 | 222.2294 | 8585.7228 | 5338.1784 | 0 | 0 | 0 | 0 | 2.1623e-06 | 0.00028036 | 0 | 0.00028036 | 0.00042681 | 0 | 0.00042681 | 0 | 0 | 0 | 0 | 0 | 0
[79 empty] | WLDFR | HFTD - Distribution - Tier 2 - 5QU CoRE ¦ 2QU LoRE | Red Flag Warning - Catastrophic Fires | 2022 | 1.9704e-08 | 2.0806e-08 | 2.7671e-08 | 0 | 14146.1306 | 222.2294 | 8585.7228 | 5338.1784 | 0 | 0 | 0 | 0 | 2.0969e-06 | 0.00027874 | 0 | 0.00027874 | 0.00029432 | 0 | 0.00029432 | 0.00039143 | 0 | 0.00039143 | 0 | 0 | 0
[79 empty] | WLDFR | HFTD - Distribution - Tier 2 - 5QU CoRE ¦ 2QU LoRE | Red Flag Warning - Catastrophic Fires | 2023 | 1.9704e-08 | 2.0806e-08 | 1.9176e-08 | 2.6353e-08 | 14664.6376 | 233.2301 | 8896.516 | 5534.8915 | 0 | 0 | 0 | 0 | 2.0969e-06 | 0.00028896 | 0 | 0.00028896 | 0.00030511 | 0 | 0.00030511 | 0.00028121 | 0 | 0.00028121 | 0.00038646 | 0 | 0.00038646
[79 empty] | WLDFR | HFTD - Distribution - Tier 2 - 5QU CoRE ¦ 2QU LoRE | Red Flag Warning - Catastrophic Fires | 2024 | 1.9704e-08 | 2.0806e-08 | 1.9176e-08 | 1.8263e-08 | 14664.6376 | 233.2301 | 8896.516 | 5534.8915 | 0 | 0 | 0 | 0 | 2.0969e-06 | 0.00028896 | 0 | 0.00028896 | 0.00030511 | 0 | 0.00030511 | 0.00028121 | 0 | 0.00028121 | 0.00026782 | 0 | 0.00026782
[79 empty] | WLDFR | HFTD - Distribution - Tier 2 - 5QU CoRE ¦ 2QU LoRE | Red Flag Warning - Catastrophic Fires | 2025 | 1.9704e-08 | 2.0806e-08 | 1.9176e-08 | 1.8263e-08 | 14664.6376 | 233.2301 | 8896.516 | 5534.8915 | 0 | 0 | 0 | 0 | 2.0969e-06 | 0.00028896 | 0 | 0.00028896 | 0.00030511 | 0 | 0.00030511 | 0.00028121 | 0 | 0.00028121 | 0.00026782 | 0 | 0.00026782
[79 empty] | WLDFR | HFTD - Distribution - Tier 2 - 5QU CoRE ¦ 2QU LoRE | Red Flag Warning - Catastrophic Fires | 2026 | 1.9704e-08 | 2.0806e-08 | 1.9176e-08 | 1.8263e-08 | 14664.6376 | 233.2301 | 8896.516 | 5534.8915 | 0 | 0 | 0 | 0 | 2.0969e-06 | 0.00028896 | 0 | 0.00028896 | 0.00030511 | 0 | 0.00030511 | 0.00028121 | 0 | 0.00028121 | 0.00026782 | 0 | 0.00026782
[79 empty] | WLDFR | HFTD - Distribution - Tier 2 - 5QU CoRE ¦ 2QU LoRE | Red Flag Warning - Catastrophic Fires | 2027 | 1.9704e-08 | 2.0806e-08 | 1.9176e-08 | 1.8263e-08 | 14664.6376 | 233.2301 | 8896.516 | 5534.8915 | 0 | 0 | 0 | 0 | 2.0969e-06 | 0.00028896 | 0 | 0.00028896 | 0.00030511 | 0 | 0.00030511 | 0.00028121 | 0 | 0.00028121 | 0.00026782 | 0 | 0.00026782
[79 empty] | WLDFR | HFTD - Distribution - Tier 2 - 5QU CoRE ¦ 2QU LoRE | Red Flag Warning - Catastrophic Fires | 2028 | 1.9704e-08 | 2.0806e-08 | 1.9176e-08 | 1.8263e-08 | 15317.9909 | 247.273 | 9287.6491 | 5783.0689 | 0 | 0 | 0 | 0 | 2.0969e-06 | 0.00030183 | 0 | 0.00030183 | 0.00031871 | 0 | 0.00031871 | 0.00029374 | 0 | 0.00029374 | 0.00027976 | 0 | 0.00027976
[79 empty] | WLDFR | HFTD - Distribution - Tier 2 - 5QU CoRE ¦ 2QU LoRE | Red Flag Warning - Catastrophic Fires | 2029 | 1.9704e-08 | 2.0806e-08 | 1.9176e-08 | 1.8263e-08 | 15317.9909 | 247.273 | 9287.6491 | 5783.0689 | 0 | 0 | 0 | 0 | 2.0969e-06 | 0.00030183 | 0 | 0.00030183 | 0.00031871 | 0 | 0.00031871 | 0.00029374 | 0 | 0.00029374 | 0.00027976 | 0 | 0.00027976
[79 empty] | WLDFR | HFTD - Distribution - Tier 2 - 5QU CoRE ¦ 2QU LoRE | Red Flag Warning - Catastrophic Fires | 2030 | 1.9704e-08 | 2.0806e-08 | 1.9176e-08 | 1.8263e-08 | 15317.9909 | 247.273 | 9287.6491 | 5783.0689 | 0 | 0 | 0 | 0 | 2.0969e-06 | 0.00030183 | 0 | 0.00030183 | 0.00031871 | 0 | 0.00031871 | 0.00029374 | 0 | 0.00029374 | 0.00027976 | 0 | 0.00027976
[79 empty] | WLDFR | HFTD - Distribution - Tier 2 - 5QU CoRE ¦ 2QU LoRE | Red Flag Warning - Catastrophic Fires | 2031 | 1.9704e-08 | 2.0806e-08 | 1.9176e-08 | 1.8263e-08 | 15317.9909 | 247.273 | 9287.6491 | 5783.0689 | 0 | 0 | 0 | 0 | 2.0969e-06 | 0.00030183 | 0 | 0.00030183 | 0.00031871 | 0 | 0.00031871 | 0.00029374 | 0 | 0.00029374 | 0.00027976 | 0 | 0.00027976
[79 empty] | WLDFR | HFTD - Distribution - Tier 2 - 5QU CoRE ¦ 2QU LoRE | Red Flag Warning - Catastrophic Fires | 2032 | 1.9704e-08 | 2.0806e-08 | 1.9176e-08 | 1.8263e-08 | 15317.9909 | 247.273 | 9287.6491 | 5783.0689 | 0 | 0 | 0 | 0 | 2.0969e-06 | 0.00030183 | 0 | 0.00030183 | 0.00031871 | 0 | 0.00031871 | 0.00029374 | 0 | 0.00029374 | 0.00027976 | 0 | 0.00027976
[79 empty] | WLDFR | HFTD - Distribution - Tier 2 - 5QU CoRE ¦ 2QU LoRE | Red Flag Warning - Catastrophic Fires | 2033 | 1.9704e-08 | 2.0806e-08 | 1.9176e-08 | 1.8263e-08 | 16044.1264 | 263.1074 | 9721.74 | 6059.2791 | 0 | 0 | 0 | 0 | 2.0969e-06 | 0.00031614 | 0 | 0.00031614 | 0.00033381 | 0 | 0.00033381 | 0.00030767 | 0 | 0.00030767 | 0.00029302 | 0 | 0.00029302
[79 empty] | WLDFR | HFTD - Distribution - Tier 2 - 5QU CoRE ¦ 2QU LoRE | Red Flag Warning - Catastrophic Fires | 2034 | 1.9704e-08 | 2.0806e-08 | 1.9176e-08 | 1.8263e-08 | 16044.1264 | 263.1074 | 9721.74 | 6059.2791 | 0 | 0 | 0 | 0 | 2.0969e-06 | 0.00031614 | 0 | 0.00031614 | 0.00033381 | 0 | 0.00033381 | 0.00030767 | 0 | 0.00030767 | 0.00029302 | 0 | 0.00029302
[79 empty] | WLDFR | HFTD - Distribution - Tier 2 - 5QU CoRE ¦ 2QU LoRE | Red Flag Warning - Catastrophic Fires | 2035 | 1.9704e-08 | 2.0806e-08 | 1.9176e-08 | 1.8263e-08 | 16044.1264 | 263.1074 | 9721.74 | 6059.2791 | 0 | 0 | 0 | 0 | 2.0969e-06 | 0.00031614 | 0 | 0.00031614 | 0.00033381 | 0 | 0.00033381 | 0.00030767 | 0 | 0.00030767 | 0.00029302 | 0 | 0.00029302
[79 empty] | WLDFR | HFTD - Distribution - Tier 2 - 5QU CoRE ¦ 2QU LoRE | Red Flag Warning - Catastrophic Fires | 2036 | 1.9704e-08 | 2.0806e-08 | 1.9176e-08 | 1.8263e-08 | 16044.1264 | 263.1074 | 9721.74 | 6059.2791 | 0 | 0 | 0 | 0 | 2.0969e-06 | 0.00031614 | 0 | 0.00031614 | 0.00033381 | 0 | 0.00033381 | 0.00030767 | 0 | 0.00030767 | 0.00029302 | 0 | 0.00029302
[79 empty] | WLDFR | HFTD - Distribution - Tier 2 - 5QU CoRE ¦ 2QU LoRE | Red Flag Warning - Catastrophic Fires | 2037 | 1.9704e-08 | 2.0806e-08 | 1.9176e-08 | 1.8263e-08 | 16044.1264 | 263.1074 | 9721.74 | 6059.2791 | 0 | 0 | 0 | 0 | 2.0969e-06 | 0.00031614 | 0 | 0.00031614 | 0.00033381 | 0 | 0.00033381 | 0.00030767 | 0 | 0.00030767 | 0.00029302 | 0 | 0.00029302
[79 empty] | WLDFR | HFTD - Distribution - Tier 2 - 5QU CoRE ¦ 2QU LoRE | Red Flag Warning - Catastrophic Fires | 2038 | 1.9704e-08 | 2.0806e-08 | 1.9176e-08 | 1.8263e-08 | 16832.3912 | 280.5544 | 10192.2718 | 6359.5651 | 0 | 0 | 0 | 0 | 2.0969e-06 | 0.00033167 | 0 | 0.00033167 | 0.00035022 | 0 | 0.00035022 | 0.00032278 | 0 | 0.00032278 | 0.00030741 | 0 | 0.00030741
[79 empty] | WLDFR | HFTD - Distribution - Tier 2 - 5QU CoRE ¦ 2QU LoRE | Red Flag Warning - Catastrophic Fires | 2039 | 1.9704e-08 | 2.0806e-08 | 1.9176e-08 | 1.8263e-08 | 16832.3912 | 280.5544 | 10192.2718 | 6359.5651 | 0 | 0 | 0 | 0 | 2.0969e-06 | 0.00033167 | 0 | 0.00033167 | 0.00035022 | 0 | 0.00035022 | 0.00032278 | 0 | 0.00032278 | 0.00030741 | 0 | 0.00030741
[79 empty] | WLDFR | HFTD - Distribution - Tier 2 - 5QU CoRE ¦ 2QU LoRE | Red Flag Warning - Catastrophic Fires | 2040 | 1.9704e-08 | 2.0806e-08 | 1.9176e-08 | 1.8263e-08 | 16832.3912 | 280.5544 | 10192.2718 | 6359.5651 | 0 | 0 | 0 | 0 | 2.0969e-06 | 0.00033167 | 0 | 0.00033167 | 0.00035022 | 0 | 0.00035022 | 0.00032278 | 0 | 0.00032278 | 0.00030741 | 0 | 0.00030741
[79 empty] | WLDFR | HFTD - Distribution - Tier 2 - 5QU CoRE ¦ 2QU LoRE | Red Flag Warning - Catastrophic Fires | 2041 | 1.9704e-08 | 2.0806e-08 | 1.9176e-08 | 1.8263e-08 | 16832.3912 | 280.5544 | 10192.2718 | 6359.5651 | 0 | 0 | 0 | 0 | 2.0969e-06 | 0.00033167 | 0 | 0.00033167 | 0.00035022 | 0 | 0.00035022 | 0.00032278 | 0 | 0.00032278 | 0.00030741 | 0 | 0.00030741
[79 empty] | WLDFR | HFTD - Distribution - Tier 2 - 5QU CoRE ¦ 2QU LoRE | Red Flag Warning - Catastrophic Fires | 2042 | 1.9704e-08 | 2.0806e-08 | 1.9176e-08 | 1.8263e-08 | 16832.3912 | 280.5544 | 10192.2718 | 6359.5651 | 0 | 0 | 0 | 0 | 2.0969e-06 | 0.00033167 | 0 | 0.00033167 | 0.00035022 | 0 | 0.00035022 | 0.00032278 | 0 | 0.00032278 | 0.00030741 | 0 | 0.00030741
[79 empty] | WLDFR | HFTD - Distribution - Tier 2 - 5QU CoRE ¦ 2QU LoRE | Red Flag Warning - Catastrophic Fires | 2043 | 1.9704e-08 | 2.0806e-08 | 1.9176e-08 | 1.8263e-08 | 17672.0852 | 299.42 | 10692.7362 | 6679.929 | 0 | 0 | 0 | 0 | 2.0969e-06 | 0.00034822 | 0 | 0.00034822 | 0.00036769 | 0 | 0.00036769 | 0.00033889 | 0 | 0.00033889 | 0.00032275 | 0 | 0.00032275
[79 empty] | WLDFR | HFTD - Distribution - Tier 2 - 5QU CoRE ¦ 2QU LoRE | Red Flag Warning - Catastrophic Fires | 2044 | 1.9704e-08 | 2.0806e-08 | 1.9176e-08 | 1.8263e-08 | 17672.0852 | 299.42 | 10692.7362 | 6679.929 | 0 | 0 | 0 | 0 | 2.0969e-06 | 0.00034822 | 0 | 0.00034822 | 0.00036769 | 0 | 0.00036769 | 0.00033889 | 0 | 0.00033889 | 0.00032275 | 0 | 0.00032275
[79 empty] | WLDFR | HFTD - Distribution - Tier 2 - 5QU CoRE ¦ 2QU LoRE | Red Flag Warning - Catastrophic Fires | 2045 | 1.9704e-08 | 2.0806e-08 | 1.9176e-08 | 1.8263e-08 | 17672.0852 | 299.42 | 10692.7362 | 6679.929 | 0 | 0 | 0 | 0 | 2.0969e-06 | 0.00034822 | 0 | 0.00034822 | 0.00036769 | 0 | 0.00036769 | 0.00033889 | 0 | 0.00033889 | 0.00032275 | 0 | 0.00032275
[79 empty] | WLDFR | HFTD - Distribution - Tier 2 - 5QU CoRE ¦ 2QU LoRE | Red Flag Warning - Catastrophic Fires | 2046 | 1.9704e-08 | 2.0806e-08 | 1.9176e-08 | 1.8263e-08 | 17672.0852 | 299.42 | 10692.7362 | 6679.929 | 0 | 0 | 0 | 0 | 2.0969e-06 | 0.00034822 | 0 | 0.00034822 | 0.00036769 | 0 | 0.00036769 | 0.00033889 | 0 | 0.00033889 | 0.00032275 | 0 | 0.00032275
[79 empty] | WLDFR | HFTD - Distribution - Tier 2 - 5QU CoRE ¦ 2QU LoRE | Red Flag Warning - Catastrophic Fires | 2047 | 1.9704e-08 | 2.0806e-08 | 1.9176e-08 | 1.8263e-08 | 17672.0852 | 299.42 | 10692.7362 | 6679.929 | 0 | 0 | 0 | 0 | 2.0969e-06 | 0.00034822 | 0 | 0.00034822 | 0.00036769 | 0 | 0.00036769 | 0.00033889 | 0 | 0.00033889 | 0.00032275 | 0 | 0.00032275
[79 empty] | WLDFR | HFTD - Distribution - Tier 2 - 5QU CoRE ¦ 2QU LoRE | Red Flag Warning - Catastrophic Fires | 2048 | 1.9704e-08 | 2.0806e-08 | 1.9176e-08 | 1.8263e-08 | 18552.3348 | 319.4911 | 11216.5626 | 7016.281 | 0 | 0 | 0 | 0 | 2.0969e-06 | 0.00036556 | 0 | 0.00036556 | 0.000386 | 0 | 0.000386 | 0.00035577 | 0 | 0.00035577 | 0.00033882 | 0 | 0.00033882
[79 empty] | WLDFR | HFTD - Distribution - Tier 2 - 5QU CoRE ¦ 2QU LoRE | Red Flag Warning - Catastrophic Fires | 2049 | 1.9704e-08 | 2.0806e-08 | 1.9176e-08 | 1.8263e-08 | 18552.3348 | 319.4911 | 11216.5626 | 7016.281 | 0 | 0 | 0 | 0 | 2.0969e-06 | 0.00036556 | 0 | 0.00036556 | 0.000386 | 0 | 0.000386 | 0.00035577 | 0 | 0.00035577 | 0.00033882 | 0 | 0.00033882
[79 empty] | WLDFR | HFTD - Distribution - Tier 2 - 5QU CoRE ¦ 2QU LoRE | Red Flag Warning - Catastrophic Fires | 2050 | 0 | 2.0806e-08 | 1.9176e-08 | 1.8263e-08 | 18552.3348 | 319.4911 | 11216.5626 | 7016.281 | 0 | 0 | 0 | 0 | 2.0969e-06 | 0 | 0 | 0 | 0.000386 | 0 | 0.000386 | 0.00035577 | 0 | 0.00035577 | 0.00033882 | 0 | 0.00033882
[79 empty] | WLDFR | HFTD - Distribution - Tier 2 - 5QU CoRE ¦ 2QU LoRE | Red Flag Warning - Catastrophic Fires | 2051 | 0 | 0 | 1.9176e-08 | 1.8263e-08 | 18552.3348 | 319.4911 | 11216.5626 | 7016.281 | 0 | 0 | 0 | 0 | 2.0969e-06 | 0 | 0 | 0 | 0 | 0 | 0 | 0.00035577 | 0 | 0.00035577 | 0.00033882 | 0 | 0.00033882
[79 empty] | WLDFR | HFTD - Distribution - Tier 2 - 5QU CoRE ¦ 2QU LoRE | Red Flag Warning - Catastrophic Fires | 2052 | 0 | 0 | 0 | 1.8263e-08 | 18552.3348 | 319.4911 | 11216.5626 | 7016.281 | 0 | 0 | 0 | 0 | 2.0969e-06 | 0 | 0 | 0 | 0 | 0 | 0 | 0 | 0 | 0 | 0.00033882 | 0 | 0.00033882
[79 empty] | WLDFR | HFTD - Distribution - Tier 2 - 5QU CoRE ¦ 2QU LoRE | Red Flag Warning - Destructive Fires | 2020 | 4.2858e-09 | 0 | 0 | 0 | 8807.9522 | 222.2294 | 8585.7228 | 0 | 0 | 0 | 0 | 0 | 3.7621e-07 | 3.7749e-05 | 0 | 3.7749e-05 | 0 | 0 | 0 | 0 | 0 | 0 | 0 | 0 | 0
[79 empty] | WLDFR | HFTD - Distribution - Tier 2 - 5QU CoRE ¦ 2QU LoRE | Red Flag Warning - Destructive Fires | 2021 | 2.9724e-09 | 4.5254e-09 | 0 | 0 | 8807.9522 | 222.2294 | 8585.7228 | 0 | 0 | 0 | 0 | 0 | 3.7621e-07 | 2.6181e-05 | 0 | 2.6181e-05 | 3.986e-05 | 0 | 3.986e-05 | 0 | 0 | 0 | 0 | 0 | 0
[79 empty] | WLDFR | HFTD - Distribution - Tier 2 - 5QU CoRE ¦ 2QU LoRE | Red Flag Warning - Destructive Fires | 2022 | 2.959e-09 | 3.1244e-09 | 4.1557e-09 | 0 | 8807.9522 | 222.2294 | 8585.7228 | 0 | 0 | 0 | 0 | 0 | 3.6572e-07 | 2.6062e-05 | 0 | 2.6062e-05 | 2.752e-05 | 0 | 2.752e-05 | 3.6603e-05 | 0 | 3.6603e-05 | 0 | 0 | 0
[79 empty] | WLDFR | HFTD - Distribution - Tier 2 - 5QU CoRE ¦ 2QU LoRE | Red Flag Warning - Destructive Fires | 2023 | 2.959e-09 | 3.1244e-09 | 2.8797e-09 | 3.9578e-09 | 9129.7461 | 233.2301 | 8896.516 | 0 | 0 | 0 | 0 | 0 | 3.6572e-07 | 2.7015e-05 | 0 | 2.7015e-05 | 2.8525e-05 | 0 | 2.8525e-05 | 2.6291e-05 | 0 | 2.6291e-05 | 3.6133e-05 | 0 | 3.6133e-05
[79 empty] | WLDFR | HFTD - Distribution - Tier 2 - 5QU CoRE ¦ 2QU LoRE | Red Flag Warning - Destructive Fires | 2024 | 2.959e-09 | 3.1244e-09 | 2.8797e-09 | 2.7426e-09 | 9129.7461 | 233.2301 | 8896.516 | 0 | 0 | 0 | 0 | 0 | 3.6572e-07 | 2.7015e-05 | 0 | 2.7015e-05 | 2.8525e-05 | 0 | 2.8525e-05 | 2.6291e-05 | 0 | 2.6291e-05 | 2.5039e-05 | 0 | 2.5039e-05
[79 empty] | WLDFR | HFTD - Distribution - Tier 2 - 5QU CoRE ¦ 2QU LoRE | Red Flag Warning - Destructive Fires | 2025 | 2.959e-09 | 3.1244e-09 | 2.8797e-09 | 2.7426e-09 | 9129.7461 | 233.2301 | 8896.516 | 0 | 0 | 0 | 0 | 0 | 3.6572e-07 | 2.7015e-05 | 0 | 2.7015e-05 | 2.8525e-05 | 0 | 2.8525e-05 | 2.6291e-05 | 0 | 2.6291e-05 | 2.5039e-05 | 0 | 2.5039e-05
[79 empty] | WLDFR | HFTD - Distribution - Tier 2 - 5QU CoRE ¦ 2QU LoRE | Red Flag Warning - Destructive Fires | 2026 | 2.959e-09 | 3.1244e-09 | 2.8797e-09 | 2.7426e-09 | 9129.7461 | 233.2301 | 8896.516 | 0 | 0 | 0 | 0 | 0 | 3.6572e-07 | 2.7015e-05 | 0 | 2.7015e-05 | 2.8525e-05 | 0 | 2.8525e-05 | 2.6291e-05 | 0 | 2.6291e-05 | 2.5039e-05 | 0 | 2.5039e-05
[79 empty] | WLDFR | HFTD - Distribution - Tier 2 - 5QU CoRE ¦ 2QU LoRE | Red Flag Warning - Destructive Fires | 2027 | 2.959e-09 | 3.1244e-09 | 2.8797e-09 | 2.7426e-09 | 9129.7461 | 233.2301 | 8896.516 | 0 | 0 | 0 | 0 | 0 | 3.6572e-07 | 2.7015e-05 | 0 | 2.7015e-05 | 2.8525e-05 | 0 | 2.8525e-05 | 2.6291e-05 | 0 | 2.6291e-05 | 2.5039e-05 | 0 | 2.5039e-05
[79 empty] | WLDFR | HFTD - Distribution - Tier 2 - 5QU CoRE ¦ 2QU LoRE | Red Flag Warning - Destructive Fires | 2028 | 2.959e-09 | 3.1244e-09 | 2.8797e-09 | 2.7426e-09 | 9534.9221 | 247.273 | 9287.6491 | 0 | 0 | 0 | 0 | 0 | 3.6572e-07 | 2.8214e-05 | 0 | 2.8214e-05 | 2.9791e-05 | 0 | 2.9791e-05 | 2.7458e-05 | 0 | 2.7458e-05 | 2.615e-05 | 0 | 2.615e-05
[79 empty] | WLDFR | HFTD - Distribution - Tier 2 - 5QU CoRE ¦ 2QU LoRE | Red Flag Warning - Destructive Fires | 2029 | 2.959e-09 | 3.1244e-09 | 2.8797e-09 | 2.7426e-09 | 9534.9221 | 247.273 | 9287.6491 | 0 | 0 | 0 | 0 | 0 | 3.6572e-07 | 2.8214e-05 | 0 | 2.8214e-05 | 2.9791e-05 | 0 | 2.9791e-05 | 2.7458e-05 | 0 | 2.7458e-05 | 2.615e-05 | 0 | 2.615e-05
[79 empty] | WLDFR | HFTD - Distribution - Tier 2 - 5QU CoRE ¦ 2QU LoRE | Red Flag Warning - Destructive Fires | 2030 | 2.959e-09 | 3.1244e-09 | 2.8797e-09 | 2.7426e-09 | 9534.9221 | 247.273 | 9287.6491 | 0 | 0 | 0 | 0 | 0 | 3.6572e-07 | 2.8214e-05 | 0 | 2.8214e-05 | 2.9791e-05 | 0 | 2.9791e-05 | 2.7458e-05 | 0 | 2.7458e-05 | 2.615e-05 | 0 | 2.615e-05
[79 empty] | WLDFR | HFTD - Distribution - Tier 2 - 5QU CoRE ¦ 2QU LoRE | Red Flag Warning - Destructive Fires | 2031 | 2.959e-09 | 3.1244e-09 | 2.8797e-09 | 2.7426e-09 | 9534.9221 | 247.273 | 9287.6491 | 0 | 0 | 0 | 0 | 0 | 3.6572e-07 | 2.8214e-05 | 0 | 2.8214e-05 | 2.9791e-05 | 0 | 2.9791e-05 | 2.7458e-05 | 0 | 2.7458e-05 | 2.615e-05 | 0 | 2.615e-05
[79 empty] | WLDFR | HFTD - Distribution - Tier 2 - 5QU CoRE ¦ 2QU LoRE | Red Flag Warning - Destructive Fires | 2032 | 2.959e-09 | 3.1244e-09 | 2.8797e-09 | 2.7426e-09 | 9534.9221 | 247.273 | 9287.6491 | 0 | 0 | 0 | 0 | 0 | 3.6572e-07 | 2.8214e-05 | 0 | 2.8214e-05 | 2.9791e-05 | 0 | 2.9791e-05 | 2.7458e-05 | 0 | 2.7458e-05 | 2.615e-05 | 0 | 2.615e-05
[79 empty] | WLDFR | HFTD - Distribution - Tier 2 - 5QU CoRE ¦ 2QU LoRE | Red Flag Warning - Destructive Fires | 2033 | 2.959e-09 | 3.1244e-09 | 2.8797e-09 | 2.7426e-09 | 9984.8474 | 263.1074 | 9721.74 | 0 | 0 | 0 | 0 | 0 | 3.6572e-07 | 2.9545e-05 | 0 | 2.9545e-05 | 3.1197e-05 | 0 | 3.1197e-05 | 2.8753e-05 | 0 | 2.8753e-05 | 2.7384e-05 | 0 | 2.7384e-05
[79 empty] | WLDFR | HFTD - Distribution - Tier 2 - 5QU CoRE ¦ 2QU LoRE | Red Flag Warning - Destructive Fires | 2034 | 2.959e-09 | 3.1244e-09 | 2.8797e-09 | 2.7426e-09 | 9984.8474 | 263.1074 | 9721.74 | 0 | 0 | 0 | 0 | 0 | 3.6572e-07 | 2.9545e-05 | 0 | 2.9545e-05 | 3.1197e-05 | 0 | 3.1197e-05 | 2.8753e-05 | 0 | 2.8753e-05 | 2.7384e-05 | 0 | 2.7384e-05
[79 empty] | WLDFR | HFTD - Distribution - Tier 2 - 5QU CoRE ¦ 2QU LoRE | Red Flag Warning - Destructive Fires | 2035 | 2.959e-09 | 3.1244e-09 | 2.8797e-09 | 2.7426e-09 | 9984.8474 | 263.1074 | 9721.74 | 0 | 0 | 0 | 0 | 0 | 3.6572e-07 | 2.9545e-05 | 0 | 2.9545e-05 | 3.1197e-05 | 0 | 3.1197e-05 | 2.8753e-05 | 0 | 2.8753e-05 | 2.7384e-05 | 0 | 2.7384e-05
[79 empty] | WLDFR | HFTD - Distribution - Tier 2 - 5QU CoRE ¦ 2QU LoRE | Red Flag Warning - Destructive Fires | 2036 | 2.959e-09 | 3.1244e-09 | 2.8797e-09 | 2.7426e-09 | 9984.8474 | 263.1074 | 9721.74 | 0 | 0 | 0 | 0 | 0 | 3.6572e-07 | 2.9545e-05 | 0 | 2.9545e-05 | 3.1197e-05 | 0 | 3.1197e-05 | 2.8753e-05 | 0 | 2.8753e-05 | 2.7384e-05 | 0 | 2.7384e-05
[79 empty] | WLDFR | HFTD - Distribution - Tier 2 - 5QU CoRE ¦ 2QU LoRE | Red Flag Warning - Destructive Fires | 2037 | 2.959e-09 | 3.1244e-09 | 2.8797e-09 | 2.7426e-09 | 9984.8474 | 263.1074 | 9721.74 | 0 | 0 | 0 | 0 | 0 | 3.6572e-07 | 2.9545e-05 | 0 | 2.9545e-05 | 3.1197e-05 | 0 | 3.1197e-05 | 2.8753e-05 | 0 | 2.8753e-05 | 2.7384e-05 | 0 | 2.7384e-05
[79 empty] | WLDFR | HFTD - Distribution - Tier 2 - 5QU CoRE ¦ 2QU LoRE | Red Flag Warning - Destructive Fires | 2038 | 2.959e-09 | 3.1244e-09 | 2.8797e-09 | 2.7426e-09 | 10472.8261 | 280.5544 | 10192.2718 | 0 | 0 | 0 | 0 | 0 | 3.6572e-07 | 3.0989e-05 | 0 | 3.0989e-05 | 3.2721e-05 | 0 | 3.2721e-05 | 3.0158e-05 | 0 | 3.0158e-05 | 2.8722e-05 | 0 | 2.8722e-05
[79 empty] | WLDFR | HFTD - Distribution - Tier 2 - 5QU CoRE ¦ 2QU LoRE | Red Flag Warning - Destructive Fires | 2039 | 2.959e-09 | 3.1244e-09 | 2.8797e-09 | 2.7426e-09 | 10472.8261 | 280.5544 | 10192.2718 | 0 | 0 | 0 | 0 | 0 | 3.6572e-07 | 3.0989e-05 | 0 | 3.0989e-05 | 3.2721e-05 | 0 | 3.2721e-05 | 3.0158e-05 | 0 | 3.0158e-05 | 2.8722e-05 | 0 | 2.8722e-05
[79 empty] | WLDFR | HFTD - Distribution - Tier 2 - 5QU CoRE ¦ 2QU LoRE | Red Flag Warning - Destructive Fires | 2040 | 2.959e-09 | 3.1244e-09 | 2.8797e-09 | 2.7426e-09 | 10472.8261 | 280.5544 | 10192.2718 | 0 | 0 | 0 | 0 | 0 | 3.6572e-07 | 3.0989e-05 | 0 | 3.0989e-05 | 3.2721e-05 | 0 | 3.2721e-05 | 3.0158e-05 | 0 | 3.0158e-05 | 2.8722e-05 | 0 | 2.8722e-05
[79 empty] | WLDFR | HFTD - Distribution - Tier 2 - 5QU CoRE ¦ 2QU LoRE | Red Flag Warning - Destructive Fires | 2041 | 2.959e-09 | 3.1244e-09 | 2.8797e-09 | 2.7426e-09 | 10472.8261 | 280.5544 | 10192.2718 | 0 | 0 | 0 | 0 | 0 | 3.6572e-07 | 3.0989e-05 | 0 | 3.0989e-05 | 3.2721e-05 | 0 | 3.2721e-05 | 3.0158e-05 | 0 | 3.0158e-05 | 2.8722e-05 | 0 | 2.8722e-05
[79 empty] | WLDFR | HFTD - Distribution - Tier 2 - 5QU CoRE ¦ 2QU LoRE | Red Flag Warning - Destructive Fires | 2042 | 2.959e-09 | 3.1244e-09 | 2.8797e-09 | 2.7426e-09 | 10472.8261 | 280.5544 | 10192.2718 | 0 | 0 | 0 | 0 | 0 | 3.6572e-07 | 3.0989e-05 | 0 | 3.0989e-05 | 3.2721e-05 | 0 | 3.2721e-05 | 3.0158e-05 | 0 | 3.0158e-05 | 2.8722e-05 | 0 | 2.8722e-05
[79 empty] | WLDFR | HFTD - Distribution - Tier 2 - 5QU CoRE ¦ 2QU LoRE | Red Flag Warning - Destructive Fires | 2043 | 2.959e-09 | 3.1244e-09 | 2.8797e-09 | 2.7426e-09 | 10992.1562 | 299.42 | 10692.7362 | 0 | 0 | 0 | 0 | 0 | 3.6572e-07 | 3.2525e-05 | 0 | 3.2525e-05 | 3.4344e-05 | 0 | 3.4344e-05 | 3.1654e-05 | 0 | 3.1654e-05 | 3.0147e-05 | 0 | 3.0147e-05
[79 empty] | WLDFR | HFTD - Distribution - Tier 2 - 5QU CoRE ¦ 2QU LoRE | Red Flag Warning - Destructive Fires | 2044 | 2.959e-09 | 3.1244e-09 | 2.8797e-09 | 2.7426e-09 | 10992.1562 | 299.42 | 10692.7362 | 0 | 0 | 0 | 0 | 0 | 3.6572e-07 | 3.2525e-05 | 0 | 3.2525e-05 | 3.4344e-05 | 0 | 3.4344e-05 | 3.1654e-05 | 0 | 3.1654e-05 | 3.0147e-05 | 0 | 3.0147e-05
[79 empty] | WLDFR | HFTD - Distribution - Tier 2 - 5QU CoRE ¦ 2QU LoRE | Red Flag Warning - Destructive Fires | 2045 | 2.959e-09 | 3.1244e-09 | 2.8797e-09 | 2.7426e-09 | 10992.1562 | 299.42 | 10692.7362 | 0 | 0 | 0 | 0 | 0 | 3.6572e-07 | 3.2525e-05 | 0 | 3.2525e-05 | 3.4344e-05 | 0 | 3.4344e-05 | 3.1654e-05 | 0 | 3.1654e-05 | 3.0147e-05 | 0 | 3.0147e-05
[79 empty] | WLDFR | HFTD - Distribution - Tier 2 - 5QU CoRE ¦ 2QU LoRE | Red Flag Warning - Destructive Fires | 2046 | 2.959e-09 | 3.1244e-09 | 2.8797e-09 | 2.7426e-09 | 10992.1562 | 299.42 | 10692.7362 | 0 | 0 | 0 | 0 | 0 | 3.6572e-07 | 3.2525e-05 | 0 | 3.2525e-05 | 3.4344e-05 | 0 | 3.4344e-05 | 3.1654e-05 | 0 | 3.1654e-05 | 3.0147e-05 | 0 | 3.0147e-05
[79 empty] | WLDFR | HFTD - Distribution - Tier 2 - 5QU CoRE ¦ 2QU LoRE | Red Flag Warning - Destructive Fires | 2047 | 2.959e-09 | 3.1244e-09 | 2.8797e-09 | 2.7426e-09 | 10992.1562 | 299.42 | 10692.7362 | 0 | 0 | 0 | 0 | 0 | 3.6572e-07 | 3.2525e-05 | 0 | 3.2525e-05 | 3.4344e-05 | 0 | 3.4344e-05 | 3.1654e-05 | 0 | 3.1654e-05 | 3.0147e-05 | 0 | 3.0147e-05
[79 empty] | WLDFR | HFTD - Distribution - Tier 2 - 5QU CoRE ¦ 2QU LoRE | Red Flag Warning - Destructive Fires | 2048 | 2.959e-09 | 3.1244e-09 | 2.8797e-09 | 2.7426e-09 | 11536.0538 | 319.4911 | 11216.5626 | 0 | 0 | 0 | 0 | 0 | 3.6572e-07 | 3.4135e-05 | 0 | 3.4135e-05 | 3.6043e-05 | 0 | 3.6043e-05 | 3.322e-05 | 0 | 3.322e-05 | 3.1638e-05 | 0 | 3.1638e-05
[79 empty] | WLDFR | HFTD - Distribution - Tier 2 - 5QU CoRE ¦ 2QU LoRE | Red Flag Warning - Destructive Fires | 2049 | 2.959e-09 | 3.1244e-09 | 2.8797e-09 | 2.7426e-09 | 11536.0538 | 319.4911 | 11216.5626 | 0 | 0 | 0 | 0 | 0 | 3.6572e-07 | 3.4135e-05 | 0 | 3.4135e-05 | 3.6043e-05 | 0 | 3.6043e-05 | 3.322e-05 | 0 | 3.322e-05 | 3.1638e-05 | 0 | 3.1638e-05
[79 empty] | WLDFR | HFTD - Distribution - Tier 2 - 5QU CoRE ¦ 2QU LoRE | Red Flag Warning - Destructive Fires | 2050 | 0 | 3.1244e-09 | 2.8797e-09 | 2.7426e-09 | 11536.0538 | 319.4911 | 11216.5626 | 0 | 0 | 0 | 0 | 0 | 3.6572e-07 | 0 | 0 | 0 | 3.6043e-05 | 0 | 3.6043e-05 | 3.322e-05 | 0 | 3.322e-05 | 3.1638e-05 | 0 | 3.1638e-05
[79 empty] | WLDFR | HFTD - Distribution - Tier 2 - 5QU CoRE ¦ 2QU LoRE | Red Flag Warning - Destructive Fires | 2051 | 0 | 0 | 2.8797e-09 | 2.7426e-09 | 11536.0538 | 319.4911 | 11216.5626 | 0 | 0 | 0 | 0 | 0 | 3.6572e-07 | 0 | 0 | 0 | 0 | 0 | 0 | 3.322e-05 | 0 | 3.322e-05 | 3.1638e-05 | 0 | 3.1638e-05
[79 empty] | WLDFR | HFTD - Distribution - Tier 2 - 5QU CoRE ¦ 2QU LoRE | Red Flag Warning - Destructive Fires | 2052 | 0 | 0 | 0 | 2.7426e-09 | 11536.0538 | 319.4911 | 11216.5626 | 0 | 0 | 0 | 0 | 0 | 3.6572e-07 | 0 | 0 | 0 | 0 | 0 | 0 | 0 | 0 | 0 | 3.1638e-05 | 0 | 3.1638e-05
[79 empty] | WLDFR | HFTD - Distribution - Tier 2 - 5QU CoRE ¦ 2QU LoRE | Red Flag Warning - Large Fires | 2020 | 2.4936e-07 | 0 | 0 | 0 | 5.2406 | 0.69642 | 2.942 | 1.6022 | 0 | 0 | 0 | 0 | 2.4311e-05 | 1.3068e-06 | 0 | 1.3068e-06 | 0 | 0 | 0 | 0 | 0 | 0 | 0 | 0 | 0
[79 empty] | WLDFR | HFTD - Distribution - Tier 2 - 5QU CoRE ¦ 2QU LoRE | Red Flag Warning - Large Fires | 2021 | 1.7289e-07 | 2.633e-07 | 0 | 0 | 5.2406 | 0.69642 | 2.942 | 1.6022 | 0 | 0 | 0 | 0 | 2.4311e-05 | 9.0605e-07 | 0 | 9.0605e-07 | 1.3798e-06 | 0 | 1.3798e-06 | 0 | 0 | 0 | 0 | 0 | 0
[79 empty] | WLDFR | HFTD - Distribution - Tier 2 - 5QU CoRE ¦ 2QU LoRE | Red Flag Warning - Large Fires | 2022 | 1.7465e-07 | 1.8442e-07 | 2.4519e-07 | 0 | 5.2406 | 0.69642 | 2.942 | 1.6022 | 0 | 0 | 0 | 0 | 2.392e-05 | 9.1528e-07 | 0 | 9.1528e-07 | 9.6646e-07 | 0 | 9.6646e-07 | 1.2849e-06 | 0 | 1.2849e-06 | 0 | 0 | 0
[79 empty] | WLDFR | HFTD - Distribution - Tier 2 - 5QU CoRE ¦ 2QU LoRE | Red Flag Warning - Large Fires | 2023 | 1.7465e-07 | 1.8442e-07 | 1.6997e-07 | 2.3352e-07 | 5.475 | 0.71896 | 3.0715 | 1.6846 | 0 | 0 | 0 | 0 | 2.392e-05 | 9.5624e-07 | 0 | 9.5624e-07 | 1.0097e-06 | 0 | 1.0097e-06 | 9.3061e-07 | 0 | 9.3061e-07 | 1.2785e-06 | 0 | 1.2785e-06
[79 empty] | WLDFR | HFTD - Distribution - Tier 2 - 5QU CoRE ¦ 2QU LoRE | Red Flag Warning - Large Fires | 2024 | 1.7465e-07 | 1.8442e-07 | 1.6997e-07 | 1.6188e-07 | 5.475 | 0.71896 | 3.0715 | 1.6846 | 0 | 0 | 0 | 0 | 2.392e-05 | 9.5624e-07 | 0 | 9.5624e-07 | 1.0097e-06 | 0 | 1.0097e-06 | 9.3061e-07 | 0 | 9.3061e-07 | 8.863e-07 | 0 | 8.863e-07
[79 empty] | WLDFR | HFTD - Distribution - Tier 2 - 5QU CoRE ¦ 2QU LoRE | Red Flag Warning - Large Fires | 2025 | 1.7465e-07 | 1.8442e-07 | 1.6997e-07 | 1.6188e-07 | 5.475 | 0.71896 | 3.0715 | 1.6846 | 0 | 0 | 0 | 0 | 2.392e-05 | 9.5624e-07 | 0 | 9.5624e-07 | 1.0097e-06 | 0 | 1.0097e-06 | 9.3061e-07 | 0 | 9.3061e-07 | 8.863e-07 | 0 | 8.863e-07
[79 empty] | WLDFR | HFTD - Distribution - Tier 2 - 5QU CoRE ¦ 2QU LoRE | Red Flag Warning - Large Fires | 2026 | 1.7465e-07 | 1.8442e-07 | 1.6997e-07 | 1.6188e-07 | 5.475 | 0.71896 | 3.0715 | 1.6846 | 0 | 0 | 0 | 0 | 2.392e-05 | 9.5624e-07 | 0 | 9.5624e-07 | 1.0097e-06 | 0 | 1.0097e-06 | 9.3061e-07 | 0 | 9.3061e-07 | 8.863e-07 | 0 | 8.863e-07
[79 empty] | WLDFR | HFTD - Distribution - Tier 2 - 5QU CoRE ¦ 2QU LoRE | Red Flag Warning - Large Fires | 2027 | 1.7465e-07 | 1.8442e-07 | 1.6997e-07 | 1.6188e-07 | 5.475 | 0.71896 | 3.0715 | 1.6846 | 0 | 0 | 0 | 0 | 2.392e-05 | 9.5624e-07 | 0 | 9.5624e-07 | 1.0097e-06 | 0 | 1.0097e-06 | 9.3061e-07 | 0 | 9.3061e-07 | 8.863e-07 | 0 | 8.863e-07
[79 empty] | WLDFR | HFTD - Distribution - Tier 2 - 5QU CoRE ¦ 2QU LoRE | Red Flag Warning - Large Fires | 2028 | 1.7465e-07 | 1.8442e-07 | 1.6997e-07 | 1.6188e-07 | 5.777 | 0.74734 | 3.238 | 1.7917 | 0 | 0 | 0 | 0 | 2.392e-05 | 1.009e-06 | 0 | 1.009e-06 | 1.0654e-06 | 0 | 1.0654e-06 | 9.8194e-07 | 0 | 9.8194e-07 | 9.3518e-07 | 0 | 9.3518e-07
[79 empty] | WLDFR | HFTD - Distribution - Tier 2 - 5QU CoRE ¦ 2QU LoRE | Red Flag Warning - Large Fires | 2029 | 1.7465e-07 | 1.8442e-07 | 1.6997e-07 | 1.6188e-07 | 5.777 | 0.74734 | 3.238 | 1.7917 | 0 | 0 | 0 | 0 | 2.392e-05 | 1.009e-06 | 0 | 1.009e-06 | 1.0654e-06 | 0 | 1.0654e-06 | 9.8194e-07 | 0 | 9.8194e-07 | 9.3518e-07 | 0 | 9.3518e-07
[79 empty] | WLDFR | HFTD - Distribution - Tier 2 - 5QU CoRE ¦ 2QU LoRE | Red Flag Warning - Large Fires | 2030 | 1.7465e-07 | 1.8442e-07 | 1.6997e-07 | 1.6188e-07 | 5.777 | 0.74734 | 3.238 | 1.7917 | 0 | 0 | 0 | 0 | 2.392e-05 | 1.009e-06 | 0 | 1.009e-06 | 1.0654e-06 | 0 | 1.0654e-06 | 9.8194e-07 | 0 | 9.8194e-07 | 9.3518e-07 | 0 | 9.3518e-07
[79 empty] | WLDFR | HFTD - Distribution - Tier 2 - 5QU CoRE ¦ 2QU LoRE | Red Flag Warning - Large Fires | 2031 | 1.7465e-07 | 1.8442e-07 | 1.6997e-07 | 1.6188e-07 | 5.777 | 0.74734 | 3.238 | 1.7917 | 0 | 0 | 0 | 0 | 2.392e-05 | 1.009e-06 | 0 | 1.009e-06 | 1.0654e-06 | 0 | 1.0654e-06 | 9.8194e-07 | 0 | 9.8194e-07 | 9.3518e-07 | 0 | 9.3518e-07
[79 empty] | WLDFR | HFTD - Distribution - Tier 2 - 5QU CoRE ¦ 2QU LoRE | Red Flag Warning - Large Fires | 2032 | 1.7465e-07 | 1.8442e-07 | 1.6997e-07 | 1.6188e-07 | 5.777 | 0.74734 | 3.238 | 1.7917 | 0 | 0 | 0 | 0 | 2.392e-05 | 1.009e-06 | 0 | 1.009e-06 | 1.0654e-06 | 0 | 1.0654e-06 | 9.8194e-07 | 0 | 9.8194e-07 | 9.3518e-07 | 0 | 9.3518e-07
[79 empty] | WLDFR | HFTD - Distribution - Tier 2 - 5QU CoRE ¦ 2QU LoRE | Red Flag Warning - Large Fires | 2033 | 1.7465e-07 | 1.8442e-07 | 1.6997e-07 | 1.6188e-07 | 6.1205 | 0.77885 | 3.4265 | 1.9151 | 0 | 0 | 0 | 0 | 2.392e-05 | 1.069e-06 | 0 | 1.069e-06 | 1.1287e-06 | 0 | 1.1287e-06 | 1.0403e-06 | 0 | 1.0403e-06 | 9.9079e-07 | 0 | 9.9079e-07
[79 empty] | WLDFR | HFTD - Distribution - Tier 2 - 5QU CoRE ¦ 2QU LoRE | Red Flag Warning - Large Fires | 2034 | 1.7465e-07 | 1.8442e-07 | 1.6997e-07 | 1.6188e-07 | 6.1205 | 0.77885 | 3.4265 | 1.9151 | 0 | 0 | 0 | 0 | 2.392e-05 | 1.069e-06 | 0 | 1.069e-06 | 1.1287e-06 | 0 | 1.1287e-06 | 1.0403e-06 | 0 | 1.0403e-06 | 9.9079e-07 | 0 | 9.9079e-07
[79 empty] | WLDFR | HFTD - Distribution - Tier 2 - 5QU CoRE ¦ 2QU LoRE | Red Flag Warning - Large Fires | 2035 | 1.7465e-07 | 1.8442e-07 | 1.6997e-07 | 1.6188e-07 | 6.1205 | 0.77885 | 3.4265 | 1.9151 | 0 | 0 | 0 | 0 | 2.392e-05 | 1.069e-06 | 0 | 1.069e-06 | 1.1287e-06 | 0 | 1.1287e-06 | 1.0403e-06 | 0 | 1.0403e-06 | 9.9079e-07 | 0 | 9.9079e-07
[79 empty] | WLDFR | HFTD - Distribution - Tier 2 - 5QU CoRE ¦ 2QU LoRE | Red Flag Warning - Large Fires | 2036 | 1.7465e-07 | 1.8442e-07 | 1.6997e-07 | 1.6188e-07 | 6.1205 | 0.77885 | 3.4265 | 1.9151 | 0 | 0 | 0 | 0 | 2.392e-05 | 1.069e-06 | 0 | 1.069e-06 | 1.1287e-06 | 0 | 1.1287e-06 | 1.0403e-06 | 0 | 1.0403e-06 | 9.9079e-07 | 0 | 9.9079e-07
[79 empty] | WLDFR | HFTD - Distribution - Tier 2 - 5QU CoRE ¦ 2QU LoRE | Red Flag Warning - Large Fires | 2037 | 1.7465e-07 | 1.8442e-07 | 1.6997e-07 | 1.6188e-07 | 6.1205 | 0.77885 | 3.4265 | 1.9151 | 0 | 0 | 0 | 0 | 2.392e-05 | 1.069e-06 | 0 | 1.069e-06 | 1.1287e-06 | 0 | 1.1287e-06 | 1.0403e-06 | 0 | 1.0403e-06 | 9.9079e-07 | 0 | 9.9079e-07
[79 empty] | WLDFR | HFTD - Distribution - Tier 2 - 5QU CoRE ¦ 2QU LoRE | Red Flag Warning - Large Fires | 2038 | 1.7465e-07 | 1.8442e-07 | 1.6997e-07 | 1.6188e-07 | 6.5028 | 0.81304 | 3.6355 | 2.0543 | 0 | 0 | 0 | 0 | 2.392e-05 | 1.1357e-06 | 0 | 1.1357e-06 | 1.1992e-06 | 0 | 1.1992e-06 | 1.1053e-06 | 0 | 1.1053e-06 | 1.0527e-06 | 0 | 1.0527e-06
[79 empty] | WLDFR | HFTD - Distribution - Tier 2 - 5QU CoRE ¦ 2QU LoRE | Red Flag Warning - Large Fires | 2039 | 1.7465e-07 | 1.8442e-07 | 1.6997e-07 | 1.6188e-07 | 6.5028 | 0.81304 | 3.6355 | 2.0543 | 0 | 0 | 0 | 0 | 2.392e-05 | 1.1357e-06 | 0 | 1.1357e-06 | 1.1992e-06 | 0 | 1.1992e-06 | 1.1053e-06 | 0 | 1.1053e-06 | 1.0527e-06 | 0 | 1.0527e-06
[79 empty] | WLDFR | HFTD - Distribution - Tier 2 - 5QU CoRE ¦ 2QU LoRE | Red Flag Warning - Large Fires | 2040 | 1.7465e-07 | 1.8442e-07 | 1.6997e-07 | 1.6188e-07 | 6.5028 | 0.81304 | 3.6355 | 2.0543 | 0 | 0 | 0 | 0 | 2.392e-05 | 1.1357e-06 | 0 | 1.1357e-06 | 1.1992e-06 | 0 | 1.1992e-06 | 1.1053e-06 | 0 | 1.1053e-06 | 1.0527e-06 | 0 | 1.0527e-06
[79 empty] | WLDFR | HFTD - Distribution - Tier 2 - 5QU CoRE ¦ 2QU LoRE | Red Flag Warning - Large Fires | 2041 | 1.7465e-07 | 1.8442e-07 | 1.6997e-07 | 1.6188e-07 | 6.5028 | 0.81304 | 3.6355 | 2.0543 | 0 | 0 | 0 | 0 | 2.392e-05 | 1.1357e-06 | 0 | 1.1357e-06 | 1.1992e-06 | 0 | 1.1992e-06 | 1.1053e-06 | 0 | 1.1053e-06 | 1.0527e-06 | 0 | 1.0527e-06
[79 empty] | WLDFR | HFTD - Distribution - Tier 2 - 5QU CoRE ¦ 2QU LoRE | Red Flag Warning - Large Fires | 2042 | 1.7465e-07 | 1.8442e-07 | 1.6997e-07 | 1.6188e-07 | 6.5028 | 0.81304 | 3.6355 | 2.0543 | 0 | 0 | 0 | 0 | 2.392e-05 | 1.1357e-06 | 0 | 1.1357e-06 | 1.1992e-06 | 0 | 1.1992e-06 | 1.1053e-06 | 0 | 1.1053e-06 | 1.0527e-06 | 0 | 1.0527e-06
[79 empty] | WLDFR | HFTD - Distribution - Tier 2 - 5QU CoRE ¦ 2QU LoRE | Red Flag Warning - Large Fires | 2043 | 1.7465e-07 | 1.8442e-07 | 1.6997e-07 | 1.6188e-07 | 6.9209 | 0.84944 | 3.8632 | 2.2083 | 0 | 0 | 0 | 0 | 2.392e-05 | 1.2088e-06 | 0 | 1.2088e-06 | 1.2764e-06 | 0 | 1.2764e-06 | 1.1764e-06 | 0 | 1.1764e-06 | 1.1204e-06 | 0 | 1.1204e-06
[79 empty] | WLDFR | HFTD - Distribution - Tier 2 - 5QU CoRE ¦ 2QU LoRE | Red Flag Warning - Large Fires | 2044 | 1.7465e-07 | 1.8442e-07 | 1.6997e-07 | 1.6188e-07 | 6.9209 | 0.84944 | 3.8632 | 2.2083 | 0 | 0 | 0 | 0 | 2.392e-05 | 1.2088e-06 | 0 | 1.2088e-06 | 1.2764e-06 | 0 | 1.2764e-06 | 1.1764e-06 | 0 | 1.1764e-06 | 1.1204e-06 | 0 | 1.1204e-06
[79 empty] | WLDFR | HFTD - Distribution - Tier 2 - 5QU CoRE ¦ 2QU LoRE | Red Flag Warning - Large Fires | 2045 | 1.7465e-07 | 1.8442e-07 | 1.6997e-07 | 1.6188e-07 | 6.9209 | 0.84944 | 3.8632 | 2.2083 | 0 | 0 | 0 | 0 | 2.392e-05 | 1.2088e-06 | 0 | 1.2088e-06 | 1.2764e-06 | 0 | 1.2764e-06 | 1.1764e-06 | 0 | 1.1764e-06 | 1.1204e-06 | 0 | 1.1204e-06
[79 empty] | WLDFR | HFTD - Distribution - Tier 2 - 5QU CoRE ¦ 2QU LoRE | Red Flag Warning - Large Fires | 2046 | 1.7465e-07 | 1.8442e-07 | 1.6997e-07 | 1.6188e-07 | 6.9209 | 0.84944 | 3.8632 | 2.2083 | 0 | 0 | 0 | 0 | 2.392e-05 | 1.2088e-06 | 0 | 1.2088e-06 | 1.2764e-06 | 0 | 1.2764e-06 | 1.1764e-06 | 0 | 1.1764e-06 | 1.1204e-06 | 0 | 1.1204e-06
[79 empty] | WLDFR | HFTD - Distribution - Tier 2 - 5QU CoRE ¦ 2QU LoRE | Red Flag Warning - Large Fires | 2047 | 1.7465e-07 | 1.8442e-07 | 1.6997e-07 | 1.6188e-07 | 6.9209 | 0.84944 | 3.8632 | 2.2083 | 0 | 0 | 0 | 0 | 2.392e-05 | 1.2088e-06 | 0 | 1.2088e-06 | 1.2764e-06 | 0 | 1.2764e-06 | 1.1764e-06 | 0 | 1.1764e-06 | 1.1204e-06 | 0 | 1.1204e-06
[79 empty] | WLDFR | HFTD - Distribution - Tier 2 - 5QU CoRE ¦ 2QU LoRE | Red Flag Warning - Large Fires | 2048 | 1.7465e-07 | 1.8442e-07 | 1.6997e-07 | 1.6188e-07 | 7.3713 | 0.88759 | 4.1075 | 2.3763 | 0 | 0 | 0 | 0 | 2.392e-05 | 1.2874e-06 | 0 | 1.2874e-06 | 1.3594e-06 | 0 | 1.3594e-06 | 1.2529e-06 | 0 | 1.2529e-06 | 1.1933e-06 | 0 | 1.1933e-06
[79 empty] | WLDFR | HFTD - Distribution - Tier 2 - 5QU CoRE ¦ 2QU LoRE | Red Flag Warning - Large Fires | 2049 | 1.7465e-07 | 1.8442e-07 | 1.6997e-07 | 1.6188e-07 | 7.3713 | 0.88759 | 4.1075 | 2.3763 | 0 | 0 | 0 | 0 | 2.392e-05 | 1.2874e-06 | 0 | 1.2874e-06 | 1.3594e-06 | 0 | 1.3594e-06 | 1.2529e-06 | 0 | 1.2529e-06 | 1.1933e-06 | 0 | 1.1933e-06
[79 empty] | WLDFR | HFTD - Distribution - Tier 2 - 5QU CoRE ¦ 2QU LoRE | Red Flag Warning - Large Fires | 2050 | 0 | 1.8442e-07 | 1.6997e-07 | 1.6188e-07 | 7.3713 | 0.88759 | 4.1075 | 2.3763 | 0 | 0 | 0 | 0 | 2.392e-05 | 0 | 0 | 0 | 1.3594e-06 | 0 | 1.3594e-06 | 1.2529e-06 | 0 | 1.2529e-06 | 1.1933e-06 | 0 | 1.1933e-06
[79 empty] | WLDFR | HFTD - Distribution - Tier 2 - 5QU CoRE ¦ 2QU LoRE | Red Flag Warning - Large Fires | 2051 | 0 | 0 | 1.6997e-07 | 1.6188e-07 | 7.3713 | 0.88759 | 4.1075 | 2.3763 | 0 | 0 | 0 | 0 | 2.392e-05 | 0 | 0 | 0 | 0 | 0 | 0 | 1.2529e-06 | 0 | 1.2529e-06 | 1.1933e-06 | 0 | 1.1933e-06
[79 empty] | WLDFR | HFTD - Distribution - Tier 2 - 5QU CoRE ¦ 2QU LoRE | Red Flag Warning - Large Fires | 2052 | 0 | 0 | 0 | 1.6188e-07 | 7.3713 | 0.88759 | 4.1075 | 2.3763 | 0 | 0 | 0 | 0 | 2.392e-05 | 0 | 0 | 0 | 0 | 0 | 0 | 0 | 0 | 0 | 1.1933e-06 | 0 | 1.1933e-06
[79 empty] | WLDFR | HFTD - Distribution - Tier 2 - 5QU CoRE ¦ 2QU LoRE | Red Flag Warning - Small Fires | 2020 | 9.7611e-06 | 0 | 0 | 0 | 0.077901 | 0.036425 | 0.0015809 | 0.039895 | 0 | 0 | 0 | 0 | 0.00071739 | 7.604e-07 | 0 | 7.604e-07 | 0 | 0 | 0 | 0 | 0 | 0 | 0 | 0 | 0
[79 empty] | WLDFR | HFTD - Distribution - Tier 2 - 5QU CoRE ¦ 2QU LoRE | Red Flag Warning - Small Fires | 2021 | 6.7687e-06 | 1.0307e-05 | 0 | 0 | 0.077901 | 0.036425 | 0.0015809 | 0.039895 | 0 | 0 | 0 | 0 | 0.00071739 | 5.2729e-07 | 0 | 5.2729e-07 | 8.0291e-07 | 0 | 8.0291e-07 | 0 | 0 | 0 | 0 | 0 | 0
[79 empty] | WLDFR | HFTD - Distribution - Tier 2 - 5QU CoRE ¦ 2QU LoRE | Red Flag Warning - Small Fires | 2022 | 6.8888e-06 | 7.2739e-06 | 9.6695e-06 | 0 | 0.077901 | 0.036425 | 0.0015809 | 0.039895 | 0 | 0 | 0 | 0 | 0.00070831 | 5.3664e-07 | 0 | 5.3664e-07 | 5.6664e-07 | 0 | 5.6664e-07 | 7.5326e-07 | 0 | 7.5326e-07 | 0 | 0 | 0
[79 empty] | WLDFR | HFTD - Distribution - Tier 2 - 5QU CoRE ¦ 2QU LoRE | Red Flag Warning - Small Fires | 2023 | 6.8888e-06 | 7.2739e-06 | 6.7042e-06 | 9.2091e-06 | 0.080408 | 0.03759 | 0.0016314 | 0.041187 | 0 | 0 | 0 | 0 | 0.00070831 | 5.5392e-07 | 0 | 5.5392e-07 | 5.8489e-07 | 0 | 5.8489e-07 | 5.3907e-07 | 0 | 5.3907e-07 | 7.4048e-07 | 0 | 7.4048e-07
[79 empty] | WLDFR | HFTD - Distribution - Tier 2 - 5QU CoRE ¦ 2QU LoRE | Red Flag Warning - Small Fires | 2024 | 6.8888e-06 | 7.2739e-06 | 6.7042e-06 | 6.3849e-06 | 0.080408 | 0.03759 | 0.0016314 | 0.041187 | 0 | 0 | 0 | 0 | 0.00070831 | 5.5392e-07 | 0 | 5.5392e-07 | 5.8489e-07 | 0 | 5.8489e-07 | 5.3907e-07 | 0 | 5.3907e-07 | 5.134e-07 | 0 | 5.134e-07
[79 empty] | WLDFR | HFTD - Distribution - Tier 2 - 5QU CoRE ¦ 2QU LoRE | Red Flag Warning - Small Fires | 2025 | 6.8888e-06 | 7.2739e-06 | 6.7042e-06 | 6.3849e-06 | 0.080408 | 0.03759 | 0.0016314 | 0.041187 | 0 | 0 | 0 | 0 | 0.00070831 | 5.5392e-07 | 0 | 5.5392e-07 | 5.8489e-07 | 0 | 5.8489e-07 | 5.3907e-07 | 0 | 5.3907e-07 | 5.134e-07 | 0 | 5.134e-07
[79 empty] | WLDFR | HFTD - Distribution - Tier 2 - 5QU CoRE ¦ 2QU LoRE | Red Flag Warning - Small Fires | 2026 | 6.8888e-06 | 7.2739e-06 | 6.7042e-06 | 6.3849e-06 | 0.080408 | 0.03759 | 0.0016314 | 0.041187 | 0 | 0 | 0 | 0 | 0.00070831 | 5.5392e-07 | 0 | 5.5392e-07 | 5.8489e-07 | 0 | 5.8489e-07 | 5.3907e-07 | 0 | 5.3907e-07 | 5.134e-07 | 0 | 5.134e-07
[79 empty] | WLDFR | HFTD - Distribution - Tier 2 - 5QU CoRE ¦ 2QU LoRE | Red Flag Warning - Small Fires | 2027 | 6.8888e-06 | 7.2739e-06 | 6.7042e-06 | 6.3849e-06 | 0.080408 | 0.03759 | 0.0016314 | 0.041187 | 0 | 0 | 0 | 0 | 0.00070831 | 5.5392e-07 | 0 | 5.5392e-07 | 5.8489e-07 | 0 | 5.8489e-07 | 5.3907e-07 | 0 | 5.3907e-07 | 5.134e-07 | 0 | 5.134e-07
[79 empty] | WLDFR | HFTD - Distribution - Tier 2 - 5QU CoRE ¦ 2QU LoRE | Red Flag Warning - Small Fires | 2028 | 6.8888e-06 | 7.2739e-06 | 6.7042e-06 | 6.3849e-06 | 0.083606 | 0.039055 | 0.001695 | 0.042856 | 0 | 0 | 0 | 0 | 0.00070831 | 5.7595e-07 | 0 | 5.7595e-07 | 6.0815e-07 | 0 | 6.0815e-07 | 5.6051e-07 | 0 | 5.6051e-07 | 5.3382e-07 | 0 | 5.3382e-07
[79 empty] | WLDFR | HFTD - Distribution - Tier 2 - 5QU CoRE ¦ 2QU LoRE | Red Flag Warning - Small Fires | 2029 | 6.8888e-06 | 7.2739e-06 | 6.7042e-06 | 6.3849e-06 | 0.083606 | 0.039055 | 0.001695 | 0.042856 | 0 | 0 | 0 | 0 | 0.00070831 | 5.7595e-07 | 0 | 5.7595e-07 | 6.0815e-07 | 0 | 6.0815e-07 | 5.6051e-07 | 0 | 5.6051e-07 | 5.3382e-07 | 0 | 5.3382e-07
[79 empty] | WLDFR | HFTD - Distribution - Tier 2 - 5QU CoRE ¦ 2QU LoRE | Red Flag Warning - Small Fires | 2030 | 6.8888e-06 | 7.2739e-06 | 6.7042e-06 | 6.3849e-06 | 0.083606 | 0.039055 | 0.001695 | 0.042856 | 0 | 0 | 0 | 0 | 0.00070831 | 5.7595e-07 | 0 | 5.7595e-07 | 6.0815e-07 | 0 | 6.0815e-07 | 5.6051e-07 | 0 | 5.6051e-07 | 5.3382e-07 | 0 | 5.3382e-07
[79 empty] | WLDFR | HFTD - Distribution - Tier 2 - 5QU CoRE ¦ 2QU LoRE | Red Flag Warning - Small Fires | 2031 | 6.8888e-06 | 7.2739e-06 | 6.7042e-06 | 6.3849e-06 | 0.083606 | 0.039055 | 0.001695 | 0.042856 | 0 | 0 | 0 | 0 | 0.00070831 | 5.7595e-07 | 0 | 5.7595e-07 | 6.0815e-07 | 0 | 6.0815e-07 | 5.6051e-07 | 0 | 5.6051e-07 | 5.3382e-07 | 0 | 5.3382e-07
[79 empty] | WLDFR | HFTD - Distribution - Tier 2 - 5QU CoRE ¦ 2QU LoRE | Red Flag Warning - Small Fires | 2032 | 6.8888e-06 | 7.2739e-06 | 6.7042e-06 | 6.3849e-06 | 0.083606 | 0.039055 | 0.001695 | 0.042856 | 0 | 0 | 0 | 0 | 0.00070831 | 5.7595e-07 | 0 | 5.7595e-07 | 6.0815e-07 | 0 | 6.0815e-07 | 5.6051e-07 | 0 | 5.6051e-07 | 5.3382e-07 | 0 | 5.3382e-07
[79 empty] | WLDFR | HFTD - Distribution - Tier 2 - 5QU CoRE ¦ 2QU LoRE | Red Flag Warning - Small Fires | 2033 | 6.8888e-06 | 7.2739e-06 | 6.7042e-06 | 6.3849e-06 | 0.087211 | 0.040679 | 0.0017655 | 0.044766 | 0 | 0 | 0 | 0 | 0.00070831 | 6.0078e-07 | 0 | 6.0078e-07 | 6.3437e-07 | 0 | 6.3437e-07 | 5.8468e-07 | 0 | 5.8468e-07 | 5.5684e-07 | 0 | 5.5684e-07
[79 empty] | WLDFR | HFTD - Distribution - Tier 2 - 5QU CoRE ¦ 2QU LoRE | Red Flag Warning - Small Fires | 2034 | 6.8888e-06 | 7.2739e-06 | 6.7042e-06 | 6.3849e-06 | 0.087211 | 0.040679 | 0.0017655 | 0.044766 | 0 | 0 | 0 | 0 | 0.00070831 | 6.0078e-07 | 0 | 6.0078e-07 | 6.3437e-07 | 0 | 6.3437e-07 | 5.8468e-07 | 0 | 5.8468e-07 | 5.5684e-07 | 0 | 5.5684e-07
[79 empty] | WLDFR | HFTD - Distribution - Tier 2 - 5QU CoRE ¦ 2QU LoRE | Red Flag Warning - Small Fires | 2035 | 6.8888e-06 | 7.2739e-06 | 6.7042e-06 | 6.3849e-06 | 0.087211 | 0.040679 | 0.0017655 | 0.044766 | 0 | 0 | 0 | 0 | 0.00070831 | 6.0078e-07 | 0 | 6.0078e-07 | 6.3437e-07 | 0 | 6.3437e-07 | 5.8468e-07 | 0 | 5.8468e-07 | 5.5684e-07 | 0 | 5.5684e-07
[79 empty] | WLDFR | HFTD - Distribution - Tier 2 - 5QU CoRE ¦ 2QU LoRE | Red Flag Warning - Small Fires | 2036 | 6.8888e-06 | 7.2739e-06 | 6.7042e-06 | 6.3849e-06 | 0.087211 | 0.040679 | 0.0017655 | 0.044766 | 0 | 0 | 0 | 0 | 0.00070831 | 6.0078e-07 | 0 | 6.0078e-07 | 6.3437e-07 | 0 | 6.3437e-07 | 5.8468e-07 | 0 | 5.8468e-07 | 5.5684e-07 | 0 | 5.5684e-07
[79 empty] | WLDFR | HFTD - Distribution - Tier 2 - 5QU CoRE ¦ 2QU LoRE | Red Flag Warning - Small Fires | 2037 | 6.8888e-06 | 7.2739e-06 | 6.7042e-06 | 6.3849e-06 | 0.087211 | 0.040679 | 0.0017655 | 0.044766 | 0 | 0 | 0 | 0 | 0.00070831 | 6.0078e-07 | 0 | 6.0078e-07 | 6.3437e-07 | 0 | 6.3437e-07 | 5.8468e-07 | 0 | 5.8468e-07 | 5.5684e-07 | 0 | 5.5684e-07
[79 empty] | WLDFR | HFTD - Distribution - Tier 2 - 5QU CoRE ¦ 2QU LoRE | Red Flag Warning - Small Fires | 2038 | 6.8888e-06 | 7.2739e-06 | 6.7042e-06 | 6.3849e-06 | 0.091184 | 0.042438 | 0.0018418 | 0.046905 | 0 | 0 | 0 | 0 | 0.00070831 | 6.2815e-07 | 0 | 6.2815e-07 | 6.6327e-07 | 0 | 6.6327e-07 | 6.1132e-07 | 0 | 6.1132e-07 | 5.8221e-07 | 0 | 5.8221e-07
[79 empty] | WLDFR | HFTD - Distribution - Tier 2 - 5QU CoRE ¦ 2QU LoRE | Red Flag Warning - Small Fires | 2039 | 6.8888e-06 | 7.2739e-06 | 6.7042e-06 | 6.3849e-06 | 0.091184 | 0.042438 | 0.0018418 | 0.046905 | 0 | 0 | 0 | 0 | 0.00070831 | 6.2815e-07 | 0 | 6.2815e-07 | 6.6327e-07 | 0 | 6.6327e-07 | 6.1132e-07 | 0 | 6.1132e-07 | 5.8221e-07 | 0 | 5.8221e-07
[79 empty] | WLDFR | HFTD - Distribution - Tier 2 - 5QU CoRE ¦ 2QU LoRE | Red Flag Warning - Small Fires | 2040 | 6.8888e-06 | 7.2739e-06 | 6.7042e-06 | 6.3849e-06 | 0.091184 | 0.042438 | 0.0018418 | 0.046905 | 0 | 0 | 0 | 0 | 0.00070831 | 6.2815e-07 | 0 | 6.2815e-07 | 6.6327e-07 | 0 | 6.6327e-07 | 6.1132e-07 | 0 | 6.1132e-07 | 5.8221e-07 | 0 | 5.8221e-07
[79 empty] | WLDFR | HFTD - Distribution - Tier 2 - 5QU CoRE ¦ 2QU LoRE | Red Flag Warning - Small Fires | 2041 | 6.8888e-06 | 7.2739e-06 | 6.7042e-06 | 6.3849e-06 | 0.091184 | 0.042438 | 0.0018418 | 0.046905 | 0 | 0 | 0 | 0 | 0.00070831 | 6.2815e-07 | 0 | 6.2815e-07 | 6.6327e-07 | 0 | 6.6327e-07 | 6.1132e-07 | 0 | 6.1132e-07 | 5.8221e-07 | 0 | 5.8221e-07
[79 empty] | WLDFR | HFTD - Distribution - Tier 2 - 5QU CoRE ¦ 2QU LoRE | Red Flag Warning - Small Fires | 2042 | 6.8888e-06 | 7.2739e-06 | 6.7042e-06 | 6.3849e-06 | 0.091184 | 0.042438 | 0.0018418 | 0.046905 | 0 | 0 | 0 | 0 | 0.00070831 | 6.2815e-07 | 0 | 6.2815e-07 | 6.6327e-07 | 0 | 6.6327e-07 | 6.1132e-07 | 0 | 6.1132e-07 | 5.8221e-07 | 0 | 5.8221e-07
[79 empty] | WLDFR | HFTD - Distribution - Tier 2 - 5QU CoRE ¦ 2QU LoRE | Red Flag Warning - Small Fires | 2043 | 6.8888e-06 | 7.2739e-06 | 6.7042e-06 | 6.3849e-06 | 0.095486 | 0.044306 | 0.0019228 | 0.049257 | 0 | 0 | 0 | 0 | 0.00070831 | 6.5778e-07 | 0 | 6.5778e-07 | 6.9456e-07 | 0 | 6.9456e-07 | 6.4015e-07 | 0 | 6.4015e-07 | 6.0967e-07 | 0 | 6.0967e-07
[79 empty] | WLDFR | HFTD - Distribution - Tier 2 - 5QU CoRE ¦ 2QU LoRE | Red Flag Warning - Small Fires | 2044 | 6.8888e-06 | 7.2739e-06 | 6.7042e-06 | 6.3849e-06 | 0.095486 | 0.044306 | 0.0019228 | 0.049257 | 0 | 0 | 0 | 0 | 0.00070831 | 6.5778e-07 | 0 | 6.5778e-07 | 6.9456e-07 | 0 | 6.9456e-07 | 6.4015e-07 | 0 | 6.4015e-07 | 6.0967e-07 | 0 | 6.0967e-07
[79 empty] | WLDFR | HFTD - Distribution - Tier 2 - 5QU CoRE ¦ 2QU LoRE | Red Flag Warning - Small Fires | 2045 | 6.8888e-06 | 7.2739e-06 | 6.7042e-06 | 6.3849e-06 | 0.095486 | 0.044306 | 0.0019228 | 0.049257 | 0 | 0 | 0 | 0 | 0.00070831 | 6.5778e-07 | 0 | 6.5778e-07 | 6.9456e-07 | 0 | 6.9456e-07 | 6.4015e-07 | 0 | 6.4015e-07 | 6.0967e-07 | 0 | 6.0967e-07
[79 empty] | WLDFR | HFTD - Distribution - Tier 2 - 5QU CoRE ¦ 2QU LoRE | Red Flag Warning - Small Fires | 2046 | 6.8888e-06 | 7.2739e-06 | 6.7042e-06 | 6.3849e-06 | 0.095486 | 0.044306 | 0.0019228 | 0.049257 | 0 | 0 | 0 | 0 | 0.00070831 | 6.5778e-07 | 0 | 6.5778e-07 | 6.9456e-07 | 0 | 6.9456e-07 | 6.4015e-07 | 0 | 6.4015e-07 | 6.0967e-07 | 0 | 6.0967e-07
[79 empty] | WLDFR | HFTD - Distribution - Tier 2 - 5QU CoRE ¦ 2QU LoRE | Red Flag Warning - Small Fires | 2047 | 6.8888e-06 | 7.2739e-06 | 6.7042e-06 | 6.3849e-06 | 0.095486 | 0.044306 | 0.0019228 | 0.049257 | 0 | 0 | 0 | 0 | 0.00070831 | 6.5778e-07 | 0 | 6.5778e-07 | 6.9456e-07 | 0 | 6.9456e-07 | 6.4015e-07 | 0 | 6.4015e-07 | 6.0967e-07 | 0 | 6.0967e-07
[79 empty] | WLDFR | HFTD - Distribution - Tier 2 - 5QU CoRE ¦ 2QU LoRE | Red Flag Warning - Small Fires | 2048 | 6.8888e-06 | 7.2739e-06 | 6.7042e-06 | 6.3849e-06 | 0.10007 | 0.04626 | 0.0020076 | 0.051804 | 0 | 0 | 0 | 0 | 0.00070831 | 6.8937e-07 | 0 | 6.8937e-07 | 7.2792e-07 | 0 | 7.2792e-07 | 6.709e-07 | 0 | 6.709e-07 | 6.3895e-07 | 0 | 6.3895e-07
[79 empty] | WLDFR | HFTD - Distribution - Tier 2 - 5QU CoRE ¦ 2QU LoRE | Red Flag Warning - Small Fires | 2049 | 6.8888e-06 | 7.2739e-06 | 6.7042e-06 | 6.3849e-06 | 0.10007 | 0.04626 | 0.0020076 | 0.051804 | 0 | 0 | 0 | 0 | 0.00070831 | 6.8937e-07 | 0 | 6.8937e-07 | 7.2792e-07 | 0 | 7.2792e-07 | 6.709e-07 | 0 | 6.709e-07 | 6.3895e-07 | 0 | 6.3895e-07
[79 empty] | WLDFR | HFTD - Distribution - Tier 2 - 5QU CoRE ¦ 2QU LoRE | Red Flag Warning - Small Fires | 2050 | 0 | 7.2739e-06 | 6.7042e-06 | 6.3849e-06 | 0.10007 | 0.04626 | 0.0020076 | 0.051804 | 0 | 0 | 0 | 0 | 0.00070831 | 0 | 0 | 0 | 7.2792e-07 | 0 | 7.2792e-07 | 6.709e-07 | 0 | 6.709e-07 | 6.3895e-07 | 0 | 6.3895e-07
[79 empty] | WLDFR | HFTD - Distribution - Tier 2 - 5QU CoRE ¦ 2QU LoRE | Red Flag Warning - Small Fires | 2051 | 0 | 0 | 6.7042e-06 | 6.3849e-06 | 0.10007 | 0.04626 | 0.0020076 | 0.051804 | 0 | 0 | 0 | 0 | 0.00070831 | 0 | 0 | 0 | 0 | 0 | 0 | 6.709e-07 | 0 | 6.709e-07 | 6.3895e-07 | 0 | 6.3895e-07
[79 empty] | WLDFR | HFTD - Distribution - Tier 2 - 5QU CoRE ¦ 2QU LoRE | Red Flag Warning - Small Fires | 2052 | 0 | 0 | 0 | 6.3849e-06 | 0.10007 | 0.04626 | 0.0020076 | 0.051804 | 0 | 0 | 0 | 0 | 0.00070831 | 0 | 0 | 0 | 0 | 0 | 0 | 0 | 0 | 0 | 6.3895e-07 | 0 | 6.3895e-07
[79 empty] | WLDFR | HFTD - Distribution - Tier 2 - 5QU CoRE ¦ 2QU LoRE | Seismic - Non-Red Flag Warning - Catastrophic Fires | 2020 | 5.7977e-12 | 0 | 0 | 0 | 21083.8428 | 409.2237 | 13469.0878 | 7205.5313 | 0 | 0 | 0 | 0 | 9.5795e-10 | 1.2224e-07 | 0 | 1.2224e-07 | 0 | 0 | 0 | 0 | 0 | 0 | 0 | 0 | 0
[79 empty] | WLDFR | HFTD - Distribution - Tier 2 - 5QU CoRE ¦ 2QU LoRE | Seismic - Non-Red Flag Warning - Catastrophic Fires | 2021 | 0 | 6.1219e-12 | 0 | 0 | 21083.8428 | 409.2237 | 13469.0878 | 7205.5313 | 0 | 0 | 0 | 0 | 9.5795e-10 | 0 | 0 | 0 | 1.2907e-07 | 0 | 1.2907e-07 | 0 | 0 | 0 | 0 | 0 | 0
[79 empty] | WLDFR | HFTD - Distribution - Tier 2 - 5QU CoRE ¦ 2QU LoRE | Seismic - Non-Red Flag Warning - Catastrophic Fires | 2022 | 0 | 0 | 5.5762e-12 | 0 | 21083.8428 | 409.2237 | 13469.0878 | 7205.5313 | 0 | 0 | 0 | 0 | 9.1549e-10 | 0 | 0 | 0 | 0 | 0 | 0 | 1.1757e-07 | 0 | 1.1757e-07 | 0 | 0 | 0
[79 empty] | WLDFR | HFTD - Distribution - Tier 2 - 5QU CoRE ¦ 2QU LoRE | Seismic - Non-Red Flag Warning - Catastrophic Fires | 2023 | 0 | 0 | 0 | 5.3106e-12 | 21835.9781 | 428.6023 | 13939.561 | 7467.8148 | 0 | 0 | 0 | 0 | 9.1549e-10 | 0 | 0 | 0 | 0 | 0 | 0 | 0 | 0 | 0 | 1.1596e-07 | 0 | 1.1596e-07
[79 empty] | WLDFR | HFTD - Distribution - Tier 2 - 5QU CoRE ¦ 2QU LoRE | Seismic - Red Flag Warning - Catastrophic Fires | 2020 | 2.5e-10 | 0 | 0 | 0 | 21083.8428 | 409.2237 | 13469.0878 | 7205.5313 | 0 | 0 | 0 | 0 | 4.1306e-08 | 5.2709e-06 | 0 | 5.2709e-06 | 0 | 0 | 0 | 0 | 0 | 0 | 0 | 0 | 0
[79 empty] | WLDFR | HFTD - Distribution - Tier 2 - 5QU CoRE ¦ 2QU LoRE | Seismic - Red Flag Warning - Catastrophic Fires | 2021 | 0 | 2.6397e-10 | 0 | 0 | 21083.8428 | 409.2237 | 13469.0878 | 7205.5313 | 0 | 0 | 0 | 0 | 4.1306e-08 | 0 | 0 | 0 | 5.5656e-06 | 0 | 5.5656e-06 | 0 | 0 | 0 | 0 | 0 | 0
[79 empty] | WLDFR | HFTD - Distribution - Tier 2 - 5QU CoRE ¦ 2QU LoRE | Seismic - Red Flag Warning - Catastrophic Fires | 2022 | 0 | 0 | 2.4044e-10 | 0 | 21083.8428 | 409.2237 | 13469.0878 | 7205.5313 | 0 | 0 | 0 | 0 | 3.9475e-08 | 0 | 0 | 0 | 0 | 0 | 0 | 5.0694e-06 | 0 | 5.0694e-06 | 0 | 0 | 0
[79 empty] | WLDFR | HFTD - Distribution - Tier 2 - 5QU CoRE ¦ 2QU LoRE | Seismic - Red Flag Warning - Catastrophic Fires | 2023 | 0 | 0 | 0 | 2.2899e-10 | 21835.9781 | 428.6023 | 13939.561 | 7467.8148 | 0 | 0 | 0 | 0 | 3.9475e-08 | 0 | 0 | 0 | 0 | 0 | 0 | 0 | 0 | 0 | 5.0003e-06 | 0 | 5.0003e-06
[79 empty] | WLDFR | HFTD - Distribution - Tier 2 - 5QU CoRE ¦ 3QU LoRE | Non-Red Flag Warning - Catastrophic Fires | 2020 | 1.4868e-10 | 0 | 0 | 0 | 14146.1306 | 222.2294 | 8585.7228 | 5338.1784 | 0 | 0 | 0 | 0 | 6.7727e-08 | 2.1033e-06 | 0 | 2.1033e-06 | 0 | 0 | 0 | 0 | 0 | 0 | 0 | 0 | 0
[79 empty] | WLDFR | HFTD - Distribution - Tier 2 - 5QU CoRE ¦ 3QU LoRE | Non-Red Flag Warning - Catastrophic Fires | 2021 | 8.2882e-11 | 1.57e-10 | 0 | 0 | 14146.1306 | 222.2294 | 8585.7228 | 5338.1784 | 0 | 0 | 0 | 0 | 6.7727e-08 | 1.1725e-06 | 0 | 1.1725e-06 | 2.2209e-06 | 0 | 2.2209e-06 | 0 | 0 | 0 | 0 | 0 | 0
[79 empty] | WLDFR | HFTD - Distribution - Tier 2 - 5QU CoRE ¦ 3QU LoRE | Non-Red Flag Warning - Catastrophic Fires | 2022 | 7.4457e-11 | 7.862e-11 | 1.4741e-10 | 0 | 14146.1306 | 222.2294 | 8585.7228 | 5338.1784 | 0 | 0 | 0 | 0 | 8.3024e-08 | 1.0533e-06 | 0 | 1.0533e-06 | 1.1122e-06 | 0 | 1.1122e-06 | 2.0853e-06 | 0 | 2.0853e-06 | 0 | 0 | 0
[79 empty] | WLDFR | HFTD - Distribution - Tier 2 - 5QU CoRE ¦ 3QU LoRE | Non-Red Flag Warning - Catastrophic Fires | 2023 | 7.4457e-11 | 7.862e-11 | 7.9665e-11 | 1.4039e-10 | 14664.6376 | 233.2301 | 8896.516 | 5534.8915 | 0 | 0 | 0 | 0 | 8.3024e-08 | 1.0919e-06 | 0 | 1.0919e-06 | 1.1529e-06 | 0 | 1.1529e-06 | 1.1683e-06 | 0 | 1.1683e-06 | 2.0588e-06 | 0 | 2.0588e-06
[79 empty] | WLDFR | HFTD - Distribution - Tier 2 - 5QU CoRE ¦ 3QU LoRE | Non-Red Flag Warning - Catastrophic Fires | 2024 | 7.4457e-11 | 7.862e-11 | 7.9665e-11 | 7.5871e-11 | 14664.6376 | 233.2301 | 8896.516 | 5534.8915 | 0 | 0 | 0 | 0 | 8.3024e-08 | 1.0919e-06 | 0 | 1.0919e-06 | 1.1529e-06 | 0 | 1.1529e-06 | 1.1683e-06 | 0 | 1.1683e-06 | 1.1126e-06 | 0 | 1.1126e-06
[79 empty] | WLDFR | HFTD - Distribution - Tier 2 - 5QU CoRE ¦ 3QU LoRE | Non-Red Flag Warning - Catastrophic Fires | 2025 | 7.4457e-11 | 7.862e-11 | 7.9665e-11 | 7.5871e-11 | 14664.6376 | 233.2301 | 8896.516 | 5534.8915 | 0 | 0 | 0 | 0 | 8.3024e-08 | 1.0919e-06 | 0 | 1.0919e-06 | 1.1529e-06 | 0 | 1.1529e-06 | 1.1683e-06 | 0 | 1.1683e-06 | 1.1126e-06 | 0 | 1.1126e-06
[79 empty] | WLDFR | HFTD - Distribution - Tier 2 - 5QU CoRE ¦ 3QU LoRE | Non-Red Flag Warning - Catastrophic Fires | 2026 | 7.4457e-11 | 7.862e-11 | 7.9665e-11 | 7.5871e-11 | 14664.6376 | 233.2301 | 8896.516 | 5534.8915 | 0 | 0 | 0 | 0 | 8.3024e-08 | 1.0919e-06 | 0 | 1.0919e-06 | 1.1529e-06 | 0 | 1.1529e-06 | 1.1683e-06 | 0 | 1.1683e-06 | 1.1126e-06 | 0 | 1.1126e-06
[79 empty] | WLDFR | HFTD - Distribution - Tier 2 - 5QU CoRE ¦ 3QU LoRE | Non-Red Flag Warning - Catastrophic Fires | 2027 | 7.4457e-11 | 7.862e-11 | 7.9665e-11 | 7.5871e-11 | 14664.6376 | 233.2301 | 8896.516 | 5534.8915 | 0 | 0 | 0 | 0 | 8.3024e-08 | 1.0919e-06 | 0 | 1.0919e-06 | 1.1529e-06 | 0 | 1.1529e-06 | 1.1683e-06 | 0 | 1.1683e-06 | 1.1126e-06 | 0 | 1.1126e-06
[79 empty] | WLDFR | HFTD - Distribution - Tier 2 - 5QU CoRE ¦ 3QU LoRE | Non-Red Flag Warning - Catastrophic Fires | 2028 | 7.4457e-11 | 7.862e-11 | 7.9665e-11 | 7.5871e-11 | 15317.9909 | 247.273 | 9287.6491 | 5783.0689 | 0 | 0 | 0 | 0 | 8.3024e-08 | 1.1405e-06 | 0 | 1.1405e-06 | 1.2043e-06 | 0 | 1.2043e-06 | 1.2203e-06 | 0 | 1.2203e-06 | 1.1622e-06 | 0 | 1.1622e-06
[79 empty] | WLDFR | HFTD - Distribution - Tier 2 - 5QU CoRE ¦ 3QU LoRE | Non-Red Flag Warning - Catastrophic Fires | 2029 | 7.4457e-11 | 7.862e-11 | 7.9665e-11 | 7.5871e-11 | 15317.9909 | 247.273 | 9287.6491 | 5783.0689 | 0 | 0 | 0 | 0 | 8.3024e-08 | 1.1405e-06 | 0 | 1.1405e-06 | 1.2043e-06 | 0 | 1.2043e-06 | 1.2203e-06 | 0 | 1.2203e-06 | 1.1622e-06 | 0 | 1.1622e-06
[79 empty] | WLDFR | HFTD - Distribution - Tier 2 - 5QU CoRE ¦ 3QU LoRE | Non-Red Flag Warning - Catastrophic Fires | 2030 | 7.4457e-11 | 7.862e-11 | 7.9665e-11 | 7.5871e-11 | 15317.9909 | 247.273 | 9287.6491 | 5783.0689 | 0 | 0 | 0 | 0 | 8.3024e-08 | 1.1405e-06 | 0 | 1.1405e-06 | 1.2043e-06 | 0 | 1.2043e-06 | 1.2203e-06 | 0 | 1.2203e-06 | 1.1622e-06 | 0 | 1.1622e-06
[79 empty] | WLDFR | HFTD - Distribution - Tier 2 - 5QU CoRE ¦ 3QU LoRE | Non-Red Flag Warning - Catastrophic Fires | 2031 | 7.4457e-11 | 7.862e-11 | 7.9665e-11 | 7.5871e-11 | 15317.9909 | 247.273 | 9287.6491 | 5783.0689 | 0 | 0 | 0 | 0 | 8.3024e-08 | 1.1405e-06 | 0 | 1.1405e-06 | 1.2043e-06 | 0 | 1.2043e-06 | 1.2203e-06 | 0 | 1.2203e-06 | 1.1622e-06 | 0 | 1.1622e-06
[79 empty] | WLDFR | HFTD - Distribution - Tier 2 - 5QU CoRE ¦ 3QU LoRE | Non-Red Flag Warning - Catastrophic Fires | 2032 | 7.4457e-11 | 7.862e-11 | 7.9665e-11 | 7.5871e-11 | 15317.9909 | 247.273 | 9287.6491 | 5783.0689 | 0 | 0 | 0 | 0 | 8.3024e-08 | 1.1405e-06 | 0 | 1.1405e-06 | 1.2043e-06 | 0 | 1.2043e-06 | 1.2203e-06 | 0 | 1.2203e-06 | 1.1622e-06 | 0 | 1.1622e-06
[79 empty] | WLDFR | HFTD - Distribution - Tier 2 - 5QU CoRE ¦ 3QU LoRE | Non-Red Flag Warning - Catastrophic Fires | 2033 | 7.4457e-11 | 7.862e-11 | 7.9665e-11 | 7.5871e-11 | 16044.1264 | 263.1074 | 9721.74 | 6059.2791 | 0 | 0 | 0 | 0 | 8.3024e-08 | 1.1946e-06 | 0 | 1.1946e-06 | 1.2614e-06 | 0 | 1.2614e-06 | 1.2782e-06 | 0 | 1.2782e-06 | 1.2173e-06 | 0 | 1.2173e-06
[79 empty] | WLDFR | HFTD - Distribution - Tier 2 - 5QU CoRE ¦ 3QU LoRE | Non-Red Flag Warning - Catastrophic Fires | 2034 | 7.4457e-11 | 7.862e-11 | 7.9665e-11 | 7.5871e-11 | 16044.1264 | 263.1074 | 9721.74 | 6059.2791 | 0 | 0 | 0 | 0 | 8.3024e-08 | 1.1946e-06 | 0 | 1.1946e-06 | 1.2614e-06 | 0 | 1.2614e-06 | 1.2782e-06 | 0 | 1.2782e-06 | 1.2173e-06 | 0 | 1.2173e-06
[79 empty] | WLDFR | HFTD - Distribution - Tier 2 - 5QU CoRE ¦ 3QU LoRE | Non-Red Flag Warning - Catastrophic Fires | 2035 | 7.4457e-11 | 7.862e-11 | 7.9665e-11 | 7.5871e-11 | 16044.1264 | 263.1074 | 9721.74 | 6059.2791 | 0 | 0 | 0 | 0 | 8.3024e-08 | 1.1946e-06 | 0 | 1.1946e-06 | 1.2614e-06 | 0 | 1.2614e-06 | 1.2782e-06 | 0 | 1.2782e-06 | 1.2173e-06 | 0 | 1.2173e-06
[79 empty] | WLDFR | HFTD - Distribution - Tier 2 - 5QU CoRE ¦ 3QU LoRE | Non-Red Flag Warning - Catastrophic Fires | 2036 | 7.4457e-11 | 7.862e-11 | 7.9665e-11 | 7.5871e-11 | 16044.1264 | 263.1074 | 9721.74 | 6059.2791 | 0 | 0 | 0 | 0 | 8.3024e-08 | 1.1946e-06 | 0 | 1.1946e-06 | 1.2614e-06 | 0 | 1.2614e-06 | 1.2782e-06 | 0 | 1.2782e-06 | 1.2173e-06 | 0 | 1.2173e-06
[79 empty] | WLDFR | HFTD - Distribution - Tier 2 - 5QU CoRE ¦ 3QU LoRE | Non-Red Flag Warning - Catastrophic Fires | 2037 | 7.4457e-11 | 7.862e-11 | 7.9665e-11 | 7.5871e-11 | 16044.1264 | 263.1074 | 9721.74 | 6059.2791 | 0 | 0 | 0 | 0 | 8.3024e-08 | 1.1946e-06 | 0 | 1.1946e-06 | 1.2614e-06 | 0 | 1.2614e-06 | 1.2782e-06 | 0 | 1.2782e-06 | 1.2173e-06 | 0 | 1.2173e-06
[79 empty] | WLDFR | HFTD - Distribution - Tier 2 - 5QU CoRE ¦ 3QU LoRE | Non-Red Flag Warning - Catastrophic Fires | 2038 | 7.4457e-11 | 7.862e-11 | 7.9665e-11 | 7.5871e-11 | 16832.3912 | 280.5544 | 10192.2718 | 6359.5651 | 0 | 0 | 0 | 0 | 8.3024e-08 | 1.2533e-06 | 0 | 1.2533e-06 | 1.3234e-06 | 0 | 1.3234e-06 | 1.341e-06 | 0 | 1.341e-06 | 1.2771e-06 | 0 | 1.2771e-06
[79 empty] | WLDFR | HFTD - Distribution - Tier 2 - 5QU CoRE ¦ 3QU LoRE | Non-Red Flag Warning - Catastrophic Fires | 2039 | 7.4457e-11 | 7.862e-11 | 7.9665e-11 | 7.5871e-11 | 16832.3912 | 280.5544 | 10192.2718 | 6359.5651 | 0 | 0 | 0 | 0 | 8.3024e-08 | 1.2533e-06 | 0 | 1.2533e-06 | 1.3234e-06 | 0 | 1.3234e-06 | 1.341e-06 | 0 | 1.341e-06 | 1.2771e-06 | 0 | 1.2771e-06
[79 empty] | WLDFR | HFTD - Distribution - Tier 2 - 5QU CoRE ¦ 3QU LoRE | Non-Red Flag Warning - Catastrophic Fires | 2040 | 7.4457e-11 | 7.862e-11 | 7.9665e-11 | 7.5871e-11 | 16832.3912 | 280.5544 | 10192.2718 | 6359.5651 | 0 | 0 | 0 | 0 | 8.3024e-08 | 1.2533e-06 | 0 | 1.2533e-06 | 1.3234e-06 | 0 | 1.3234e-06 | 1.341e-06 | 0 | 1.341e-06 | 1.2771e-06 | 0 | 1.2771e-06
[79 empty] | WLDFR | HFTD - Distribution - Tier 2 - 5QU CoRE ¦ 3QU LoRE | Non-Red Flag Warning - Catastrophic Fires | 2041 | 7.4457e-11 | 7.862e-11 | 7.9665e-11 | 7.5871e-11 | 16832.3912 | 280.5544 | 10192.2718 | 6359.5651 | 0 | 0 | 0 | 0 | 8.3024e-08 | 1.2533e-06 | 0 | 1.2533e-06 | 1.3234e-06 | 0 | 1.3234e-06 | 1.341e-06 | 0 | 1.341e-06 | 1.2771e-06 | 0 | 1.2771e-06
[79 empty] | WLDFR | HFTD - Distribution - Tier 2 - 5QU CoRE ¦ 3QU LoRE | Non-Red Flag Warning - Catastrophic Fires | 2042 | 7.4457e-11 | 7.862e-11 | 7.9665e-11 | 7.5871e-11 | 16832.3912 | 280.5544 | 10192.2718 | 6359.5651 | 0 | 0 | 0 | 0 | 8.3024e-08 | 1.2533e-06 | 0 | 1.2533e-06 | 1.3234e-06 | 0 | 1.3234e-06 | 1.341e-06 | 0 | 1.341e-06 | 1.2771e-06 | 0 | 1.2771e-06
[79 empty] | WLDFR | HFTD - Distribution - Tier 2 - 5QU CoRE ¦ 3QU LoRE | Non-Red Flag Warning - Catastrophic Fires | 2043 | 7.4457e-11 | 7.862e-11 | 7.9665e-11 | 7.5871e-11 | 17672.0852 | 299.42 | 10692.7362 | 6679.929 | 0 | 0 | 0 | 0 | 8.3024e-08 | 1.3158e-06 | 0 | 1.3158e-06 | 1.3894e-06 | 0 | 1.3894e-06 | 1.4078e-06 | 0 | 1.4078e-06 | 1.3408e-06 | 0 | 1.3408e-06
[79 empty] | WLDFR | HFTD - Distribution - Tier 2 - 5QU CoRE ¦ 3QU LoRE | Non-Red Flag Warning - Catastrophic Fires | 2044 | 7.4457e-11 | 7.862e-11 | 7.9665e-11 | 7.5871e-11 | 17672.0852 | 299.42 | 10692.7362 | 6679.929 | 0 | 0 | 0 | 0 | 8.3024e-08 | 1.3158e-06 | 0 | 1.3158e-06 | 1.3894e-06 | 0 | 1.3894e-06 | 1.4078e-06 | 0 | 1.4078e-06 | 1.3408e-06 | 0 | 1.3408e-06
[79 empty] | WLDFR | HFTD - Distribution - Tier 2 - 5QU CoRE ¦ 3QU LoRE | Non-Red Flag Warning - Catastrophic Fires | 2045 | 7.4457e-11 | 7.862e-11 | 7.9665e-11 | 7.5871e-11 | 17672.0852 | 299.42 | 10692.7362 | 6679.929 | 0 | 0 | 0 | 0 | 8.3024e-08 | 1.3158e-06 | 0 | 1.3158e-06 | 1.3894e-06 | 0 | 1.3894e-06 | 1.4078e-06 | 0 | 1.4078e-06 | 1.3408e-06 | 0 | 1.3408e-06
[79 empty] | WLDFR | HFTD - Distribution - Tier 2 - 5QU CoRE ¦ 3QU LoRE | Non-Red Flag Warning - Catastrophic Fires | 2046 | 7.4457e-11 | 7.862e-11 | 7.9665e-11 | 7.5871e-11 | 17672.0852 | 299.42 | 10692.7362 | 6679.929 | 0 | 0 | 0 | 0 | 8.3024e-08 | 1.3158e-06 | 0 | 1.3158e-06 | 1.3894e-06 | 0 | 1.3894e-06 | 1.4078e-06 | 0 | 1.4078e-06 | 1.3408e-06 | 0 | 1.3408e-06
[79 empty] | WLDFR | HFTD - Distribution - Tier 2 - 5QU CoRE ¦ 3QU LoRE | Non-Red Flag Warning - Catastrophic Fires | 2047 | 7.4457e-11 | 7.862e-11 | 7.9665e-11 | 7.5871e-11 | 17672.0852 | 299.42 | 10692.7362 | 6679.929 | 0 | 0 | 0 | 0 | 8.3024e-08 | 1.3158e-06 | 0 | 1.3158e-06 | 1.3894e-06 | 0 | 1.3894e-06 | 1.4078e-06 | 0 | 1.4078e-06 | 1.3408e-06 | 0 | 1.3408e-06
[79 empty] | WLDFR | HFTD - Distribution - Tier 2 - 5QU CoRE ¦ 3QU LoRE | Non-Red Flag Warning - Catastrophic Fires | 2048 | 7.4457e-11 | 7.862e-11 | 7.9665e-11 | 7.5871e-11 | 18552.3348 | 319.4911 | 11216.5626 | 7016.281 | 0 | 0 | 0 | 0 | 8.3024e-08 | 1.3814e-06 | 0 | 1.3814e-06 | 1.4586e-06 | 0 | 1.4586e-06 | 1.478e-06 | 0 | 1.478e-06 | 1.4076e-06 | 0 | 1.4076e-06
[79 empty] | WLDFR | HFTD - Distribution - Tier 2 - 5QU CoRE ¦ 3QU LoRE | Non-Red Flag Warning - Catastrophic Fires | 2049 | 7.4457e-11 | 7.862e-11 | 7.9665e-11 | 7.5871e-11 | 18552.3348 | 319.4911 | 11216.5626 | 7016.281 | 0 | 0 | 0 | 0 | 8.3024e-08 | 1.3814e-06 | 0 | 1.3814e-06 | 1.4586e-06 | 0 | 1.4586e-06 | 1.478e-06 | 0 | 1.478e-06 | 1.4076e-06 | 0 | 1.4076e-06
[79 empty] | WLDFR | HFTD - Distribution - Tier 2 - 5QU CoRE ¦ 3QU LoRE | Non-Red Flag Warning - Catastrophic Fires | 2050 | 0 | 7.862e-11 | 7.9665e-11 | 7.5871e-11 | 18552.3348 | 319.4911 | 11216.5626 | 7016.281 | 0 | 0 | 0 | 0 | 8.3024e-08 | 0 | 0 | 0 | 1.4586e-06 | 0 | 1.4586e-06 | 1.478e-06 | 0 | 1.478e-06 | 1.4076e-06 | 0 | 1.4076e-06
[79 empty] | WLDFR | HFTD - Distribution - Tier 2 - 5QU CoRE ¦ 3QU LoRE | Non-Red Flag Warning - Catastrophic Fires | 2051 | 0 | 0 | 7.9665e-11 | 7.5871e-11 | 18552.3348 | 319.4911 | 11216.5626 | 7016.281 | 0 | 0 | 0 | 0 | 8.3024e-08 | 0 | 0 | 0 | 0 | 0 | 0 | 1.478e-06 | 0 | 1.478e-06 | 1.4076e-06 | 0 | 1.4076e-06
[79 empty] | WLDFR | HFTD - Distribution - Tier 2 - 5QU CoRE ¦ 3QU LoRE | Non-Red Flag Warning - Catastrophic Fires | 2052 | 0 | 0 | 0 | 7.5871e-11 | 18552.3348 | 319.4911 | 11216.5626 | 7016.281 | 0 | 0 | 0 | 0 | 8.3024e-08 | 0 | 0 | 0 | 0 | 0 | 0 | 0 | 0 | 0 | 1.4076e-06 | 0 | 1.4076e-06
[79 empty] | WLDFR | HFTD - Distribution - Tier 2 - 5QU CoRE ¦ 3QU LoRE | Non-Red Flag Warning - Destructive Fires | 2020 | 4.5961e-10 | 0 | 0 | 0 | 8807.9522 | 222.2294 | 8585.7228 | 0 | 0 | 0 | 0 | 0 | 8.3073e-08 | 4.0482e-06 | 0 | 4.0482e-06 | 0 | 0 | 0 | 0 | 0 | 0 | 0 | 0 | 0
[79 empty] | WLDFR | HFTD - Distribution - Tier 2 - 5QU CoRE ¦ 3QU LoRE | Non-Red Flag Warning - Destructive Fires | 2021 | 2.5705e-10 | 4.8531e-10 | 0 | 0 | 8807.9522 | 222.2294 | 8585.7228 | 0 | 0 | 0 | 0 | 0 | 8.3073e-08 | 2.2641e-06 | 0 | 2.2641e-06 | 4.2745e-06 | 0 | 4.2745e-06 | 0 | 0 | 0 | 0 | 0 | 0
[79 empty] | WLDFR | HFTD - Distribution - Tier 2 - 5QU CoRE ¦ 3QU LoRE | Non-Red Flag Warning - Destructive Fires | 2022 | 2.3238e-10 | 2.4537e-10 | 4.5752e-10 | 0 | 8807.9522 | 222.2294 | 8585.7228 | 0 | 0 | 0 | 0 | 0 | 9.5847e-08 | 2.0468e-06 | 0 | 2.0468e-06 | 2.1612e-06 | 0 | 2.1612e-06 | 4.0298e-06 | 0 | 4.0298e-06 | 0 | 0 | 0
[79 empty] | WLDFR | HFTD - Distribution - Tier 2 - 5QU CoRE ¦ 3QU LoRE | Non-Red Flag Warning - Destructive Fires | 2023 | 2.3238e-10 | 2.4537e-10 | 2.4863e-10 | 4.3574e-10 | 9129.7461 | 233.2301 | 8896.516 | 0 | 0 | 0 | 0 | 0 | 9.5847e-08 | 2.1216e-06 | 0 | 2.1216e-06 | 2.2402e-06 | 0 | 2.2402e-06 | 2.27e-06 | 0 | 2.27e-06 | 3.9782e-06 | 0 | 3.9782e-06
[79 empty] | WLDFR | HFTD - Distribution - Tier 2 - 5QU CoRE ¦ 3QU LoRE | Non-Red Flag Warning - Destructive Fires | 2024 | 2.3238e-10 | 2.4537e-10 | 2.4863e-10 | 2.368e-10 | 9129.7461 | 233.2301 | 8896.516 | 0 | 0 | 0 | 0 | 0 | 9.5847e-08 | 2.1216e-06 | 0 | 2.1216e-06 | 2.2402e-06 | 0 | 2.2402e-06 | 2.27e-06 | 0 | 2.27e-06 | 2.1619e-06 | 0 | 2.1619e-06
[79 empty] | WLDFR | HFTD - Distribution - Tier 2 - 5QU CoRE ¦ 3QU LoRE | Non-Red Flag Warning - Destructive Fires | 2025 | 2.3238e-10 | 2.4537e-10 | 2.4863e-10 | 2.368e-10 | 9129.7461 | 233.2301 | 8896.516 | 0 | 0 | 0 | 0 | 0 | 9.5847e-08 | 2.1216e-06 | 0 | 2.1216e-06 | 2.2402e-06 | 0 | 2.2402e-06 | 2.27e-06 | 0 | 2.27e-06 | 2.1619e-06 | 0 | 2.1619e-06
[79 empty] | WLDFR | HFTD - Distribution - Tier 2 - 5QU CoRE ¦ 3QU LoRE | Non-Red Flag Warning - Destructive Fires | 2026 | 2.3238e-10 | 2.4537e-10 | 2.4863e-10 | 2.368e-10 | 9129.7461 | 233.2301 | 8896.516 | 0 | 0 | 0 | 0 | 0 | 9.5847e-08 | 2.1216e-06 | 0 | 2.1216e-06 | 2.2402e-06 | 0 | 2.2402e-06 | 2.27e-06 | 0 | 2.27e-06 | 2.1619e-06 | 0 | 2.1619e-06
[79 empty] | WLDFR | HFTD - Distribution - Tier 2 - 5QU CoRE ¦ 3QU LoRE | Non-Red Flag Warning - Destructive Fires | 2027 | 2.3238e-10 | 2.4537e-10 | 2.4863e-10 | 2.368e-10 | 9129.7461 | 233.2301 | 8896.516 | 0 | 0 | 0 | 0 | 0 | 9.5847e-08 | 2.1216e-06 | 0 | 2.1216e-06 | 2.2402e-06 | 0 | 2.2402e-06 | 2.27e-06 | 0 | 2.27e-06 | 2.1619e-06 | 0 | 2.1619e-06
[79 empty] | WLDFR | HFTD - Distribution - Tier 2 - 5QU CoRE ¦ 3QU LoRE | Non-Red Flag Warning - Destructive Fires | 2028 | 2.3238e-10 | 2.4537e-10 | 2.4863e-10 | 2.368e-10 | 9534.9221 | 247.273 | 9287.6491 | 0 | 0 | 0 | 0 | 0 | 9.5847e-08 | 2.2157e-06 | 0 | 2.2157e-06 | 2.3396e-06 | 0 | 2.3396e-06 | 2.3707e-06 | 0 | 2.3707e-06 | 2.2578e-06 | 0 | 2.2578e-06
[79 empty] | WLDFR | HFTD - Distribution - Tier 2 - 5QU CoRE ¦ 3QU LoRE | Non-Red Flag Warning - Destructive Fires | 2029 | 2.3238e-10 | 2.4537e-10 | 2.4863e-10 | 2.368e-10 | 9534.9221 | 247.273 | 9287.6491 | 0 | 0 | 0 | 0 | 0 | 9.5847e-08 | 2.2157e-06 | 0 | 2.2157e-06 | 2.3396e-06 | 0 | 2.3396e-06 | 2.3707e-06 | 0 | 2.3707e-06 | 2.2578e-06 | 0 | 2.2578e-06
[79 empty] | WLDFR | HFTD - Distribution - Tier 2 - 5QU CoRE ¦ 3QU LoRE | Non-Red Flag Warning - Destructive Fires | 2030 | 2.3238e-10 | 2.4537e-10 | 2.4863e-10 | 2.368e-10 | 9534.9221 | 247.273 | 9287.6491 | 0 | 0 | 0 | 0 | 0 | 9.5847e-08 | 2.2157e-06 | 0 | 2.2157e-06 | 2.3396e-06 | 0 | 2.3396e-06 | 2.3707e-06 | 0 | 2.3707e-06 | 2.2578e-06 | 0 | 2.2578e-06
[79 empty] | WLDFR | HFTD - Distribution - Tier 2 - 5QU CoRE ¦ 3QU LoRE | Non-Red Flag Warning - Destructive Fires | 2031 | 2.3238e-10 | 2.4537e-10 | 2.4863e-10 | 2.368e-10 | 9534.9221 | 247.273 | 9287.6491 | 0 | 0 | 0 | 0 | 0 | 9.5847e-08 | 2.2157e-06 | 0 | 2.2157e-06 | 2.3396e-06 | 0 | 2.3396e-06 | 2.3707e-06 | 0 | 2.3707e-06 | 2.2578e-06 | 0 | 2.2578e-06
[79 empty] | WLDFR | HFTD - Distribution - Tier 2 - 5QU CoRE ¦ 3QU LoRE | Non-Red Flag Warning - Destructive Fires | 2032 | 2.3238e-10 | 2.4537e-10 | 2.4863e-10 | 2.368e-10 | 9534.9221 | 247.273 | 9287.6491 | 0 | 0 | 0 | 0 | 0 | 9.5847e-08 | 2.2157e-06 | 0 | 2.2157e-06 | 2.3396e-06 | 0 | 2.3396e-06 | 2.3707e-06 | 0 | 2.3707e-06 | 2.2578e-06 | 0 | 2.2578e-06
[79 empty] | WLDFR | HFTD - Distribution - Tier 2 - 5QU CoRE ¦ 3QU LoRE | Non-Red Flag Warning - Destructive Fires | 2033 | 2.3238e-10 | 2.4537e-10 | 2.4863e-10 | 2.368e-10 | 9984.8474 | 263.1074 | 9721.74 | 0 | 0 | 0 | 0 | 0 | 9.5847e-08 | 2.3203e-06 | 0 | 2.3203e-06 | 2.45e-06 | 0 | 2.45e-06 | 2.4826e-06 | 0 | 2.4826e-06 | 2.3644e-06 | 0 | 2.3644e-06
[79 empty] | WLDFR | HFTD - Distribution - Tier 2 - 5QU CoRE ¦ 3QU LoRE | Non-Red Flag Warning - Destructive Fires | 2034 | 2.3238e-10 | 2.4537e-10 | 2.4863e-10 | 2.368e-10 | 9984.8474 | 263.1074 | 9721.74 | 0 | 0 | 0 | 0 | 0 | 9.5847e-08 | 2.3203e-06 | 0 | 2.3203e-06 | 2.45e-06 | 0 | 2.45e-06 | 2.4826e-06 | 0 | 2.4826e-06 | 2.3644e-06 | 0 | 2.3644e-06
[79 empty] | WLDFR | HFTD - Distribution - Tier 2 - 5QU CoRE ¦ 3QU LoRE | Non-Red Flag Warning - Destructive Fires | 2035 | 2.3238e-10 | 2.4537e-10 | 2.4863e-10 | 2.368e-10 | 9984.8474 | 263.1074 | 9721.74 | 0 | 0 | 0 | 0 | 0 | 9.5847e-08 | 2.3203e-06 | 0 | 2.3203e-06 | 2.45e-06 | 0 | 2.45e-06 | 2.4826e-06 | 0 | 2.4826e-06 | 2.3644e-06 | 0 | 2.3644e-06
[79 empty] | WLDFR | HFTD - Distribution - Tier 2 - 5QU CoRE ¦ 3QU LoRE | Non-Red Flag Warning - Destructive Fires | 2036 | 2.3238e-10 | 2.4537e-10 | 2.4863e-10 | 2.368e-10 | 9984.8474 | 263.1074 | 9721.74 | 0 | 0 | 0 | 0 | 0 | 9.5847e-08 | 2.3203e-06 | 0 | 2.3203e-06 | 2.45e-06 | 0 | 2.45e-06 | 2.4826e-06 | 0 | 2.4826e-06 | 2.3644e-06 | 0 | 2.3644e-06
[79 empty] | WLDFR | HFTD - Distribution - Tier 2 - 5QU CoRE ¦ 3QU LoRE | Non-Red Flag Warning - Destructive Fires | 2037 | 2.3238e-10 | 2.4537e-10 | 2.4863e-10 | 2.368e-10 | 9984.8474 | 263.1074 | 9721.74 | 0 | 0 | 0 | 0 | 0 | 9.5847e-08 | 2.3203e-06 | 0 | 2.3203e-06 | 2.45e-06 | 0 | 2.45e-06 | 2.4826e-06 | 0 | 2.4826e-06 | 2.3644e-06 | 0 | 2.3644e-06
[79 empty] | WLDFR | HFTD - Distribution - Tier 2 - 5QU CoRE ¦ 3QU LoRE | Non-Red Flag Warning - Destructive Fires | 2038 | 2.3238e-10 | 2.4537e-10 | 2.4863e-10 | 2.368e-10 | 10472.8261 | 280.5544 | 10192.2718 | 0 | 0 | 0 | 0 | 0 | 9.5847e-08 | 2.4337e-06 | 0 | 2.4337e-06 | 2.5697e-06 | 0 | 2.5697e-06 | 2.6039e-06 | 0 | 2.6039e-06 | 2.4799e-06 | 0 | 2.4799e-06
[79 empty] | WLDFR | HFTD - Distribution - Tier 2 - 5QU CoRE ¦ 3QU LoRE | Non-Red Flag Warning - Destructive Fires | 2039 | 2.3238e-10 | 2.4537e-10 | 2.4863e-10 | 2.368e-10 | 10472.8261 | 280.5544 | 10192.2718 | 0 | 0 | 0 | 0 | 0 | 9.5847e-08 | 2.4337e-06 | 0 | 2.4337e-06 | 2.5697e-06 | 0 | 2.5697e-06 | 2.6039e-06 | 0 | 2.6039e-06 | 2.4799e-06 | 0 | 2.4799e-06
[79 empty] | WLDFR | HFTD - Distribution - Tier 2 - 5QU CoRE ¦ 3QU LoRE | Non-Red Flag Warning - Destructive Fires | 2040 | 2.3238e-10 | 2.4537e-10 | 2.4863e-10 | 2.368e-10 | 10472.8261 | 280.5544 | 10192.2718 | 0 | 0 | 0 | 0 | 0 | 9.5847e-08 | 2.4337e-06 | 0 | 2.4337e-06 | 2.5697e-06 | 0 | 2.5697e-06 | 2.6039e-06 | 0 | 2.6039e-06 | 2.4799e-06 | 0 | 2.4799e-06
[79 empty] | WLDFR | HFTD - Distribution - Tier 2 - 5QU CoRE ¦ 3QU LoRE | Non-Red Flag Warning - Destructive Fires | 2041 | 2.3238e-10 | 2.4537e-10 | 2.4863e-10 | 2.368e-10 | 10472.8261 | 280.5544 | 10192.2718 | 0 | 0 | 0 | 0 | 0 | 9.5847e-08 | 2.4337e-06 | 0 | 2.4337e-06 | 2.5697e-06 | 0 | 2.5697e-06 | 2.6039e-06 | 0 | 2.6039e-06 | 2.4799e-06 | 0 | 2.4799e-06
[79 empty] | WLDFR | HFTD - Distribution - Tier 2 - 5QU CoRE ¦ 3QU LoRE | Non-Red Flag Warning - Destructive Fires | 2042 | 2.3238e-10 | 2.4537e-10 | 2.4863e-10 | 2.368e-10 | 10472.8261 | 280.5544 | 10192.2718 | 0 | 0 | 0 | 0 | 0 | 9.5847e-08 | 2.4337e-06 | 0 | 2.4337e-06 | 2.5697e-06 | 0 | 2.5697e-06 | 2.6039e-06 | 0 | 2.6039e-06 | 2.4799e-06 | 0 | 2.4799e-06
[79 empty] | WLDFR | HFTD - Distribution - Tier 2 - 5QU CoRE ¦ 3QU LoRE | Non-Red Flag Warning - Destructive Fires | 2043 | 2.3238e-10 | 2.4537e-10 | 2.4863e-10 | 2.368e-10 | 10992.1562 | 299.42 | 10692.7362 | 0 | 0 | 0 | 0 | 0 | 9.5847e-08 | 2.5544e-06 | 0 | 2.5544e-06 | 2.6972e-06 | 0 | 2.6972e-06 | 2.733e-06 | 0 | 2.733e-06 | 2.6029e-06 | 0 | 2.6029e-06
[79 empty] | WLDFR | HFTD - Distribution - Tier 2 - 5QU CoRE ¦ 3QU LoRE | Non-Red Flag Warning - Destructive Fires | 2044 | 2.3238e-10 | 2.4537e-10 | 2.4863e-10 | 2.368e-10 | 10992.1562 | 299.42 | 10692.7362 | 0 | 0 | 0 | 0 | 0 | 9.5847e-08 | 2.5544e-06 | 0 | 2.5544e-06 | 2.6972e-06 | 0 | 2.6972e-06 | 2.733e-06 | 0 | 2.733e-06 | 2.6029e-06 | 0 | 2.6029e-06
[79 empty] | WLDFR | HFTD - Distribution - Tier 2 - 5QU CoRE ¦ 3QU LoRE | Non-Red Flag Warning - Destructive Fires | 2045 | 2.3238e-10 | 2.4537e-10 | 2.4863e-10 | 2.368e-10 | 10992.1562 | 299.42 | 10692.7362 | 0 | 0 | 0 | 0 | 0 | 9.5847e-08 | 2.5544e-06 | 0 | 2.5544e-06 | 2.6972e-06 | 0 | 2.6972e-06 | 2.733e-06 | 0 | 2.733e-06 | 2.6029e-06 | 0 | 2.6029e-06
[79 empty] | WLDFR | HFTD - Distribution - Tier 2 - 5QU CoRE ¦ 3QU LoRE | Non-Red Flag Warning - Destructive Fires | 2046 | 2.3238e-10 | 2.4537e-10 | 2.4863e-10 | 2.368e-10 | 10992.1562 | 299.42 | 10692.7362 | 0 | 0 | 0 | 0 | 0 | 9.5847e-08 | 2.5544e-06 | 0 | 2.5544e-06 | 2.6972e-06 | 0 | 2.6972e-06 | 2.733e-06 | 0 | 2.733e-06 | 2.6029e-06 | 0 | 2.6029e-06
[79 empty] | WLDFR | HFTD - Distribution - Tier 2 - 5QU CoRE ¦ 3QU LoRE | Non-Red Flag Warning - Destructive Fires | 2047 | 2.3238e-10 | 2.4537e-10 | 2.4863e-10 | 2.368e-10 | 10992.1562 | 299.42 | 10692.7362 | 0 | 0 | 0 | 0 | 0 | 9.5847e-08 | 2.5544e-06 | 0 | 2.5544e-06 | 2.6972e-06 | 0 | 2.6972e-06 | 2.733e-06 | 0 | 2.733e-06 | 2.6029e-06 | 0 | 2.6029e-06
[79 empty] | WLDFR | HFTD - Distribution - Tier 2 - 5QU CoRE ¦ 3QU LoRE | Non-Red Flag Warning - Destructive Fires | 2048 | 2.3238e-10 | 2.4537e-10 | 2.4863e-10 | 2.368e-10 | 11536.0538 | 319.4911 | 11216.5626 | 0 | 0 | 0 | 0 | 0 | 9.5847e-08 | 2.6808e-06 | 0 | 2.6808e-06 | 2.8306e-06 | 0 | 2.8306e-06 | 2.8683e-06 | 0 | 2.8683e-06 | 2.7317e-06 | 0 | 2.7317e-06
[79 empty] | WLDFR | HFTD - Distribution - Tier 2 - 5QU CoRE ¦ 3QU LoRE | Non-Red Flag Warning - Destructive Fires | 2049 | 2.3238e-10 | 2.4537e-10 | 2.4863e-10 | 2.368e-10 | 11536.0538 | 319.4911 | 11216.5626 | 0 | 0 | 0 | 0 | 0 | 9.5847e-08 | 2.6808e-06 | 0 | 2.6808e-06 | 2.8306e-06 | 0 | 2.8306e-06 | 2.8683e-06 | 0 | 2.8683e-06 | 2.7317e-06 | 0 | 2.7317e-06
[79 empty] | WLDFR | HFTD - Distribution - Tier 2 - 5QU CoRE ¦ 3QU LoRE | Non-Red Flag Warning - Destructive Fires | 2050 | 0 | 2.4537e-10 | 2.4863e-10 | 2.368e-10 | 11536.0538 | 319.4911 | 11216.5626 | 0 | 0 | 0 | 0 | 0 | 9.5847e-08 | 0 | 0 | 0 | 2.8306e-06 | 0 | 2.8306e-06 | 2.8683e-06 | 0 | 2.8683e-06 | 2.7317e-06 | 0 | 2.7317e-06
[79 empty] | WLDFR | HFTD - Distribution - Tier 2 - 5QU CoRE ¦ 3QU LoRE | Non-Red Flag Warning - Destructive Fires | 2051 | 0 | 0 | 2.4863e-10 | 2.368e-10 | 11536.0538 | 319.4911 | 11216.5626 | 0 | 0 | 0 | 0 | 0 | 9.5847e-08 | 0 | 0 | 0 | 0 | 0 | 0 | 2.8683e-06 | 0 | 2.8683e-06 | 2.7317e-06 | 0 | 2.7317e-06
[79 empty] | WLDFR | HFTD - Distribution - Tier 2 - 5QU CoRE ¦ 3QU LoRE | Non-Red Flag Warning - Destructive Fires | 2052 | 0 | 0 | 0 | 2.368e-10 | 11536.0538 | 319.4911 | 11216.5626 | 0 | 0 | 0 | 0 | 0 | 9.5847e-08 | 0 | 0 | 0 | 0 | 0 | 0 | 0 | 0 | 0 | 2.7317e-06 | 0 | 2.7317e-06
[79 empty] | WLDFR | HFTD - Distribution - Tier 2 - 5QU CoRE ¦ 3QU LoRE | Non-Red Flag Warning - Large Fires | 2020 | 6.4518e-08 | 0 | 0 | 0 | 5.2406 | 0.69642 | 2.942 | 1.6022 | 0 | 0 | 0 | 0 | 1.1028e-05 | 3.3811e-07 | 0 | 3.3811e-07 | 0 | 0 | 0 | 0 | 0 | 0 | 0 | 0 | 0
[79 empty] | WLDFR | HFTD - Distribution - Tier 2 - 5QU CoRE ¦ 3QU LoRE | Non-Red Flag Warning - Large Fires | 2021 | 3.611e-08 | 6.8126e-08 | 0 | 0 | 5.2406 | 0.69642 | 2.942 | 1.6022 | 0 | 0 | 0 | 0 | 1.1028e-05 | 1.8924e-07 | 0 | 1.8924e-07 | 3.5702e-07 | 0 | 3.5702e-07 | 0 | 0 | 0 | 0 | 0 | 0
[79 empty] | WLDFR | HFTD - Distribution - Tier 2 - 5QU CoRE ¦ 3QU LoRE | Non-Red Flag Warning - Large Fires | 2022 | 3.2083e-08 | 3.3876e-08 | 6.2503e-08 | 0 | 5.2406 | 0.69642 | 2.942 | 1.6022 | 0 | 0 | 0 | 0 | 1.1193e-05 | 1.6813e-07 | 0 | 1.6813e-07 | 1.7753e-07 | 0 | 1.7753e-07 | 3.2755e-07 | 0 | 3.2755e-07 | 0 | 0 | 0
[79 empty] | WLDFR | HFTD - Distribution - Tier 2 - 5QU CoRE ¦ 3QU LoRE | Non-Red Flag Warning - Large Fires | 2023 | 3.2083e-08 | 3.3876e-08 | 3.4327e-08 | 5.9527e-08 | 5.475 | 0.71896 | 3.0715 | 1.6846 | 0 | 0 | 0 | 0 | 1.1193e-05 | 1.7565e-07 | 0 | 1.7565e-07 | 1.8547e-07 | 0 | 1.8547e-07 | 1.8794e-07 | 0 | 1.8794e-07 | 3.2591e-07 | 0 | 3.2591e-07
[79 empty] | WLDFR | HFTD - Distribution - Tier 2 - 5QU CoRE ¦ 3QU LoRE | Non-Red Flag Warning - Large Fires | 2024 | 3.2083e-08 | 3.3876e-08 | 3.4327e-08 | 3.2692e-08 | 5.475 | 0.71896 | 3.0715 | 1.6846 | 0 | 0 | 0 | 0 | 1.1193e-05 | 1.7565e-07 | 0 | 1.7565e-07 | 1.8547e-07 | 0 | 1.8547e-07 | 1.8794e-07 | 0 | 1.8794e-07 | 1.7899e-07 | 0 | 1.7899e-07
[79 empty] | WLDFR | HFTD - Distribution - Tier 2 - 5QU CoRE ¦ 3QU LoRE | Non-Red Flag Warning - Large Fires | 2025 | 3.2083e-08 | 3.3876e-08 | 3.4327e-08 | 3.2692e-08 | 5.475 | 0.71896 | 3.0715 | 1.6846 | 0 | 0 | 0 | 0 | 1.1193e-05 | 1.7565e-07 | 0 | 1.7565e-07 | 1.8547e-07 | 0 | 1.8547e-07 | 1.8794e-07 | 0 | 1.8794e-07 | 1.7899e-07 | 0 | 1.7899e-07
[79 empty] | WLDFR | HFTD - Distribution - Tier 2 - 5QU CoRE ¦ 3QU LoRE | Non-Red Flag Warning - Large Fires | 2026 | 3.2083e-08 | 3.3876e-08 | 3.4327e-08 | 3.2692e-08 | 5.475 | 0.71896 | 3.0715 | 1.6846 | 0 | 0 | 0 | 0 | 1.1193e-05 | 1.7565e-07 | 0 | 1.7565e-07 | 1.8547e-07 | 0 | 1.8547e-07 | 1.8794e-07 | 0 | 1.8794e-07 | 1.7899e-07 | 0 | 1.7899e-07
[79 empty] | WLDFR | HFTD - Distribution - Tier 2 - 5QU CoRE ¦ 3QU LoRE | Non-Red Flag Warning - Large Fires | 2027 | 3.2083e-08 | 3.3876e-08 | 3.4327e-08 | 3.2692e-08 | 5.475 | 0.71896 | 3.0715 | 1.6846 | 0 | 0 | 0 | 0 | 1.1193e-05 | 1.7565e-07 | 0 | 1.7565e-07 | 1.8547e-07 | 0 | 1.8547e-07 | 1.8794e-07 | 0 | 1.8794e-07 | 1.7899e-07 | 0 | 1.7899e-07
[79 empty] | WLDFR | HFTD - Distribution - Tier 2 - 5QU CoRE ¦ 3QU LoRE | Non-Red Flag Warning - Large Fires | 2028 | 3.2083e-08 | 3.3876e-08 | 3.4327e-08 | 3.2692e-08 | 5.777 | 0.74734 | 3.238 | 1.7917 | 0 | 0 | 0 | 0 | 1.1193e-05 | 1.8534e-07 | 0 | 1.8534e-07 | 1.957e-07 | 0 | 1.957e-07 | 1.9831e-07 | 0 | 1.9831e-07 | 1.8886e-07 | 0 | 1.8886e-07
[79 empty] | WLDFR | HFTD - Distribution - Tier 2 - 5QU CoRE ¦ 3QU LoRE | Non-Red Flag Warning - Large Fires | 2029 | 3.2083e-08 | 3.3876e-08 | 3.4327e-08 | 3.2692e-08 | 5.777 | 0.74734 | 3.238 | 1.7917 | 0 | 0 | 0 | 0 | 1.1193e-05 | 1.8534e-07 | 0 | 1.8534e-07 | 1.957e-07 | 0 | 1.957e-07 | 1.9831e-07 | 0 | 1.9831e-07 | 1.8886e-07 | 0 | 1.8886e-07
[79 empty] | WLDFR | HFTD - Distribution - Tier 2 - 5QU CoRE ¦ 3QU LoRE | Non-Red Flag Warning - Large Fires | 2030 | 3.2083e-08 | 3.3876e-08 | 3.4327e-08 | 3.2692e-08 | 5.777 | 0.74734 | 3.238 | 1.7917 | 0 | 0 | 0 | 0 | 1.1193e-05 | 1.8534e-07 | 0 | 1.8534e-07 | 1.957e-07 | 0 | 1.957e-07 | 1.9831e-07 | 0 | 1.9831e-07 | 1.8886e-07 | 0 | 1.8886e-07
[79 empty] | WLDFR | HFTD - Distribution - Tier 2 - 5QU CoRE ¦ 3QU LoRE | Non-Red Flag Warning - Large Fires | 2031 | 3.2083e-08 | 3.3876e-08 | 3.4327e-08 | 3.2692e-08 | 5.777 | 0.74734 | 3.238 | 1.7917 | 0 | 0 | 0 | 0 | 1.1193e-05 | 1.8534e-07 | 0 | 1.8534e-07 | 1.957e-07 | 0 | 1.957e-07 | 1.9831e-07 | 0 | 1.9831e-07 | 1.8886e-07 | 0 | 1.8886e-07
[79 empty] | WLDFR | HFTD - Distribution - Tier 2 - 5QU CoRE ¦ 3QU LoRE | Non-Red Flag Warning - Large Fires | 2032 | 3.2083e-08 | 3.3876e-08 | 3.4327e-08 | 3.2692e-08 | 5.777 | 0.74734 | 3.238 | 1.7917 | 0 | 0 | 0 | 0 | 1.1193e-05 | 1.8534e-07 | 0 | 1.8534e-07 | 1.957e-07 | 0 | 1.957e-07 | 1.9831e-07 | 0 | 1.9831e-07 | 1.8886e-07 | 0 | 1.8886e-07
[79 empty] | WLDFR | HFTD - Distribution - Tier 2 - 5QU CoRE ¦ 3QU LoRE | Non-Red Flag Warning - Large Fires | 2033 | 3.2083e-08 | 3.3876e-08 | 3.4327e-08 | 3.2692e-08 | 6.1205 | 0.77885 | 3.4265 | 1.9151 | 0 | 0 | 0 | 0 | 1.1193e-05 | 1.9636e-07 | 0 | 1.9636e-07 | 2.0734e-07 | 0 | 2.0734e-07 | 2.101e-07 | 0 | 2.101e-07 | 2.0009e-07 | 0 | 2.0009e-07
[79 empty] | WLDFR | HFTD - Distribution - Tier 2 - 5QU CoRE ¦ 3QU LoRE | Non-Red Flag Warning - Large Fires | 2034 | 3.2083e-08 | 3.3876e-08 | 3.4327e-08 | 3.2692e-08 | 6.1205 | 0.77885 | 3.4265 | 1.9151 | 0 | 0 | 0 | 0 | 1.1193e-05 | 1.9636e-07 | 0 | 1.9636e-07 | 2.0734e-07 | 0 | 2.0734e-07 | 2.101e-07 | 0 | 2.101e-07 | 2.0009e-07 | 0 | 2.0009e-07
[79 empty] | WLDFR | HFTD - Distribution - Tier 2 - 5QU CoRE ¦ 3QU LoRE | Non-Red Flag Warning - Large Fires | 2035 | 3.2083e-08 | 3.3876e-08 | 3.4327e-08 | 3.2692e-08 | 6.1205 | 0.77885 | 3.4265 | 1.9151 | 0 | 0 | 0 | 0 | 1.1193e-05 | 1.9636e-07 | 0 | 1.9636e-07 | 2.0734e-07 | 0 | 2.0734e-07 | 2.101e-07 | 0 | 2.101e-07 | 2.0009e-07 | 0 | 2.0009e-07
[79 empty] | WLDFR | HFTD - Distribution - Tier 2 - 5QU CoRE ¦ 3QU LoRE | Non-Red Flag Warning - Large Fires | 2036 | 3.2083e-08 | 3.3876e-08 | 3.4327e-08 | 3.2692e-08 | 6.1205 | 0.77885 | 3.4265 | 1.9151 | 0 | 0 | 0 | 0 | 1.1193e-05 | 1.9636e-07 | 0 | 1.9636e-07 | 2.0734e-07 | 0 | 2.0734e-07 | 2.101e-07 | 0 | 2.101e-07 | 2.0009e-07 | 0 | 2.0009e-07
[79 empty] | WLDFR | HFTD - Distribution - Tier 2 - 5QU CoRE ¦ 3QU LoRE | Non-Red Flag Warning - Large Fires | 2037 | 3.2083e-08 | 3.3876e-08 | 3.4327e-08 | 3.2692e-08 | 6.1205 | 0.77885 | 3.4265 | 1.9151 | 0 | 0 | 0 | 0 | 1.1193e-05 | 1.9636e-07 | 0 | 1.9636e-07 | 2.0734e-07 | 0 | 2.0734e-07 | 2.101e-07 | 0 | 2.101e-07 | 2.0009e-07 | 0 | 2.0009e-07
[79 empty] | WLDFR | HFTD - Distribution - Tier 2 - 5QU CoRE ¦ 3QU LoRE | Non-Red Flag Warning - Large Fires | 2038 | 3.2083e-08 | 3.3876e-08 | 3.4327e-08 | 3.2692e-08 | 6.5028 | 0.81304 | 3.6355 | 2.0543 | 0 | 0 | 0 | 0 | 1.1193e-05 | 2.0863e-07 | 0 | 2.0863e-07 | 2.2029e-07 | 0 | 2.2029e-07 | 2.2322e-07 | 0 | 2.2322e-07 | 2.1259e-07 | 0 | 2.1259e-07
[79 empty] | WLDFR | HFTD - Distribution - Tier 2 - 5QU CoRE ¦ 3QU LoRE | Non-Red Flag Warning - Large Fires | 2039 | 3.2083e-08 | 3.3876e-08 | 3.4327e-08 | 3.2692e-08 | 6.5028 | 0.81304 | 3.6355 | 2.0543 | 0 | 0 | 0 | 0 | 1.1193e-05 | 2.0863e-07 | 0 | 2.0863e-07 | 2.2029e-07 | 0 | 2.2029e-07 | 2.2322e-07 | 0 | 2.2322e-07 | 2.1259e-07 | 0 | 2.1259e-07
[79 empty] | WLDFR | HFTD - Distribution - Tier 2 - 5QU CoRE ¦ 3QU LoRE | Non-Red Flag Warning - Large Fires | 2040 | 3.2083e-08 | 3.3876e-08 | 3.4327e-08 | 3.2692e-08 | 6.5028 | 0.81304 | 3.6355 | 2.0543 | 0 | 0 | 0 | 0 | 1.1193e-05 | 2.0863e-07 | 0 | 2.0863e-07 | 2.2029e-07 | 0 | 2.2029e-07 | 2.2322e-07 | 0 | 2.2322e-07 | 2.1259e-07 | 0 | 2.1259e-07
[79 empty] | WLDFR | HFTD - Distribution - Tier 2 - 5QU CoRE ¦ 3QU LoRE | Non-Red Flag Warning - Large Fires | 2041 | 3.2083e-08 | 3.3876e-08 | 3.4327e-08 | 3.2692e-08 | 6.5028 | 0.81304 | 3.6355 | 2.0543 | 0 | 0 | 0 | 0 | 1.1193e-05 | 2.0863e-07 | 0 | 2.0863e-07 | 2.2029e-07 | 0 | 2.2029e-07 | 2.2322e-07 | 0 | 2.2322e-07 | 2.1259e-07 | 0 | 2.1259e-07
[79 empty] | WLDFR | HFTD - Distribution - Tier 2 - 5QU CoRE ¦ 3QU LoRE | Non-Red Flag Warning - Large Fires | 2042 | 3.2083e-08 | 3.3876e-08 | 3.4327e-08 | 3.2692e-08 | 6.5028 | 0.81304 | 3.6355 | 2.0543 | 0 | 0 | 0 | 0 | 1.1193e-05 | 2.0863e-07 | 0 | 2.0863e-07 | 2.2029e-07 | 0 | 2.2029e-07 | 2.2322e-07 | 0 | 2.2322e-07 | 2.1259e-07 | 0 | 2.1259e-07
[79 empty] | WLDFR | HFTD - Distribution - Tier 2 - 5QU CoRE ¦ 3QU LoRE | Non-Red Flag Warning - Large Fires | 2043 | 3.2083e-08 | 3.3876e-08 | 3.4327e-08 | 3.2692e-08 | 6.9209 | 0.84944 | 3.8632 | 2.2083 | 0 | 0 | 0 | 0 | 1.1193e-05 | 2.2204e-07 | 0 | 2.2204e-07 | 2.3446e-07 | 0 | 2.3446e-07 | 2.3757e-07 | 0 | 2.3757e-07 | 2.2626e-07 | 0 | 2.2626e-07
[79 empty] | WLDFR | HFTD - Distribution - Tier 2 - 5QU CoRE ¦ 3QU LoRE | Non-Red Flag Warning - Large Fires | 2044 | 3.2083e-08 | 3.3876e-08 | 3.4327e-08 | 3.2692e-08 | 6.9209 | 0.84944 | 3.8632 | 2.2083 | 0 | 0 | 0 | 0 | 1.1193e-05 | 2.2204e-07 | 0 | 2.2204e-07 | 2.3446e-07 | 0 | 2.3446e-07 | 2.3757e-07 | 0 | 2.3757e-07 | 2.2626e-07 | 0 | 2.2626e-07
[79 empty] | WLDFR | HFTD - Distribution - Tier 2 - 5QU CoRE ¦ 3QU LoRE | Non-Red Flag Warning - Large Fires | 2045 | 3.2083e-08 | 3.3876e-08 | 3.4327e-08 | 3.2692e-08 | 6.9209 | 0.84944 | 3.8632 | 2.2083 | 0 | 0 | 0 | 0 | 1.1193e-05 | 2.2204e-07 | 0 | 2.2204e-07 | 2.3446e-07 | 0 | 2.3446e-07 | 2.3757e-07 | 0 | 2.3757e-07 | 2.2626e-07 | 0 | 2.2626e-07
[79 empty] | WLDFR | HFTD - Distribution - Tier 2 - 5QU CoRE ¦ 3QU LoRE | Non-Red Flag Warning - Large Fires | 2046 | 3.2083e-08 | 3.3876e-08 | 3.4327e-08 | 3.2692e-08 | 6.9209 | 0.84944 | 3.8632 | 2.2083 | 0 | 0 | 0 | 0 | 1.1193e-05 | 2.2204e-07 | 0 | 2.2204e-07 | 2.3446e-07 | 0 | 2.3446e-07 | 2.3757e-07 | 0 | 2.3757e-07 | 2.2626e-07 | 0 | 2.2626e-07
[79 empty] | WLDFR | HFTD - Distribution - Tier 2 - 5QU CoRE ¦ 3QU LoRE | Non-Red Flag Warning - Large Fires | 2047 | 3.2083e-08 | 3.3876e-08 | 3.4327e-08 | 3.2692e-08 | 6.9209 | 0.84944 | 3.8632 | 2.2083 | 0 | 0 | 0 | 0 | 1.1193e-05 | 2.2204e-07 | 0 | 2.2204e-07 | 2.3446e-07 | 0 | 2.3446e-07 | 2.3757e-07 | 0 | 2.3757e-07 | 2.2626e-07 | 0 | 2.2626e-07
[79 empty] | WLDFR | HFTD - Distribution - Tier 2 - 5QU CoRE ¦ 3QU LoRE | Non-Red Flag Warning - Large Fires | 2048 | 3.2083e-08 | 3.3876e-08 | 3.4327e-08 | 3.2692e-08 | 7.3713 | 0.88759 | 4.1075 | 2.3763 | 0 | 0 | 0 | 0 | 1.1193e-05 | 2.3649e-07 | 0 | 2.3649e-07 | 2.4971e-07 | 0 | 2.4971e-07 | 2.5303e-07 | 0 | 2.5303e-07 | 2.4098e-07 | 0 | 2.4098e-07
[79 empty] | WLDFR | HFTD - Distribution - Tier 2 - 5QU CoRE ¦ 3QU LoRE | Non-Red Flag Warning - Large Fires | 2049 | 3.2083e-08 | 3.3876e-08 | 3.4327e-08 | 3.2692e-08 | 7.3713 | 0.88759 | 4.1075 | 2.3763 | 0 | 0 | 0 | 0 | 1.1193e-05 | 2.3649e-07 | 0 | 2.3649e-07 | 2.4971e-07 | 0 | 2.4971e-07 | 2.5303e-07 | 0 | 2.5303e-07 | 2.4098e-07 | 0 | 2.4098e-07
[79 empty] | WLDFR | HFTD - Distribution - Tier 2 - 5QU CoRE ¦ 3QU LoRE | Non-Red Flag Warning - Large Fires | 2050 | 0 | 3.3876e-08 | 3.4327e-08 | 3.2692e-08 | 7.3713 | 0.88759 | 4.1075 | 2.3763 | 0 | 0 | 0 | 0 | 1.1193e-05 | 0 | 0 | 0 | 2.4971e-07 | 0 | 2.4971e-07 | 2.5303e-07 | 0 | 2.5303e-07 | 2.4098e-07 | 0 | 2.4098e-07
[79 empty] | WLDFR | HFTD - Distribution - Tier 2 - 5QU CoRE ¦ 3QU LoRE | Non-Red Flag Warning - Large Fires | 2051 | 0 | 0 | 3.4327e-08 | 3.2692e-08 | 7.3713 | 0.88759 | 4.1075 | 2.3763 | 0 | 0 | 0 | 0 | 1.1193e-05 | 0 | 0 | 0 | 0 | 0 | 0 | 2.5303e-07 | 0 | 2.5303e-07 | 2.4098e-07 | 0 | 2.4098e-07
[79 empty] | WLDFR | HFTD - Distribution - Tier 2 - 5QU CoRE ¦ 3QU LoRE | Non-Red Flag Warning - Large Fires | 2052 | 0 | 0 | 0 | 3.2692e-08 | 7.3713 | 0.88759 | 4.1075 | 2.3763 | 0 | 0 | 0 | 0 | 1.1193e-05 | 0 | 0 | 0 | 0 | 0 | 0 | 0 | 0 | 0 | 2.4098e-07 | 0 | 2.4098e-07
[79 empty] | WLDFR | HFTD - Distribution - Tier 2 - 5QU CoRE ¦ 3QU LoRE | Non-Red Flag Warning - Small Fires | 2020 | 2.7674e-05 | 0 | 0 | 0 | 0.077901 | 0.036425 | 0.0015809 | 0.039895 | 0 | 0 | 0 | 0 | 0.0044389 | 2.1558e-06 | 0 | 2.1558e-06 | 0 | 0 | 0 | 0 | 0 | 0 | 0 | 0 | 0
[79 empty] | WLDFR | HFTD - Distribution - Tier 2 - 5QU CoRE ¦ 3QU LoRE | Non-Red Flag Warning - Small Fires | 2021 | 1.5506e-05 | 2.9221e-05 | 0 | 0 | 0.077901 | 0.036425 | 0.0015809 | 0.039895 | 0 | 0 | 0 | 0 | 0.0044389 | 1.208e-06 | 0 | 1.208e-06 | 2.2763e-06 | 0 | 2.2763e-06 | 0 | 0 | 0 | 0 | 0 | 0
[79 empty] | WLDFR | HFTD - Distribution - Tier 2 - 5QU CoRE ¦ 3QU LoRE | Non-Red Flag Warning - Small Fires | 2022 | 1.3835e-05 | 1.4609e-05 | 2.678e-05 | 0 | 0.077901 | 0.036425 | 0.0015809 | 0.039895 | 0 | 0 | 0 | 0 | 0.0043642 | 1.0778e-06 | 0 | 1.0778e-06 | 1.138e-06 | 0 | 1.138e-06 | 2.0861e-06 | 0 | 2.0861e-06 | 0 | 0 | 0
[79 empty] | WLDFR | HFTD - Distribution - Tier 2 - 5QU CoRE ¦ 3QU LoRE | Non-Red Flag Warning - Small Fires | 2023 | 1.3835e-05 | 1.4609e-05 | 1.4803e-05 | 2.5504e-05 | 0.080408 | 0.03759 | 0.0016314 | 0.041187 | 0 | 0 | 0 | 0 | 0.0043642 | 1.1125e-06 | 0 | 1.1125e-06 | 1.1747e-06 | 0 | 1.1747e-06 | 1.1903e-06 | 0 | 1.1903e-06 | 2.0508e-06 | 0 | 2.0508e-06
[79 empty] | WLDFR | HFTD - Distribution - Tier 2 - 5QU CoRE ¦ 3QU LoRE | Non-Red Flag Warning - Small Fires | 2024 | 1.3835e-05 | 1.4609e-05 | 1.4803e-05 | 1.4098e-05 | 0.080408 | 0.03759 | 0.0016314 | 0.041187 | 0 | 0 | 0 | 0 | 0.0043642 | 1.1125e-06 | 0 | 1.1125e-06 | 1.1747e-06 | 0 | 1.1747e-06 | 1.1903e-06 | 0 | 1.1903e-06 | 1.1336e-06 | 0 | 1.1336e-06
[79 empty] | WLDFR | HFTD - Distribution - Tier 2 - 5QU CoRE ¦ 3QU LoRE | Non-Red Flag Warning - Small Fires | 2025 | 1.3835e-05 | 1.4609e-05 | 1.4803e-05 | 1.4098e-05 | 0.080408 | 0.03759 | 0.0016314 | 0.041187 | 0 | 0 | 0 | 0 | 0.0043642 | 1.1125e-06 | 0 | 1.1125e-06 | 1.1747e-06 | 0 | 1.1747e-06 | 1.1903e-06 | 0 | 1.1903e-06 | 1.1336e-06 | 0 | 1.1336e-06
[79 empty] | WLDFR | HFTD - Distribution - Tier 2 - 5QU CoRE ¦ 3QU LoRE | Non-Red Flag Warning - Small Fires | 2026 | 1.3835e-05 | 1.4609e-05 | 1.4803e-05 | 1.4098e-05 | 0.080408 | 0.03759 | 0.0016314 | 0.041187 | 0 | 0 | 0 | 0 | 0.0043642 | 1.1125e-06 | 0 | 1.1125e-06 | 1.1747e-06 | 0 | 1.1747e-06 | 1.1903e-06 | 0 | 1.1903e-06 | 1.1336e-06 | 0 | 1.1336e-06
[79 empty] | WLDFR | HFTD - Distribution - Tier 2 - 5QU CoRE ¦ 3QU LoRE | Non-Red Flag Warning - Small Fires | 2027 | 1.3835e-05 | 1.4609e-05 | 1.4803e-05 | 1.4098e-05 | 0.080408 | 0.03759 | 0.0016314 | 0.041187 | 0 | 0 | 0 | 0 | 0.0043642 | 1.1125e-06 | 0 | 1.1125e-06 | 1.1747e-06 | 0 | 1.1747e-06 | 1.1903e-06 | 0 | 1.1903e-06 | 1.1336e-06 | 0 | 1.1336e-06
[79 empty] | WLDFR | HFTD - Distribution - Tier 2 - 5QU CoRE ¦ 3QU LoRE | Non-Red Flag Warning - Small Fires | 2028 | 1.3835e-05 | 1.4609e-05 | 1.4803e-05 | 1.4098e-05 | 0.083606 | 0.039055 | 0.001695 | 0.042856 | 0 | 0 | 0 | 0 | 0.0043642 | 1.1567e-06 | 0 | 1.1567e-06 | 1.2214e-06 | 0 | 1.2214e-06 | 1.2376e-06 | 0 | 1.2376e-06 | 1.1787e-06 | 0 | 1.1787e-06
[79 empty] | WLDFR | HFTD - Distribution - Tier 2 - 5QU CoRE ¦ 3QU LoRE | Non-Red Flag Warning - Small Fires | 2029 | 1.3835e-05 | 1.4609e-05 | 1.4803e-05 | 1.4098e-05 | 0.083606 | 0.039055 | 0.001695 | 0.042856 | 0 | 0 | 0 | 0 | 0.0043642 | 1.1567e-06 | 0 | 1.1567e-06 | 1.2214e-06 | 0 | 1.2214e-06 | 1.2376e-06 | 0 | 1.2376e-06 | 1.1787e-06 | 0 | 1.1787e-06
[79 empty] | WLDFR | HFTD - Distribution - Tier 2 - 5QU CoRE ¦ 3QU LoRE | Non-Red Flag Warning - Small Fires | 2030 | 1.3835e-05 | 1.4609e-05 | 1.4803e-05 | 1.4098e-05 | 0.083606 | 0.039055 | 0.001695 | 0.042856 | 0 | 0 | 0 | 0 | 0.0043642 | 1.1567e-06 | 0 | 1.1567e-06 | 1.2214e-06 | 0 | 1.2214e-06 | 1.2376e-06 | 0 | 1.2376e-06 | 1.1787e-06 | 0 | 1.1787e-06
[79 empty] | WLDFR | HFTD - Distribution - Tier 2 - 5QU CoRE ¦ 3QU LoRE | Non-Red Flag Warning - Small Fires | 2031 | 1.3835e-05 | 1.4609e-05 | 1.4803e-05 | 1.4098e-05 | 0.083606 | 0.039055 | 0.001695 | 0.042856 | 0 | 0 | 0 | 0 | 0.0043642 | 1.1567e-06 | 0 | 1.1567e-06 | 1.2214e-06 | 0 | 1.2214e-06 | 1.2376e-06 | 0 | 1.2376e-06 | 1.1787e-06 | 0 | 1.1787e-06
[79 empty] | WLDFR | HFTD - Distribution - Tier 2 - 5QU CoRE ¦ 3QU LoRE | Non-Red Flag Warning - Small Fires | 2032 | 1.3835e-05 | 1.4609e-05 | 1.4803e-05 | 1.4098e-05 | 0.083606 | 0.039055 | 0.001695 | 0.042856 | 0 | 0 | 0 | 0 | 0.0043642 | 1.1567e-06 | 0 | 1.1567e-06 | 1.2214e-06 | 0 | 1.2214e-06 | 1.2376e-06 | 0 | 1.2376e-06 | 1.1787e-06 | 0 | 1.1787e-06
[79 empty] | WLDFR | HFTD - Distribution - Tier 2 - 5QU CoRE ¦ 3QU LoRE | Non-Red Flag Warning - Small Fires | 2033 | 1.3835e-05 | 1.4609e-05 | 1.4803e-05 | 1.4098e-05 | 0.087211 | 0.040679 | 0.0017655 | 0.044766 | 0 | 0 | 0 | 0 | 0.0043642 | 1.2066e-06 | 0 | 1.2066e-06 | 1.2741e-06 | 0 | 1.2741e-06 | 1.291e-06 | 0 | 1.291e-06 | 1.2295e-06 | 0 | 1.2295e-06
[79 empty] | WLDFR | HFTD - Distribution - Tier 2 - 5QU CoRE ¦ 3QU LoRE | Non-Red Flag Warning - Small Fires | 2034 | 1.3835e-05 | 1.4609e-05 | 1.4803e-05 | 1.4098e-05 | 0.087211 | 0.040679 | 0.0017655 | 0.044766 | 0 | 0 | 0 | 0 | 0.0043642 | 1.2066e-06 | 0 | 1.2066e-06 | 1.2741e-06 | 0 | 1.2741e-06 | 1.291e-06 | 0 | 1.291e-06 | 1.2295e-06 | 0 | 1.2295e-06
[79 empty] | WLDFR | HFTD - Distribution - Tier 2 - 5QU CoRE ¦ 3QU LoRE | Non-Red Flag Warning - Small Fires | 2035 | 1.3835e-05 | 1.4609e-05 | 1.4803e-05 | 1.4098e-05 | 0.087211 | 0.040679 | 0.0017655 | 0.044766 | 0 | 0 | 0 | 0 | 0.0043642 | 1.2066e-06 | 0 | 1.2066e-06 | 1.2741e-06 | 0 | 1.2741e-06 | 1.291e-06 | 0 | 1.291e-06 | 1.2295e-06 | 0 | 1.2295e-06
[79 empty] | WLDFR | HFTD - Distribution - Tier 2 - 5QU CoRE ¦ 3QU LoRE | Non-Red Flag Warning - Small Fires | 2036 | 1.3835e-05 | 1.4609e-05 | 1.4803e-05 | 1.4098e-05 | 0.087211 | 0.040679 | 0.0017655 | 0.044766 | 0 | 0 | 0 | 0 | 0.0043642 | 1.2066e-06 | 0 | 1.2066e-06 | 1.2741e-06 | 0 | 1.2741e-06 | 1.291e-06 | 0 | 1.291e-06 | 1.2295e-06 | 0 | 1.2295e-06
[79 empty] | WLDFR | HFTD - Distribution - Tier 2 - 5QU CoRE ¦ 3QU LoRE | Non-Red Flag Warning - Small Fires | 2037 | 1.3835e-05 | 1.4609e-05 | 1.4803e-05 | 1.4098e-05 | 0.087211 | 0.040679 | 0.0017655 | 0.044766 | 0 | 0 | 0 | 0 | 0.0043642 | 1.2066e-06 | 0 | 1.2066e-06 | 1.2741e-06 | 0 | 1.2741e-06 | 1.291e-06 | 0 | 1.291e-06 | 1.2295e-06 | 0 | 1.2295e-06
[79 empty] | WLDFR | HFTD - Distribution - Tier 2 - 5QU CoRE ¦ 3QU LoRE | Non-Red Flag Warning - Small Fires | 2038 | 1.3835e-05 | 1.4609e-05 | 1.4803e-05 | 1.4098e-05 | 0.091184 | 0.042438 | 0.0018418 | 0.046905 | 0 | 0 | 0 | 0 | 0.0043642 | 1.2616e-06 | 0 | 1.2616e-06 | 1.3321e-06 | 0 | 1.3321e-06 | 1.3498e-06 | 0 | 1.3498e-06 | 1.2855e-06 | 0 | 1.2855e-06
[79 empty] | WLDFR | HFTD - Distribution - Tier 2 - 5QU CoRE ¦ 3QU LoRE | Non-Red Flag Warning - Small Fires | 2039 | 1.3835e-05 | 1.4609e-05 | 1.4803e-05 | 1.4098e-05 | 0.091184 | 0.042438 | 0.0018418 | 0.046905 | 0 | 0 | 0 | 0 | 0.0043642 | 1.2616e-06 | 0 | 1.2616e-06 | 1.3321e-06 | 0 | 1.3321e-06 | 1.3498e-06 | 0 | 1.3498e-06 | 1.2855e-06 | 0 | 1.2855e-06
[79 empty] | WLDFR | HFTD - Distribution - Tier 2 - 5QU CoRE ¦ 3QU LoRE | Non-Red Flag Warning - Small Fires | 2040 | 1.3835e-05 | 1.4609e-05 | 1.4803e-05 | 1.4098e-05 | 0.091184 | 0.042438 | 0.0018418 | 0.046905 | 0 | 0 | 0 | 0 | 0.0043642 | 1.2616e-06 | 0 | 1.2616e-06 | 1.3321e-06 | 0 | 1.3321e-06 | 1.3498e-06 | 0 | 1.3498e-06 | 1.2855e-06 | 0 | 1.2855e-06
[79 empty] | WLDFR | HFTD - Distribution - Tier 2 - 5QU CoRE ¦ 3QU LoRE | Non-Red Flag Warning - Small Fires | 2041 | 1.3835e-05 | 1.4609e-05 | 1.4803e-05 | 1.4098e-05 | 0.091184 | 0.042438 | 0.0018418 | 0.046905 | 0 | 0 | 0 | 0 | 0.0043642 | 1.2616e-06 | 0 | 1.2616e-06 | 1.3321e-06 | 0 | 1.3321e-06 | 1.3498e-06 | 0 | 1.3498e-06 | 1.2855e-06 | 0 | 1.2855e-06
[79 empty] | WLDFR | HFTD - Distribution - Tier 2 - 5QU CoRE ¦ 3QU LoRE | Non-Red Flag Warning - Small Fires | 2042 | 1.3835e-05 | 1.4609e-05 | 1.4803e-05 | 1.4098e-05 | 0.091184 | 0.042438 | 0.0018418 | 0.046905 | 0 | 0 | 0 | 0 | 0.0043642 | 1.2616e-06 | 0 | 1.2616e-06 | 1.3321e-06 | 0 | 1.3321e-06 | 1.3498e-06 | 0 | 1.3498e-06 | 1.2855e-06 | 0 | 1.2855e-06
[79 empty] | WLDFR | HFTD - Distribution - Tier 2 - 5QU CoRE ¦ 3QU LoRE | Non-Red Flag Warning - Small Fires | 2043 | 1.3835e-05 | 1.4609e-05 | 1.4803e-05 | 1.4098e-05 | 0.095486 | 0.044306 | 0.0019228 | 0.049257 | 0 | 0 | 0 | 0 | 0.0043642 | 1.3211e-06 | 0 | 1.3211e-06 | 1.3949e-06 | 0 | 1.3949e-06 | 1.4135e-06 | 0 | 1.4135e-06 | 1.3462e-06 | 0 | 1.3462e-06
[79 empty] | WLDFR | HFTD - Distribution - Tier 2 - 5QU CoRE ¦ 3QU LoRE | Non-Red Flag Warning - Small Fires | 2044 | 1.3835e-05 | 1.4609e-05 | 1.4803e-05 | 1.4098e-05 | 0.095486 | 0.044306 | 0.0019228 | 0.049257 | 0 | 0 | 0 | 0 | 0.0043642 | 1.3211e-06 | 0 | 1.3211e-06 | 1.3949e-06 | 0 | 1.3949e-06 | 1.4135e-06 | 0 | 1.4135e-06 | 1.3462e-06 | 0 | 1.3462e-06
[79 empty] | WLDFR | HFTD - Distribution - Tier 2 - 5QU CoRE ¦ 3QU LoRE | Non-Red Flag Warning - Small Fires | 2045 | 1.3835e-05 | 1.4609e-05 | 1.4803e-05 | 1.4098e-05 | 0.095486 | 0.044306 | 0.0019228 | 0.049257 | 0 | 0 | 0 | 0 | 0.0043642 | 1.3211e-06 | 0 | 1.3211e-06 | 1.3949e-06 | 0 | 1.3949e-06 | 1.4135e-06 | 0 | 1.4135e-06 | 1.3462e-06 | 0 | 1.3462e-06
[79 empty] | WLDFR | HFTD - Distribution - Tier 2 - 5QU CoRE ¦ 3QU LoRE | Non-Red Flag Warning - Small Fires | 2046 | 1.3835e-05 | 1.4609e-05 | 1.4803e-05 | 1.4098e-05 | 0.095486 | 0.044306 | 0.0019228 | 0.049257 | 0 | 0 | 0 | 0 | 0.0043642 | 1.3211e-06 | 0 | 1.3211e-06 | 1.3949e-06 | 0 | 1.3949e-06 | 1.4135e-06 | 0 | 1.4135e-06 | 1.3462e-06 | 0 | 1.3462e-06
[79 empty] | WLDFR | HFTD - Distribution - Tier 2 - 5QU CoRE ¦ 3QU LoRE | Non-Red Flag Warning - Small Fires | 2047 | 1.3835e-05 | 1.4609e-05 | 1.4803e-05 | 1.4098e-05 | 0.095486 | 0.044306 | 0.0019228 | 0.049257 | 0 | 0 | 0 | 0 | 0.0043642 | 1.3211e-06 | 0 | 1.3211e-06 | 1.3949e-06 | 0 | 1.3949e-06 | 1.4135e-06 | 0 | 1.4135e-06 | 1.3462e-06 | 0 | 1.3462e-06
[79 empty] | WLDFR | HFTD - Distribution - Tier 2 - 5QU CoRE ¦ 3QU LoRE | Non-Red Flag Warning - Small Fires | 2048 | 1.3835e-05 | 1.4609e-05 | 1.4803e-05 | 1.4098e-05 | 0.10007 | 0.04626 | 0.0020076 | 0.051804 | 0 | 0 | 0 | 0 | 0.0043642 | 1.3845e-06 | 0 | 1.3845e-06 | 1.4619e-06 | 0 | 1.4619e-06 | 1.4814e-06 | 0 | 1.4814e-06 | 1.4108e-06 | 0 | 1.4108e-06
[79 empty] | WLDFR | HFTD - Distribution - Tier 2 - 5QU CoRE ¦ 3QU LoRE | Non-Red Flag Warning - Small Fires | 2049 | 1.3835e-05 | 1.4609e-05 | 1.4803e-05 | 1.4098e-05 | 0.10007 | 0.04626 | 0.0020076 | 0.051804 | 0 | 0 | 0 | 0 | 0.0043642 | 1.3845e-06 | 0 | 1.3845e-06 | 1.4619e-06 | 0 | 1.4619e-06 | 1.4814e-06 | 0 | 1.4814e-06 | 1.4108e-06 | 0 | 1.4108e-06
[79 empty] | WLDFR | HFTD - Distribution - Tier 2 - 5QU CoRE ¦ 3QU LoRE | Non-Red Flag Warning - Small Fires | 2050 | 0 | 1.4609e-05 | 1.4803e-05 | 1.4098e-05 | 0.10007 | 0.04626 | 0.0020076 | 0.051804 | 0 | 0 | 0 | 0 | 0.0043642 | 0 | 0 | 0 | 1.4619e-06 | 0 | 1.4619e-06 | 1.4814e-06 | 0 | 1.4814e-06 | 1.4108e-06 | 0 | 1.4108e-06
[79 empty] | WLDFR | HFTD - Distribution - Tier 2 - 5QU CoRE ¦ 3QU LoRE | Non-Red Flag Warning - Small Fires | 2051 | 0 | 0 | 1.4803e-05 | 1.4098e-05 | 0.10007 | 0.04626 | 0.0020076 | 0.051804 | 0 | 0 | 0 | 0 | 0.0043642 | 0 | 0 | 0 | 0 | 0 | 0 | 1.4814e-06 | 0 | 1.4814e-06 | 1.4108e-06 | 0 | 1.4108e-06
[79 empty] | WLDFR | HFTD - Distribution - Tier 2 - 5QU CoRE ¦ 3QU LoRE | Non-Red Flag Warning - Small Fires | 2052 | 0 | 0 | 0 | 1.4098e-05 | 0.10007 | 0.04626 | 0.0020076 | 0.051804 | 0 | 0 | 0 | 0 | 0.0043642 | 0 | 0 | 0 | 0 | 0 | 0 | 0 | 0 | 0 | 1.4108e-06 | 0 | 1.4108e-06
[79 empty] | WLDFR | HFTD - Distribution - Tier 2 - 5QU CoRE ¦ 3QU LoRE | Red Flag Warning - Catastrophic Fires | 2020 | 1.5191e-08 | 0 | 0 | 0 | 14146.1306 | 222.2294 | 8585.7228 | 5338.1784 | 0 | 0 | 0 | 0 | 1.2837e-06 | 0.00021489 | 0 | 0.00021489 | 0 | 0 | 0 | 0 | 0 | 0 | 0 | 0 | 0
[79 empty] | WLDFR | HFTD - Distribution - Tier 2 - 5QU CoRE ¦ 3QU LoRE | Red Flag Warning - Catastrophic Fires | 2021 | 1.0296e-08 | 1.604e-08 | 0 | 0 | 14146.1306 | 222.2294 | 8585.7228 | 5338.1784 | 0 | 0 | 0 | 0 | 1.2837e-06 | 0.00014565 | 0 | 0.00014565 | 0.00022691 | 0 | 0.00022691 | 0 | 0 | 0 | 0 | 0 | 0
[79 empty] | WLDFR | HFTD - Distribution - Tier 2 - 5QU CoRE ¦ 3QU LoRE | Red Flag Warning - Catastrophic Fires | 2022 | 9.2522e-09 | 9.7694e-09 | 1.4939e-08 | 0 | 14146.1306 | 222.2294 | 8585.7228 | 5338.1784 | 0 | 0 | 0 | 0 | 1.3289e-06 | 0.00013088 | 0 | 0.00013088 | 0.0001382 | 0 | 0.0001382 | 0.00021133 | 0 | 0.00021133 | 0 | 0 | 0
[79 empty] | WLDFR | HFTD - Distribution - Tier 2 - 5QU CoRE ¦ 3QU LoRE | Red Flag Warning - Catastrophic Fires | 2023 | 9.2522e-09 | 9.7694e-09 | 9.8993e-09 | 1.4227e-08 | 14664.6376 | 233.2301 | 8896.516 | 5534.8915 | 0 | 0 | 0 | 0 | 1.3289e-06 | 0.00013568 | 0 | 0.00013568 | 0.00014327 | 0 | 0.00014327 | 0.00014517 | 0 | 0.00014517 | 0.00020864 | 0 | 0.00020864
[79 empty] | WLDFR | HFTD - Distribution - Tier 2 - 5QU CoRE ¦ 3QU LoRE | Red Flag Warning - Catastrophic Fires | 2024 | 9.2522e-09 | 9.7694e-09 | 9.8993e-09 | 9.4279e-09 | 14664.6376 | 233.2301 | 8896.516 | 5534.8915 | 0 | 0 | 0 | 0 | 1.3289e-06 | 0.00013568 | 0 | 0.00013568 | 0.00014327 | 0 | 0.00014327 | 0.00014517 | 0 | 0.00014517 | 0.00013826 | 0 | 0.00013826
[79 empty] | WLDFR | HFTD - Distribution - Tier 2 - 5QU CoRE ¦ 3QU LoRE | Red Flag Warning - Catastrophic Fires | 2025 | 9.2522e-09 | 9.7694e-09 | 9.8993e-09 | 9.4279e-09 | 14664.6376 | 233.2301 | 8896.516 | 5534.8915 | 0 | 0 | 0 | 0 | 1.3289e-06 | 0.00013568 | 0 | 0.00013568 | 0.00014327 | 0 | 0.00014327 | 0.00014517 | 0 | 0.00014517 | 0.00013826 | 0 | 0.00013826
[79 empty] | WLDFR | HFTD - Distribution - Tier 2 - 5QU CoRE ¦ 3QU LoRE | Red Flag Warning - Catastrophic Fires | 2026 | 9.2522e-09 | 9.7694e-09 | 9.8993e-09 | 9.4279e-09 | 14664.6376 | 233.2301 | 8896.516 | 5534.8915 | 0 | 0 | 0 | 0 | 1.3289e-06 | 0.00013568 | 0 | 0.00013568 | 0.00014327 | 0 | 0.00014327 | 0.00014517 | 0 | 0.00014517 | 0.00013826 | 0 | 0.00013826
[79 empty] | WLDFR | HFTD - Distribution - Tier 2 - 5QU CoRE ¦ 3QU LoRE | Red Flag Warning - Catastrophic Fires | 2027 | 9.2522e-09 | 9.7694e-09 | 9.8993e-09 | 9.4279e-09 | 14664.6376 | 233.2301 | 8896.516 | 5534.8915 | 0 | 0 | 0 | 0 | 1.3289e-06 | 0.00013568 | 0 | 0.00013568 | 0.00014327 | 0 | 0.00014327 | 0.00014517 | 0 | 0.00014517 | 0.00013826 | 0 | 0.00013826
[79 empty] | WLDFR | HFTD - Distribution - Tier 2 - 5QU CoRE ¦ 3QU LoRE | Red Flag Warning - Catastrophic Fires | 2028 | 9.2522e-09 | 9.7694e-09 | 9.8993e-09 | 9.4279e-09 | 15317.9909 | 247.273 | 9287.6491 | 5783.0689 | 0 | 0 | 0 | 0 | 1.3289e-06 | 0.00014172 | 0 | 0.00014172 | 0.00014965 | 0 | 0.00014965 | 0.00015164 | 0 | 0.00015164 | 0.00014442 | 0 | 0.00014442
[79 empty] | WLDFR | HFTD - Distribution - Tier 2 - 5QU CoRE ¦ 3QU LoRE | Red Flag Warning - Catastrophic Fires | 2029 | 9.2522e-09 | 9.7694e-09 | 9.8993e-09 | 9.4279e-09 | 15317.9909 | 247.273 | 9287.6491 | 5783.0689 | 0 | 0 | 0 | 0 | 1.3289e-06 | 0.00014172 | 0 | 0.00014172 | 0.00014965 | 0 | 0.00014965 | 0.00015164 | 0 | 0.00015164 | 0.00014442 | 0 | 0.00014442
[79 empty] | WLDFR | HFTD - Distribution - Tier 2 - 5QU CoRE ¦ 3QU LoRE | Red Flag Warning - Catastrophic Fires | 2030 | 9.2522e-09 | 9.7694e-09 | 9.8993e-09 | 9.4279e-09 | 15317.9909 | 247.273 | 9287.6491 | 5783.0689 | 0 | 0 | 0 | 0 | 1.3289e-06 | 0.00014172 | 0 | 0.00014172 | 0.00014965 | 0 | 0.00014965 | 0.00015164 | 0 | 0.00015164 | 0.00014442 | 0 | 0.00014442
[79 empty] | WLDFR | HFTD - Distribution - Tier 2 - 5QU CoRE ¦ 3QU LoRE | Red Flag Warning - Catastrophic Fires | 2031 | 9.2522e-09 | 9.7694e-09 | 9.8993e-09 | 9.4279e-09 | 15317.9909 | 247.273 | 9287.6491 | 5783.0689 | 0 | 0 | 0 | 0 | 1.3289e-06 | 0.00014172 | 0 | 0.00014172 | 0.00014965 | 0 | 0.00014965 | 0.00015164 | 0 | 0.00015164 | 0.00014442 | 0 | 0.00014442
[79 empty] | WLDFR | HFTD - Distribution - Tier 2 - 5QU CoRE ¦ 3QU LoRE | Red Flag Warning - Catastrophic Fires | 2032 | 9.2522e-09 | 9.7694e-09 | 9.8993e-09 | 9.4279e-09 | 15317.9909 | 247.273 | 9287.6491 | 5783.0689 | 0 | 0 | 0 | 0 | 1.3289e-06 | 0.00014172 | 0 | 0.00014172 | 0.00014965 | 0 | 0.00014965 | 0.00015164 | 0 | 0.00015164 | 0.00014442 | 0 | 0.00014442
[79 empty] | WLDFR | HFTD - Distribution - Tier 2 - 5QU CoRE ¦ 3QU LoRE | Red Flag Warning - Catastrophic Fires | 2033 | 9.2522e-09 | 9.7694e-09 | 9.8993e-09 | 9.4279e-09 | 16044.1264 | 263.1074 | 9721.74 | 6059.2791 | 0 | 0 | 0 | 0 | 1.3289e-06 | 0.00014844 | 0 | 0.00014844 | 0.00015674 | 0 | 0.00015674 | 0.00015883 | 0 | 0.00015883 | 0.00015126 | 0 | 0.00015126
[79 empty] | WLDFR | HFTD - Distribution - Tier 2 - 5QU CoRE ¦ 3QU LoRE | Red Flag Warning - Catastrophic Fires | 2034 | 9.2522e-09 | 9.7694e-09 | 9.8993e-09 | 9.4279e-09 | 16044.1264 | 263.1074 | 9721.74 | 6059.2791 | 0 | 0 | 0 | 0 | 1.3289e-06 | 0.00014844 | 0 | 0.00014844 | 0.00015674 | 0 | 0.00015674 | 0.00015883 | 0 | 0.00015883 | 0.00015126 | 0 | 0.00015126
[79 empty] | WLDFR | HFTD - Distribution - Tier 2 - 5QU CoRE ¦ 3QU LoRE | Red Flag Warning - Catastrophic Fires | 2035 | 9.2522e-09 | 9.7694e-09 | 9.8993e-09 | 9.4279e-09 | 16044.1264 | 263.1074 | 9721.74 | 6059.2791 | 0 | 0 | 0 | 0 | 1.3289e-06 | 0.00014844 | 0 | 0.00014844 | 0.00015674 | 0 | 0.00015674 | 0.00015883 | 0 | 0.00015883 | 0.00015126 | 0 | 0.00015126
[79 empty] | WLDFR | HFTD - Distribution - Tier 2 - 5QU CoRE ¦ 3QU LoRE | Red Flag Warning - Catastrophic Fires | 2036 | 9.2522e-09 | 9.7694e-09 | 9.8993e-09 | 9.4279e-09 | 16044.1264 | 263.1074 | 9721.74 | 6059.2791 | 0 | 0 | 0 | 0 | 1.3289e-06 | 0.00014844 | 0 | 0.00014844 | 0.00015674 | 0 | 0.00015674 | 0.00015883 | 0 | 0.00015883 | 0.00015126 | 0 | 0.00015126
[79 empty] | WLDFR | HFTD - Distribution - Tier 2 - 5QU CoRE ¦ 3QU LoRE | Red Flag Warning - Catastrophic Fires | 2037 | 9.2522e-09 | 9.7694e-09 | 9.8993e-09 | 9.4279e-09 | 16044.1264 | 263.1074 | 9721.74 | 6059.2791 | 0 | 0 | 0 | 0 | 1.3289e-06 | 0.00014844 | 0 | 0.00014844 | 0.00015674 | 0 | 0.00015674 | 0.00015883 | 0 | 0.00015883 | 0.00015126 | 0 | 0.00015126
[79 empty] | WLDFR | HFTD - Distribution - Tier 2 - 5QU CoRE ¦ 3QU LoRE | Red Flag Warning - Catastrophic Fires | 2038 | 9.2522e-09 | 9.7694e-09 | 9.8993e-09 | 9.4279e-09 | 16832.3912 | 280.5544 | 10192.2718 | 6359.5651 | 0 | 0 | 0 | 0 | 1.3289e-06 | 0.00015574 | 0 | 0.00015574 | 0.00016444 | 0 | 0.00016444 | 0.00016663 | 0 | 0.00016663 | 0.00015869 | 0 | 0.00015869
[79 empty] | WLDFR | HFTD - Distribution - Tier 2 - 5QU CoRE ¦ 3QU LoRE | Red Flag Warning - Catastrophic Fires | 2039 | 9.2522e-09 | 9.7694e-09 | 9.8993e-09 | 9.4279e-09 | 16832.3912 | 280.5544 | 10192.2718 | 6359.5651 | 0 | 0 | 0 | 0 | 1.3289e-06 | 0.00015574 | 0 | 0.00015574 | 0.00016444 | 0 | 0.00016444 | 0.00016663 | 0 | 0.00016663 | 0.00015869 | 0 | 0.00015869
[79 empty] | WLDFR | HFTD - Distribution - Tier 2 - 5QU CoRE ¦ 3QU LoRE | Red Flag Warning - Catastrophic Fires | 2040 | 9.2522e-09 | 9.7694e-09 | 9.8993e-09 | 9.4279e-09 | 16832.3912 | 280.5544 | 10192.2718 | 6359.5651 | 0 | 0 | 0 | 0 | 1.3289e-06 | 0.00015574 | 0 | 0.00015574 | 0.00016444 | 0 | 0.00016444 | 0.00016663 | 0 | 0.00016663 | 0.00015869 | 0 | 0.00015869
[79 empty] | WLDFR | HFTD - Distribution - Tier 2 - 5QU CoRE ¦ 3QU LoRE | Red Flag Warning - Catastrophic Fires | 2041 | 9.2522e-09 | 9.7694e-09 | 9.8993e-09 | 9.4279e-09 | 16832.3912 | 280.5544 | 10192.2718 | 6359.5651 | 0 | 0 | 0 | 0 | 1.3289e-06 | 0.00015574 | 0 | 0.00015574 | 0.00016444 | 0 | 0.00016444 | 0.00016663 | 0 | 0.00016663 | 0.00015869 | 0 | 0.00015869
[79 empty] | WLDFR | HFTD - Distribution - Tier 2 - 5QU CoRE ¦ 3QU LoRE | Red Flag Warning - Catastrophic Fires | 2042 | 9.2522e-09 | 9.7694e-09 | 9.8993e-09 | 9.4279e-09 | 16832.3912 | 280.5544 | 10192.2718 | 6359.5651 | 0 | 0 | 0 | 0 | 1.3289e-06 | 0.00015574 | 0 | 0.00015574 | 0.00016444 | 0 | 0.00016444 | 0.00016663 | 0 | 0.00016663 | 0.00015869 | 0 | 0.00015869
[79 empty] | WLDFR | HFTD - Distribution - Tier 2 - 5QU CoRE ¦ 3QU LoRE | Red Flag Warning - Catastrophic Fires | 2043 | 9.2522e-09 | 9.7694e-09 | 9.8993e-09 | 9.4279e-09 | 17672.0852 | 299.42 | 10692.7362 | 6679.929 | 0 | 0 | 0 | 0 | 1.3289e-06 | 0.0001635 | 0 | 0.0001635 | 0.00017265 | 0 | 0.00017265 | 0.00017494 | 0 | 0.00017494 | 0.00016661 | 0 | 0.00016661
[79 empty] | WLDFR | HFTD - Distribution - Tier 2 - 5QU CoRE ¦ 3QU LoRE | Red Flag Warning - Catastrophic Fires | 2044 | 9.2522e-09 | 9.7694e-09 | 9.8993e-09 | 9.4279e-09 | 17672.0852 | 299.42 | 10692.7362 | 6679.929 | 0 | 0 | 0 | 0 | 1.3289e-06 | 0.0001635 | 0 | 0.0001635 | 0.00017265 | 0 | 0.00017265 | 0.00017494 | 0 | 0.00017494 | 0.00016661 | 0 | 0.00016661
[79 empty] | WLDFR | HFTD - Distribution - Tier 2 - 5QU CoRE ¦ 3QU LoRE | Red Flag Warning - Catastrophic Fires | 2045 | 9.2522e-09 | 9.7694e-09 | 9.8993e-09 | 9.4279e-09 | 17672.0852 | 299.42 | 10692.7362 | 6679.929 | 0 | 0 | 0 | 0 | 1.3289e-06 | 0.0001635 | 0 | 0.0001635 | 0.00017265 | 0 | 0.00017265 | 0.00017494 | 0 | 0.00017494 | 0.00016661 | 0 | 0.00016661
[79 empty] | WLDFR | HFTD - Distribution - Tier 2 - 5QU CoRE ¦ 3QU LoRE | Red Flag Warning - Catastrophic Fires | 2046 | 9.2522e-09 | 9.7694e-09 | 9.8993e-09 | 9.4279e-09 | 17672.0852 | 299.42 | 10692.7362 | 6679.929 | 0 | 0 | 0 | 0 | 1.3289e-06 | 0.0001635 | 0 | 0.0001635 | 0.00017265 | 0 | 0.00017265 | 0.00017494 | 0 | 0.00017494 | 0.00016661 | 0 | 0.00016661
[79 empty] | WLDFR | HFTD - Distribution - Tier 2 - 5QU CoRE ¦ 3QU LoRE | Red Flag Warning - Catastrophic Fires | 2047 | 9.2522e-09 | 9.7694e-09 | 9.8993e-09 | 9.4279e-09 | 17672.0852 | 299.42 | 10692.7362 | 6679.929 | 0 | 0 | 0 | 0 | 1.3289e-06 | 0.0001635 | 0 | 0.0001635 | 0.00017265 | 0 | 0.00017265 | 0.00017494 | 0 | 0.00017494 | 0.00016661 | 0 | 0.00016661
[79 empty] | WLDFR | HFTD - Distribution - Tier 2 - 5QU CoRE ¦ 3QU LoRE | Red Flag Warning - Catastrophic Fires | 2048 | 9.2522e-09 | 9.7694e-09 | 9.8993e-09 | 9.4279e-09 | 18552.3348 | 319.4911 | 11216.5626 | 7016.281 | 0 | 0 | 0 | 0 | 1.3289e-06 | 0.00017165 | 0 | 0.00017165 | 0.00018125 | 0 | 0.00018125 | 0.00018366 | 0 | 0.00018366 | 0.00017491 | 0 | 0.00017491
[79 empty] | WLDFR | HFTD - Distribution - Tier 2 - 5QU CoRE ¦ 3QU LoRE | Red Flag Warning - Catastrophic Fires | 2049 | 9.2522e-09 | 9.7694e-09 | 9.8993e-09 | 9.4279e-09 | 18552.3348 | 319.4911 | 11216.5626 | 7016.281 | 0 | 0 | 0 | 0 | 1.3289e-06 | 0.00017165 | 0 | 0.00017165 | 0.00018125 | 0 | 0.00018125 | 0.00018366 | 0 | 0.00018366 | 0.00017491 | 0 | 0.00017491
[79 empty] | WLDFR | HFTD - Distribution - Tier 2 - 5QU CoRE ¦ 3QU LoRE | Red Flag Warning - Catastrophic Fires | 2050 | 0 | 9.7694e-09 | 9.8993e-09 | 9.4279e-09 | 18552.3348 | 319.4911 | 11216.5626 | 7016.281 | 0 | 0 | 0 | 0 | 1.3289e-06 | 0 | 0 | 0 | 0.00018125 | 0 | 0.00018125 | 0.00018366 | 0 | 0.00018366 | 0.00017491 | 0 | 0.00017491
[79 empty] | WLDFR | HFTD - Distribution - Tier 2 - 5QU CoRE ¦ 3QU LoRE | Red Flag Warning - Catastrophic Fires | 2051 | 0 | 0 | 9.8993e-09 | 9.4279e-09 | 18552.3348 | 319.4911 | 11216.5626 | 7016.281 | 0 | 0 | 0 | 0 | 1.3289e-06 | 0 | 0 | 0 | 0 | 0 | 0 | 0.00018366 | 0 | 0.00018366 | 0.00017491 | 0 | 0.00017491
[79 empty] | WLDFR | HFTD - Distribution - Tier 2 - 5QU CoRE ¦ 3QU LoRE | Red Flag Warning - Catastrophic Fires | 2052 | 0 | 0 | 0 | 9.4279e-09 | 18552.3348 | 319.4911 | 11216.5626 | 7016.281 | 0 | 0 | 0 | 0 | 1.3289e-06 | 0 | 0 | 0 | 0 | 0 | 0 | 0 | 0 | 0 | 0.00017491 | 0 | 0.00017491
[79 empty] | WLDFR | HFTD - Distribution - Tier 2 - 5QU CoRE ¦ 3QU LoRE | Red Flag Warning - Destructive Fires | 2020 | 2.3634e-09 | 0 | 0 | 0 | 8807.9522 | 222.2294 | 8585.7228 | 0 | 0 | 0 | 0 | 0 | 2.3142e-07 | 2.0817e-05 | 0 | 2.0817e-05 | 0 | 0 | 0 | 0 | 0 | 0 | 0 | 0 | 0
[79 empty] | WLDFR | HFTD - Distribution - Tier 2 - 5QU CoRE ¦ 3QU LoRE | Red Flag Warning - Destructive Fires | 2021 | 1.6057e-09 | 2.4955e-09 | 0 | 0 | 8807.9522 | 222.2294 | 8585.7228 | 0 | 0 | 0 | 0 | 0 | 2.3142e-07 | 1.4143e-05 | 0 | 1.4143e-05 | 2.198e-05 | 0 | 2.198e-05 | 0 | 0 | 0 | 0 | 0 | 0
[79 empty] | WLDFR | HFTD - Distribution - Tier 2 - 5QU CoRE ¦ 3QU LoRE | Red Flag Warning - Destructive Fires | 2022 | 1.452e-09 | 1.5332e-09 | 2.3349e-09 | 0 | 8807.9522 | 222.2294 | 8585.7228 | 0 | 0 | 0 | 0 | 0 | 2.4073e-07 | 1.2789e-05 | 0 | 1.2789e-05 | 1.3504e-05 | 0 | 1.3504e-05 | 2.0565e-05 | 0 | 2.0565e-05 | 0 | 0 | 0
[79 empty] | WLDFR | HFTD - Distribution - Tier 2 - 5QU CoRE ¦ 3QU LoRE | Red Flag Warning - Destructive Fires | 2023 | 1.452e-09 | 1.5332e-09 | 1.5535e-09 | 2.2237e-09 | 9129.7461 | 233.2301 | 8896.516 | 0 | 0 | 0 | 0 | 0 | 2.4073e-07 | 1.3256e-05 | 0 | 1.3256e-05 | 1.3997e-05 | 0 | 1.3997e-05 | 1.4183e-05 | 0 | 1.4183e-05 | 2.0302e-05 | 0 | 2.0302e-05
[79 empty] | WLDFR | HFTD - Distribution - Tier 2 - 5QU CoRE ¦ 3QU LoRE | Red Flag Warning - Destructive Fires | 2024 | 1.452e-09 | 1.5332e-09 | 1.5535e-09 | 1.4796e-09 | 9129.7461 | 233.2301 | 8896.516 | 0 | 0 | 0 | 0 | 0 | 2.4073e-07 | 1.3256e-05 | 0 | 1.3256e-05 | 1.3997e-05 | 0 | 1.3997e-05 | 1.4183e-05 | 0 | 1.4183e-05 | 1.3508e-05 | 0 | 1.3508e-05
[79 empty] | WLDFR | HFTD - Distribution - Tier 2 - 5QU CoRE ¦ 3QU LoRE | Red Flag Warning - Destructive Fires | 2025 | 1.452e-09 | 1.5332e-09 | 1.5535e-09 | 1.4796e-09 | 9129.7461 | 233.2301 | 8896.516 | 0 | 0 | 0 | 0 | 0 | 2.4073e-07 | 1.3256e-05 | 0 | 1.3256e-05 | 1.3997e-05 | 0 | 1.3997e-05 | 1.4183e-05 | 0 | 1.4183e-05 | 1.3508e-05 | 0 | 1.3508e-05
[79 empty] | WLDFR | HFTD - Distribution - Tier 2 - 5QU CoRE ¦ 3QU LoRE | Red Flag Warning - Destructive Fires | 2026 | 1.452e-09 | 1.5332e-09 | 1.5535e-09 | 1.4796e-09 | 9129.7461 | 233.2301 | 8896.516 | 0 | 0 | 0 | 0 | 0 | 2.4073e-07 | 1.3256e-05 | 0 | 1.3256e-05 | 1.3997e-05 | 0 | 1.3997e-05 | 1.4183e-05 | 0 | 1.4183e-05 | 1.3508e-05 | 0 | 1.3508e-05
[79 empty] | WLDFR | HFTD - Distribution - Tier 2 - 5QU CoRE ¦ 3QU LoRE | Red Flag Warning - Destructive Fires | 2027 | 1.452e-09 | 1.5332e-09 | 1.5535e-09 | 1.4796e-09 | 9129.7461 | 233.2301 | 8896.516 | 0 | 0 | 0 | 0 | 0 | 2.4073e-07 | 1.3256e-05 | 0 | 1.3256e-05 | 1.3997e-05 | 0 | 1.3997e-05 | 1.4183e-05 | 0 | 1.4183e-05 | 1.3508e-05 | 0 | 1.3508e-05
[79 empty] | WLDFR | HFTD - Distribution - Tier 2 - 5QU CoRE ¦ 3QU LoRE | Red Flag Warning - Destructive Fires | 2028 | 1.452e-09 | 1.5332e-09 | 1.5535e-09 | 1.4796e-09 | 9534.9221 | 247.273 | 9287.6491 | 0 | 0 | 0 | 0 | 0 | 2.4073e-07 | 1.3844e-05 | 0 | 1.3844e-05 | 1.4619e-05 | 0 | 1.4619e-05 | 1.4813e-05 | 0 | 1.4813e-05 | 1.4107e-05 | 0 | 1.4107e-05
[79 empty] | WLDFR | HFTD - Distribution - Tier 2 - 5QU CoRE ¦ 3QU LoRE | Red Flag Warning - Destructive Fires | 2029 | 1.452e-09 | 1.5332e-09 | 1.5535e-09 | 1.4796e-09 | 9534.9221 | 247.273 | 9287.6491 | 0 | 0 | 0 | 0 | 0 | 2.4073e-07 | 1.3844e-05 | 0 | 1.3844e-05 | 1.4619e-05 | 0 | 1.4619e-05 | 1.4813e-05 | 0 | 1.4813e-05 | 1.4107e-05 | 0 | 1.4107e-05
[79 empty] | WLDFR | HFTD - Distribution - Tier 2 - 5QU CoRE ¦ 3QU LoRE | Red Flag Warning - Destructive Fires | 2030 | 1.452e-09 | 1.5332e-09 | 1.5535e-09 | 1.4796e-09 | 9534.9221 | 247.273 | 9287.6491 | 0 | 0 | 0 | 0 | 0 | 2.4073e-07 | 1.3844e-05 | 0 | 1.3844e-05 | 1.4619e-05 | 0 | 1.4619e-05 | 1.4813e-05 | 0 | 1.4813e-05 | 1.4107e-05 | 0 | 1.4107e-05
[79 empty] | WLDFR | HFTD - Distribution - Tier 2 - 5QU CoRE ¦ 3QU LoRE | Red Flag Warning - Destructive Fires | 2031 | 1.452e-09 | 1.5332e-09 | 1.5535e-09 | 1.4796e-09 | 9534.9221 | 247.273 | 9287.6491 | 0 | 0 | 0 | 0 | 0 | 2.4073e-07 | 1.3844e-05 | 0 | 1.3844e-05 | 1.4619e-05 | 0 | 1.4619e-05 | 1.4813e-05 | 0 | 1.4813e-05 | 1.4107e-05 | 0 | 1.4107e-05
[79 empty] | WLDFR | HFTD - Distribution - Tier 2 - 5QU CoRE ¦ 3QU LoRE | Red Flag Warning - Destructive Fires | 2032 | 1.452e-09 | 1.5332e-09 | 1.5535e-09 | 1.4796e-09 | 9534.9221 | 247.273 | 9287.6491 | 0 | 0 | 0 | 0 | 0 | 2.4073e-07 | 1.3844e-05 | 0 | 1.3844e-05 | 1.4619e-05 | 0 | 1.4619e-05 | 1.4813e-05 | 0 | 1.4813e-05 | 1.4107e-05 | 0 | 1.4107e-05
[79 empty] | WLDFR | HFTD - Distribution - Tier 2 - 5QU CoRE ¦ 3QU LoRE | Red Flag Warning - Destructive Fires | 2033 | 1.452e-09 | 1.5332e-09 | 1.5535e-09 | 1.4796e-09 | 9984.8474 | 263.1074 | 9721.74 | 0 | 0 | 0 | 0 | 0 | 2.4073e-07 | 1.4498e-05 | 0 | 1.4498e-05 | 1.5308e-05 | 0 | 1.5308e-05 | 1.5512e-05 | 0 | 1.5512e-05 | 1.4773e-05 | 0 | 1.4773e-05
[79 empty] | WLDFR | HFTD - Distribution - Tier 2 - 5QU CoRE ¦ 3QU LoRE | Red Flag Warning - Destructive Fires | 2034 | 1.452e-09 | 1.5332e-09 | 1.5535e-09 | 1.4796e-09 | 9984.8474 | 263.1074 | 9721.74 | 0 | 0 | 0 | 0 | 0 | 2.4073e-07 | 1.4498e-05 | 0 | 1.4498e-05 | 1.5308e-05 | 0 | 1.5308e-05 | 1.5512e-05 | 0 | 1.5512e-05 | 1.4773e-05 | 0 | 1.4773e-05
[79 empty] | WLDFR | HFTD - Distribution - Tier 2 - 5QU CoRE ¦ 3QU LoRE | Red Flag Warning - Destructive Fires | 2035 | 1.452e-09 | 1.5332e-09 | 1.5535e-09 | 1.4796e-09 | 9984.8474 | 263.1074 | 9721.74 | 0 | 0 | 0 | 0 | 0 | 2.4073e-07 | 1.4498e-05 | 0 | 1.4498e-05 | 1.5308e-05 | 0 | 1.5308e-05 | 1.5512e-05 | 0 | 1.5512e-05 | 1.4773e-05 | 0 | 1.4773e-05
[79 empty] | WLDFR | HFTD - Distribution - Tier 2 - 5QU CoRE ¦ 3QU LoRE | Red Flag Warning - Destructive Fires | 2036 | 1.452e-09 | 1.5332e-09 | 1.5535e-09 | 1.4796e-09 | 9984.8474 | 263.1074 | 9721.74 | 0 | 0 | 0 | 0 | 0 | 2.4073e-07 | 1.4498e-05 | 0 | 1.4498e-05 | 1.5308e-05 | 0 | 1.5308e-05 | 1.5512e-05 | 0 | 1.5512e-05 | 1.4773e-05 | 0 | 1.4773e-05
[79 empty] | WLDFR | HFTD - Distribution - Tier 2 - 5QU CoRE ¦ 3QU LoRE | Red Flag Warning - Destructive Fires | 2037 | 1.452e-09 | 1.5332e-09 | 1.5535e-09 | 1.4796e-09 | 9984.8474 | 263.1074 | 9721.74 | 0 | 0 | 0 | 0 | 0 | 2.4073e-07 | 1.4498e-05 | 0 | 1.4498e-05 | 1.5308e-05 | 0 | 1.5308e-05 | 1.5512e-05 | 0 | 1.5512e-05 | 1.4773e-05 | 0 | 1.4773e-05
[79 empty] | WLDFR | HFTD - Distribution - Tier 2 - 5QU CoRE ¦ 3QU LoRE | Red Flag Warning - Destructive Fires | 2038 | 1.452e-09 | 1.5332e-09 | 1.5535e-09 | 1.4796e-09 | 10472.8261 | 280.5544 | 10192.2718 | 0 | 0 | 0 | 0 | 0 | 2.4073e-07 | 1.5206e-05 | 0 | 1.5206e-05 | 1.6056e-05 | 0 | 1.6056e-05 | 1.627e-05 | 0 | 1.627e-05 | 1.5495e-05 | 0 | 1.5495e-05
[79 empty] | WLDFR | HFTD - Distribution - Tier 2 - 5QU CoRE ¦ 3QU LoRE | Red Flag Warning - Destructive Fires | 2039 | 1.452e-09 | 1.5332e-09 | 1.5535e-09 | 1.4796e-09 | 10472.8261 | 280.5544 | 10192.2718 | 0 | 0 | 0 | 0 | 0 | 2.4073e-07 | 1.5206e-05 | 0 | 1.5206e-05 | 1.6056e-05 | 0 | 1.6056e-05 | 1.627e-05 | 0 | 1.627e-05 | 1.5495e-05 | 0 | 1.5495e-05
[79 empty] | WLDFR | HFTD - Distribution - Tier 2 - 5QU CoRE ¦ 3QU LoRE | Red Flag Warning - Destructive Fires | 2040 | 1.452e-09 | 1.5332e-09 | 1.5535e-09 | 1.4796e-09 | 10472.8261 | 280.5544 | 10192.2718 | 0 | 0 | 0 | 0 | 0 | 2.4073e-07 | 1.5206e-05 | 0 | 1.5206e-05 | 1.6056e-05 | 0 | 1.6056e-05 | 1.627e-05 | 0 | 1.627e-05 | 1.5495e-05 | 0 | 1.5495e-05
[79 empty] | WLDFR | HFTD - Distribution - Tier 2 - 5QU CoRE ¦ 3QU LoRE | Red Flag Warning - Destructive Fires | 2041 | 1.452e-09 | 1.5332e-09 | 1.5535e-09 | 1.4796e-09 | 10472.8261 | 280.5544 | 10192.2718 | 0 | 0 | 0 | 0 | 0 | 2.4073e-07 | 1.5206e-05 | 0 | 1.5206e-05 | 1.6056e-05 | 0 | 1.6056e-05 | 1.627e-05 | 0 | 1.627e-05 | 1.5495e-05 | 0 | 1.5495e-05
[79 empty] | WLDFR | HFTD - Distribution - Tier 2 - 5QU CoRE ¦ 3QU LoRE | Red Flag Warning - Destructive Fires | 2042 | 1.452e-09 | 1.5332e-09 | 1.5535e-09 | 1.4796e-09 | 10472.8261 | 280.5544 | 10192.2718 | 0 | 0 | 0 | 0 | 0 | 2.4073e-07 | 1.5206e-05 | 0 | 1.5206e-05 | 1.6056e-05 | 0 | 1.6056e-05 | 1.627e-05 | 0 | 1.627e-05 | 1.5495e-05 | 0 | 1.5495e-05
[79 empty] | WLDFR | HFTD - Distribution - Tier 2 - 5QU CoRE ¦ 3QU LoRE | Red Flag Warning - Destructive Fires | 2043 | 1.452e-09 | 1.5332e-09 | 1.5535e-09 | 1.4796e-09 | 10992.1562 | 299.42 | 10692.7362 | 0 | 0 | 0 | 0 | 0 | 2.4073e-07 | 1.596e-05 | 0 | 1.596e-05 | 1.6853e-05 | 0 | 1.6853e-05 | 1.7077e-05 | 0 | 1.7077e-05 | 1.6264e-05 | 0 | 1.6264e-05
[79 empty] | WLDFR | HFTD - Distribution - Tier 2 - 5QU CoRE ¦ 3QU LoRE | Red Flag Warning - Destructive Fires | 2044 | 1.452e-09 | 1.5332e-09 | 1.5535e-09 | 1.4796e-09 | 10992.1562 | 299.42 | 10692.7362 | 0 | 0 | 0 | 0 | 0 | 2.4073e-07 | 1.596e-05 | 0 | 1.596e-05 | 1.6853e-05 | 0 | 1.6853e-05 | 1.7077e-05 | 0 | 1.7077e-05 | 1.6264e-05 | 0 | 1.6264e-05
[79 empty] | WLDFR | HFTD - Distribution - Tier 2 - 5QU CoRE ¦ 3QU LoRE | Red Flag Warning - Destructive Fires | 2045 | 1.452e-09 | 1.5332e-09 | 1.5535e-09 | 1.4796e-09 | 10992.1562 | 299.42 | 10692.7362 | 0 | 0 | 0 | 0 | 0 | 2.4073e-07 | 1.596e-05 | 0 | 1.596e-05 | 1.6853e-05 | 0 | 1.6853e-05 | 1.7077e-05 | 0 | 1.7077e-05 | 1.6264e-05 | 0 | 1.6264e-05
[79 empty] | WLDFR | HFTD - Distribution - Tier 2 - 5QU CoRE ¦ 3QU LoRE | Red Flag Warning - Destructive Fires | 2046 | 1.452e-09 | 1.5332e-09 | 1.5535e-09 | 1.4796e-09 | 10992.1562 | 299.42 | 10692.7362 | 0 | 0 | 0 | 0 | 0 | 2.4073e-07 | 1.596e-05 | 0 | 1.596e-05 | 1.6853e-05 | 0 | 1.6853e-05 | 1.7077e-05 | 0 | 1.7077e-05 | 1.6264e-05 | 0 | 1.6264e-05
[79 empty] | WLDFR | HFTD - Distribution - Tier 2 - 5QU CoRE ¦ 3QU LoRE | Red Flag Warning - Destructive Fires | 2047 | 1.452e-09 | 1.5332e-09 | 1.5535e-09 | 1.4796e-09 | 10992.1562 | 299.42 | 10692.7362 | 0 | 0 | 0 | 0 | 0 | 2.4073e-07 | 1.596e-05 | 0 | 1.596e-05 | 1.6853e-05 | 0 | 1.6853e-05 | 1.7077e-05 | 0 | 1.7077e-05 | 1.6264e-05 | 0 | 1.6264e-05
[79 empty] | WLDFR | HFTD - Distribution - Tier 2 - 5QU CoRE ¦ 3QU LoRE | Red Flag Warning - Destructive Fires | 2048 | 1.452e-09 | 1.5332e-09 | 1.5535e-09 | 1.4796e-09 | 11536.0538 | 319.4911 | 11216.5626 | 0 | 0 | 0 | 0 | 0 | 2.4073e-07 | 1.675e-05 | 0 | 1.675e-05 | 1.7687e-05 | 0 | 1.7687e-05 | 1.7922e-05 | 0 | 1.7922e-05 | 1.7068e-05 | 0 | 1.7068e-05
[79 empty] | WLDFR | HFTD - Distribution - Tier 2 - 5QU CoRE ¦ 3QU LoRE | Red Flag Warning - Destructive Fires | 2049 | 1.452e-09 | 1.5332e-09 | 1.5535e-09 | 1.4796e-09 | 11536.0538 | 319.4911 | 11216.5626 | 0 | 0 | 0 | 0 | 0 | 2.4073e-07 | 1.675e-05 | 0 | 1.675e-05 | 1.7687e-05 | 0 | 1.7687e-05 | 1.7922e-05 | 0 | 1.7922e-05 | 1.7068e-05 | 0 | 1.7068e-05
[79 empty] | WLDFR | HFTD - Distribution - Tier 2 - 5QU CoRE ¦ 3QU LoRE | Red Flag Warning - Destructive Fires | 2050 | 0 | 1.5332e-09 | 1.5535e-09 | 1.4796e-09 | 11536.0538 | 319.4911 | 11216.5626 | 0 | 0 | 0 | 0 | 0 | 2.4073e-07 | 0 | 0 | 0 | 1.7687e-05 | 0 | 1.7687e-05 | 1.7922e-05 | 0 | 1.7922e-05 | 1.7068e-05 | 0 | 1.7068e-05
[79 empty] | WLDFR | HFTD - Distribution - Tier 2 - 5QU CoRE ¦ 3QU LoRE | Red Flag Warning - Destructive Fires | 2051 | 0 | 0 | 1.5535e-09 | 1.4796e-09 | 11536.0538 | 319.4911 | 11216.5626 | 0 | 0 | 0 | 0 | 0 | 2.4073e-07 | 0 | 0 | 0 | 0 | 0 | 0 | 1.7922e-05 | 0 | 1.7922e-05 | 1.7068e-05 | 0 | 1.7068e-05
[79 empty] | WLDFR | HFTD - Distribution - Tier 2 - 5QU CoRE ¦ 3QU LoRE | Red Flag Warning - Destructive Fires | 2052 | 0 | 0 | 0 | 1.4796e-09 | 11536.0538 | 319.4911 | 11216.5626 | 0 | 0 | 0 | 0 | 0 | 2.4073e-07 | 0 | 0 | 0 | 0 | 0 | 0 | 0 | 0 | 0 | 1.7068e-05 | 0 | 1.7068e-05
[79 empty] | WLDFR | HFTD - Distribution - Tier 2 - 5QU CoRE ¦ 3QU LoRE | Red Flag Warning - Large Fires | 2020 | 1.8142e-07 | 0 | 0 | 0 | 5.2406 | 0.69642 | 2.942 | 1.6022 | 0 | 0 | 0 | 0 | 2.0728e-05 | 9.5073e-07 | 0 | 9.5073e-07 | 0 | 0 | 0 | 0 | 0 | 0 | 0 | 0 | 0
[79 empty] | WLDFR | HFTD - Distribution - Tier 2 - 5QU CoRE ¦ 3QU LoRE | Red Flag Warning - Large Fires | 2021 | 1.2332e-07 | 1.9156e-07 | 0 | 0 | 5.2406 | 0.69642 | 2.942 | 1.6022 | 0 | 0 | 0 | 0 | 2.0728e-05 | 6.4627e-07 | 0 | 6.4627e-07 | 1.0039e-06 | 0 | 1.0039e-06 | 0 | 0 | 0 | 0 | 0 | 0
[79 empty] | WLDFR | HFTD - Distribution - Tier 2 - 5QU CoRE ¦ 3QU LoRE | Red Flag Warning - Large Fires | 2022 | 1.0959e-07 | 1.1571e-07 | 1.7487e-07 | 0 | 5.2406 | 0.69642 | 2.942 | 1.6022 | 0 | 0 | 0 | 0 | 1.9952e-05 | 5.7429e-07 | 0 | 5.7429e-07 | 6.064e-07 | 0 | 6.064e-07 | 9.1643e-07 | 0 | 9.1643e-07 | 0 | 0 | 0
[79 empty] | WLDFR | HFTD - Distribution - Tier 2 - 5QU CoRE ¦ 3QU LoRE | Red Flag Warning - Large Fires | 2023 | 1.0959e-07 | 1.1571e-07 | 1.1725e-07 | 1.6655e-07 | 5.475 | 0.71896 | 3.0715 | 1.6846 | 0 | 0 | 0 | 0 | 1.9952e-05 | 5.9999e-07 | 0 | 5.9999e-07 | 6.3353e-07 | 0 | 6.3353e-07 | 6.4195e-07 | 0 | 6.4195e-07 | 9.1184e-07 | 0 | 9.1184e-07
[79 empty] | WLDFR | HFTD - Distribution - Tier 2 - 5QU CoRE ¦ 3QU LoRE | Red Flag Warning - Large Fires | 2024 | 1.0959e-07 | 1.1571e-07 | 1.1725e-07 | 1.1167e-07 | 5.475 | 0.71896 | 3.0715 | 1.6846 | 0 | 0 | 0 | 0 | 1.9952e-05 | 5.9999e-07 | 0 | 5.9999e-07 | 6.3353e-07 | 0 | 6.3353e-07 | 6.4195e-07 | 0 | 6.4195e-07 | 6.1139e-07 | 0 | 6.1139e-07
[79 empty] | WLDFR | HFTD - Distribution - Tier 2 - 5QU CoRE ¦ 3QU LoRE | Red Flag Warning - Large Fires | 2025 | 1.0959e-07 | 1.1571e-07 | 1.1725e-07 | 1.1167e-07 | 5.475 | 0.71896 | 3.0715 | 1.6846 | 0 | 0 | 0 | 0 | 1.9952e-05 | 5.9999e-07 | 0 | 5.9999e-07 | 6.3353e-07 | 0 | 6.3353e-07 | 6.4195e-07 | 0 | 6.4195e-07 | 6.1139e-07 | 0 | 6.1139e-07
[79 empty] | WLDFR | HFTD - Distribution - Tier 2 - 5QU CoRE ¦ 3QU LoRE | Red Flag Warning - Large Fires | 2026 | 1.0959e-07 | 1.1571e-07 | 1.1725e-07 | 1.1167e-07 | 5.475 | 0.71896 | 3.0715 | 1.6846 | 0 | 0 | 0 | 0 | 1.9952e-05 | 5.9999e-07 | 0 | 5.9999e-07 | 6.3353e-07 | 0 | 6.3353e-07 | 6.4195e-07 | 0 | 6.4195e-07 | 6.1139e-07 | 0 | 6.1139e-07
[79 empty] | WLDFR | HFTD - Distribution - Tier 2 - 5QU CoRE ¦ 3QU LoRE | Red Flag Warning - Large Fires | 2027 | 1.0959e-07 | 1.1571e-07 | 1.1725e-07 | 1.1167e-07 | 5.475 | 0.71896 | 3.0715 | 1.6846 | 0 | 0 | 0 | 0 | 1.9952e-05 | 5.9999e-07 | 0 | 5.9999e-07 | 6.3353e-07 | 0 | 6.3353e-07 | 6.4195e-07 | 0 | 6.4195e-07 | 6.1139e-07 | 0 | 6.1139e-07
[79 empty] | WLDFR | HFTD - Distribution - Tier 2 - 5QU CoRE ¦ 3QU LoRE | Red Flag Warning - Large Fires | 2028 | 1.0959e-07 | 1.1571e-07 | 1.1725e-07 | 1.1167e-07 | 5.777 | 0.74734 | 3.238 | 1.7917 | 0 | 0 | 0 | 0 | 1.9952e-05 | 6.3308e-07 | 0 | 6.3308e-07 | 6.6848e-07 | 0 | 6.6848e-07 | 6.7736e-07 | 0 | 6.7736e-07 | 6.4511e-07 | 0 | 6.4511e-07
[79 empty] | WLDFR | HFTD - Distribution - Tier 2 - 5QU CoRE ¦ 3QU LoRE | Red Flag Warning - Large Fires | 2029 | 1.0959e-07 | 1.1571e-07 | 1.1725e-07 | 1.1167e-07 | 5.777 | 0.74734 | 3.238 | 1.7917 | 0 | 0 | 0 | 0 | 1.9952e-05 | 6.3308e-07 | 0 | 6.3308e-07 | 6.6848e-07 | 0 | 6.6848e-07 | 6.7736e-07 | 0 | 6.7736e-07 | 6.4511e-07 | 0 | 6.4511e-07
[79 empty] | WLDFR | HFTD - Distribution - Tier 2 - 5QU CoRE ¦ 3QU LoRE | Red Flag Warning - Large Fires | 2030 | 1.0959e-07 | 1.1571e-07 | 1.1725e-07 | 1.1167e-07 | 5.777 | 0.74734 | 3.238 | 1.7917 | 0 | 0 | 0 | 0 | 1.9952e-05 | 6.3308e-07 | 0 | 6.3308e-07 | 6.6848e-07 | 0 | 6.6848e-07 | 6.7736e-07 | 0 | 6.7736e-07 | 6.4511e-07 | 0 | 6.4511e-07
[79 empty] | WLDFR | HFTD - Distribution - Tier 2 - 5QU CoRE ¦ 3QU LoRE | Red Flag Warning - Large Fires | 2031 | 1.0959e-07 | 1.1571e-07 | 1.1725e-07 | 1.1167e-07 | 5.777 | 0.74734 | 3.238 | 1.7917 | 0 | 0 | 0 | 0 | 1.9952e-05 | 6.3308e-07 | 0 | 6.3308e-07 | 6.6848e-07 | 0 | 6.6848e-07 | 6.7736e-07 | 0 | 6.7736e-07 | 6.4511e-07 | 0 | 6.4511e-07
[79 empty] | WLDFR | HFTD - Distribution - Tier 2 - 5QU CoRE ¦ 3QU LoRE | Red Flag Warning - Large Fires | 2032 | 1.0959e-07 | 1.1571e-07 | 1.1725e-07 | 1.1167e-07 | 5.777 | 0.74734 | 3.238 | 1.7917 | 0 | 0 | 0 | 0 | 1.9952e-05 | 6.3308e-07 | 0 | 6.3308e-07 | 6.6848e-07 | 0 | 6.6848e-07 | 6.7736e-07 | 0 | 6.7736e-07 | 6.4511e-07 | 0 | 6.4511e-07
[79 empty] | WLDFR | HFTD - Distribution - Tier 2 - 5QU CoRE ¦ 3QU LoRE | Red Flag Warning - Large Fires | 2033 | 1.0959e-07 | 1.1571e-07 | 1.1725e-07 | 1.1167e-07 | 6.1205 | 0.77885 | 3.4265 | 1.9151 | 0 | 0 | 0 | 0 | 1.9952e-05 | 6.7072e-07 | 0 | 6.7072e-07 | 7.0822e-07 | 0 | 7.0822e-07 | 7.1764e-07 | 0 | 7.1764e-07 | 6.8346e-07 | 0 | 6.8346e-07
[79 empty] | WLDFR | HFTD - Distribution - Tier 2 - 5QU CoRE ¦ 3QU LoRE | Red Flag Warning - Large Fires | 2034 | 1.0959e-07 | 1.1571e-07 | 1.1725e-07 | 1.1167e-07 | 6.1205 | 0.77885 | 3.4265 | 1.9151 | 0 | 0 | 0 | 0 | 1.9952e-05 | 6.7072e-07 | 0 | 6.7072e-07 | 7.0822e-07 | 0 | 7.0822e-07 | 7.1764e-07 | 0 | 7.1764e-07 | 6.8346e-07 | 0 | 6.8346e-07
[79 empty] | WLDFR | HFTD - Distribution - Tier 2 - 5QU CoRE ¦ 3QU LoRE | Red Flag Warning - Large Fires | 2035 | 1.0959e-07 | 1.1571e-07 | 1.1725e-07 | 1.1167e-07 | 6.1205 | 0.77885 | 3.4265 | 1.9151 | 0 | 0 | 0 | 0 | 1.9952e-05 | 6.7072e-07 | 0 | 6.7072e-07 | 7.0822e-07 | 0 | 7.0822e-07 | 7.1764e-07 | 0 | 7.1764e-07 | 6.8346e-07 | 0 | 6.8346e-07
[79 empty] | WLDFR | HFTD - Distribution - Tier 2 - 5QU CoRE ¦ 3QU LoRE | Red Flag Warning - Large Fires | 2036 | 1.0959e-07 | 1.1571e-07 | 1.1725e-07 | 1.1167e-07 | 6.1205 | 0.77885 | 3.4265 | 1.9151 | 0 | 0 | 0 | 0 | 1.9952e-05 | 6.7072e-07 | 0 | 6.7072e-07 | 7.0822e-07 | 0 | 7.0822e-07 | 7.1764e-07 | 0 | 7.1764e-07 | 6.8346e-07 | 0 | 6.8346e-07
[79 empty] | WLDFR | HFTD - Distribution - Tier 2 - 5QU CoRE ¦ 3QU LoRE | Red Flag Warning - Large Fires | 2037 | 1.0959e-07 | 1.1571e-07 | 1.1725e-07 | 1.1167e-07 | 6.1205 | 0.77885 | 3.4265 | 1.9151 | 0 | 0 | 0 | 0 | 1.9952e-05 | 6.7072e-07 | 0 | 6.7072e-07 | 7.0822e-07 | 0 | 7.0822e-07 | 7.1764e-07 | 0 | 7.1764e-07 | 6.8346e-07 | 0 | 6.8346e-07
[79 empty] | WLDFR | HFTD - Distribution - Tier 2 - 5QU CoRE ¦ 3QU LoRE | Red Flag Warning - Large Fires | 2038 | 1.0959e-07 | 1.1571e-07 | 1.1725e-07 | 1.1167e-07 | 6.5028 | 0.81304 | 3.6355 | 2.0543 | 0 | 0 | 0 | 0 | 1.9952e-05 | 7.1262e-07 | 0 | 7.1262e-07 | 7.5246e-07 | 0 | 7.5246e-07 | 7.6246e-07 | 0 | 7.6246e-07 | 7.2616e-07 | 0 | 7.2616e-07
[79 empty] | WLDFR | HFTD - Distribution - Tier 2 - 5QU CoRE ¦ 3QU LoRE | Red Flag Warning - Large Fires | 2039 | 1.0959e-07 | 1.1571e-07 | 1.1725e-07 | 1.1167e-07 | 6.5028 | 0.81304 | 3.6355 | 2.0543 | 0 | 0 | 0 | 0 | 1.9952e-05 | 7.1262e-07 | 0 | 7.1262e-07 | 7.5246e-07 | 0 | 7.5246e-07 | 7.6246e-07 | 0 | 7.6246e-07 | 7.2616e-07 | 0 | 7.2616e-07
[79 empty] | WLDFR | HFTD - Distribution - Tier 2 - 5QU CoRE ¦ 3QU LoRE | Red Flag Warning - Large Fires | 2040 | 1.0959e-07 | 1.1571e-07 | 1.1725e-07 | 1.1167e-07 | 6.5028 | 0.81304 | 3.6355 | 2.0543 | 0 | 0 | 0 | 0 | 1.9952e-05 | 7.1262e-07 | 0 | 7.1262e-07 | 7.5246e-07 | 0 | 7.5246e-07 | 7.6246e-07 | 0 | 7.6246e-07 | 7.2616e-07 | 0 | 7.2616e-07
[79 empty] | WLDFR | HFTD - Distribution - Tier 2 - 5QU CoRE ¦ 3QU LoRE | Red Flag Warning - Large Fires | 2041 | 1.0959e-07 | 1.1571e-07 | 1.1725e-07 | 1.1167e-07 | 6.5028 | 0.81304 | 3.6355 | 2.0543 | 0 | 0 | 0 | 0 | 1.9952e-05 | 7.1262e-07 | 0 | 7.1262e-07 | 7.5246e-07 | 0 | 7.5246e-07 | 7.6246e-07 | 0 | 7.6246e-07 | 7.2616e-07 | 0 | 7.2616e-07
[79 empty] | WLDFR | HFTD - Distribution - Tier 2 - 5QU CoRE ¦ 3QU LoRE | Red Flag Warning - Large Fires | 2042 | 1.0959e-07 | 1.1571e-07 | 1.1725e-07 | 1.1167e-07 | 6.5028 | 0.81304 | 3.6355 | 2.0543 | 0 | 0 | 0 | 0 | 1.9952e-05 | 7.1262e-07 | 0 | 7.1262e-07 | 7.5246e-07 | 0 | 7.5246e-07 | 7.6246e-07 | 0 | 7.6246e-07 | 7.2616e-07 | 0 | 7.2616e-07
[79 empty] | WLDFR | HFTD - Distribution - Tier 2 - 5QU CoRE ¦ 3QU LoRE | Red Flag Warning - Large Fires | 2043 | 1.0959e-07 | 1.1571e-07 | 1.1725e-07 | 1.1167e-07 | 6.9209 | 0.84944 | 3.8632 | 2.2083 | 0 | 0 | 0 | 0 | 1.9952e-05 | 7.5844e-07 | 0 | 7.5844e-07 | 8.0084e-07 | 0 | 8.0084e-07 | 8.1149e-07 | 0 | 8.1149e-07 | 7.7285e-07 | 0 | 7.7285e-07
[79 empty] | WLDFR | HFTD - Distribution - Tier 2 - 5QU CoRE ¦ 3QU LoRE | Red Flag Warning - Large Fires | 2044 | 1.0959e-07 | 1.1571e-07 | 1.1725e-07 | 1.1167e-07 | 6.9209 | 0.84944 | 3.8632 | 2.2083 | 0 | 0 | 0 | 0 | 1.9952e-05 | 7.5844e-07 | 0 | 7.5844e-07 | 8.0084e-07 | 0 | 8.0084e-07 | 8.1149e-07 | 0 | 8.1149e-07 | 7.7285e-07 | 0 | 7.7285e-07
[79 empty] | WLDFR | HFTD - Distribution - Tier 2 - 5QU CoRE ¦ 3QU LoRE | Red Flag Warning - Large Fires | 2045 | 1.0959e-07 | 1.1571e-07 | 1.1725e-07 | 1.1167e-07 | 6.9209 | 0.84944 | 3.8632 | 2.2083 | 0 | 0 | 0 | 0 | 1.9952e-05 | 7.5844e-07 | 0 | 7.5844e-07 | 8.0084e-07 | 0 | 8.0084e-07 | 8.1149e-07 | 0 | 8.1149e-07 | 7.7285e-07 | 0 | 7.7285e-07
[79 empty] | WLDFR | HFTD - Distribution - Tier 2 - 5QU CoRE ¦ 3QU LoRE | Red Flag Warning - Large Fires | 2046 | 1.0959e-07 | 1.1571e-07 | 1.1725e-07 | 1.1167e-07 | 6.9209 | 0.84944 | 3.8632 | 2.2083 | 0 | 0 | 0 | 0 | 1.9952e-05 | 7.5844e-07 | 0 | 7.5844e-07 | 8.0084e-07 | 0 | 8.0084e-07 | 8.1149e-07 | 0 | 8.1149e-07 | 7.7285e-07 | 0 | 7.7285e-07
[79 empty] | WLDFR | HFTD - Distribution - Tier 2 - 5QU CoRE ¦ 3QU LoRE | Red Flag Warning - Large Fires | 2047 | 1.0959e-07 | 1.1571e-07 | 1.1725e-07 | 1.1167e-07 | 6.9209 | 0.84944 | 3.8632 | 2.2083 | 0 | 0 | 0 | 0 | 1.9952e-05 | 7.5844e-07 | 0 | 7.5844e-07 | 8.0084e-07 | 0 | 8.0084e-07 | 8.1149e-07 | 0 | 8.1149e-07 | 7.7285e-07 | 0 | 7.7285e-07
[79 empty] | WLDFR | HFTD - Distribution - Tier 2 - 5QU CoRE ¦ 3QU LoRE | Red Flag Warning - Large Fires | 2048 | 1.0959e-07 | 1.1571e-07 | 1.1725e-07 | 1.1167e-07 | 7.3713 | 0.88759 | 4.1075 | 2.3763 | 0 | 0 | 0 | 0 | 1.9952e-05 | 8.078e-07 | 0 | 8.078e-07 | 8.5296e-07 | 0 | 8.5296e-07 | 8.643e-07 | 0 | 8.643e-07 | 8.2314e-07 | 0 | 8.2314e-07
[79 empty] | WLDFR | HFTD - Distribution - Tier 2 - 5QU CoRE ¦ 3QU LoRE | Red Flag Warning - Large Fires | 2049 | 1.0959e-07 | 1.1571e-07 | 1.1725e-07 | 1.1167e-07 | 7.3713 | 0.88759 | 4.1075 | 2.3763 | 0 | 0 | 0 | 0 | 1.9952e-05 | 8.078e-07 | 0 | 8.078e-07 | 8.5296e-07 | 0 | 8.5296e-07 | 8.643e-07 | 0 | 8.643e-07 | 8.2314e-07 | 0 | 8.2314e-07
[79 empty] | WLDFR | HFTD - Distribution - Tier 2 - 5QU CoRE ¦ 3QU LoRE | Red Flag Warning - Large Fires | 2050 | 0 | 1.1571e-07 | 1.1725e-07 | 1.1167e-07 | 7.3713 | 0.88759 | 4.1075 | 2.3763 | 0 | 0 | 0 | 0 | 1.9952e-05 | 0 | 0 | 0 | 8.5296e-07 | 0 | 8.5296e-07 | 8.643e-07 | 0 | 8.643e-07 | 8.2314e-07 | 0 | 8.2314e-07
[79 empty] | WLDFR | HFTD - Distribution - Tier 2 - 5QU CoRE ¦ 3QU LoRE | Red Flag Warning - Large Fires | 2051 | 0 | 0 | 1.1725e-07 | 1.1167e-07 | 7.3713 | 0.88759 | 4.1075 | 2.3763 | 0 | 0 | 0 | 0 | 1.9952e-05 | 0 | 0 | 0 | 0 | 0 | 0 | 8.643e-07 | 0 | 8.643e-07 | 8.2314e-07 | 0 | 8.2314e-07
[79 empty] | WLDFR | HFTD - Distribution - Tier 2 - 5QU CoRE ¦ 3QU LoRE | Red Flag Warning - Large Fires | 2052 | 0 | 0 | 0 | 1.1167e-07 | 7.3713 | 0.88759 | 4.1075 | 2.3763 | 0 | 0 | 0 | 0 | 1.9952e-05 | 0 | 0 | 0 | 0 | 0 | 0 | 0 | 0 | 0 | 8.2314e-07 | 0 | 8.2314e-07
[79 empty] | WLDFR | HFTD - Distribution - Tier 2 - 5QU CoRE ¦ 3QU LoRE | Red Flag Warning - Small Fires | 2020 | 7.0423e-06 | 0 | 0 | 0 | 0.077901 | 0.036425 | 0.0015809 | 0.039895 | 0 | 0 | 0 | 0 | 0.00056467 | 5.486e-07 | 0 | 5.486e-07 | 0 | 0 | 0 | 0 | 0 | 0 | 0 | 0 | 0
[79 empty] | WLDFR | HFTD - Distribution - Tier 2 - 5QU CoRE ¦ 3QU LoRE | Red Flag Warning - Small Fires | 2021 | 4.7911e-06 | 7.436e-06 | 0 | 0 | 0.077901 | 0.036425 | 0.0015809 | 0.039895 | 0 | 0 | 0 | 0 | 0.00056467 | 3.7323e-07 | 0 | 3.7323e-07 | 5.7927e-07 | 0 | 5.7927e-07 | 0 | 0 | 0 | 0 | 0 | 0
[79 empty] | WLDFR | HFTD - Distribution - Tier 2 - 5QU CoRE ¦ 3QU LoRE | Red Flag Warning - Small Fires | 2022 | 4.2754e-06 | 4.5144e-06 | 6.7902e-06 | 0 | 0.077901 | 0.036425 | 0.0015809 | 0.039895 | 0 | 0 | 0 | 0 | 0.00054605 | 3.3305e-07 | 0 | 3.3305e-07 | 3.5167e-07 | 0 | 3.5167e-07 | 5.2896e-07 | 0 | 5.2896e-07 | 0 | 0 | 0
[79 empty] | WLDFR | HFTD - Distribution - Tier 2 - 5QU CoRE ¦ 3QU LoRE | Red Flag Warning - Small Fires | 2023 | 4.2754e-06 | 4.5144e-06 | 4.5744e-06 | 6.4669e-06 | 0.080408 | 0.03759 | 0.0016314 | 0.041187 | 0 | 0 | 0 | 0 | 0.00054605 | 3.4377e-07 | 0 | 3.4377e-07 | 3.6299e-07 | 0 | 3.6299e-07 | 3.6782e-07 | 0 | 3.6782e-07 | 5.1999e-07 | 0 | 5.1999e-07
[79 empty] | WLDFR | HFTD - Distribution - Tier 2 - 5QU CoRE ¦ 3QU LoRE | Red Flag Warning - Small Fires | 2024 | 4.2754e-06 | 4.5144e-06 | 4.5744e-06 | 4.3566e-06 | 0.080408 | 0.03759 | 0.0016314 | 0.041187 | 0 | 0 | 0 | 0 | 0.00054605 | 3.4377e-07 | 0 | 3.4377e-07 | 3.6299e-07 | 0 | 3.6299e-07 | 3.6782e-07 | 0 | 3.6782e-07 | 3.503e-07 | 0 | 3.503e-07
[79 empty] | WLDFR | HFTD - Distribution - Tier 2 - 5QU CoRE ¦ 3QU LoRE | Red Flag Warning - Small Fires | 2025 | 4.2754e-06 | 4.5144e-06 | 4.5744e-06 | 4.3566e-06 | 0.080408 | 0.03759 | 0.0016314 | 0.041187 | 0 | 0 | 0 | 0 | 0.00054605 | 3.4377e-07 | 0 | 3.4377e-07 | 3.6299e-07 | 0 | 3.6299e-07 | 3.6782e-07 | 0 | 3.6782e-07 | 3.503e-07 | 0 | 3.503e-07
[79 empty] | WLDFR | HFTD - Distribution - Tier 2 - 5QU CoRE ¦ 3QU LoRE | Red Flag Warning - Small Fires | 2026 | 4.2754e-06 | 4.5144e-06 | 4.5744e-06 | 4.3566e-06 | 0.080408 | 0.03759 | 0.0016314 | 0.041187 | 0 | 0 | 0 | 0 | 0.00054605 | 3.4377e-07 | 0 | 3.4377e-07 | 3.6299e-07 | 0 | 3.6299e-07 | 3.6782e-07 | 0 | 3.6782e-07 | 3.503e-07 | 0 | 3.503e-07
[79 empty] | WLDFR | HFTD - Distribution - Tier 2 - 5QU CoRE ¦ 3QU LoRE | Red Flag Warning - Small Fires | 2027 | 4.2754e-06 | 4.5144e-06 | 4.5744e-06 | 4.3566e-06 | 0.080408 | 0.03759 | 0.0016314 | 0.041187 | 0 | 0 | 0 | 0 | 0.00054605 | 3.4377e-07 | 0 | 3.4377e-07 | 3.6299e-07 | 0 | 3.6299e-07 | 3.6782e-07 | 0 | 3.6782e-07 | 3.503e-07 | 0 | 3.503e-07
[79 empty] | WLDFR | HFTD - Distribution - Tier 2 - 5QU CoRE ¦ 3QU LoRE | Red Flag Warning - Small Fires | 2028 | 4.2754e-06 | 4.5144e-06 | 4.5744e-06 | 4.3566e-06 | 0.083606 | 0.039055 | 0.001695 | 0.042856 | 0 | 0 | 0 | 0 | 0.00054605 | 3.5745e-07 | 0 | 3.5745e-07 | 3.7743e-07 | 0 | 3.7743e-07 | 3.8245e-07 | 0 | 3.8245e-07 | 3.6424e-07 | 0 | 3.6424e-07
[79 empty] | WLDFR | HFTD - Distribution - Tier 2 - 5QU CoRE ¦ 3QU LoRE | Red Flag Warning - Small Fires | 2029 | 4.2754e-06 | 4.5144e-06 | 4.5744e-06 | 4.3566e-06 | 0.083606 | 0.039055 | 0.001695 | 0.042856 | 0 | 0 | 0 | 0 | 0.00054605 | 3.5745e-07 | 0 | 3.5745e-07 | 3.7743e-07 | 0 | 3.7743e-07 | 3.8245e-07 | 0 | 3.8245e-07 | 3.6424e-07 | 0 | 3.6424e-07
[79 empty] | WLDFR | HFTD - Distribution - Tier 2 - 5QU CoRE ¦ 3QU LoRE | Red Flag Warning - Small Fires | 2030 | 4.2754e-06 | 4.5144e-06 | 4.5744e-06 | 4.3566e-06 | 0.083606 | 0.039055 | 0.001695 | 0.042856 | 0 | 0 | 0 | 0 | 0.00054605 | 3.5745e-07 | 0 | 3.5745e-07 | 3.7743e-07 | 0 | 3.7743e-07 | 3.8245e-07 | 0 | 3.8245e-07 | 3.6424e-07 | 0 | 3.6424e-07
[79 empty] | WLDFR | HFTD - Distribution - Tier 2 - 5QU CoRE ¦ 3QU LoRE | Red Flag Warning - Small Fires | 2031 | 4.2754e-06 | 4.5144e-06 | 4.5744e-06 | 4.3566e-06 | 0.083606 | 0.039055 | 0.001695 | 0.042856 | 0 | 0 | 0 | 0 | 0.00054605 | 3.5745e-07 | 0 | 3.5745e-07 | 3.7743e-07 | 0 | 3.7743e-07 | 3.8245e-07 | 0 | 3.8245e-07 | 3.6424e-07 | 0 | 3.6424e-07
[79 empty] | WLDFR | HFTD - Distribution - Tier 2 - 5QU CoRE ¦ 3QU LoRE | Red Flag Warning - Small Fires | 2032 | 4.2754e-06 | 4.5144e-06 | 4.5744e-06 | 4.3566e-06 | 0.083606 | 0.039055 | 0.001695 | 0.042856 | 0 | 0 | 0 | 0 | 0.00054605 | 3.5745e-07 | 0 | 3.5745e-07 | 3.7743e-07 | 0 | 3.7743e-07 | 3.8245e-07 | 0 | 3.8245e-07 | 3.6424e-07 | 0 | 3.6424e-07
[79 empty] | WLDFR | HFTD - Distribution - Tier 2 - 5QU CoRE ¦ 3QU LoRE | Red Flag Warning - Small Fires | 2033 | 4.2754e-06 | 4.5144e-06 | 4.5744e-06 | 4.3566e-06 | 0.087211 | 0.040679 | 0.0017655 | 0.044766 | 0 | 0 | 0 | 0 | 0.00054605 | 3.7286e-07 | 0 | 3.7286e-07 | 3.937e-07 | 0 | 3.937e-07 | 3.9894e-07 | 0 | 3.9894e-07 | 3.7994e-07 | 0 | 3.7994e-07
[79 empty] | WLDFR | HFTD - Distribution - Tier 2 - 5QU CoRE ¦ 3QU LoRE | Red Flag Warning - Small Fires | 2034 | 4.2754e-06 | 4.5144e-06 | 4.5744e-06 | 4.3566e-06 | 0.087211 | 0.040679 | 0.0017655 | 0.044766 | 0 | 0 | 0 | 0 | 0.00054605 | 3.7286e-07 | 0 | 3.7286e-07 | 3.937e-07 | 0 | 3.937e-07 | 3.9894e-07 | 0 | 3.9894e-07 | 3.7994e-07 | 0 | 3.7994e-07
[79 empty] | WLDFR | HFTD - Distribution - Tier 2 - 5QU CoRE ¦ 3QU LoRE | Red Flag Warning - Small Fires | 2035 | 4.2754e-06 | 4.5144e-06 | 4.5744e-06 | 4.3566e-06 | 0.087211 | 0.040679 | 0.0017655 | 0.044766 | 0 | 0 | 0 | 0 | 0.00054605 | 3.7286e-07 | 0 | 3.7286e-07 | 3.937e-07 | 0 | 3.937e-07 | 3.9894e-07 | 0 | 3.9894e-07 | 3.7994e-07 | 0 | 3.7994e-07
[79 empty] | WLDFR | HFTD - Distribution - Tier 2 - 5QU CoRE ¦ 3QU LoRE | Red Flag Warning - Small Fires | 2036 | 4.2754e-06 | 4.5144e-06 | 4.5744e-06 | 4.3566e-06 | 0.087211 | 0.040679 | 0.0017655 | 0.044766 | 0 | 0 | 0 | 0 | 0.00054605 | 3.7286e-07 | 0 | 3.7286e-07 | 3.937e-07 | 0 | 3.937e-07 | 3.9894e-07 | 0 | 3.9894e-07 | 3.7994e-07 | 0 | 3.7994e-07
[79 empty] | WLDFR | HFTD - Distribution - Tier 2 - 5QU CoRE ¦ 3QU LoRE | Red Flag Warning - Small Fires | 2037 | 4.2754e-06 | 4.5144e-06 | 4.5744e-06 | 4.3566e-06 | 0.087211 | 0.040679 | 0.0017655 | 0.044766 | 0 | 0 | 0 | 0 | 0.00054605 | 3.7286e-07 | 0 | 3.7286e-07 | 3.937e-07 | 0 | 3.937e-07 | 3.9894e-07 | 0 | 3.9894e-07 | 3.7994e-07 | 0 | 3.7994e-07
[79 empty] | WLDFR | HFTD - Distribution - Tier 2 - 5QU CoRE ¦ 3QU LoRE | Red Flag Warning - Small Fires | 2038 | 4.2754e-06 | 4.5144e-06 | 4.5744e-06 | 4.3566e-06 | 0.091184 | 0.042438 | 0.0018418 | 0.046905 | 0 | 0 | 0 | 0 | 0.00054605 | 3.8984e-07 | 0 | 3.8984e-07 | 4.1164e-07 | 0 | 4.1164e-07 | 4.1711e-07 | 0 | 4.1711e-07 | 3.9725e-07 | 0 | 3.9725e-07
[79 empty] | WLDFR | HFTD - Distribution - Tier 2 - 5QU CoRE ¦ 3QU LoRE | Red Flag Warning - Small Fires | 2039 | 4.2754e-06 | 4.5144e-06 | 4.5744e-06 | 4.3566e-06 | 0.091184 | 0.042438 | 0.0018418 | 0.046905 | 0 | 0 | 0 | 0 | 0.00054605 | 3.8984e-07 | 0 | 3.8984e-07 | 4.1164e-07 | 0 | 4.1164e-07 | 4.1711e-07 | 0 | 4.1711e-07 | 3.9725e-07 | 0 | 3.9725e-07
[79 empty] | WLDFR | HFTD - Distribution - Tier 2 - 5QU CoRE ¦ 3QU LoRE | Red Flag Warning - Small Fires | 2040 | 4.2754e-06 | 4.5144e-06 | 4.5744e-06 | 4.3566e-06 | 0.091184 | 0.042438 | 0.0018418 | 0.046905 | 0 | 0 | 0 | 0 | 0.00054605 | 3.8984e-07 | 0 | 3.8984e-07 | 4.1164e-07 | 0 | 4.1164e-07 | 4.1711e-07 | 0 | 4.1711e-07 | 3.9725e-07 | 0 | 3.9725e-07
[79 empty] | WLDFR | HFTD - Distribution - Tier 2 - 5QU CoRE ¦ 3QU LoRE | Red Flag Warning - Small Fires | 2041 | 4.2754e-06 | 4.5144e-06 | 4.5744e-06 | 4.3566e-06 | 0.091184 | 0.042438 | 0.0018418 | 0.046905 | 0 | 0 | 0 | 0 | 0.00054605 | 3.8984e-07 | 0 | 3.8984e-07 | 4.1164e-07 | 0 | 4.1164e-07 | 4.1711e-07 | 0 | 4.1711e-07 | 3.9725e-07 | 0 | 3.9725e-07
[79 empty] | WLDFR | HFTD - Distribution - Tier 2 - 5QU CoRE ¦ 3QU LoRE | Red Flag Warning - Small Fires | 2042 | 4.2754e-06 | 4.5144e-06 | 4.5744e-06 | 4.3566e-06 | 0.091184 | 0.042438 | 0.0018418 | 0.046905 | 0 | 0 | 0 | 0 | 0.00054605 | 3.8984e-07 | 0 | 3.8984e-07 | 4.1164e-07 | 0 | 4.1164e-07 | 4.1711e-07 | 0 | 4.1711e-07 | 3.9725e-07 | 0 | 3.9725e-07
[79 empty] | WLDFR | HFTD - Distribution - Tier 2 - 5QU CoRE ¦ 3QU LoRE | Red Flag Warning - Small Fires | 2043 | 4.2754e-06 | 4.5144e-06 | 4.5744e-06 | 4.3566e-06 | 0.095486 | 0.044306 | 0.0019228 | 0.049257 | 0 | 0 | 0 | 0 | 0.00054605 | 4.0823e-07 | 0 | 4.0823e-07 | 4.3106e-07 | 0 | 4.3106e-07 | 4.3679e-07 | 0 | 4.3679e-07 | 4.1599e-07 | 0 | 4.1599e-07
[79 empty] | WLDFR | HFTD - Distribution - Tier 2 - 5QU CoRE ¦ 3QU LoRE | Red Flag Warning - Small Fires | 2044 | 4.2754e-06 | 4.5144e-06 | 4.5744e-06 | 4.3566e-06 | 0.095486 | 0.044306 | 0.0019228 | 0.049257 | 0 | 0 | 0 | 0 | 0.00054605 | 4.0823e-07 | 0 | 4.0823e-07 | 4.3106e-07 | 0 | 4.3106e-07 | 4.3679e-07 | 0 | 4.3679e-07 | 4.1599e-07 | 0 | 4.1599e-07
[79 empty] | WLDFR | HFTD - Distribution - Tier 2 - 5QU CoRE ¦ 3QU LoRE | Red Flag Warning - Small Fires | 2045 | 4.2754e-06 | 4.5144e-06 | 4.5744e-06 | 4.3566e-06 | 0.095486 | 0.044306 | 0.0019228 | 0.049257 | 0 | 0 | 0 | 0 | 0.00054605 | 4.0823e-07 | 0 | 4.0823e-07 | 4.3106e-07 | 0 | 4.3106e-07 | 4.3679e-07 | 0 | 4.3679e-07 | 4.1599e-07 | 0 | 4.1599e-07
[79 empty] | WLDFR | HFTD - Distribution - Tier 2 - 5QU CoRE ¦ 3QU LoRE | Red Flag Warning - Small Fires | 2046 | 4.2754e-06 | 4.5144e-06 | 4.5744e-06 | 4.3566e-06 | 0.095486 | 0.044306 | 0.0019228 | 0.049257 | 0 | 0 | 0 | 0 | 0.00054605 | 4.0823e-07 | 0 | 4.0823e-07 | 4.3106e-07 | 0 | 4.3106e-07 | 4.3679e-07 | 0 | 4.3679e-07 | 4.1599e-07 | 0 | 4.1599e-07
[79 empty] | WLDFR | HFTD - Distribution - Tier 2 - 5QU CoRE ¦ 3QU LoRE | Red Flag Warning - Small Fires | 2047 | 4.2754e-06 | 4.5144e-06 | 4.5744e-06 | 4.3566e-06 | 0.095486 | 0.044306 | 0.0019228 | 0.049257 | 0 | 0 | 0 | 0 | 0.00054605 | 4.0823e-07 | 0 | 4.0823e-07 | 4.3106e-07 | 0 | 4.3106e-07 | 4.3679e-07 | 0 | 4.3679e-07 | 4.1599e-07 | 0 | 4.1599e-07
[79 empty] | WLDFR | HFTD - Distribution - Tier 2 - 5QU CoRE ¦ 3QU LoRE | Red Flag Warning - Small Fires | 2048 | 4.2754e-06 | 4.5144e-06 | 4.5744e-06 | 4.3566e-06 | 0.10007 | 0.04626 | 0.0020076 | 0.051804 | 0 | 0 | 0 | 0 | 0.00054605 | 4.2784e-07 | 0 | 4.2784e-07 | 4.5176e-07 | 0 | 4.5176e-07 | 4.5777e-07 | 0 | 4.5777e-07 | 4.3597e-07 | 0 | 4.3597e-07
[79 empty] | WLDFR | HFTD - Distribution - Tier 2 - 5QU CoRE ¦ 3QU LoRE | Red Flag Warning - Small Fires | 2049 | 4.2754e-06 | 4.5144e-06 | 4.5744e-06 | 4.3566e-06 | 0.10007 | 0.04626 | 0.0020076 | 0.051804 | 0 | 0 | 0 | 0 | 0.00054605 | 4.2784e-07 | 0 | 4.2784e-07 | 4.5176e-07 | 0 | 4.5176e-07 | 4.5777e-07 | 0 | 4.5777e-07 | 4.3597e-07 | 0 | 4.3597e-07
[79 empty] | WLDFR | HFTD - Distribution - Tier 2 - 5QU CoRE ¦ 3QU LoRE | Red Flag Warning - Small Fires | 2050 | 0 | 4.5144e-06 | 4.5744e-06 | 4.3566e-06 | 0.10007 | 0.04626 | 0.0020076 | 0.051804 | 0 | 0 | 0 | 0 | 0.00054605 | 0 | 0 | 0 | 4.5176e-07 | 0 | 4.5176e-07 | 4.5777e-07 | 0 | 4.5777e-07 | 4.3597e-07 | 0 | 4.3597e-07
[79 empty] | WLDFR | HFTD - Distribution - Tier 2 - 5QU CoRE ¦ 3QU LoRE | Red Flag Warning - Small Fires | 2051 | 0 | 0 | 4.5744e-06 | 4.3566e-06 | 0.10007 | 0.04626 | 0.0020076 | 0.051804 | 0 | 0 | 0 | 0 | 0.00054605 | 0 | 0 | 0 | 0 | 0 | 0 | 4.5777e-07 | 0 | 4.5777e-07 | 4.3597e-07 | 0 | 4.3597e-07
[79 empty] | WLDFR | HFTD - Distribution - Tier 2 - 5QU CoRE ¦ 3QU LoRE | Red Flag Warning - Small Fires | 2052 | 0 | 0 | 0 | 4.3566e-06 | 0.10007 | 0.04626 | 0.0020076 | 0.051804 | 0 | 0 | 0 | 0 | 0.00054605 | 0 | 0 | 0 | 0 | 0 | 0 | 0 | 0 | 0 | 4.3597e-07 | 0 | 4.3597e-07
[79 empty] | WLDFR | HFTD - Distribution - Tier 2 - 5QU CoRE ¦ 3QU LoRE | Seismic - Non-Red Flag Warning - Catastrophic Fires | 2020 | 7.525e-12 | 0 | 0 | 0 | 21083.8428 | 409.2237 | 13469.0878 | 7205.5313 | 0 | 0 | 0 | 0 | 1.2433e-09 | 1.5866e-07 | 0 | 1.5866e-07 | 0 | 0 | 0 | 0 | 0 | 0 | 0 | 0 | 0
[79 empty] | WLDFR | HFTD - Distribution - Tier 2 - 5QU CoRE ¦ 3QU LoRE | Seismic - Non-Red Flag Warning - Catastrophic Fires | 2021 | 0 | 7.9457e-12 | 0 | 0 | 21083.8428 | 409.2237 | 13469.0878 | 7205.5313 | 0 | 0 | 0 | 0 | 1.2433e-09 | 0 | 0 | 0 | 1.6753e-07 | 0 | 1.6753e-07 | 0 | 0 | 0 | 0 | 0 | 0
[79 empty] | WLDFR | HFTD - Distribution - Tier 2 - 5QU CoRE ¦ 3QU LoRE | Seismic - Non-Red Flag Warning - Catastrophic Fires | 2022 | 0 | 0 | 6.8644e-12 | 0 | 21083.8428 | 409.2237 | 13469.0878 | 7205.5313 | 0 | 0 | 0 | 0 | 1.127e-09 | 0 | 0 | 0 | 0 | 0 | 0 | 1.4473e-07 | 0 | 1.4473e-07 | 0 | 0 | 0
[79 empty] | WLDFR | HFTD - Distribution - Tier 2 - 5QU CoRE ¦ 3QU LoRE | Seismic - Non-Red Flag Warning - Catastrophic Fires | 2023 | 0 | 0 | 0 | 6.5375e-12 | 21835.9781 | 428.6023 | 13939.561 | 7467.8148 | 0 | 0 | 0 | 0 | 1.127e-09 | 0 | 0 | 0 | 0 | 0 | 0 | 0 | 0 | 0 | 1.4275e-07 | 0 | 1.4275e-07
[79 empty] | WLDFR | HFTD - Distribution - Tier 2 - 5QU CoRE ¦ 3QU LoRE | Seismic - Red Flag Warning - Catastrophic Fires | 2020 | 3.2447e-10 | 0 | 0 | 0 | 21083.8428 | 409.2237 | 13469.0878 | 7205.5313 | 0 | 0 | 0 | 0 | 5.3612e-08 | 6.8412e-06 | 0 | 6.8412e-06 | 0 | 0 | 0 | 0 | 0 | 0 | 0 | 0 | 0
[79 empty] | WLDFR | HFTD - Distribution - Tier 2 - 5QU CoRE ¦ 3QU LoRE | Seismic - Red Flag Warning - Catastrophic Fires | 2021 | 0 | 3.4262e-10 | 0 | 0 | 21083.8428 | 409.2237 | 13469.0878 | 7205.5313 | 0 | 0 | 0 | 0 | 5.3612e-08 | 0 | 0 | 0 | 7.2237e-06 | 0 | 7.2237e-06 | 0 | 0 | 0 | 0 | 0 | 0
[79 empty] | WLDFR | HFTD - Distribution - Tier 2 - 5QU CoRE ¦ 3QU LoRE | Seismic - Red Flag Warning - Catastrophic Fires | 2022 | 0 | 0 | 2.9599e-10 | 0 | 21083.8428 | 409.2237 | 13469.0878 | 7205.5313 | 0 | 0 | 0 | 0 | 4.8595e-08 | 0 | 0 | 0 | 0 | 0 | 0 | 6.2406e-06 | 0 | 6.2406e-06 | 0 | 0 | 0
[79 empty] | WLDFR | HFTD - Distribution - Tier 2 - 5QU CoRE ¦ 3QU LoRE | Seismic - Red Flag Warning - Catastrophic Fires | 2023 | 0 | 0 | 0 | 2.819e-10 | 21835.9781 | 428.6023 | 13939.561 | 7467.8148 | 0 | 0 | 0 | 0 | 4.8595e-08 | 0 | 0 | 0 | 0 | 0 | 0 | 0 | 0 | 0 | 6.1555e-06 | 0 | 6.1555e-06
[79 empty] | WLDFR | HFTD - Distribution - Tier 2 - 5QU CoRE ¦ 4QU LoRE | Non-Red Flag Warning - Catastrophic Fires | 2020 | 1.398e-10 | 0 | 0 | 0 | 14146.1306 | 222.2294 | 8585.7228 | 5338.1784 | 0 | 0 | 0 | 0 | 8.5263e-08 | 1.9776e-06 | 0 | 1.9776e-06 | 0 | 0 | 0 | 0 | 0 | 0 | 0 | 0 | 0
[79 empty] | WLDFR | HFTD - Distribution - Tier 2 - 5QU CoRE ¦ 4QU LoRE | Non-Red Flag Warning - Catastrophic Fires | 2021 | 7.2722e-11 | 1.4761e-10 | 0 | 0 | 14146.1306 | 222.2294 | 8585.7228 | 5338.1784 | 0 | 0 | 0 | 0 | 8.5263e-08 | 1.0287e-06 | 0 | 1.0287e-06 | 2.0882e-06 | 0 | 2.0882e-06 | 0 | 0 | 0 | 0 | 0 | 0
[79 empty] | WLDFR | HFTD - Distribution - Tier 2 - 5QU CoRE ¦ 4QU LoRE | Non-Red Flag Warning - Catastrophic Fires | 2022 | 8.5882e-11 | 9.0683e-11 | 1.4492e-10 | 0 | 14146.1306 | 222.2294 | 8585.7228 | 5338.1784 | 0 | 0 | 0 | 0 | 7.3343e-08 | 1.2149e-06 | 0 | 1.2149e-06 | 1.2828e-06 | 0 | 1.2828e-06 | 2.0501e-06 | 0 | 2.0501e-06 | 0 | 0 | 0
[79 empty] | WLDFR | HFTD - Distribution - Tier 2 - 5QU CoRE ¦ 4QU LoRE | Non-Red Flag Warning - Catastrophic Fires | 2023 | 8.5882e-11 | 9.0683e-11 | 7.8409e-11 | 1.3802e-10 | 14664.6376 | 233.2301 | 8896.516 | 5534.8915 | 0 | 0 | 0 | 0 | 7.3343e-08 | 1.2594e-06 | 0 | 1.2594e-06 | 1.3298e-06 | 0 | 1.3298e-06 | 1.1498e-06 | 0 | 1.1498e-06 | 2.024e-06 | 0 | 2.024e-06
[79 empty] | WLDFR | HFTD - Distribution - Tier 2 - 5QU CoRE ¦ 4QU LoRE | Non-Red Flag Warning - Catastrophic Fires | 2024 | 8.5882e-11 | 9.0683e-11 | 7.8409e-11 | 7.4676e-11 | 14664.6376 | 233.2301 | 8896.516 | 5534.8915 | 0 | 0 | 0 | 0 | 7.3343e-08 | 1.2594e-06 | 0 | 1.2594e-06 | 1.3298e-06 | 0 | 1.3298e-06 | 1.1498e-06 | 0 | 1.1498e-06 | 1.0951e-06 | 0 | 1.0951e-06
[79 empty] | WLDFR | HFTD - Distribution - Tier 2 - 5QU CoRE ¦ 4QU LoRE | Non-Red Flag Warning - Catastrophic Fires | 2025 | 8.5882e-11 | 9.0683e-11 | 7.8409e-11 | 7.4676e-11 | 14664.6376 | 233.2301 | 8896.516 | 5534.8915 | 0 | 0 | 0 | 0 | 7.3343e-08 | 1.2594e-06 | 0 | 1.2594e-06 | 1.3298e-06 | 0 | 1.3298e-06 | 1.1498e-06 | 0 | 1.1498e-06 | 1.0951e-06 | 0 | 1.0951e-06
[79 empty] | WLDFR | HFTD - Distribution - Tier 2 - 5QU CoRE ¦ 4QU LoRE | Non-Red Flag Warning - Catastrophic Fires | 2026 | 8.5882e-11 | 9.0683e-11 | 7.8409e-11 | 7.4676e-11 | 14664.6376 | 233.2301 | 8896.516 | 5534.8915 | 0 | 0 | 0 | 0 | 7.3343e-08 | 1.2594e-06 | 0 | 1.2594e-06 | 1.3298e-06 | 0 | 1.3298e-06 | 1.1498e-06 | 0 | 1.1498e-06 | 1.0951e-06 | 0 | 1.0951e-06
[79 empty] | WLDFR | HFTD - Distribution - Tier 2 - 5QU CoRE ¦ 4QU LoRE | Non-Red Flag Warning - Catastrophic Fires | 2027 | 8.5882e-11 | 9.0683e-11 | 7.8409e-11 | 7.4676e-11 | 14664.6376 | 233.2301 | 8896.516 | 5534.8915 | 0 | 0 | 0 | 0 | 7.3343e-08 | 1.2594e-06 | 0 | 1.2594e-06 | 1.3298e-06 | 0 | 1.3298e-06 | 1.1498e-06 | 0 | 1.1498e-06 | 1.0951e-06 | 0 | 1.0951e-06
[79 empty] | WLDFR | HFTD - Distribution - Tier 2 - 5QU CoRE ¦ 4QU LoRE | Non-Red Flag Warning - Catastrophic Fires | 2028 | 8.5882e-11 | 9.0683e-11 | 7.8409e-11 | 7.4676e-11 | 15317.9909 | 247.273 | 9287.6491 | 5783.0689 | 0 | 0 | 0 | 0 | 7.3343e-08 | 1.3155e-06 | 0 | 1.3155e-06 | 1.3891e-06 | 0 | 1.3891e-06 | 1.2011e-06 | 0 | 1.2011e-06 | 1.1439e-06 | 0 | 1.1439e-06
[79 empty] | WLDFR | HFTD - Distribution - Tier 2 - 5QU CoRE ¦ 4QU LoRE | Non-Red Flag Warning - Catastrophic Fires | 2029 | 8.5882e-11 | 9.0683e-11 | 7.8409e-11 | 7.4676e-11 | 15317.9909 | 247.273 | 9287.6491 | 5783.0689 | 0 | 0 | 0 | 0 | 7.3343e-08 | 1.3155e-06 | 0 | 1.3155e-06 | 1.3891e-06 | 0 | 1.3891e-06 | 1.2011e-06 | 0 | 1.2011e-06 | 1.1439e-06 | 0 | 1.1439e-06
[79 empty] | WLDFR | HFTD - Distribution - Tier 2 - 5QU CoRE ¦ 4QU LoRE | Non-Red Flag Warning - Catastrophic Fires | 2030 | 8.5882e-11 | 9.0683e-11 | 7.8409e-11 | 7.4676e-11 | 15317.9909 | 247.273 | 9287.6491 | 5783.0689 | 0 | 0 | 0 | 0 | 7.3343e-08 | 1.3155e-06 | 0 | 1.3155e-06 | 1.3891e-06 | 0 | 1.3891e-06 | 1.2011e-06 | 0 | 1.2011e-06 | 1.1439e-06 | 0 | 1.1439e-06
[79 empty] | WLDFR | HFTD - Distribution - Tier 2 - 5QU CoRE ¦ 4QU LoRE | Non-Red Flag Warning - Catastrophic Fires | 2031 | 8.5882e-11 | 9.0683e-11 | 7.8409e-11 | 7.4676e-11 | 15317.9909 | 247.273 | 9287.6491 | 5783.0689 | 0 | 0 | 0 | 0 | 7.3343e-08 | 1.3155e-06 | 0 | 1.3155e-06 | 1.3891e-06 | 0 | 1.3891e-06 | 1.2011e-06 | 0 | 1.2011e-06 | 1.1439e-06 | 0 | 1.1439e-06
[79 empty] | WLDFR | HFTD - Distribution - Tier 2 - 5QU CoRE ¦ 4QU LoRE | Non-Red Flag Warning - Catastrophic Fires | 2032 | 8.5882e-11 | 9.0683e-11 | 7.8409e-11 | 7.4676e-11 | 15317.9909 | 247.273 | 9287.6491 | 5783.0689 | 0 | 0 | 0 | 0 | 7.3343e-08 | 1.3155e-06 | 0 | 1.3155e-06 | 1.3891e-06 | 0 | 1.3891e-06 | 1.2011e-06 | 0 | 1.2011e-06 | 1.1439e-06 | 0 | 1.1439e-06
[79 empty] | WLDFR | HFTD - Distribution - Tier 2 - 5QU CoRE ¦ 4QU LoRE | Non-Red Flag Warning - Catastrophic Fires | 2033 | 8.5882e-11 | 9.0683e-11 | 7.8409e-11 | 7.4676e-11 | 16044.1264 | 263.1074 | 9721.74 | 6059.2791 | 0 | 0 | 0 | 0 | 7.3343e-08 | 1.3779e-06 | 0 | 1.3779e-06 | 1.4549e-06 | 0 | 1.4549e-06 | 1.258e-06 | 0 | 1.258e-06 | 1.1981e-06 | 0 | 1.1981e-06
[79 empty] | WLDFR | HFTD - Distribution - Tier 2 - 5QU CoRE ¦ 4QU LoRE | Non-Red Flag Warning - Catastrophic Fires | 2034 | 8.5882e-11 | 9.0683e-11 | 7.8409e-11 | 7.4676e-11 | 16044.1264 | 263.1074 | 9721.74 | 6059.2791 | 0 | 0 | 0 | 0 | 7.3343e-08 | 1.3779e-06 | 0 | 1.3779e-06 | 1.4549e-06 | 0 | 1.4549e-06 | 1.258e-06 | 0 | 1.258e-06 | 1.1981e-06 | 0 | 1.1981e-06
[79 empty] | WLDFR | HFTD - Distribution - Tier 2 - 5QU CoRE ¦ 4QU LoRE | Non-Red Flag Warning - Catastrophic Fires | 2035 | 8.5882e-11 | 9.0683e-11 | 7.8409e-11 | 7.4676e-11 | 16044.1264 | 263.1074 | 9721.74 | 6059.2791 | 0 | 0 | 0 | 0 | 7.3343e-08 | 1.3779e-06 | 0 | 1.3779e-06 | 1.4549e-06 | 0 | 1.4549e-06 | 1.258e-06 | 0 | 1.258e-06 | 1.1981e-06 | 0 | 1.1981e-06
[79 empty] | WLDFR | HFTD - Distribution - Tier 2 - 5QU CoRE ¦ 4QU LoRE | Non-Red Flag Warning - Catastrophic Fires | 2036 | 8.5882e-11 | 9.0683e-11 | 7.8409e-11 | 7.4676e-11 | 16044.1264 | 263.1074 | 9721.74 | 6059.2791 | 0 | 0 | 0 | 0 | 7.3343e-08 | 1.3779e-06 | 0 | 1.3779e-06 | 1.4549e-06 | 0 | 1.4549e-06 | 1.258e-06 | 0 | 1.258e-06 | 1.1981e-06 | 0 | 1.1981e-06
[79 empty] | WLDFR | HFTD - Distribution - Tier 2 - 5QU CoRE ¦ 4QU LoRE | Non-Red Flag Warning - Catastrophic Fires | 2037 | 8.5882e-11 | 9.0683e-11 | 7.8409e-11 | 7.4676e-11 | 16044.1264 | 263.1074 | 9721.74 | 6059.2791 | 0 | 0 | 0 | 0 | 7.3343e-08 | 1.3779e-06 | 0 | 1.3779e-06 | 1.4549e-06 | 0 | 1.4549e-06 | 1.258e-06 | 0 | 1.258e-06 | 1.1981e-06 | 0 | 1.1981e-06
[79 empty] | WLDFR | HFTD - Distribution - Tier 2 - 5QU CoRE ¦ 4QU LoRE | Non-Red Flag Warning - Catastrophic Fires | 2038 | 8.5882e-11 | 9.0683e-11 | 7.8409e-11 | 7.4676e-11 | 16832.3912 | 280.5544 | 10192.2718 | 6359.5651 | 0 | 0 | 0 | 0 | 7.3343e-08 | 1.4456e-06 | 0 | 1.4456e-06 | 1.5264e-06 | 0 | 1.5264e-06 | 1.3198e-06 | 0 | 1.3198e-06 | 1.257e-06 | 0 | 1.257e-06
[79 empty] | WLDFR | HFTD - Distribution - Tier 2 - 5QU CoRE ¦ 4QU LoRE | Non-Red Flag Warning - Catastrophic Fires | 2039 | 8.5882e-11 | 9.0683e-11 | 7.8409e-11 | 7.4676e-11 | 16832.3912 | 280.5544 | 10192.2718 | 6359.5651 | 0 | 0 | 0 | 0 | 7.3343e-08 | 1.4456e-06 | 0 | 1.4456e-06 | 1.5264e-06 | 0 | 1.5264e-06 | 1.3198e-06 | 0 | 1.3198e-06 | 1.257e-06 | 0 | 1.257e-06
[79 empty] | WLDFR | HFTD - Distribution - Tier 2 - 5QU CoRE ¦ 4QU LoRE | Non-Red Flag Warning - Catastrophic Fires | 2040 | 8.5882e-11 | 9.0683e-11 | 7.8409e-11 | 7.4676e-11 | 16832.3912 | 280.5544 | 10192.2718 | 6359.5651 | 0 | 0 | 0 | 0 | 7.3343e-08 | 1.4456e-06 | 0 | 1.4456e-06 | 1.5264e-06 | 0 | 1.5264e-06 | 1.3198e-06 | 0 | 1.3198e-06 | 1.257e-06 | 0 | 1.257e-06
[79 empty] | WLDFR | HFTD - Distribution - Tier 2 - 5QU CoRE ¦ 4QU LoRE | Non-Red Flag Warning - Catastrophic Fires | 2041 | 8.5882e-11 | 9.0683e-11 | 7.8409e-11 | 7.4676e-11 | 16832.3912 | 280.5544 | 10192.2718 | 6359.5651 | 0 | 0 | 0 | 0 | 7.3343e-08 | 1.4456e-06 | 0 | 1.4456e-06 | 1.5264e-06 | 0 | 1.5264e-06 | 1.3198e-06 | 0 | 1.3198e-06 | 1.257e-06 | 0 | 1.257e-06
[79 empty] | WLDFR | HFTD - Distribution - Tier 2 - 5QU CoRE ¦ 4QU LoRE | Non-Red Flag Warning - Catastrophic Fires | 2042 | 8.5882e-11 | 9.0683e-11 | 7.8409e-11 | 7.4676e-11 | 16832.3912 | 280.5544 | 10192.2718 | 6359.5651 | 0 | 0 | 0 | 0 | 7.3343e-08 | 1.4456e-06 | 0 | 1.4456e-06 | 1.5264e-06 | 0 | 1.5264e-06 | 1.3198e-06 | 0 | 1.3198e-06 | 1.257e-06 | 0 | 1.257e-06
[79 empty] | WLDFR | HFTD - Distribution - Tier 2 - 5QU CoRE ¦ 4QU LoRE | Non-Red Flag Warning - Catastrophic Fires | 2043 | 8.5882e-11 | 9.0683e-11 | 7.8409e-11 | 7.4676e-11 | 17672.0852 | 299.42 | 10692.7362 | 6679.929 | 0 | 0 | 0 | 0 | 7.3343e-08 | 1.5177e-06 | 0 | 1.5177e-06 | 1.6026e-06 | 0 | 1.6026e-06 | 1.3857e-06 | 0 | 1.3857e-06 | 1.3197e-06 | 0 | 1.3197e-06
[79 empty] | WLDFR | HFTD - Distribution - Tier 2 - 5QU CoRE ¦ 4QU LoRE | Non-Red Flag Warning - Catastrophic Fires | 2044 | 8.5882e-11 | 9.0683e-11 | 7.8409e-11 | 7.4676e-11 | 17672.0852 | 299.42 | 10692.7362 | 6679.929 | 0 | 0 | 0 | 0 | 7.3343e-08 | 1.5177e-06 | 0 | 1.5177e-06 | 1.6026e-06 | 0 | 1.6026e-06 | 1.3857e-06 | 0 | 1.3857e-06 | 1.3197e-06 | 0 | 1.3197e-06
[79 empty] | WLDFR | HFTD - Distribution - Tier 2 - 5QU CoRE ¦ 4QU LoRE | Non-Red Flag Warning - Catastrophic Fires | 2045 | 8.5882e-11 | 9.0683e-11 | 7.8409e-11 | 7.4676e-11 | 17672.0852 | 299.42 | 10692.7362 | 6679.929 | 0 | 0 | 0 | 0 | 7.3343e-08 | 1.5177e-06 | 0 | 1.5177e-06 | 1.6026e-06 | 0 | 1.6026e-06 | 1.3857e-06 | 0 | 1.3857e-06 | 1.3197e-06 | 0 | 1.3197e-06
[79 empty] | WLDFR | HFTD - Distribution - Tier 2 - 5QU CoRE ¦ 4QU LoRE | Non-Red Flag Warning - Catastrophic Fires | 2046 | 8.5882e-11 | 9.0683e-11 | 7.8409e-11 | 7.4676e-11 | 17672.0852 | 299.42 | 10692.7362 | 6679.929 | 0 | 0 | 0 | 0 | 7.3343e-08 | 1.5177e-06 | 0 | 1.5177e-06 | 1.6026e-06 | 0 | 1.6026e-06 | 1.3857e-06 | 0 | 1.3857e-06 | 1.3197e-06 | 0 | 1.3197e-06
[79 empty] | WLDFR | HFTD - Distribution - Tier 2 - 5QU CoRE ¦ 4QU LoRE | Non-Red Flag Warning - Catastrophic Fires | 2047 | 8.5882e-11 | 9.0683e-11 | 7.8409e-11 | 7.4676e-11 | 17672.0852 | 299.42 | 10692.7362 | 6679.929 | 0 | 0 | 0 | 0 | 7.3343e-08 | 1.5177e-06 | 0 | 1.5177e-06 | 1.6026e-06 | 0 | 1.6026e-06 | 1.3857e-06 | 0 | 1.3857e-06 | 1.3197e-06 | 0 | 1.3197e-06
[79 empty] | WLDFR | HFTD - Distribution - Tier 2 - 5QU CoRE ¦ 4QU LoRE | Non-Red Flag Warning - Catastrophic Fires | 2048 | 8.5882e-11 | 9.0683e-11 | 7.8409e-11 | 7.4676e-11 | 18552.3348 | 319.4911 | 11216.5626 | 7016.281 | 0 | 0 | 0 | 0 | 7.3343e-08 | 1.5933e-06 | 0 | 1.5933e-06 | 1.6824e-06 | 0 | 1.6824e-06 | 1.4547e-06 | 0 | 1.4547e-06 | 1.3854e-06 | 0 | 1.3854e-06
[79 empty] | WLDFR | HFTD - Distribution - Tier 2 - 5QU CoRE ¦ 4QU LoRE | Non-Red Flag Warning - Catastrophic Fires | 2049 | 8.5882e-11 | 9.0683e-11 | 7.8409e-11 | 7.4676e-11 | 18552.3348 | 319.4911 | 11216.5626 | 7016.281 | 0 | 0 | 0 | 0 | 7.3343e-08 | 1.5933e-06 | 0 | 1.5933e-06 | 1.6824e-06 | 0 | 1.6824e-06 | 1.4547e-06 | 0 | 1.4547e-06 | 1.3854e-06 | 0 | 1.3854e-06
[79 empty] | WLDFR | HFTD - Distribution - Tier 2 - 5QU CoRE ¦ 4QU LoRE | Non-Red Flag Warning - Catastrophic Fires | 2050 | 0 | 9.0683e-11 | 7.8409e-11 | 7.4676e-11 | 18552.3348 | 319.4911 | 11216.5626 | 7016.281 | 0 | 0 | 0 | 0 | 7.3343e-08 | 0 | 0 | 0 | 1.6824e-06 | 0 | 1.6824e-06 | 1.4547e-06 | 0 | 1.4547e-06 | 1.3854e-06 | 0 | 1.3854e-06
[79 empty] | WLDFR | HFTD - Distribution - Tier 2 - 5QU CoRE ¦ 4QU LoRE | Non-Red Flag Warning - Catastrophic Fires | 2051 | 0 | 0 | 7.8409e-11 | 7.4676e-11 | 18552.3348 | 319.4911 | 11216.5626 | 7016.281 | 0 | 0 | 0 | 0 | 7.3343e-08 | 0 | 0 | 0 | 0 | 0 | 0 | 1.4547e-06 | 0 | 1.4547e-06 | 1.3854e-06 | 0 | 1.3854e-06
[79 empty] | WLDFR | HFTD - Distribution - Tier 2 - 5QU CoRE ¦ 4QU LoRE | Non-Red Flag Warning - Catastrophic Fires | 2052 | 0 | 0 | 0 | 7.4676e-11 | 18552.3348 | 319.4911 | 11216.5626 | 7016.281 | 0 | 0 | 0 | 0 | 7.3343e-08 | 0 | 0 | 0 | 0 | 0 | 0 | 0 | 0 | 0 | 1.3854e-06 | 0 | 1.3854e-06
[79 empty] | WLDFR | HFTD - Distribution - Tier 2 - 5QU CoRE ¦ 4QU LoRE | Non-Red Flag Warning - Destructive Fires | 2020 | 4.0786e-10 | 0 | 0 | 0 | 8807.9522 | 222.2294 | 8585.7228 | 0 | 0 | 0 | 0 | 0 | 9.3933e-08 | 3.5924e-06 | 0 | 3.5924e-06 | 0 | 0 | 0 | 0 | 0 | 0 | 0 | 0 | 0
[79 empty] | WLDFR | HFTD - Distribution - Tier 2 - 5QU CoRE ¦ 4QU LoRE | Non-Red Flag Warning - Destructive Fires | 2021 | 2.1151e-10 | 4.3066e-10 | 0 | 0 | 8807.9522 | 222.2294 | 8585.7228 | 0 | 0 | 0 | 0 | 0 | 9.3933e-08 | 1.863e-06 | 0 | 1.863e-06 | 3.7933e-06 | 0 | 3.7933e-06 | 0 | 0 | 0 | 0 | 0 | 0
[79 empty] | WLDFR | HFTD - Distribution - Tier 2 - 5QU CoRE ¦ 4QU LoRE | Non-Red Flag Warning - Destructive Fires | 2022 | 2.5021e-10 | 2.642e-10 | 4.2365e-10 | 0 | 8807.9522 | 222.2294 | 8585.7228 | 0 | 0 | 0 | 0 | 0 | 8.4476e-08 | 2.2038e-06 | 0 | 2.2038e-06 | 2.3271e-06 | 0 | 2.3271e-06 | 3.7315e-06 | 0 | 3.7315e-06 | 0 | 0 | 0
[79 empty] | WLDFR | HFTD - Distribution - Tier 2 - 5QU CoRE ¦ 4QU LoRE | Non-Red Flag Warning - Destructive Fires | 2023 | 2.5021e-10 | 2.642e-10 | 2.2844e-10 | 4.0348e-10 | 9129.7461 | 233.2301 | 8896.516 | 0 | 0 | 0 | 0 | 0 | 8.4476e-08 | 2.2844e-06 | 0 | 2.2844e-06 | 2.4121e-06 | 0 | 2.4121e-06 | 2.0856e-06 | 0 | 2.0856e-06 | 3.6836e-06 | 0 | 3.6836e-06
[79 empty] | WLDFR | HFTD - Distribution - Tier 2 - 5QU CoRE ¦ 4QU LoRE | Non-Red Flag Warning - Destructive Fires | 2024 | 2.5021e-10 | 2.642e-10 | 2.2844e-10 | 2.1756e-10 | 9129.7461 | 233.2301 | 8896.516 | 0 | 0 | 0 | 0 | 0 | 8.4476e-08 | 2.2844e-06 | 0 | 2.2844e-06 | 2.4121e-06 | 0 | 2.4121e-06 | 2.0856e-06 | 0 | 2.0856e-06 | 1.9863e-06 | 0 | 1.9863e-06
[79 empty] | WLDFR | HFTD - Distribution - Tier 2 - 5QU CoRE ¦ 4QU LoRE | Non-Red Flag Warning - Destructive Fires | 2025 | 2.5021e-10 | 2.642e-10 | 2.2844e-10 | 2.1756e-10 | 9129.7461 | 233.2301 | 8896.516 | 0 | 0 | 0 | 0 | 0 | 8.4476e-08 | 2.2844e-06 | 0 | 2.2844e-06 | 2.4121e-06 | 0 | 2.4121e-06 | 2.0856e-06 | 0 | 2.0856e-06 | 1.9863e-06 | 0 | 1.9863e-06
[79 empty] | WLDFR | HFTD - Distribution - Tier 2 - 5QU CoRE ¦ 4QU LoRE | Non-Red Flag Warning - Destructive Fires | 2026 | 2.5021e-10 | 2.642e-10 | 2.2844e-10 | 2.1756e-10 | 9129.7461 | 233.2301 | 8896.516 | 0 | 0 | 0 | 0 | 0 | 8.4476e-08 | 2.2844e-06 | 0 | 2.2844e-06 | 2.4121e-06 | 0 | 2.4121e-06 | 2.0856e-06 | 0 | 2.0856e-06 | 1.9863e-06 | 0 | 1.9863e-06
[79 empty] | WLDFR | HFTD - Distribution - Tier 2 - 5QU CoRE ¦ 4QU LoRE | Non-Red Flag Warning - Destructive Fires | 2027 | 2.5021e-10 | 2.642e-10 | 2.2844e-10 | 2.1756e-10 | 9129.7461 | 233.2301 | 8896.516 | 0 | 0 | 0 | 0 | 0 | 8.4476e-08 | 2.2844e-06 | 0 | 2.2844e-06 | 2.4121e-06 | 0 | 2.4121e-06 | 2.0856e-06 | 0 | 2.0856e-06 | 1.9863e-06 | 0 | 1.9863e-06
[79 empty] | WLDFR | HFTD - Distribution - Tier 2 - 5QU CoRE ¦ 4QU LoRE | Non-Red Flag Warning - Destructive Fires | 2028 | 2.5021e-10 | 2.642e-10 | 2.2844e-10 | 2.1756e-10 | 9534.9221 | 247.273 | 9287.6491 | 0 | 0 | 0 | 0 | 0 | 8.4476e-08 | 2.3857e-06 | 0 | 2.3857e-06 | 2.5191e-06 | 0 | 2.5191e-06 | 2.1782e-06 | 0 | 2.1782e-06 | 2.0744e-06 | 0 | 2.0744e-06
[79 empty] | WLDFR | HFTD - Distribution - Tier 2 - 5QU CoRE ¦ 4QU LoRE | Non-Red Flag Warning - Destructive Fires | 2029 | 2.5021e-10 | 2.642e-10 | 2.2844e-10 | 2.1756e-10 | 9534.9221 | 247.273 | 9287.6491 | 0 | 0 | 0 | 0 | 0 | 8.4476e-08 | 2.3857e-06 | 0 | 2.3857e-06 | 2.5191e-06 | 0 | 2.5191e-06 | 2.1782e-06 | 0 | 2.1782e-06 | 2.0744e-06 | 0 | 2.0744e-06
[79 empty] | WLDFR | HFTD - Distribution - Tier 2 - 5QU CoRE ¦ 4QU LoRE | Non-Red Flag Warning - Destructive Fires | 2030 | 2.5021e-10 | 2.642e-10 | 2.2844e-10 | 2.1756e-10 | 9534.9221 | 247.273 | 9287.6491 | 0 | 0 | 0 | 0 | 0 | 8.4476e-08 | 2.3857e-06 | 0 | 2.3857e-06 | 2.5191e-06 | 0 | 2.5191e-06 | 2.1782e-06 | 0 | 2.1782e-06 | 2.0744e-06 | 0 | 2.0744e-06
[79 empty] | WLDFR | HFTD - Distribution - Tier 2 - 5QU CoRE ¦ 4QU LoRE | Non-Red Flag Warning - Destructive Fires | 2031 | 2.5021e-10 | 2.642e-10 | 2.2844e-10 | 2.1756e-10 | 9534.9221 | 247.273 | 9287.6491 | 0 | 0 | 0 | 0 | 0 | 8.4476e-08 | 2.3857e-06 | 0 | 2.3857e-06 | 2.5191e-06 | 0 | 2.5191e-06 | 2.1782e-06 | 0 | 2.1782e-06 | 2.0744e-06 | 0 | 2.0744e-06
[79 empty] | WLDFR | HFTD - Distribution - Tier 2 - 5QU CoRE ¦ 4QU LoRE | Non-Red Flag Warning - Destructive Fires | 2032 | 2.5021e-10 | 2.642e-10 | 2.2844e-10 | 2.1756e-10 | 9534.9221 | 247.273 | 9287.6491 | 0 | 0 | 0 | 0 | 0 | 8.4476e-08 | 2.3857e-06 | 0 | 2.3857e-06 | 2.5191e-06 | 0 | 2.5191e-06 | 2.1782e-06 | 0 | 2.1782e-06 | 2.0744e-06 | 0 | 2.0744e-06
[79 empty] | WLDFR | HFTD - Distribution - Tier 2 - 5QU CoRE ¦ 4QU LoRE | Non-Red Flag Warning - Destructive Fires | 2033 | 2.5021e-10 | 2.642e-10 | 2.2844e-10 | 2.1756e-10 | 9984.8474 | 263.1074 | 9721.74 | 0 | 0 | 0 | 0 | 0 | 8.4476e-08 | 2.4983e-06 | 0 | 2.4983e-06 | 2.638e-06 | 0 | 2.638e-06 | 2.2809e-06 | 0 | 2.2809e-06 | 2.1723e-06 | 0 | 2.1723e-06
[79 empty] | WLDFR | HFTD - Distribution - Tier 2 - 5QU CoRE ¦ 4QU LoRE | Non-Red Flag Warning - Destructive Fires | 2034 | 2.5021e-10 | 2.642e-10 | 2.2844e-10 | 2.1756e-10 | 9984.8474 | 263.1074 | 9721.74 | 0 | 0 | 0 | 0 | 0 | 8.4476e-08 | 2.4983e-06 | 0 | 2.4983e-06 | 2.638e-06 | 0 | 2.638e-06 | 2.2809e-06 | 0 | 2.2809e-06 | 2.1723e-06 | 0 | 2.1723e-06
[79 empty] | WLDFR | HFTD - Distribution - Tier 2 - 5QU CoRE ¦ 4QU LoRE | Non-Red Flag Warning - Destructive Fires | 2035 | 2.5021e-10 | 2.642e-10 | 2.2844e-10 | 2.1756e-10 | 9984.8474 | 263.1074 | 9721.74 | 0 | 0 | 0 | 0 | 0 | 8.4476e-08 | 2.4983e-06 | 0 | 2.4983e-06 | 2.638e-06 | 0 | 2.638e-06 | 2.2809e-06 | 0 | 2.2809e-06 | 2.1723e-06 | 0 | 2.1723e-06
[79 empty] | WLDFR | HFTD - Distribution - Tier 2 - 5QU CoRE ¦ 4QU LoRE | Non-Red Flag Warning - Destructive Fires | 2036 | 2.5021e-10 | 2.642e-10 | 2.2844e-10 | 2.1756e-10 | 9984.8474 | 263.1074 | 9721.74 | 0 | 0 | 0 | 0 | 0 | 8.4476e-08 | 2.4983e-06 | 0 | 2.4983e-06 | 2.638e-06 | 0 | 2.638e-06 | 2.2809e-06 | 0 | 2.2809e-06 | 2.1723e-06 | 0 | 2.1723e-06
[79 empty] | WLDFR | HFTD - Distribution - Tier 2 - 5QU CoRE ¦ 4QU LoRE | Non-Red Flag Warning - Destructive Fires | 2037 | 2.5021e-10 | 2.642e-10 | 2.2844e-10 | 2.1756e-10 | 9984.8474 | 263.1074 | 9721.74 | 0 | 0 | 0 | 0 | 0 | 8.4476e-08 | 2.4983e-06 | 0 | 2.4983e-06 | 2.638e-06 | 0 | 2.638e-06 | 2.2809e-06 | 0 | 2.2809e-06 | 2.1723e-06 | 0 | 2.1723e-06
[79 empty] | WLDFR | HFTD - Distribution - Tier 2 - 5QU CoRE ¦ 4QU LoRE | Non-Red Flag Warning - Destructive Fires | 2038 | 2.5021e-10 | 2.642e-10 | 2.2844e-10 | 2.1756e-10 | 10472.8261 | 280.5544 | 10192.2718 | 0 | 0 | 0 | 0 | 0 | 8.4476e-08 | 2.6204e-06 | 0 | 2.6204e-06 | 2.7669e-06 | 0 | 2.7669e-06 | 2.3924e-06 | 0 | 2.3924e-06 | 2.2785e-06 | 0 | 2.2785e-06
[79 empty] | WLDFR | HFTD - Distribution - Tier 2 - 5QU CoRE ¦ 4QU LoRE | Non-Red Flag Warning - Destructive Fires | 2039 | 2.5021e-10 | 2.642e-10 | 2.2844e-10 | 2.1756e-10 | 10472.8261 | 280.5544 | 10192.2718 | 0 | 0 | 0 | 0 | 0 | 8.4476e-08 | 2.6204e-06 | 0 | 2.6204e-06 | 2.7669e-06 | 0 | 2.7669e-06 | 2.3924e-06 | 0 | 2.3924e-06 | 2.2785e-06 | 0 | 2.2785e-06
[79 empty] | WLDFR | HFTD - Distribution - Tier 2 - 5QU CoRE ¦ 4QU LoRE | Non-Red Flag Warning - Destructive Fires | 2040 | 2.5021e-10 | 2.642e-10 | 2.2844e-10 | 2.1756e-10 | 10472.8261 | 280.5544 | 10192.2718 | 0 | 0 | 0 | 0 | 0 | 8.4476e-08 | 2.6204e-06 | 0 | 2.6204e-06 | 2.7669e-06 | 0 | 2.7669e-06 | 2.3924e-06 | 0 | 2.3924e-06 | 2.2785e-06 | 0 | 2.2785e-06
[79 empty] | WLDFR | HFTD - Distribution - Tier 2 - 5QU CoRE ¦ 4QU LoRE | Non-Red Flag Warning - Destructive Fires | 2041 | 2.5021e-10 | 2.642e-10 | 2.2844e-10 | 2.1756e-10 | 10472.8261 | 280.5544 | 10192.2718 | 0 | 0 | 0 | 0 | 0 | 8.4476e-08 | 2.6204e-06 | 0 | 2.6204e-06 | 2.7669e-06 | 0 | 2.7669e-06 | 2.3924e-06 | 0 | 2.3924e-06 | 2.2785e-06 | 0 | 2.2785e-06
[79 empty] | WLDFR | HFTD - Distribution - Tier 2 - 5QU CoRE ¦ 4QU LoRE | Non-Red Flag Warning - Destructive Fires | 2042 | 2.5021e-10 | 2.642e-10 | 2.2844e-10 | 2.1756e-10 | 10472.8261 | 280.5544 | 10192.2718 | 0 | 0 | 0 | 0 | 0 | 8.4476e-08 | 2.6204e-06 | 0 | 2.6204e-06 | 2.7669e-06 | 0 | 2.7669e-06 | 2.3924e-06 | 0 | 2.3924e-06 | 2.2785e-06 | 0 | 2.2785e-06
[79 empty] | WLDFR | HFTD - Distribution - Tier 2 - 5QU CoRE ¦ 4QU LoRE | Non-Red Flag Warning - Destructive Fires | 2043 | 2.5021e-10 | 2.642e-10 | 2.2844e-10 | 2.1756e-10 | 10992.1562 | 299.42 | 10692.7362 | 0 | 0 | 0 | 0 | 0 | 8.4476e-08 | 2.7504e-06 | 0 | 2.7504e-06 | 2.9041e-06 | 0 | 2.9041e-06 | 2.5111e-06 | 0 | 2.5111e-06 | 2.3915e-06 | 0 | 2.3915e-06
[79 empty] | WLDFR | HFTD - Distribution - Tier 2 - 5QU CoRE ¦ 4QU LoRE | Non-Red Flag Warning - Destructive Fires | 2044 | 2.5021e-10 | 2.642e-10 | 2.2844e-10 | 2.1756e-10 | 10992.1562 | 299.42 | 10692.7362 | 0 | 0 | 0 | 0 | 0 | 8.4476e-08 | 2.7504e-06 | 0 | 2.7504e-06 | 2.9041e-06 | 0 | 2.9041e-06 | 2.5111e-06 | 0 | 2.5111e-06 | 2.3915e-06 | 0 | 2.3915e-06
[79 empty] | WLDFR | HFTD - Distribution - Tier 2 - 5QU CoRE ¦ 4QU LoRE | Non-Red Flag Warning - Destructive Fires | 2045 | 2.5021e-10 | 2.642e-10 | 2.2844e-10 | 2.1756e-10 | 10992.1562 | 299.42 | 10692.7362 | 0 | 0 | 0 | 0 | 0 | 8.4476e-08 | 2.7504e-06 | 0 | 2.7504e-06 | 2.9041e-06 | 0 | 2.9041e-06 | 2.5111e-06 | 0 | 2.5111e-06 | 2.3915e-06 | 0 | 2.3915e-06
[79 empty] | WLDFR | HFTD - Distribution - Tier 2 - 5QU CoRE ¦ 4QU LoRE | Non-Red Flag Warning - Destructive Fires | 2046 | 2.5021e-10 | 2.642e-10 | 2.2844e-10 | 2.1756e-10 | 10992.1562 | 299.42 | 10692.7362 | 0 | 0 | 0 | 0 | 0 | 8.4476e-08 | 2.7504e-06 | 0 | 2.7504e-06 | 2.9041e-06 | 0 | 2.9041e-06 | 2.5111e-06 | 0 | 2.5111e-06 | 2.3915e-06 | 0 | 2.3915e-06
[79 empty] | WLDFR | HFTD - Distribution - Tier 2 - 5QU CoRE ¦ 4QU LoRE | Non-Red Flag Warning - Destructive Fires | 2047 | 2.5021e-10 | 2.642e-10 | 2.2844e-10 | 2.1756e-10 | 10992.1562 | 299.42 | 10692.7362 | 0 | 0 | 0 | 0 | 0 | 8.4476e-08 | 2.7504e-06 | 0 | 2.7504e-06 | 2.9041e-06 | 0 | 2.9041e-06 | 2.5111e-06 | 0 | 2.5111e-06 | 2.3915e-06 | 0 | 2.3915e-06
[79 empty] | WLDFR | HFTD - Distribution - Tier 2 - 5QU CoRE ¦ 4QU LoRE | Non-Red Flag Warning - Destructive Fires | 2048 | 2.5021e-10 | 2.642e-10 | 2.2844e-10 | 2.1756e-10 | 11536.0538 | 319.4911 | 11216.5626 | 0 | 0 | 0 | 0 | 0 | 8.4476e-08 | 2.8864e-06 | 0 | 2.8864e-06 | 3.0478e-06 | 0 | 3.0478e-06 | 2.6353e-06 | 0 | 2.6353e-06 | 2.5098e-06 | 0 | 2.5098e-06
[79 empty] | WLDFR | HFTD - Distribution - Tier 2 - 5QU CoRE ¦ 4QU LoRE | Non-Red Flag Warning - Destructive Fires | 2049 | 2.5021e-10 | 2.642e-10 | 2.2844e-10 | 2.1756e-10 | 11536.0538 | 319.4911 | 11216.5626 | 0 | 0 | 0 | 0 | 0 | 8.4476e-08 | 2.8864e-06 | 0 | 2.8864e-06 | 3.0478e-06 | 0 | 3.0478e-06 | 2.6353e-06 | 0 | 2.6353e-06 | 2.5098e-06 | 0 | 2.5098e-06
[79 empty] | WLDFR | HFTD - Distribution - Tier 2 - 5QU CoRE ¦ 4QU LoRE | Non-Red Flag Warning - Destructive Fires | 2050 | 0 | 2.642e-10 | 2.2844e-10 | 2.1756e-10 | 11536.0538 | 319.4911 | 11216.5626 | 0 | 0 | 0 | 0 | 0 | 8.4476e-08 | 0 | 0 | 0 | 3.0478e-06 | 0 | 3.0478e-06 | 2.6353e-06 | 0 | 2.6353e-06 | 2.5098e-06 | 0 | 2.5098e-06
[79 empty] | WLDFR | HFTD - Distribution - Tier 2 - 5QU CoRE ¦ 4QU LoRE | Non-Red Flag Warning - Destructive Fires | 2051 | 0 | 0 | 2.2844e-10 | 2.1756e-10 | 11536.0538 | 319.4911 | 11216.5626 | 0 | 0 | 0 | 0 | 0 | 8.4476e-08 | 0 | 0 | 0 | 0 | 0 | 0 | 2.6353e-06 | 0 | 2.6353e-06 | 2.5098e-06 | 0 | 2.5098e-06
[79 empty] | WLDFR | HFTD - Distribution - Tier 2 - 5QU CoRE ¦ 4QU LoRE | Non-Red Flag Warning - Destructive Fires | 2052 | 0 | 0 | 0 | 2.1756e-10 | 11536.0538 | 319.4911 | 11216.5626 | 0 | 0 | 0 | 0 | 0 | 8.4476e-08 | 0 | 0 | 0 | 0 | 0 | 0 | 0 | 0 | 0 | 2.5098e-06 | 0 | 2.5098e-06
[79 empty] | WLDFR | HFTD - Distribution - Tier 2 - 5QU CoRE ¦ 4QU LoRE | Non-Red Flag Warning - Large Fires | 2020 | 4.9566e-08 | 0 | 0 | 0 | 5.2406 | 0.69642 | 2.942 | 1.6022 | 0 | 0 | 0 | 0 | 1.0238e-05 | 2.5975e-07 | 0 | 2.5975e-07 | 0 | 0 | 0 | 0 | 0 | 0 | 0 | 0 | 0
[79 empty] | WLDFR | HFTD - Distribution - Tier 2 - 5QU CoRE ¦ 4QU LoRE | Non-Red Flag Warning - Large Fires | 2021 | 2.573e-08 | 5.2337e-08 | 0 | 0 | 5.2406 | 0.69642 | 2.942 | 1.6022 | 0 | 0 | 0 | 0 | 1.0238e-05 | 1.3484e-07 | 0 | 1.3484e-07 | 2.7427e-07 | 0 | 2.7427e-07 | 0 | 0 | 0 | 0 | 0 | 0
[79 empty] | WLDFR | HFTD - Distribution - Tier 2 - 5QU CoRE ¦ 4QU LoRE | Non-Red Flag Warning - Large Fires | 2022 | 2.8614e-08 | 3.0214e-08 | 4.9433e-08 | 0 | 5.2406 | 0.69642 | 2.942 | 1.6022 | 0 | 0 | 0 | 0 | 9.6535e-06 | 1.4995e-07 | 0 | 1.4995e-07 | 1.5834e-07 | 0 | 1.5834e-07 | 2.5906e-07 | 0 | 2.5906e-07 | 0 | 0 | 0
[79 empty] | WLDFR | HFTD - Distribution - Tier 2 - 5QU CoRE ¦ 4QU LoRE | Non-Red Flag Warning - Large Fires | 2023 | 2.8614e-08 | 3.0214e-08 | 2.6124e-08 | 4.7079e-08 | 5.475 | 0.71896 | 3.0715 | 1.6846 | 0 | 0 | 0 | 0 | 9.6535e-06 | 1.5666e-07 | 0 | 1.5666e-07 | 1.6542e-07 | 0 | 1.6542e-07 | 1.4303e-07 | 0 | 1.4303e-07 | 2.5776e-07 | 0 | 2.5776e-07
[79 empty] | WLDFR | HFTD - Distribution - Tier 2 - 5QU CoRE ¦ 4QU LoRE | Non-Red Flag Warning - Large Fires | 2024 | 2.8614e-08 | 3.0214e-08 | 2.6124e-08 | 2.488e-08 | 5.475 | 0.71896 | 3.0715 | 1.6846 | 0 | 0 | 0 | 0 | 9.6535e-06 | 1.5666e-07 | 0 | 1.5666e-07 | 1.6542e-07 | 0 | 1.6542e-07 | 1.4303e-07 | 0 | 1.4303e-07 | 1.3622e-07 | 0 | 1.3622e-07
[79 empty] | WLDFR | HFTD - Distribution - Tier 2 - 5QU CoRE ¦ 4QU LoRE | Non-Red Flag Warning - Large Fires | 2025 | 2.8614e-08 | 3.0214e-08 | 2.6124e-08 | 2.488e-08 | 5.475 | 0.71896 | 3.0715 | 1.6846 | 0 | 0 | 0 | 0 | 9.6535e-06 | 1.5666e-07 | 0 | 1.5666e-07 | 1.6542e-07 | 0 | 1.6542e-07 | 1.4303e-07 | 0 | 1.4303e-07 | 1.3622e-07 | 0 | 1.3622e-07
[79 empty] | WLDFR | HFTD - Distribution - Tier 2 - 5QU CoRE ¦ 4QU LoRE | Non-Red Flag Warning - Large Fires | 2026 | 2.8614e-08 | 3.0214e-08 | 2.6124e-08 | 2.488e-08 | 5.475 | 0.71896 | 3.0715 | 1.6846 | 0 | 0 | 0 | 0 | 9.6535e-06 | 1.5666e-07 | 0 | 1.5666e-07 | 1.6542e-07 | 0 | 1.6542e-07 | 1.4303e-07 | 0 | 1.4303e-07 | 1.3622e-07 | 0 | 1.3622e-07
[79 empty] | WLDFR | HFTD - Distribution - Tier 2 - 5QU CoRE ¦ 4QU LoRE | Non-Red Flag Warning - Large Fires | 2027 | 2.8614e-08 | 3.0214e-08 | 2.6124e-08 | 2.488e-08 | 5.475 | 0.71896 | 3.0715 | 1.6846 | 0 | 0 | 0 | 0 | 9.6535e-06 | 1.5666e-07 | 0 | 1.5666e-07 | 1.6542e-07 | 0 | 1.6542e-07 | 1.4303e-07 | 0 | 1.4303e-07 | 1.3622e-07 | 0 | 1.3622e-07
[79 empty] | WLDFR | HFTD - Distribution - Tier 2 - 5QU CoRE ¦ 4QU LoRE | Non-Red Flag Warning - Large Fires | 2028 | 2.8614e-08 | 3.0214e-08 | 2.6124e-08 | 2.488e-08 | 5.777 | 0.74734 | 3.238 | 1.7917 | 0 | 0 | 0 | 0 | 9.6535e-06 | 1.653e-07 | 0 | 1.653e-07 | 1.7455e-07 | 0 | 1.7455e-07 | 1.5092e-07 | 0 | 1.5092e-07 | 1.4373e-07 | 0 | 1.4373e-07
[79 empty] | WLDFR | HFTD - Distribution - Tier 2 - 5QU CoRE ¦ 4QU LoRE | Non-Red Flag Warning - Large Fires | 2029 | 2.8614e-08 | 3.0214e-08 | 2.6124e-08 | 2.488e-08 | 5.777 | 0.74734 | 3.238 | 1.7917 | 0 | 0 | 0 | 0 | 9.6535e-06 | 1.653e-07 | 0 | 1.653e-07 | 1.7455e-07 | 0 | 1.7455e-07 | 1.5092e-07 | 0 | 1.5092e-07 | 1.4373e-07 | 0 | 1.4373e-07
[79 empty] | WLDFR | HFTD - Distribution - Tier 2 - 5QU CoRE ¦ 4QU LoRE | Non-Red Flag Warning - Large Fires | 2030 | 2.8614e-08 | 3.0214e-08 | 2.6124e-08 | 2.488e-08 | 5.777 | 0.74734 | 3.238 | 1.7917 | 0 | 0 | 0 | 0 | 9.6535e-06 | 1.653e-07 | 0 | 1.653e-07 | 1.7455e-07 | 0 | 1.7455e-07 | 1.5092e-07 | 0 | 1.5092e-07 | 1.4373e-07 | 0 | 1.4373e-07
[79 empty] | WLDFR | HFTD - Distribution - Tier 2 - 5QU CoRE ¦ 4QU LoRE | Non-Red Flag Warning - Large Fires | 2031 | 2.8614e-08 | 3.0214e-08 | 2.6124e-08 | 2.488e-08 | 5.777 | 0.74734 | 3.238 | 1.7917 | 0 | 0 | 0 | 0 | 9.6535e-06 | 1.653e-07 | 0 | 1.653e-07 | 1.7455e-07 | 0 | 1.7455e-07 | 1.5092e-07 | 0 | 1.5092e-07 | 1.4373e-07 | 0 | 1.4373e-07
[79 empty] | WLDFR | HFTD - Distribution - Tier 2 - 5QU CoRE ¦ 4QU LoRE | Non-Red Flag Warning - Large Fires | 2032 | 2.8614e-08 | 3.0214e-08 | 2.6124e-08 | 2.488e-08 | 5.777 | 0.74734 | 3.238 | 1.7917 | 0 | 0 | 0 | 0 | 9.6535e-06 | 1.653e-07 | 0 | 1.653e-07 | 1.7455e-07 | 0 | 1.7455e-07 | 1.5092e-07 | 0 | 1.5092e-07 | 1.4373e-07 | 0 | 1.4373e-07
[79 empty] | WLDFR | HFTD - Distribution - Tier 2 - 5QU CoRE ¦ 4QU LoRE | Non-Red Flag Warning - Large Fires | 2033 | 2.8614e-08 | 3.0214e-08 | 2.6124e-08 | 2.488e-08 | 6.1205 | 0.77885 | 3.4265 | 1.9151 | 0 | 0 | 0 | 0 | 9.6535e-06 | 1.7513e-07 | 0 | 1.7513e-07 | 1.8492e-07 | 0 | 1.8492e-07 | 1.5989e-07 | 0 | 1.5989e-07 | 1.5228e-07 | 0 | 1.5228e-07
[79 empty] | WLDFR | HFTD - Distribution - Tier 2 - 5QU CoRE ¦ 4QU LoRE | Non-Red Flag Warning - Large Fires | 2034 | 2.8614e-08 | 3.0214e-08 | 2.6124e-08 | 2.488e-08 | 6.1205 | 0.77885 | 3.4265 | 1.9151 | 0 | 0 | 0 | 0 | 9.6535e-06 | 1.7513e-07 | 0 | 1.7513e-07 | 1.8492e-07 | 0 | 1.8492e-07 | 1.5989e-07 | 0 | 1.5989e-07 | 1.5228e-07 | 0 | 1.5228e-07
[79 empty] | WLDFR | HFTD - Distribution - Tier 2 - 5QU CoRE ¦ 4QU LoRE | Non-Red Flag Warning - Large Fires | 2035 | 2.8614e-08 | 3.0214e-08 | 2.6124e-08 | 2.488e-08 | 6.1205 | 0.77885 | 3.4265 | 1.9151 | 0 | 0 | 0 | 0 | 9.6535e-06 | 1.7513e-07 | 0 | 1.7513e-07 | 1.8492e-07 | 0 | 1.8492e-07 | 1.5989e-07 | 0 | 1.5989e-07 | 1.5228e-07 | 0 | 1.5228e-07
[79 empty] | WLDFR | HFTD - Distribution - Tier 2 - 5QU CoRE ¦ 4QU LoRE | Non-Red Flag Warning - Large Fires | 2036 | 2.8614e-08 | 3.0214e-08 | 2.6124e-08 | 2.488e-08 | 6.1205 | 0.77885 | 3.4265 | 1.9151 | 0 | 0 | 0 | 0 | 9.6535e-06 | 1.7513e-07 | 0 | 1.7513e-07 | 1.8492e-07 | 0 | 1.8492e-07 | 1.5989e-07 | 0 | 1.5989e-07 | 1.5228e-07 | 0 | 1.5228e-07
[79 empty] | WLDFR | HFTD - Distribution - Tier 2 - 5QU CoRE ¦ 4QU LoRE | Non-Red Flag Warning - Large Fires | 2037 | 2.8614e-08 | 3.0214e-08 | 2.6124e-08 | 2.488e-08 | 6.1205 | 0.77885 | 3.4265 | 1.9151 | 0 | 0 | 0 | 0 | 9.6535e-06 | 1.7513e-07 | 0 | 1.7513e-07 | 1.8492e-07 | 0 | 1.8492e-07 | 1.5989e-07 | 0 | 1.5989e-07 | 1.5228e-07 | 0 | 1.5228e-07
[79 empty] | WLDFR | HFTD - Distribution - Tier 2 - 5QU CoRE ¦ 4QU LoRE | Non-Red Flag Warning - Large Fires | 2038 | 2.8614e-08 | 3.0214e-08 | 2.6124e-08 | 2.488e-08 | 6.5028 | 0.81304 | 3.6355 | 2.0543 | 0 | 0 | 0 | 0 | 9.6535e-06 | 1.8607e-07 | 0 | 1.8607e-07 | 1.9647e-07 | 0 | 1.9647e-07 | 1.6988e-07 | 0 | 1.6988e-07 | 1.6179e-07 | 0 | 1.6179e-07
[79 empty] | WLDFR | HFTD - Distribution - Tier 2 - 5QU CoRE ¦ 4QU LoRE | Non-Red Flag Warning - Large Fires | 2039 | 2.8614e-08 | 3.0214e-08 | 2.6124e-08 | 2.488e-08 | 6.5028 | 0.81304 | 3.6355 | 2.0543 | 0 | 0 | 0 | 0 | 9.6535e-06 | 1.8607e-07 | 0 | 1.8607e-07 | 1.9647e-07 | 0 | 1.9647e-07 | 1.6988e-07 | 0 | 1.6988e-07 | 1.6179e-07 | 0 | 1.6179e-07
[79 empty] | WLDFR | HFTD - Distribution - Tier 2 - 5QU CoRE ¦ 4QU LoRE | Non-Red Flag Warning - Large Fires | 2040 | 2.8614e-08 | 3.0214e-08 | 2.6124e-08 | 2.488e-08 | 6.5028 | 0.81304 | 3.6355 | 2.0543 | 0 | 0 | 0 | 0 | 9.6535e-06 | 1.8607e-07 | 0 | 1.8607e-07 | 1.9647e-07 | 0 | 1.9647e-07 | 1.6988e-07 | 0 | 1.6988e-07 | 1.6179e-07 | 0 | 1.6179e-07
[79 empty] | WLDFR | HFTD - Distribution - Tier 2 - 5QU CoRE ¦ 4QU LoRE | Non-Red Flag Warning - Large Fires | 2041 | 2.8614e-08 | 3.0214e-08 | 2.6124e-08 | 2.488e-08 | 6.5028 | 0.81304 | 3.6355 | 2.0543 | 0 | 0 | 0 | 0 | 9.6535e-06 | 1.8607e-07 | 0 | 1.8607e-07 | 1.9647e-07 | 0 | 1.9647e-07 | 1.6988e-07 | 0 | 1.6988e-07 | 1.6179e-07 | 0 | 1.6179e-07
[79 empty] | WLDFR | HFTD - Distribution - Tier 2 - 5QU CoRE ¦ 4QU LoRE | Non-Red Flag Warning - Large Fires | 2042 | 2.8614e-08 | 3.0214e-08 | 2.6124e-08 | 2.488e-08 | 6.5028 | 0.81304 | 3.6355 | 2.0543 | 0 | 0 | 0 | 0 | 9.6535e-06 | 1.8607e-07 | 0 | 1.8607e-07 | 1.9647e-07 | 0 | 1.9647e-07 | 1.6988e-07 | 0 | 1.6988e-07 | 1.6179e-07 | 0 | 1.6179e-07
[79 empty] | WLDFR | HFTD - Distribution - Tier 2 - 5QU CoRE ¦ 4QU LoRE | Non-Red Flag Warning - Large Fires | 2043 | 2.8614e-08 | 3.0214e-08 | 2.6124e-08 | 2.488e-08 | 6.9209 | 0.84944 | 3.8632 | 2.2083 | 0 | 0 | 0 | 0 | 9.6535e-06 | 1.9804e-07 | 0 | 1.9804e-07 | 2.0911e-07 | 0 | 2.0911e-07 | 1.808e-07 | 0 | 1.808e-07 | 1.722e-07 | 0 | 1.722e-07
[79 empty] | WLDFR | HFTD - Distribution - Tier 2 - 5QU CoRE ¦ 4QU LoRE | Non-Red Flag Warning - Large Fires | 2044 | 2.8614e-08 | 3.0214e-08 | 2.6124e-08 | 2.488e-08 | 6.9209 | 0.84944 | 3.8632 | 2.2083 | 0 | 0 | 0 | 0 | 9.6535e-06 | 1.9804e-07 | 0 | 1.9804e-07 | 2.0911e-07 | 0 | 2.0911e-07 | 1.808e-07 | 0 | 1.808e-07 | 1.722e-07 | 0 | 1.722e-07
[79 empty] | WLDFR | HFTD - Distribution - Tier 2 - 5QU CoRE ¦ 4QU LoRE | Non-Red Flag Warning - Large Fires | 2045 | 2.8614e-08 | 3.0214e-08 | 2.6124e-08 | 2.488e-08 | 6.9209 | 0.84944 | 3.8632 | 2.2083 | 0 | 0 | 0 | 0 | 9.6535e-06 | 1.9804e-07 | 0 | 1.9804e-07 | 2.0911e-07 | 0 | 2.0911e-07 | 1.808e-07 | 0 | 1.808e-07 | 1.722e-07 | 0 | 1.722e-07
[79 empty] | WLDFR | HFTD - Distribution - Tier 2 - 5QU CoRE ¦ 4QU LoRE | Non-Red Flag Warning - Large Fires | 2046 | 2.8614e-08 | 3.0214e-08 | 2.6124e-08 | 2.488e-08 | 6.9209 | 0.84944 | 3.8632 | 2.2083 | 0 | 0 | 0 | 0 | 9.6535e-06 | 1.9804e-07 | 0 | 1.9804e-07 | 2.0911e-07 | 0 | 2.0911e-07 | 1.808e-07 | 0 | 1.808e-07 | 1.722e-07 | 0 | 1.722e-07
[79 empty] | WLDFR | HFTD - Distribution - Tier 2 - 5QU CoRE ¦ 4QU LoRE | Non-Red Flag Warning - Large Fires | 2047 | 2.8614e-08 | 3.0214e-08 | 2.6124e-08 | 2.488e-08 | 6.9209 | 0.84944 | 3.8632 | 2.2083 | 0 | 0 | 0 | 0 | 9.6535e-06 | 1.9804e-07 | 0 | 1.9804e-07 | 2.0911e-07 | 0 | 2.0911e-07 | 1.808e-07 | 0 | 1.808e-07 | 1.722e-07 | 0 | 1.722e-07
[79 empty] | WLDFR | HFTD - Distribution - Tier 2 - 5QU CoRE ¦ 4QU LoRE | Non-Red Flag Warning - Large Fires | 2048 | 2.8614e-08 | 3.0214e-08 | 2.6124e-08 | 2.488e-08 | 7.3713 | 0.88759 | 4.1075 | 2.3763 | 0 | 0 | 0 | 0 | 9.6535e-06 | 2.1092e-07 | 0 | 2.1092e-07 | 2.2272e-07 | 0 | 2.2272e-07 | 1.9257e-07 | 0 | 1.9257e-07 | 1.834e-07 | 0 | 1.834e-07
[79 empty] | WLDFR | HFTD - Distribution - Tier 2 - 5QU CoRE ¦ 4QU LoRE | Non-Red Flag Warning - Large Fires | 2049 | 2.8614e-08 | 3.0214e-08 | 2.6124e-08 | 2.488e-08 | 7.3713 | 0.88759 | 4.1075 | 2.3763 | 0 | 0 | 0 | 0 | 9.6535e-06 | 2.1092e-07 | 0 | 2.1092e-07 | 2.2272e-07 | 0 | 2.2272e-07 | 1.9257e-07 | 0 | 1.9257e-07 | 1.834e-07 | 0 | 1.834e-07
[79 empty] | WLDFR | HFTD - Distribution - Tier 2 - 5QU CoRE ¦ 4QU LoRE | Non-Red Flag Warning - Large Fires | 2050 | 0 | 3.0214e-08 | 2.6124e-08 | 2.488e-08 | 7.3713 | 0.88759 | 4.1075 | 2.3763 | 0 | 0 | 0 | 0 | 9.6535e-06 | 0 | 0 | 0 | 2.2272e-07 | 0 | 2.2272e-07 | 1.9257e-07 | 0 | 1.9257e-07 | 1.834e-07 | 0 | 1.834e-07
[79 empty] | WLDFR | HFTD - Distribution - Tier 2 - 5QU CoRE ¦ 4QU LoRE | Non-Red Flag Warning - Large Fires | 2051 | 0 | 0 | 2.6124e-08 | 2.488e-08 | 7.3713 | 0.88759 | 4.1075 | 2.3763 | 0 | 0 | 0 | 0 | 9.6535e-06 | 0 | 0 | 0 | 0 | 0 | 0 | 1.9257e-07 | 0 | 1.9257e-07 | 1.834e-07 | 0 | 1.834e-07
[79 empty] | WLDFR | HFTD - Distribution - Tier 2 - 5QU CoRE ¦ 4QU LoRE | Non-Red Flag Warning - Large Fires | 2052 | 0 | 0 | 0 | 2.488e-08 | 7.3713 | 0.88759 | 4.1075 | 2.3763 | 0 | 0 | 0 | 0 | 9.6535e-06 | 0 | 0 | 0 | 0 | 0 | 0 | 0 | 0 | 0 | 1.834e-07 | 0 | 1.834e-07
[79 empty] | WLDFR | HFTD - Distribution - Tier 2 - 5QU CoRE ¦ 4QU LoRE | Non-Red Flag Warning - Small Fires | 2020 | 1.8913e-05 | 0 | 0 | 0 | 0.077901 | 0.036425 | 0.0015809 | 0.039895 | 0 | 0 | 0 | 0 | 0.003446 | 1.4733e-06 | 0 | 1.4733e-06 | 0 | 0 | 0 | 0 | 0 | 0 | 0 | 0 | 0
[79 empty] | WLDFR | HFTD - Distribution - Tier 2 - 5QU CoRE ¦ 4QU LoRE | Non-Red Flag Warning - Small Fires | 2021 | 9.9596e-06 | 1.997e-05 | 0 | 0 | 0.077901 | 0.036425 | 0.0015809 | 0.039895 | 0 | 0 | 0 | 0 | 0.003446 | 7.7586e-07 | 0 | 7.7586e-07 | 1.5557e-06 | 0 | 1.5557e-06 | 0 | 0 | 0 | 0 | 0 | 0
[79 empty] | WLDFR | HFTD - Distribution - Tier 2 - 5QU CoRE ¦ 4QU LoRE | Non-Red Flag Warning - Small Fires | 2022 | 1.1069e-05 | 1.1688e-05 | 1.8973e-05 | 0 | 0.077901 | 0.036425 | 0.0015809 | 0.039895 | 0 | 0 | 0 | 0 | 0.0033768 | 8.6227e-07 | 0 | 8.6227e-07 | 9.1048e-07 | 0 | 9.1048e-07 | 1.478e-06 | 0 | 1.478e-06 | 0 | 0 | 0
[79 empty] | WLDFR | HFTD - Distribution - Tier 2 - 5QU CoRE ¦ 4QU LoRE | Non-Red Flag Warning - Small Fires | 2023 | 1.1069e-05 | 1.1688e-05 | 1.0106e-05 | 1.807e-05 | 0.080408 | 0.03759 | 0.0016314 | 0.041187 | 0 | 0 | 0 | 0 | 0.0033768 | 8.9003e-07 | 0 | 8.9003e-07 | 9.3979e-07 | 0 | 9.3979e-07 | 8.1259e-07 | 0 | 8.1259e-07 | 1.453e-06 | 0 | 1.453e-06
[79 empty] | WLDFR | HFTD - Distribution - Tier 2 - 5QU CoRE ¦ 4QU LoRE | Non-Red Flag Warning - Small Fires | 2024 | 1.1069e-05 | 1.1688e-05 | 1.0106e-05 | 9.6246e-06 | 0.080408 | 0.03759 | 0.0016314 | 0.041187 | 0 | 0 | 0 | 0 | 0.0033768 | 8.9003e-07 | 0 | 8.9003e-07 | 9.3979e-07 | 0 | 9.3979e-07 | 8.1259e-07 | 0 | 8.1259e-07 | 7.7389e-07 | 0 | 7.7389e-07
[79 empty] | WLDFR | HFTD - Distribution - Tier 2 - 5QU CoRE ¦ 4QU LoRE | Non-Red Flag Warning - Small Fires | 2025 | 1.1069e-05 | 1.1688e-05 | 1.0106e-05 | 9.6246e-06 | 0.080408 | 0.03759 | 0.0016314 | 0.041187 | 0 | 0 | 0 | 0 | 0.0033768 | 8.9003e-07 | 0 | 8.9003e-07 | 9.3979e-07 | 0 | 9.3979e-07 | 8.1259e-07 | 0 | 8.1259e-07 | 7.7389e-07 | 0 | 7.7389e-07
[79 empty] | WLDFR | HFTD - Distribution - Tier 2 - 5QU CoRE ¦ 4QU LoRE | Non-Red Flag Warning - Small Fires | 2026 | 1.1069e-05 | 1.1688e-05 | 1.0106e-05 | 9.6246e-06 | 0.080408 | 0.03759 | 0.0016314 | 0.041187 | 0 | 0 | 0 | 0 | 0.0033768 | 8.9003e-07 | 0 | 8.9003e-07 | 9.3979e-07 | 0 | 9.3979e-07 | 8.1259e-07 | 0 | 8.1259e-07 | 7.7389e-07 | 0 | 7.7389e-07
[79 empty] | WLDFR | HFTD - Distribution - Tier 2 - 5QU CoRE ¦ 4QU LoRE | Non-Red Flag Warning - Small Fires | 2027 | 1.1069e-05 | 1.1688e-05 | 1.0106e-05 | 9.6246e-06 | 0.080408 | 0.03759 | 0.0016314 | 0.041187 | 0 | 0 | 0 | 0 | 0.0033768 | 8.9003e-07 | 0 | 8.9003e-07 | 9.3979e-07 | 0 | 9.3979e-07 | 8.1259e-07 | 0 | 8.1259e-07 | 7.7389e-07 | 0 | 7.7389e-07
[79 empty] | WLDFR | HFTD - Distribution - Tier 2 - 5QU CoRE ¦ 4QU LoRE | Non-Red Flag Warning - Small Fires | 2028 | 1.1069e-05 | 1.1688e-05 | 1.0106e-05 | 9.6246e-06 | 0.083606 | 0.039055 | 0.001695 | 0.042856 | 0 | 0 | 0 | 0 | 0.0033768 | 9.2543e-07 | 0 | 9.2543e-07 | 9.7717e-07 | 0 | 9.7717e-07 | 8.4491e-07 | 0 | 8.4491e-07 | 8.0467e-07 | 0 | 8.0467e-07
[79 empty] | WLDFR | HFTD - Distribution - Tier 2 - 5QU CoRE ¦ 4QU LoRE | Non-Red Flag Warning - Small Fires | 2029 | 1.1069e-05 | 1.1688e-05 | 1.0106e-05 | 9.6246e-06 | 0.083606 | 0.039055 | 0.001695 | 0.042856 | 0 | 0 | 0 | 0 | 0.0033768 | 9.2543e-07 | 0 | 9.2543e-07 | 9.7717e-07 | 0 | 9.7717e-07 | 8.4491e-07 | 0 | 8.4491e-07 | 8.0467e-07 | 0 | 8.0467e-07
[79 empty] | WLDFR | HFTD - Distribution - Tier 2 - 5QU CoRE ¦ 4QU LoRE | Non-Red Flag Warning - Small Fires | 2030 | 1.1069e-05 | 1.1688e-05 | 1.0106e-05 | 9.6246e-06 | 0.083606 | 0.039055 | 0.001695 | 0.042856 | 0 | 0 | 0 | 0 | 0.0033768 | 9.2543e-07 | 0 | 9.2543e-07 | 9.7717e-07 | 0 | 9.7717e-07 | 8.4491e-07 | 0 | 8.4491e-07 | 8.0467e-07 | 0 | 8.0467e-07
[79 empty] | WLDFR | HFTD - Distribution - Tier 2 - 5QU CoRE ¦ 4QU LoRE | Non-Red Flag Warning - Small Fires | 2031 | 1.1069e-05 | 1.1688e-05 | 1.0106e-05 | 9.6246e-06 | 0.083606 | 0.039055 | 0.001695 | 0.042856 | 0 | 0 | 0 | 0 | 0.0033768 | 9.2543e-07 | 0 | 9.2543e-07 | 9.7717e-07 | 0 | 9.7717e-07 | 8.4491e-07 | 0 | 8.4491e-07 | 8.0467e-07 | 0 | 8.0467e-07
[79 empty] | WLDFR | HFTD - Distribution - Tier 2 - 5QU CoRE ¦ 4QU LoRE | Non-Red Flag Warning - Small Fires | 2032 | 1.1069e-05 | 1.1688e-05 | 1.0106e-05 | 9.6246e-06 | 0.083606 | 0.039055 | 0.001695 | 0.042856 | 0 | 0 | 0 | 0 | 0.0033768 | 9.2543e-07 | 0 | 9.2543e-07 | 9.7717e-07 | 0 | 9.7717e-07 | 8.4491e-07 | 0 | 8.4491e-07 | 8.0467e-07 | 0 | 8.0467e-07
[79 empty] | WLDFR | HFTD - Distribution - Tier 2 - 5QU CoRE ¦ 4QU LoRE | Non-Red Flag Warning - Small Fires | 2033 | 1.1069e-05 | 1.1688e-05 | 1.0106e-05 | 9.6246e-06 | 0.087211 | 0.040679 | 0.0017655 | 0.044766 | 0 | 0 | 0 | 0 | 0.0033768 | 9.6533e-07 | 0 | 9.6533e-07 | 1.0193e-06 | 0 | 1.0193e-06 | 8.8134e-07 | 0 | 8.8134e-07 | 8.3937e-07 | 0 | 8.3937e-07
[79 empty] | WLDFR | HFTD - Distribution - Tier 2 - 5QU CoRE ¦ 4QU LoRE | Non-Red Flag Warning - Small Fires | 2034 | 1.1069e-05 | 1.1688e-05 | 1.0106e-05 | 9.6246e-06 | 0.087211 | 0.040679 | 0.0017655 | 0.044766 | 0 | 0 | 0 | 0 | 0.0033768 | 9.6533e-07 | 0 | 9.6533e-07 | 1.0193e-06 | 0 | 1.0193e-06 | 8.8134e-07 | 0 | 8.8134e-07 | 8.3937e-07 | 0 | 8.3937e-07
[79 empty] | WLDFR | HFTD - Distribution - Tier 2 - 5QU CoRE ¦ 4QU LoRE | Non-Red Flag Warning - Small Fires | 2035 | 1.1069e-05 | 1.1688e-05 | 1.0106e-05 | 9.6246e-06 | 0.087211 | 0.040679 | 0.0017655 | 0.044766 | 0 | 0 | 0 | 0 | 0.0033768 | 9.6533e-07 | 0 | 9.6533e-07 | 1.0193e-06 | 0 | 1.0193e-06 | 8.8134e-07 | 0 | 8.8134e-07 | 8.3937e-07 | 0 | 8.3937e-07
[79 empty] | WLDFR | HFTD - Distribution - Tier 2 - 5QU CoRE ¦ 4QU LoRE | Non-Red Flag Warning - Small Fires | 2036 | 1.1069e-05 | 1.1688e-05 | 1.0106e-05 | 9.6246e-06 | 0.087211 | 0.040679 | 0.0017655 | 0.044766 | 0 | 0 | 0 | 0 | 0.0033768 | 9.6533e-07 | 0 | 9.6533e-07 | 1.0193e-06 | 0 | 1.0193e-06 | 8.8134e-07 | 0 | 8.8134e-07 | 8.3937e-07 | 0 | 8.3937e-07
[79 empty] | WLDFR | HFTD - Distribution - Tier 2 - 5QU CoRE ¦ 4QU LoRE | Non-Red Flag Warning - Small Fires | 2037 | 1.1069e-05 | 1.1688e-05 | 1.0106e-05 | 9.6246e-06 | 0.087211 | 0.040679 | 0.0017655 | 0.044766 | 0 | 0 | 0 | 0 | 0.0033768 | 9.6533e-07 | 0 | 9.6533e-07 | 1.0193e-06 | 0 | 1.0193e-06 | 8.8134e-07 | 0 | 8.8134e-07 | 8.3937e-07 | 0 | 8.3937e-07
[79 empty] | WLDFR | HFTD - Distribution - Tier 2 - 5QU CoRE ¦ 4QU LoRE | Non-Red Flag Warning - Small Fires | 2038 | 1.1069e-05 | 1.1688e-05 | 1.0106e-05 | 9.6246e-06 | 0.091184 | 0.042438 | 0.0018418 | 0.046905 | 0 | 0 | 0 | 0 | 0.0033768 | 1.0093e-06 | 0 | 1.0093e-06 | 1.0657e-06 | 0 | 1.0657e-06 | 9.2149e-07 | 0 | 9.2149e-07 | 8.7761e-07 | 0 | 8.7761e-07
[79 empty] | WLDFR | HFTD - Distribution - Tier 2 - 5QU CoRE ¦ 4QU LoRE | Non-Red Flag Warning - Small Fires | 2039 | 1.1069e-05 | 1.1688e-05 | 1.0106e-05 | 9.6246e-06 | 0.091184 | 0.042438 | 0.0018418 | 0.046905 | 0 | 0 | 0 | 0 | 0.0033768 | 1.0093e-06 | 0 | 1.0093e-06 | 1.0657e-06 | 0 | 1.0657e-06 | 9.2149e-07 | 0 | 9.2149e-07 | 8.7761e-07 | 0 | 8.7761e-07
[79 empty] | WLDFR | HFTD - Distribution - Tier 2 - 5QU CoRE ¦ 4QU LoRE | Non-Red Flag Warning - Small Fires | 2040 | 1.1069e-05 | 1.1688e-05 | 1.0106e-05 | 9.6246e-06 | 0.091184 | 0.042438 | 0.0018418 | 0.046905 | 0 | 0 | 0 | 0 | 0.0033768 | 1.0093e-06 | 0 | 1.0093e-06 | 1.0657e-06 | 0 | 1.0657e-06 | 9.2149e-07 | 0 | 9.2149e-07 | 8.7761e-07 | 0 | 8.7761e-07
[79 empty] | WLDFR | HFTD - Distribution - Tier 2 - 5QU CoRE ¦ 4QU LoRE | Non-Red Flag Warning - Small Fires | 2041 | 1.1069e-05 | 1.1688e-05 | 1.0106e-05 | 9.6246e-06 | 0.091184 | 0.042438 | 0.0018418 | 0.046905 | 0 | 0 | 0 | 0 | 0.0033768 | 1.0093e-06 | 0 | 1.0093e-06 | 1.0657e-06 | 0 | 1.0657e-06 | 9.2149e-07 | 0 | 9.2149e-07 | 8.7761e-07 | 0 | 8.7761e-07
[79 empty] | WLDFR | HFTD - Distribution - Tier 2 - 5QU CoRE ¦ 4QU LoRE | Non-Red Flag Warning - Small Fires | 2042 | 1.1069e-05 | 1.1688e-05 | 1.0106e-05 | 9.6246e-06 | 0.091184 | 0.042438 | 0.0018418 | 0.046905 | 0 | 0 | 0 | 0 | 0.0033768 | 1.0093e-06 | 0 | 1.0093e-06 | 1.0657e-06 | 0 | 1.0657e-06 | 9.2149e-07 | 0 | 9.2149e-07 | 8.7761e-07 | 0 | 8.7761e-07
[79 empty] | WLDFR | HFTD - Distribution - Tier 2 - 5QU CoRE ¦ 4QU LoRE | Non-Red Flag Warning - Small Fires | 2043 | 1.1069e-05 | 1.1688e-05 | 1.0106e-05 | 9.6246e-06 | 0.095486 | 0.044306 | 0.0019228 | 0.049257 | 0 | 0 | 0 | 0 | 0.0033768 | 1.0569e-06 | 0 | 1.0569e-06 | 1.116e-06 | 0 | 1.116e-06 | 9.6496e-07 | 0 | 9.6496e-07 | 9.1901e-07 | 0 | 9.1901e-07
[79 empty] | WLDFR | HFTD - Distribution - Tier 2 - 5QU CoRE ¦ 4QU LoRE | Non-Red Flag Warning - Small Fires | 2044 | 1.1069e-05 | 1.1688e-05 | 1.0106e-05 | 9.6246e-06 | 0.095486 | 0.044306 | 0.0019228 | 0.049257 | 0 | 0 | 0 | 0 | 0.0033768 | 1.0569e-06 | 0 | 1.0569e-06 | 1.116e-06 | 0 | 1.116e-06 | 9.6496e-07 | 0 | 9.6496e-07 | 9.1901e-07 | 0 | 9.1901e-07
[79 empty] | WLDFR | HFTD - Distribution - Tier 2 - 5QU CoRE ¦ 4QU LoRE | Non-Red Flag Warning - Small Fires | 2045 | 1.1069e-05 | 1.1688e-05 | 1.0106e-05 | 9.6246e-06 | 0.095486 | 0.044306 | 0.0019228 | 0.049257 | 0 | 0 | 0 | 0 | 0.0033768 | 1.0569e-06 | 0 | 1.0569e-06 | 1.116e-06 | 0 | 1.116e-06 | 9.6496e-07 | 0 | 9.6496e-07 | 9.1901e-07 | 0 | 9.1901e-07
[79 empty] | WLDFR | HFTD - Distribution - Tier 2 - 5QU CoRE ¦ 4QU LoRE | Non-Red Flag Warning - Small Fires | 2046 | 1.1069e-05 | 1.1688e-05 | 1.0106e-05 | 9.6246e-06 | 0.095486 | 0.044306 | 0.0019228 | 0.049257 | 0 | 0 | 0 | 0 | 0.0033768 | 1.0569e-06 | 0 | 1.0569e-06 | 1.116e-06 | 0 | 1.116e-06 | 9.6496e-07 | 0 | 9.6496e-07 | 9.1901e-07 | 0 | 9.1901e-07
[79 empty] | WLDFR | HFTD - Distribution - Tier 2 - 5QU CoRE ¦ 4QU LoRE | Non-Red Flag Warning - Small Fires | 2047 | 1.1069e-05 | 1.1688e-05 | 1.0106e-05 | 9.6246e-06 | 0.095486 | 0.044306 | 0.0019228 | 0.049257 | 0 | 0 | 0 | 0 | 0.0033768 | 1.0569e-06 | 0 | 1.0569e-06 | 1.116e-06 | 0 | 1.116e-06 | 9.6496e-07 | 0 | 9.6496e-07 | 9.1901e-07 | 0 | 9.1901e-07
[79 empty] | WLDFR | HFTD - Distribution - Tier 2 - 5QU CoRE ¦ 4QU LoRE | Non-Red Flag Warning - Small Fires | 2048 | 1.1069e-05 | 1.1688e-05 | 1.0106e-05 | 9.6246e-06 | 0.10007 | 0.04626 | 0.0020076 | 0.051804 | 0 | 0 | 0 | 0 | 0.0033768 | 1.1077e-06 | 0 | 1.1077e-06 | 1.1696e-06 | 0 | 1.1696e-06 | 1.0113e-06 | 0 | 1.0113e-06 | 9.6315e-07 | 0 | 9.6315e-07
[79 empty] | WLDFR | HFTD - Distribution - Tier 2 - 5QU CoRE ¦ 4QU LoRE | Non-Red Flag Warning - Small Fires | 2049 | 1.1069e-05 | 1.1688e-05 | 1.0106e-05 | 9.6246e-06 | 0.10007 | 0.04626 | 0.0020076 | 0.051804 | 0 | 0 | 0 | 0 | 0.0033768 | 1.1077e-06 | 0 | 1.1077e-06 | 1.1696e-06 | 0 | 1.1696e-06 | 1.0113e-06 | 0 | 1.0113e-06 | 9.6315e-07 | 0 | 9.6315e-07
[79 empty] | WLDFR | HFTD - Distribution - Tier 2 - 5QU CoRE ¦ 4QU LoRE | Non-Red Flag Warning - Small Fires | 2050 | 0 | 1.1688e-05 | 1.0106e-05 | 9.6246e-06 | 0.10007 | 0.04626 | 0.0020076 | 0.051804 | 0 | 0 | 0 | 0 | 0.0033768 | 0 | 0 | 0 | 1.1696e-06 | 0 | 1.1696e-06 | 1.0113e-06 | 0 | 1.0113e-06 | 9.6315e-07 | 0 | 9.6315e-07
[79 empty] | WLDFR | HFTD - Distribution - Tier 2 - 5QU CoRE ¦ 4QU LoRE | Non-Red Flag Warning - Small Fires | 2051 | 0 | 0 | 1.0106e-05 | 9.6246e-06 | 0.10007 | 0.04626 | 0.0020076 | 0.051804 | 0 | 0 | 0 | 0 | 0.0033768 | 0 | 0 | 0 | 0 | 0 | 0 | 1.0113e-06 | 0 | 1.0113e-06 | 9.6315e-07 | 0 | 9.6315e-07
[79 empty] | WLDFR | HFTD - Distribution - Tier 2 - 5QU CoRE ¦ 4QU LoRE | Non-Red Flag Warning - Small Fires | 2052 | 0 | 0 | 0 | 9.6246e-06 | 0.10007 | 0.04626 | 0.0020076 | 0.051804 | 0 | 0 | 0 | 0 | 0.0033768 | 0 | 0 | 0 | 0 | 0 | 0 | 0 | 0 | 0 | 9.6315e-07 | 0 | 9.6315e-07
[79 empty] | WLDFR | HFTD - Distribution - Tier 2 - 5QU CoRE ¦ 4QU LoRE | Red Flag Warning - Catastrophic Fires | 2020 | 1.4029e-08 | 0 | 0 | 0 | 14146.1306 | 222.2294 | 8585.7228 | 5338.1784 | 0 | 0 | 0 | 0 | 1.3117e-06 | 0.00019846 | 0 | 0.00019846 | 0 | 0 | 0 | 0 | 0 | 0 | 0 | 0 | 0
[79 empty] | WLDFR | HFTD - Distribution - Tier 2 - 5QU CoRE ¦ 4QU LoRE | Red Flag Warning - Catastrophic Fires | 2021 | 9.0399e-09 | 1.4814e-08 | 0 | 0 | 14146.1306 | 222.2294 | 8585.7228 | 5338.1784 | 0 | 0 | 0 | 0 | 1.3117e-06 | 0.00012788 | 0 | 0.00012788 | 0.00020956 | 0 | 0.00020956 | 0 | 0 | 0 | 0 | 0 | 0
[79 empty] | WLDFR | HFTD - Distribution - Tier 2 - 5QU CoRE ¦ 4QU LoRE | Red Flag Warning - Catastrophic Fires | 2022 | 1.0672e-08 | 1.1268e-08 | 1.4691e-08 | 0 | 14146.1306 | 222.2294 | 8585.7228 | 5338.1784 | 0 | 0 | 0 | 0 | 1.2678e-06 | 0.00015096 | 0 | 0.00015096 | 0.0001594 | 0 | 0.0001594 | 0.00020782 | 0 | 0.00020782 | 0 | 0 | 0
[79 empty] | WLDFR | HFTD - Distribution - Tier 2 - 5QU CoRE ¦ 4QU LoRE | Red Flag Warning - Catastrophic Fires | 2023 | 1.0672e-08 | 1.1268e-08 | 9.7432e-09 | 1.3991e-08 | 14664.6376 | 233.2301 | 8896.516 | 5534.8915 | 0 | 0 | 0 | 0 | 1.2678e-06 | 0.0001565 | 0 | 0.0001565 | 0.00016525 | 0 | 0.00016525 | 0.00014288 | 0 | 0.00014288 | 0.00020518 | 0 | 0.00020518
[79 empty] | WLDFR | HFTD - Distribution - Tier 2 - 5QU CoRE ¦ 4QU LoRE | Red Flag Warning - Catastrophic Fires | 2024 | 1.0672e-08 | 1.1268e-08 | 9.7432e-09 | 9.2793e-09 | 14664.6376 | 233.2301 | 8896.516 | 5534.8915 | 0 | 0 | 0 | 0 | 1.2678e-06 | 0.0001565 | 0 | 0.0001565 | 0.00016525 | 0 | 0.00016525 | 0.00014288 | 0 | 0.00014288 | 0.00013608 | 0 | 0.00013608
[79 empty] | WLDFR | HFTD - Distribution - Tier 2 - 5QU CoRE ¦ 4QU LoRE | Red Flag Warning - Catastrophic Fires | 2025 | 1.0672e-08 | 1.1268e-08 | 9.7432e-09 | 9.2793e-09 | 14664.6376 | 233.2301 | 8896.516 | 5534.8915 | 0 | 0 | 0 | 0 | 1.2678e-06 | 0.0001565 | 0 | 0.0001565 | 0.00016525 | 0 | 0.00016525 | 0.00014288 | 0 | 0.00014288 | 0.00013608 | 0 | 0.00013608
[79 empty] | WLDFR | HFTD - Distribution - Tier 2 - 5QU CoRE ¦ 4QU LoRE | Red Flag Warning - Catastrophic Fires | 2026 | 1.0672e-08 | 1.1268e-08 | 9.7432e-09 | 9.2793e-09 | 14664.6376 | 233.2301 | 8896.516 | 5534.8915 | 0 | 0 | 0 | 0 | 1.2678e-06 | 0.0001565 | 0 | 0.0001565 | 0.00016525 | 0 | 0.00016525 | 0.00014288 | 0 | 0.00014288 | 0.00013608 | 0 | 0.00013608
[79 empty] | WLDFR | HFTD - Distribution - Tier 2 - 5QU CoRE ¦ 4QU LoRE | Red Flag Warning - Catastrophic Fires | 2027 | 1.0672e-08 | 1.1268e-08 | 9.7432e-09 | 9.2793e-09 | 14664.6376 | 233.2301 | 8896.516 | 5534.8915 | 0 | 0 | 0 | 0 | 1.2678e-06 | 0.0001565 | 0 | 0.0001565 | 0.00016525 | 0 | 0.00016525 | 0.00014288 | 0 | 0.00014288 | 0.00013608 | 0 | 0.00013608
[79 empty] | WLDFR | HFTD - Distribution - Tier 2 - 5QU CoRE ¦ 4QU LoRE | Red Flag Warning - Catastrophic Fires | 2028 | 1.0672e-08 | 1.1268e-08 | 9.7432e-09 | 9.2793e-09 | 15317.9909 | 247.273 | 9287.6491 | 5783.0689 | 0 | 0 | 0 | 0 | 1.2678e-06 | 0.00016347 | 0 | 0.00016347 | 0.00017261 | 0 | 0.00017261 | 0.00014925 | 0 | 0.00014925 | 0.00014214 | 0 | 0.00014214
[79 empty] | WLDFR | HFTD - Distribution - Tier 2 - 5QU CoRE ¦ 4QU LoRE | Red Flag Warning - Catastrophic Fires | 2029 | 1.0672e-08 | 1.1268e-08 | 9.7432e-09 | 9.2793e-09 | 15317.9909 | 247.273 | 9287.6491 | 5783.0689 | 0 | 0 | 0 | 0 | 1.2678e-06 | 0.00016347 | 0 | 0.00016347 | 0.00017261 | 0 | 0.00017261 | 0.00014925 | 0 | 0.00014925 | 0.00014214 | 0 | 0.00014214
[79 empty] | WLDFR | HFTD - Distribution - Tier 2 - 5QU CoRE ¦ 4QU LoRE | Red Flag Warning - Catastrophic Fires | 2030 | 1.0672e-08 | 1.1268e-08 | 9.7432e-09 | 9.2793e-09 | 15317.9909 | 247.273 | 9287.6491 | 5783.0689 | 0 | 0 | 0 | 0 | 1.2678e-06 | 0.00016347 | 0 | 0.00016347 | 0.00017261 | 0 | 0.00017261 | 0.00014925 | 0 | 0.00014925 | 0.00014214 | 0 | 0.00014214
[79 empty] | WLDFR | HFTD - Distribution - Tier 2 - 5QU CoRE ¦ 4QU LoRE | Red Flag Warning - Catastrophic Fires | 2031 | 1.0672e-08 | 1.1268e-08 | 9.7432e-09 | 9.2793e-09 | 15317.9909 | 247.273 | 9287.6491 | 5783.0689 | 0 | 0 | 0 | 0 | 1.2678e-06 | 0.00016347 | 0 | 0.00016347 | 0.00017261 | 0 | 0.00017261 | 0.00014925 | 0 | 0.00014925 | 0.00014214 | 0 | 0.00014214
[79 empty] | WLDFR | HFTD - Distribution - Tier 2 - 5QU CoRE ¦ 4QU LoRE | Red Flag Warning - Catastrophic Fires | 2032 | 1.0672e-08 | 1.1268e-08 | 9.7432e-09 | 9.2793e-09 | 15317.9909 | 247.273 | 9287.6491 | 5783.0689 | 0 | 0 | 0 | 0 | 1.2678e-06 | 0.00016347 | 0 | 0.00016347 | 0.00017261 | 0 | 0.00017261 | 0.00014925 | 0 | 0.00014925 | 0.00014214 | 0 | 0.00014214
[79 empty] | WLDFR | HFTD - Distribution - Tier 2 - 5QU CoRE ¦ 4QU LoRE | Red Flag Warning - Catastrophic Fires | 2033 | 1.0672e-08 | 1.1268e-08 | 9.7432e-09 | 9.2793e-09 | 16044.1264 | 263.1074 | 9721.74 | 6059.2791 | 0 | 0 | 0 | 0 | 1.2678e-06 | 0.00017122 | 0 | 0.00017122 | 0.00018079 | 0 | 0.00018079 | 0.00015632 | 0 | 0.00015632 | 0.00014888 | 0 | 0.00014888
[79 empty] | WLDFR | HFTD - Distribution - Tier 2 - 5QU CoRE ¦ 4QU LoRE | Red Flag Warning - Catastrophic Fires | 2034 | 1.0672e-08 | 1.1268e-08 | 9.7432e-09 | 9.2793e-09 | 16044.1264 | 263.1074 | 9721.74 | 6059.2791 | 0 | 0 | 0 | 0 | 1.2678e-06 | 0.00017122 | 0 | 0.00017122 | 0.00018079 | 0 | 0.00018079 | 0.00015632 | 0 | 0.00015632 | 0.00014888 | 0 | 0.00014888
[79 empty] | WLDFR | HFTD - Distribution - Tier 2 - 5QU CoRE ¦ 4QU LoRE | Red Flag Warning - Catastrophic Fires | 2035 | 1.0672e-08 | 1.1268e-08 | 9.7432e-09 | 9.2793e-09 | 16044.1264 | 263.1074 | 9721.74 | 6059.2791 | 0 | 0 | 0 | 0 | 1.2678e-06 | 0.00017122 | 0 | 0.00017122 | 0.00018079 | 0 | 0.00018079 | 0.00015632 | 0 | 0.00015632 | 0.00014888 | 0 | 0.00014888
[79 empty] | WLDFR | HFTD - Distribution - Tier 2 - 5QU CoRE ¦ 4QU LoRE | Red Flag Warning - Catastrophic Fires | 2036 | 1.0672e-08 | 1.1268e-08 | 9.7432e-09 | 9.2793e-09 | 16044.1264 | 263.1074 | 9721.74 | 6059.2791 | 0 | 0 | 0 | 0 | 1.2678e-06 | 0.00017122 | 0 | 0.00017122 | 0.00018079 | 0 | 0.00018079 | 0.00015632 | 0 | 0.00015632 | 0.00014888 | 0 | 0.00014888
[79 empty] | WLDFR | HFTD - Distribution - Tier 2 - 5QU CoRE ¦ 4QU LoRE | Red Flag Warning - Catastrophic Fires | 2037 | 1.0672e-08 | 1.1268e-08 | 9.7432e-09 | 9.2793e-09 | 16044.1264 | 263.1074 | 9721.74 | 6059.2791 | 0 | 0 | 0 | 0 | 1.2678e-06 | 0.00017122 | 0 | 0.00017122 | 0.00018079 | 0 | 0.00018079 | 0.00015632 | 0 | 0.00015632 | 0.00014888 | 0 | 0.00014888
[79 empty] | WLDFR | HFTD - Distribution - Tier 2 - 5QU CoRE ¦ 4QU LoRE | Red Flag Warning - Catastrophic Fires | 2038 | 1.0672e-08 | 1.1268e-08 | 9.7432e-09 | 9.2793e-09 | 16832.3912 | 280.5544 | 10192.2718 | 6359.5651 | 0 | 0 | 0 | 0 | 1.2678e-06 | 0.00017963 | 0 | 0.00017963 | 0.00018967 | 0 | 0.00018967 | 0.000164 | 0 | 0.000164 | 0.00015619 | 0 | 0.00015619
[79 empty] | WLDFR | HFTD - Distribution - Tier 2 - 5QU CoRE ¦ 4QU LoRE | Red Flag Warning - Catastrophic Fires | 2039 | 1.0672e-08 | 1.1268e-08 | 9.7432e-09 | 9.2793e-09 | 16832.3912 | 280.5544 | 10192.2718 | 6359.5651 | 0 | 0 | 0 | 0 | 1.2678e-06 | 0.00017963 | 0 | 0.00017963 | 0.00018967 | 0 | 0.00018967 | 0.000164 | 0 | 0.000164 | 0.00015619 | 0 | 0.00015619
[79 empty] | WLDFR | HFTD - Distribution - Tier 2 - 5QU CoRE ¦ 4QU LoRE | Red Flag Warning - Catastrophic Fires | 2040 | 1.0672e-08 | 1.1268e-08 | 9.7432e-09 | 9.2793e-09 | 16832.3912 | 280.5544 | 10192.2718 | 6359.5651 | 0 | 0 | 0 | 0 | 1.2678e-06 | 0.00017963 | 0 | 0.00017963 | 0.00018967 | 0 | 0.00018967 | 0.000164 | 0 | 0.000164 | 0.00015619 | 0 | 0.00015619
[79 empty] | WLDFR | HFTD - Distribution - Tier 2 - 5QU CoRE ¦ 4QU LoRE | Red Flag Warning - Catastrophic Fires | 2041 | 1.0672e-08 | 1.1268e-08 | 9.7432e-09 | 9.2793e-09 | 16832.3912 | 280.5544 | 10192.2718 | 6359.5651 | 0 | 0 | 0 | 0 | 1.2678e-06 | 0.00017963 | 0 | 0.00017963 | 0.00018967 | 0 | 0.00018967 | 0.000164 | 0 | 0.000164 | 0.00015619 | 0 | 0.00015619
[79 empty] | WLDFR | HFTD - Distribution - Tier 2 - 5QU CoRE ¦ 4QU LoRE | Red Flag Warning - Catastrophic Fires | 2042 | 1.0672e-08 | 1.1268e-08 | 9.7432e-09 | 9.2793e-09 | 16832.3912 | 280.5544 | 10192.2718 | 6359.5651 | 0 | 0 | 0 | 0 | 1.2678e-06 | 0.00017963 | 0 | 0.00017963 | 0.00018967 | 0 | 0.00018967 | 0.000164 | 0 | 0.000164 | 0.00015619 | 0 | 0.00015619
[79 empty] | WLDFR | HFTD - Distribution - Tier 2 - 5QU CoRE ¦ 4QU LoRE | Red Flag Warning - Catastrophic Fires | 2043 | 1.0672e-08 | 1.1268e-08 | 9.7432e-09 | 9.2793e-09 | 17672.0852 | 299.42 | 10692.7362 | 6679.929 | 0 | 0 | 0 | 0 | 1.2678e-06 | 0.00018859 | 0 | 0.00018859 | 0.00019914 | 0 | 0.00019914 | 0.00017218 | 0 | 0.00017218 | 0.00016398 | 0 | 0.00016398
[79 empty] | WLDFR | HFTD - Distribution - Tier 2 - 5QU CoRE ¦ 4QU LoRE | Red Flag Warning - Catastrophic Fires | 2044 | 1.0672e-08 | 1.1268e-08 | 9.7432e-09 | 9.2793e-09 | 17672.0852 | 299.42 | 10692.7362 | 6679.929 | 0 | 0 | 0 | 0 | 1.2678e-06 | 0.00018859 | 0 | 0.00018859 | 0.00019914 | 0 | 0.00019914 | 0.00017218 | 0 | 0.00017218 | 0.00016398 | 0 | 0.00016398
[79 empty] | WLDFR | HFTD - Distribution - Tier 2 - 5QU CoRE ¦ 4QU LoRE | Red Flag Warning - Catastrophic Fires | 2045 | 1.0672e-08 | 1.1268e-08 | 9.7432e-09 | 9.2793e-09 | 17672.0852 | 299.42 | 10692.7362 | 6679.929 | 0 | 0 | 0 | 0 | 1.2678e-06 | 0.00018859 | 0 | 0.00018859 | 0.00019914 | 0 | 0.00019914 | 0.00017218 | 0 | 0.00017218 | 0.00016398 | 0 | 0.00016398
[79 empty] | WLDFR | HFTD - Distribution - Tier 2 - 5QU CoRE ¦ 4QU LoRE | Red Flag Warning - Catastrophic Fires | 2046 | 1.0672e-08 | 1.1268e-08 | 9.7432e-09 | 9.2793e-09 | 17672.0852 | 299.42 | 10692.7362 | 6679.929 | 0 | 0 | 0 | 0 | 1.2678e-06 | 0.00018859 | 0 | 0.00018859 | 0.00019914 | 0 | 0.00019914 | 0.00017218 | 0 | 0.00017218 | 0.00016398 | 0 | 0.00016398
[79 empty] | WLDFR | HFTD - Distribution - Tier 2 - 5QU CoRE ¦ 4QU LoRE | Red Flag Warning - Catastrophic Fires | 2047 | 1.0672e-08 | 1.1268e-08 | 9.7432e-09 | 9.2793e-09 | 17672.0852 | 299.42 | 10692.7362 | 6679.929 | 0 | 0 | 0 | 0 | 1.2678e-06 | 0.00018859 | 0 | 0.00018859 | 0.00019914 | 0 | 0.00019914 | 0.00017218 | 0 | 0.00017218 | 0.00016398 | 0 | 0.00016398
[79 empty] | WLDFR | HFTD - Distribution - Tier 2 - 5QU CoRE ¦ 4QU LoRE | Red Flag Warning - Catastrophic Fires | 2048 | 1.0672e-08 | 1.1268e-08 | 9.7432e-09 | 9.2793e-09 | 18552.3348 | 319.4911 | 11216.5626 | 7016.281 | 0 | 0 | 0 | 0 | 1.2678e-06 | 0.00019799 | 0 | 0.00019799 | 0.00020906 | 0 | 0.00020906 | 0.00018076 | 0 | 0.00018076 | 0.00017215 | 0 | 0.00017215
[79 empty] | WLDFR | HFTD - Distribution - Tier 2 - 5QU CoRE ¦ 4QU LoRE | Red Flag Warning - Catastrophic Fires | 2049 | 1.0672e-08 | 1.1268e-08 | 9.7432e-09 | 9.2793e-09 | 18552.3348 | 319.4911 | 11216.5626 | 7016.281 | 0 | 0 | 0 | 0 | 1.2678e-06 | 0.00019799 | 0 | 0.00019799 | 0.00020906 | 0 | 0.00020906 | 0.00018076 | 0 | 0.00018076 | 0.00017215 | 0 | 0.00017215
[79 empty] | WLDFR | HFTD - Distribution - Tier 2 - 5QU CoRE ¦ 4QU LoRE | Red Flag Warning - Catastrophic Fires | 2050 | 0 | 1.1268e-08 | 9.7432e-09 | 9.2793e-09 | 18552.3348 | 319.4911 | 11216.5626 | 7016.281 | 0 | 0 | 0 | 0 | 1.2678e-06 | 0 | 0 | 0 | 0.00020906 | 0 | 0.00020906 | 0.00018076 | 0 | 0.00018076 | 0.00017215 | 0 | 0.00017215
[79 empty] | WLDFR | HFTD - Distribution - Tier 2 - 5QU CoRE ¦ 4QU LoRE | Red Flag Warning - Catastrophic Fires | 2051 | 0 | 0 | 9.7432e-09 | 9.2793e-09 | 18552.3348 | 319.4911 | 11216.5626 | 7016.281 | 0 | 0 | 0 | 0 | 1.2678e-06 | 0 | 0 | 0 | 0 | 0 | 0 | 0.00018076 | 0 | 0.00018076 | 0.00017215 | 0 | 0.00017215
[79 empty] | WLDFR | HFTD - Distribution - Tier 2 - 5QU CoRE ¦ 4QU LoRE | Red Flag Warning - Catastrophic Fires | 2052 | 0 | 0 | 0 | 9.2793e-09 | 18552.3348 | 319.4911 | 11216.5626 | 7016.281 | 0 | 0 | 0 | 0 | 1.2678e-06 | 0 | 0 | 0 | 0 | 0 | 0 | 0 | 0 | 0 | 0.00017215 | 0 | 0.00017215
[79 empty] | WLDFR | HFTD - Distribution - Tier 2 - 5QU CoRE ¦ 4QU LoRE | Red Flag Warning - Destructive Fires | 2020 | 2.0566e-09 | 0 | 0 | 0 | 8807.9522 | 222.2294 | 8585.7228 | 0 | 0 | 0 | 0 | 0 | 2.2504e-07 | 1.8115e-05 | 0 | 1.8115e-05 | 0 | 0 | 0 | 0 | 0 | 0 | 0 | 0 | 0
[79 empty] | WLDFR | HFTD - Distribution - Tier 2 - 5QU CoRE ¦ 4QU LoRE | Red Flag Warning - Destructive Fires | 2021 | 1.3222e-09 | 2.1716e-09 | 0 | 0 | 8807.9522 | 222.2294 | 8585.7228 | 0 | 0 | 0 | 0 | 0 | 2.2504e-07 | 1.1646e-05 | 0 | 1.1646e-05 | 1.9127e-05 | 0 | 1.9127e-05 | 0 | 0 | 0 | 0 | 0 | 0
[79 empty] | WLDFR | HFTD - Distribution - Tier 2 - 5QU CoRE ¦ 4QU LoRE | Red Flag Warning - Destructive Fires | 2022 | 1.5635e-09 | 1.6509e-09 | 2.1576e-09 | 0 | 8807.9522 | 222.2294 | 8585.7228 | 0 | 0 | 0 | 0 | 0 | 2.1631e-07 | 1.3771e-05 | 0 | 1.3771e-05 | 1.4541e-05 | 0 | 1.4541e-05 | 1.9004e-05 | 0 | 1.9004e-05 | 0 | 0 | 0
[79 empty] | WLDFR | HFTD - Distribution - Tier 2 - 5QU CoRE ¦ 4QU LoRE | Red Flag Warning - Destructive Fires | 2023 | 1.5635e-09 | 1.6509e-09 | 1.4275e-09 | 2.0549e-09 | 9129.7461 | 233.2301 | 8896.516 | 0 | 0 | 0 | 0 | 0 | 2.1631e-07 | 1.4274e-05 | 0 | 1.4274e-05 | 1.5073e-05 | 0 | 1.5073e-05 | 1.3032e-05 | 0 | 1.3032e-05 | 1.8761e-05 | 0 | 1.8761e-05
[79 empty] | WLDFR | HFTD - Distribution - Tier 2 - 5QU CoRE ¦ 4QU LoRE | Red Flag Warning - Destructive Fires | 2024 | 1.5635e-09 | 1.6509e-09 | 1.4275e-09 | 1.3595e-09 | 9129.7461 | 233.2301 | 8896.516 | 0 | 0 | 0 | 0 | 0 | 2.1631e-07 | 1.4274e-05 | 0 | 1.4274e-05 | 1.5073e-05 | 0 | 1.5073e-05 | 1.3032e-05 | 0 | 1.3032e-05 | 1.2412e-05 | 0 | 1.2412e-05
[79 empty] | WLDFR | HFTD - Distribution - Tier 2 - 5QU CoRE ¦ 4QU LoRE | Red Flag Warning - Destructive Fires | 2025 | 1.5635e-09 | 1.6509e-09 | 1.4275e-09 | 1.3595e-09 | 9129.7461 | 233.2301 | 8896.516 | 0 | 0 | 0 | 0 | 0 | 2.1631e-07 | 1.4274e-05 | 0 | 1.4274e-05 | 1.5073e-05 | 0 | 1.5073e-05 | 1.3032e-05 | 0 | 1.3032e-05 | 1.2412e-05 | 0 | 1.2412e-05
[79 empty] | WLDFR | HFTD - Distribution - Tier 2 - 5QU CoRE ¦ 4QU LoRE | Red Flag Warning - Destructive Fires | 2026 | 1.5635e-09 | 1.6509e-09 | 1.4275e-09 | 1.3595e-09 | 9129.7461 | 233.2301 | 8896.516 | 0 | 0 | 0 | 0 | 0 | 2.1631e-07 | 1.4274e-05 | 0 | 1.4274e-05 | 1.5073e-05 | 0 | 1.5073e-05 | 1.3032e-05 | 0 | 1.3032e-05 | 1.2412e-05 | 0 | 1.2412e-05
[79 empty] | WLDFR | HFTD - Distribution - Tier 2 - 5QU CoRE ¦ 4QU LoRE | Red Flag Warning - Destructive Fires | 2027 | 1.5635e-09 | 1.6509e-09 | 1.4275e-09 | 1.3595e-09 | 9129.7461 | 233.2301 | 8896.516 | 0 | 0 | 0 | 0 | 0 | 2.1631e-07 | 1.4274e-05 | 0 | 1.4274e-05 | 1.5073e-05 | 0 | 1.5073e-05 | 1.3032e-05 | 0 | 1.3032e-05 | 1.2412e-05 | 0 | 1.2412e-05
[79 empty] | WLDFR | HFTD - Distribution - Tier 2 - 5QU CoRE ¦ 4QU LoRE | Red Flag Warning - Destructive Fires | 2028 | 1.5635e-09 | 1.6509e-09 | 1.4275e-09 | 1.3595e-09 | 9534.9221 | 247.273 | 9287.6491 | 0 | 0 | 0 | 0 | 0 | 2.1631e-07 | 1.4908e-05 | 0 | 1.4908e-05 | 1.5741e-05 | 0 | 1.5741e-05 | 1.3611e-05 | 0 | 1.3611e-05 | 1.2963e-05 | 0 | 1.2963e-05
[79 empty] | WLDFR | HFTD - Distribution - Tier 2 - 5QU CoRE ¦ 4QU LoRE | Red Flag Warning - Destructive Fires | 2029 | 1.5635e-09 | 1.6509e-09 | 1.4275e-09 | 1.3595e-09 | 9534.9221 | 247.273 | 9287.6491 | 0 | 0 | 0 | 0 | 0 | 2.1631e-07 | 1.4908e-05 | 0 | 1.4908e-05 | 1.5741e-05 | 0 | 1.5741e-05 | 1.3611e-05 | 0 | 1.3611e-05 | 1.2963e-05 | 0 | 1.2963e-05
[79 empty] | WLDFR | HFTD - Distribution - Tier 2 - 5QU CoRE ¦ 4QU LoRE | Red Flag Warning - Destructive Fires | 2030 | 1.5635e-09 | 1.6509e-09 | 1.4275e-09 | 1.3595e-09 | 9534.9221 | 247.273 | 9287.6491 | 0 | 0 | 0 | 0 | 0 | 2.1631e-07 | 1.4908e-05 | 0 | 1.4908e-05 | 1.5741e-05 | 0 | 1.5741e-05 | 1.3611e-05 | 0 | 1.3611e-05 | 1.2963e-05 | 0 | 1.2963e-05
[79 empty] | WLDFR | HFTD - Distribution - Tier 2 - 5QU CoRE ¦ 4QU LoRE | Red Flag Warning - Destructive Fires | 2031 | 1.5635e-09 | 1.6509e-09 | 1.4275e-09 | 1.3595e-09 | 9534.9221 | 247.273 | 9287.6491 | 0 | 0 | 0 | 0 | 0 | 2.1631e-07 | 1.4908e-05 | 0 | 1.4908e-05 | 1.5741e-05 | 0 | 1.5741e-05 | 1.3611e-05 | 0 | 1.3611e-05 | 1.2963e-05 | 0 | 1.2963e-05
[79 empty] | WLDFR | HFTD - Distribution - Tier 2 - 5QU CoRE ¦ 4QU LoRE | Red Flag Warning - Destructive Fires | 2032 | 1.5635e-09 | 1.6509e-09 | 1.4275e-09 | 1.3595e-09 | 9534.9221 | 247.273 | 9287.6491 | 0 | 0 | 0 | 0 | 0 | 2.1631e-07 | 1.4908e-05 | 0 | 1.4908e-05 | 1.5741e-05 | 0 | 1.5741e-05 | 1.3611e-05 | 0 | 1.3611e-05 | 1.2963e-05 | 0 | 1.2963e-05
[79 empty] | WLDFR | HFTD - Distribution - Tier 2 - 5QU CoRE ¦ 4QU LoRE | Red Flag Warning - Destructive Fires | 2033 | 1.5635e-09 | 1.6509e-09 | 1.4275e-09 | 1.3595e-09 | 9984.8474 | 263.1074 | 9721.74 | 0 | 0 | 0 | 0 | 0 | 2.1631e-07 | 1.5611e-05 | 0 | 1.5611e-05 | 1.6484e-05 | 0 | 1.6484e-05 | 1.4253e-05 | 0 | 1.4253e-05 | 1.3574e-05 | 0 | 1.3574e-05
[79 empty] | WLDFR | HFTD - Distribution - Tier 2 - 5QU CoRE ¦ 4QU LoRE | Red Flag Warning - Destructive Fires | 2034 | 1.5635e-09 | 1.6509e-09 | 1.4275e-09 | 1.3595e-09 | 9984.8474 | 263.1074 | 9721.74 | 0 | 0 | 0 | 0 | 0 | 2.1631e-07 | 1.5611e-05 | 0 | 1.5611e-05 | 1.6484e-05 | 0 | 1.6484e-05 | 1.4253e-05 | 0 | 1.4253e-05 | 1.3574e-05 | 0 | 1.3574e-05
[79 empty] | WLDFR | HFTD - Distribution - Tier 2 - 5QU CoRE ¦ 4QU LoRE | Red Flag Warning - Destructive Fires | 2035 | 1.5635e-09 | 1.6509e-09 | 1.4275e-09 | 1.3595e-09 | 9984.8474 | 263.1074 | 9721.74 | 0 | 0 | 0 | 0 | 0 | 2.1631e-07 | 1.5611e-05 | 0 | 1.5611e-05 | 1.6484e-05 | 0 | 1.6484e-05 | 1.4253e-05 | 0 | 1.4253e-05 | 1.3574e-05 | 0 | 1.3574e-05
[79 empty] | WLDFR | HFTD - Distribution - Tier 2 - 5QU CoRE ¦ 4QU LoRE | Red Flag Warning - Destructive Fires | 2036 | 1.5635e-09 | 1.6509e-09 | 1.4275e-09 | 1.3595e-09 | 9984.8474 | 263.1074 | 9721.74 | 0 | 0 | 0 | 0 | 0 | 2.1631e-07 | 1.5611e-05 | 0 | 1.5611e-05 | 1.6484e-05 | 0 | 1.6484e-05 | 1.4253e-05 | 0 | 1.4253e-05 | 1.3574e-05 | 0 | 1.3574e-05
[79 empty] | WLDFR | HFTD - Distribution - Tier 2 - 5QU CoRE ¦ 4QU LoRE | Red Flag Warning - Destructive Fires | 2037 | 1.5635e-09 | 1.6509e-09 | 1.4275e-09 | 1.3595e-09 | 9984.8474 | 263.1074 | 9721.74 | 0 | 0 | 0 | 0 | 0 | 2.1631e-07 | 1.5611e-05 | 0 | 1.5611e-05 | 1.6484e-05 | 0 | 1.6484e-05 | 1.4253e-05 | 0 | 1.4253e-05 | 1.3574e-05 | 0 | 1.3574e-05
[79 empty] | WLDFR | HFTD - Distribution - Tier 2 - 5QU CoRE ¦ 4QU LoRE | Red Flag Warning - Destructive Fires | 2038 | 1.5635e-09 | 1.6509e-09 | 1.4275e-09 | 1.3595e-09 | 10472.8261 | 280.5544 | 10192.2718 | 0 | 0 | 0 | 0 | 0 | 2.1631e-07 | 1.6374e-05 | 0 | 1.6374e-05 | 1.729e-05 | 0 | 1.729e-05 | 1.495e-05 | 0 | 1.495e-05 | 1.4238e-05 | 0 | 1.4238e-05
[79 empty] | WLDFR | HFTD - Distribution - Tier 2 - 5QU CoRE ¦ 4QU LoRE | Red Flag Warning - Destructive Fires | 2039 | 1.5635e-09 | 1.6509e-09 | 1.4275e-09 | 1.3595e-09 | 10472.8261 | 280.5544 | 10192.2718 | 0 | 0 | 0 | 0 | 0 | 2.1631e-07 | 1.6374e-05 | 0 | 1.6374e-05 | 1.729e-05 | 0 | 1.729e-05 | 1.495e-05 | 0 | 1.495e-05 | 1.4238e-05 | 0 | 1.4238e-05
[79 empty] | WLDFR | HFTD - Distribution - Tier 2 - 5QU CoRE ¦ 4QU LoRE | Red Flag Warning - Destructive Fires | 2040 | 1.5635e-09 | 1.6509e-09 | 1.4275e-09 | 1.3595e-09 | 10472.8261 | 280.5544 | 10192.2718 | 0 | 0 | 0 | 0 | 0 | 2.1631e-07 | 1.6374e-05 | 0 | 1.6374e-05 | 1.729e-05 | 0 | 1.729e-05 | 1.495e-05 | 0 | 1.495e-05 | 1.4238e-05 | 0 | 1.4238e-05
[79 empty] | WLDFR | HFTD - Distribution - Tier 2 - 5QU CoRE ¦ 4QU LoRE | Red Flag Warning - Destructive Fires | 2041 | 1.5635e-09 | 1.6509e-09 | 1.4275e-09 | 1.3595e-09 | 10472.8261 | 280.5544 | 10192.2718 | 0 | 0 | 0 | 0 | 0 | 2.1631e-07 | 1.6374e-05 | 0 | 1.6374e-05 | 1.729e-05 | 0 | 1.729e-05 | 1.495e-05 | 0 | 1.495e-05 | 1.4238e-05 | 0 | 1.4238e-05
[79 empty] | WLDFR | HFTD - Distribution - Tier 2 - 5QU CoRE ¦ 4QU LoRE | Red Flag Warning - Destructive Fires | 2042 | 1.5635e-09 | 1.6509e-09 | 1.4275e-09 | 1.3595e-09 | 10472.8261 | 280.5544 | 10192.2718 | 0 | 0 | 0 | 0 | 0 | 2.1631e-07 | 1.6374e-05 | 0 | 1.6374e-05 | 1.729e-05 | 0 | 1.729e-05 | 1.495e-05 | 0 | 1.495e-05 | 1.4238e-05 | 0 | 1.4238e-05
[79 empty] | WLDFR | HFTD - Distribution - Tier 2 - 5QU CoRE ¦ 4QU LoRE | Red Flag Warning - Destructive Fires | 2043 | 1.5635e-09 | 1.6509e-09 | 1.4275e-09 | 1.3595e-09 | 10992.1562 | 299.42 | 10692.7362 | 0 | 0 | 0 | 0 | 0 | 2.1631e-07 | 1.7186e-05 | 0 | 1.7186e-05 | 1.8147e-05 | 0 | 1.8147e-05 | 1.5691e-05 | 0 | 1.5691e-05 | 1.4944e-05 | 0 | 1.4944e-05
[79 empty] | WLDFR | HFTD - Distribution - Tier 2 - 5QU CoRE ¦ 4QU LoRE | Red Flag Warning - Destructive Fires | 2044 | 1.5635e-09 | 1.6509e-09 | 1.4275e-09 | 1.3595e-09 | 10992.1562 | 299.42 | 10692.7362 | 0 | 0 | 0 | 0 | 0 | 2.1631e-07 | 1.7186e-05 | 0 | 1.7186e-05 | 1.8147e-05 | 0 | 1.8147e-05 | 1.5691e-05 | 0 | 1.5691e-05 | 1.4944e-05 | 0 | 1.4944e-05
[79 empty] | WLDFR | HFTD - Distribution - Tier 2 - 5QU CoRE ¦ 4QU LoRE | Red Flag Warning - Destructive Fires | 2045 | 1.5635e-09 | 1.6509e-09 | 1.4275e-09 | 1.3595e-09 | 10992.1562 | 299.42 | 10692.7362 | 0 | 0 | 0 | 0 | 0 | 2.1631e-07 | 1.7186e-05 | 0 | 1.7186e-05 | 1.8147e-05 | 0 | 1.8147e-05 | 1.5691e-05 | 0 | 1.5691e-05 | 1.4944e-05 | 0 | 1.4944e-05
[79 empty] | WLDFR | HFTD - Distribution - Tier 2 - 5QU CoRE ¦ 4QU LoRE | Red Flag Warning - Destructive Fires | 2046 | 1.5635e-09 | 1.6509e-09 | 1.4275e-09 | 1.3595e-09 | 10992.1562 | 299.42 | 10692.7362 | 0 | 0 | 0 | 0 | 0 | 2.1631e-07 | 1.7186e-05 | 0 | 1.7186e-05 | 1.8147e-05 | 0 | 1.8147e-05 | 1.5691e-05 | 0 | 1.5691e-05 | 1.4944e-05 | 0 | 1.4944e-05
[79 empty] | WLDFR | HFTD - Distribution - Tier 2 - 5QU CoRE ¦ 4QU LoRE | Red Flag Warning - Destructive Fires | 2047 | 1.5635e-09 | 1.6509e-09 | 1.4275e-09 | 1.3595e-09 | 10992.1562 | 299.42 | 10692.7362 | 0 | 0 | 0 | 0 | 0 | 2.1631e-07 | 1.7186e-05 | 0 | 1.7186e-05 | 1.8147e-05 | 0 | 1.8147e-05 | 1.5691e-05 | 0 | 1.5691e-05 | 1.4944e-05 | 0 | 1.4944e-05
[79 empty] | WLDFR | HFTD - Distribution - Tier 2 - 5QU CoRE ¦ 4QU LoRE | Red Flag Warning - Destructive Fires | 2048 | 1.5635e-09 | 1.6509e-09 | 1.4275e-09 | 1.3595e-09 | 11536.0538 | 319.4911 | 11216.5626 | 0 | 0 | 0 | 0 | 0 | 2.1631e-07 | 1.8037e-05 | 0 | 1.8037e-05 | 1.9045e-05 | 0 | 1.9045e-05 | 1.6467e-05 | 0 | 1.6467e-05 | 1.5683e-05 | 0 | 1.5683e-05
[79 empty] | WLDFR | HFTD - Distribution - Tier 2 - 5QU CoRE ¦ 4QU LoRE | Red Flag Warning - Destructive Fires | 2049 | 1.5635e-09 | 1.6509e-09 | 1.4275e-09 | 1.3595e-09 | 11536.0538 | 319.4911 | 11216.5626 | 0 | 0 | 0 | 0 | 0 | 2.1631e-07 | 1.8037e-05 | 0 | 1.8037e-05 | 1.9045e-05 | 0 | 1.9045e-05 | 1.6467e-05 | 0 | 1.6467e-05 | 1.5683e-05 | 0 | 1.5683e-05
[79 empty] | WLDFR | HFTD - Distribution - Tier 2 - 5QU CoRE ¦ 4QU LoRE | Red Flag Warning - Destructive Fires | 2050 | 0 | 1.6509e-09 | 1.4275e-09 | 1.3595e-09 | 11536.0538 | 319.4911 | 11216.5626 | 0 | 0 | 0 | 0 | 0 | 2.1631e-07 | 0 | 0 | 0 | 1.9045e-05 | 0 | 1.9045e-05 | 1.6467e-05 | 0 | 1.6467e-05 | 1.5683e-05 | 0 | 1.5683e-05
[79 empty] | WLDFR | HFTD - Distribution - Tier 2 - 5QU CoRE ¦ 4QU LoRE | Red Flag Warning - Destructive Fires | 2051 | 0 | 0 | 1.4275e-09 | 1.3595e-09 | 11536.0538 | 319.4911 | 11216.5626 | 0 | 0 | 0 | 0 | 0 | 2.1631e-07 | 0 | 0 | 0 | 0 | 0 | 0 | 1.6467e-05 | 0 | 1.6467e-05 | 1.5683e-05 | 0 | 1.5683e-05
[79 empty] | WLDFR | HFTD - Distribution - Tier 2 - 5QU CoRE ¦ 4QU LoRE | Red Flag Warning - Destructive Fires | 2052 | 0 | 0 | 0 | 1.3595e-09 | 11536.0538 | 319.4911 | 11216.5626 | 0 | 0 | 0 | 0 | 0 | 2.1631e-07 | 0 | 0 | 0 | 0 | 0 | 0 | 0 | 0 | 0 | 1.5683e-05 | 0 | 1.5683e-05
[79 empty] | WLDFR | HFTD - Distribution - Tier 2 - 5QU CoRE ¦ 4QU LoRE | Red Flag Warning - Large Fires | 2020 | 1.3668e-07 | 0 | 0 | 0 | 5.2406 | 0.69642 | 2.942 | 1.6022 | 0 | 0 | 0 | 0 | 1.6785e-05 | 7.1626e-07 | 0 | 7.1626e-07 | 0 | 0 | 0 | 0 | 0 | 0 | 0 | 0 | 0
[79 empty] | WLDFR | HFTD - Distribution - Tier 2 - 5QU CoRE ¦ 4QU LoRE | Red Flag Warning - Large Fires | 2021 | 8.7932e-08 | 1.4432e-07 | 0 | 0 | 5.2406 | 0.69642 | 2.942 | 1.6022 | 0 | 0 | 0 | 0 | 1.6785e-05 | 4.6081e-07 | 0 | 4.6081e-07 | 7.5631e-07 | 0 | 7.5631e-07 | 0 | 0 | 0 | 0 | 0 | 0
[79 empty] | WLDFR | HFTD - Distribution - Tier 2 - 5QU CoRE ¦ 4QU LoRE | Red Flag Warning - Large Fires | 2022 | 9.7773e-08 | 1.0324e-07 | 1.3693e-07 | 0 | 5.2406 | 0.69642 | 2.942 | 1.6022 | 0 | 0 | 0 | 0 | 1.6459e-05 | 5.1238e-07 | 0 | 5.1238e-07 | 5.4103e-07 | 0 | 5.4103e-07 | 7.176e-07 | 0 | 7.176e-07 | 0 | 0 | 0
[79 empty] | WLDFR | HFTD - Distribution - Tier 2 - 5QU CoRE ¦ 4QU LoRE | Red Flag Warning - Large Fires | 2023 | 9.7773e-08 | 1.0324e-07 | 8.9266e-08 | 1.3041e-07 | 5.475 | 0.71896 | 3.0715 | 1.6846 | 0 | 0 | 0 | 0 | 1.6459e-05 | 5.3531e-07 | 0 | 5.3531e-07 | 5.6524e-07 | 0 | 5.6524e-07 | 4.8873e-07 | 0 | 4.8873e-07 | 7.1401e-07 | 0 | 7.1401e-07
[79 empty] | WLDFR | HFTD - Distribution - Tier 2 - 5QU CoRE ¦ 4QU LoRE | Red Flag Warning - Large Fires | 2024 | 9.7773e-08 | 1.0324e-07 | 8.9266e-08 | 8.5015e-08 | 5.475 | 0.71896 | 3.0715 | 1.6846 | 0 | 0 | 0 | 0 | 1.6459e-05 | 5.3531e-07 | 0 | 5.3531e-07 | 5.6524e-07 | 0 | 5.6524e-07 | 4.8873e-07 | 0 | 4.8873e-07 | 4.6546e-07 | 0 | 4.6546e-07
[79 empty] | WLDFR | HFTD - Distribution - Tier 2 - 5QU CoRE ¦ 4QU LoRE | Red Flag Warning - Large Fires | 2025 | 9.7773e-08 | 1.0324e-07 | 8.9266e-08 | 8.5015e-08 | 5.475 | 0.71896 | 3.0715 | 1.6846 | 0 | 0 | 0 | 0 | 1.6459e-05 | 5.3531e-07 | 0 | 5.3531e-07 | 5.6524e-07 | 0 | 5.6524e-07 | 4.8873e-07 | 0 | 4.8873e-07 | 4.6546e-07 | 0 | 4.6546e-07
[79 empty] | WLDFR | HFTD - Distribution - Tier 2 - 5QU CoRE ¦ 4QU LoRE | Red Flag Warning - Large Fires | 2026 | 9.7773e-08 | 1.0324e-07 | 8.9266e-08 | 8.5015e-08 | 5.475 | 0.71896 | 3.0715 | 1.6846 | 0 | 0 | 0 | 0 | 1.6459e-05 | 5.3531e-07 | 0 | 5.3531e-07 | 5.6524e-07 | 0 | 5.6524e-07 | 4.8873e-07 | 0 | 4.8873e-07 | 4.6546e-07 | 0 | 4.6546e-07
[79 empty] | WLDFR | HFTD - Distribution - Tier 2 - 5QU CoRE ¦ 4QU LoRE | Red Flag Warning - Large Fires | 2027 | 9.7773e-08 | 1.0324e-07 | 8.9266e-08 | 8.5015e-08 | 5.475 | 0.71896 | 3.0715 | 1.6846 | 0 | 0 | 0 | 0 | 1.6459e-05 | 5.3531e-07 | 0 | 5.3531e-07 | 5.6524e-07 | 0 | 5.6524e-07 | 4.8873e-07 | 0 | 4.8873e-07 | 4.6546e-07 | 0 | 4.6546e-07
[79 empty] | WLDFR | HFTD - Distribution - Tier 2 - 5QU CoRE ¦ 4QU LoRE | Red Flag Warning - Large Fires | 2028 | 9.7773e-08 | 1.0324e-07 | 8.9266e-08 | 8.5015e-08 | 5.777 | 0.74734 | 3.238 | 1.7917 | 0 | 0 | 0 | 0 | 1.6459e-05 | 5.6483e-07 | 0 | 5.6483e-07 | 5.9641e-07 | 0 | 5.9641e-07 | 5.1569e-07 | 0 | 5.1569e-07 | 4.9113e-07 | 0 | 4.9113e-07
[79 empty] | WLDFR | HFTD - Distribution - Tier 2 - 5QU CoRE ¦ 4QU LoRE | Red Flag Warning - Large Fires | 2029 | 9.7773e-08 | 1.0324e-07 | 8.9266e-08 | 8.5015e-08 | 5.777 | 0.74734 | 3.238 | 1.7917 | 0 | 0 | 0 | 0 | 1.6459e-05 | 5.6483e-07 | 0 | 5.6483e-07 | 5.9641e-07 | 0 | 5.9641e-07 | 5.1569e-07 | 0 | 5.1569e-07 | 4.9113e-07 | 0 | 4.9113e-07
[79 empty] | WLDFR | HFTD - Distribution - Tier 2 - 5QU CoRE ¦ 4QU LoRE | Red Flag Warning - Large Fires | 2030 | 9.7773e-08 | 1.0324e-07 | 8.9266e-08 | 8.5015e-08 | 5.777 | 0.74734 | 3.238 | 1.7917 | 0 | 0 | 0 | 0 | 1.6459e-05 | 5.6483e-07 | 0 | 5.6483e-07 | 5.9641e-07 | 0 | 5.9641e-07 | 5.1569e-07 | 0 | 5.1569e-07 | 4.9113e-07 | 0 | 4.9113e-07
[79 empty] | WLDFR | HFTD - Distribution - Tier 2 - 5QU CoRE ¦ 4QU LoRE | Red Flag Warning - Large Fires | 2031 | 9.7773e-08 | 1.0324e-07 | 8.9266e-08 | 8.5015e-08 | 5.777 | 0.74734 | 3.238 | 1.7917 | 0 | 0 | 0 | 0 | 1.6459e-05 | 5.6483e-07 | 0 | 5.6483e-07 | 5.9641e-07 | 0 | 5.9641e-07 | 5.1569e-07 | 0 | 5.1569e-07 | 4.9113e-07 | 0 | 4.9113e-07
[79 empty] | WLDFR | HFTD - Distribution - Tier 2 - 5QU CoRE ¦ 4QU LoRE | Red Flag Warning - Large Fires | 2032 | 9.7773e-08 | 1.0324e-07 | 8.9266e-08 | 8.5015e-08 | 5.777 | 0.74734 | 3.238 | 1.7917 | 0 | 0 | 0 | 0 | 1.6459e-05 | 5.6483e-07 | 0 | 5.6483e-07 | 5.9641e-07 | 0 | 5.9641e-07 | 5.1569e-07 | 0 | 5.1569e-07 | 4.9113e-07 | 0 | 4.9113e-07
[79 empty] | WLDFR | HFTD - Distribution - Tier 2 - 5QU CoRE ¦ 4QU LoRE | Red Flag Warning - Large Fires | 2033 | 9.7773e-08 | 1.0324e-07 | 8.9266e-08 | 8.5015e-08 | 6.1205 | 0.77885 | 3.4265 | 1.9151 | 0 | 0 | 0 | 0 | 1.6459e-05 | 5.9842e-07 | 0 | 5.9842e-07 | 6.3188e-07 | 0 | 6.3188e-07 | 5.4635e-07 | 0 | 5.4635e-07 | 5.2033e-07 | 0 | 5.2033e-07
[79 empty] | WLDFR | HFTD - Distribution - Tier 2 - 5QU CoRE ¦ 4QU LoRE | Red Flag Warning - Large Fires | 2034 | 9.7773e-08 | 1.0324e-07 | 8.9266e-08 | 8.5015e-08 | 6.1205 | 0.77885 | 3.4265 | 1.9151 | 0 | 0 | 0 | 0 | 1.6459e-05 | 5.9842e-07 | 0 | 5.9842e-07 | 6.3188e-07 | 0 | 6.3188e-07 | 5.4635e-07 | 0 | 5.4635e-07 | 5.2033e-07 | 0 | 5.2033e-07
[79 empty] | WLDFR | HFTD - Distribution - Tier 2 - 5QU CoRE ¦ 4QU LoRE | Red Flag Warning - Large Fires | 2035 | 9.7773e-08 | 1.0324e-07 | 8.9266e-08 | 8.5015e-08 | 6.1205 | 0.77885 | 3.4265 | 1.9151 | 0 | 0 | 0 | 0 | 1.6459e-05 | 5.9842e-07 | 0 | 5.9842e-07 | 6.3188e-07 | 0 | 6.3188e-07 | 5.4635e-07 | 0 | 5.4635e-07 | 5.2033e-07 | 0 | 5.2033e-07
[79 empty] | WLDFR | HFTD - Distribution - Tier 2 - 5QU CoRE ¦ 4QU LoRE | Red Flag Warning - Large Fires | 2036 | 9.7773e-08 | 1.0324e-07 | 8.9266e-08 | 8.5015e-08 | 6.1205 | 0.77885 | 3.4265 | 1.9151 | 0 | 0 | 0 | 0 | 1.6459e-05 | 5.9842e-07 | 0 | 5.9842e-07 | 6.3188e-07 | 0 | 6.3188e-07 | 5.4635e-07 | 0 | 5.4635e-07 | 5.2033e-07 | 0 | 5.2033e-07
[79 empty] | WLDFR | HFTD - Distribution - Tier 2 - 5QU CoRE ¦ 4QU LoRE | Red Flag Warning - Large Fires | 2037 | 9.7773e-08 | 1.0324e-07 | 8.9266e-08 | 8.5015e-08 | 6.1205 | 0.77885 | 3.4265 | 1.9151 | 0 | 0 | 0 | 0 | 1.6459e-05 | 5.9842e-07 | 0 | 5.9842e-07 | 6.3188e-07 | 0 | 6.3188e-07 | 5.4635e-07 | 0 | 5.4635e-07 | 5.2033e-07 | 0 | 5.2033e-07
[79 empty] | WLDFR | HFTD - Distribution - Tier 2 - 5QU CoRE ¦ 4QU LoRE | Red Flag Warning - Large Fires | 2038 | 9.7773e-08 | 1.0324e-07 | 8.9266e-08 | 8.5015e-08 | 6.5028 | 0.81304 | 3.6355 | 2.0543 | 0 | 0 | 0 | 0 | 1.6459e-05 | 6.358e-07 | 0 | 6.358e-07 | 6.7134e-07 | 0 | 6.7134e-07 | 5.8048e-07 | 0 | 5.8048e-07 | 5.5284e-07 | 0 | 5.5284e-07
[79 empty] | WLDFR | HFTD - Distribution - Tier 2 - 5QU CoRE ¦ 4QU LoRE | Red Flag Warning - Large Fires | 2039 | 9.7773e-08 | 1.0324e-07 | 8.9266e-08 | 8.5015e-08 | 6.5028 | 0.81304 | 3.6355 | 2.0543 | 0 | 0 | 0 | 0 | 1.6459e-05 | 6.358e-07 | 0 | 6.358e-07 | 6.7134e-07 | 0 | 6.7134e-07 | 5.8048e-07 | 0 | 5.8048e-07 | 5.5284e-07 | 0 | 5.5284e-07
[79 empty] | WLDFR | HFTD - Distribution - Tier 2 - 5QU CoRE ¦ 4QU LoRE | Red Flag Warning - Large Fires | 2040 | 9.7773e-08 | 1.0324e-07 | 8.9266e-08 | 8.5015e-08 | 6.5028 | 0.81304 | 3.6355 | 2.0543 | 0 | 0 | 0 | 0 | 1.6459e-05 | 6.358e-07 | 0 | 6.358e-07 | 6.7134e-07 | 0 | 6.7134e-07 | 5.8048e-07 | 0 | 5.8048e-07 | 5.5284e-07 | 0 | 5.5284e-07
[79 empty] | WLDFR | HFTD - Distribution - Tier 2 - 5QU CoRE ¦ 4QU LoRE | Red Flag Warning - Large Fires | 2041 | 9.7773e-08 | 1.0324e-07 | 8.9266e-08 | 8.5015e-08 | 6.5028 | 0.81304 | 3.6355 | 2.0543 | 0 | 0 | 0 | 0 | 1.6459e-05 | 6.358e-07 | 0 | 6.358e-07 | 6.7134e-07 | 0 | 6.7134e-07 | 5.8048e-07 | 0 | 5.8048e-07 | 5.5284e-07 | 0 | 5.5284e-07
[79 empty] | WLDFR | HFTD - Distribution - Tier 2 - 5QU CoRE ¦ 4QU LoRE | Red Flag Warning - Large Fires | 2042 | 9.7773e-08 | 1.0324e-07 | 8.9266e-08 | 8.5015e-08 | 6.5028 | 0.81304 | 3.6355 | 2.0543 | 0 | 0 | 0 | 0 | 1.6459e-05 | 6.358e-07 | 0 | 6.358e-07 | 6.7134e-07 | 0 | 6.7134e-07 | 5.8048e-07 | 0 | 5.8048e-07 | 5.5284e-07 | 0 | 5.5284e-07
[79 empty] | WLDFR | HFTD - Distribution - Tier 2 - 5QU CoRE ¦ 4QU LoRE | Red Flag Warning - Large Fires | 2043 | 9.7773e-08 | 1.0324e-07 | 8.9266e-08 | 8.5015e-08 | 6.9209 | 0.84944 | 3.8632 | 2.2083 | 0 | 0 | 0 | 0 | 1.6459e-05 | 6.7668e-07 | 0 | 6.7668e-07 | 7.1451e-07 | 0 | 7.1451e-07 | 6.178e-07 | 0 | 6.178e-07 | 5.8838e-07 | 0 | 5.8838e-07
[79 empty] | WLDFR | HFTD - Distribution - Tier 2 - 5QU CoRE ¦ 4QU LoRE | Red Flag Warning - Large Fires | 2044 | 9.7773e-08 | 1.0324e-07 | 8.9266e-08 | 8.5015e-08 | 6.9209 | 0.84944 | 3.8632 | 2.2083 | 0 | 0 | 0 | 0 | 1.6459e-05 | 6.7668e-07 | 0 | 6.7668e-07 | 7.1451e-07 | 0 | 7.1451e-07 | 6.178e-07 | 0 | 6.178e-07 | 5.8838e-07 | 0 | 5.8838e-07
[79 empty] | WLDFR | HFTD - Distribution - Tier 2 - 5QU CoRE ¦ 4QU LoRE | Red Flag Warning - Large Fires | 2045 | 9.7773e-08 | 1.0324e-07 | 8.9266e-08 | 8.5015e-08 | 6.9209 | 0.84944 | 3.8632 | 2.2083 | 0 | 0 | 0 | 0 | 1.6459e-05 | 6.7668e-07 | 0 | 6.7668e-07 | 7.1451e-07 | 0 | 7.1451e-07 | 6.178e-07 | 0 | 6.178e-07 | 5.8838e-07 | 0 | 5.8838e-07
[79 empty] | WLDFR | HFTD - Distribution - Tier 2 - 5QU CoRE ¦ 4QU LoRE | Red Flag Warning - Large Fires | 2046 | 9.7773e-08 | 1.0324e-07 | 8.9266e-08 | 8.5015e-08 | 6.9209 | 0.84944 | 3.8632 | 2.2083 | 0 | 0 | 0 | 0 | 1.6459e-05 | 6.7668e-07 | 0 | 6.7668e-07 | 7.1451e-07 | 0 | 7.1451e-07 | 6.178e-07 | 0 | 6.178e-07 | 5.8838e-07 | 0 | 5.8838e-07
[79 empty] | WLDFR | HFTD - Distribution - Tier 2 - 5QU CoRE ¦ 4QU LoRE | Red Flag Warning - Large Fires | 2047 | 9.7773e-08 | 1.0324e-07 | 8.9266e-08 | 8.5015e-08 | 6.9209 | 0.84944 | 3.8632 | 2.2083 | 0 | 0 | 0 | 0 | 1.6459e-05 | 6.7668e-07 | 0 | 6.7668e-07 | 7.1451e-07 | 0 | 7.1451e-07 | 6.178e-07 | 0 | 6.178e-07 | 5.8838e-07 | 0 | 5.8838e-07
[79 empty] | WLDFR | HFTD - Distribution - Tier 2 - 5QU CoRE ¦ 4QU LoRE | Red Flag Warning - Large Fires | 2048 | 9.7773e-08 | 1.0324e-07 | 8.9266e-08 | 8.5015e-08 | 7.3713 | 0.88759 | 4.1075 | 2.3763 | 0 | 0 | 0 | 0 | 1.6459e-05 | 7.2072e-07 | 0 | 7.2072e-07 | 7.6101e-07 | 0 | 7.6101e-07 | 6.5801e-07 | 0 | 6.5801e-07 | 6.2667e-07 | 0 | 6.2667e-07
[79 empty] | WLDFR | HFTD - Distribution - Tier 2 - 5QU CoRE ¦ 4QU LoRE | Red Flag Warning - Large Fires | 2049 | 9.7773e-08 | 1.0324e-07 | 8.9266e-08 | 8.5015e-08 | 7.3713 | 0.88759 | 4.1075 | 2.3763 | 0 | 0 | 0 | 0 | 1.6459e-05 | 7.2072e-07 | 0 | 7.2072e-07 | 7.6101e-07 | 0 | 7.6101e-07 | 6.5801e-07 | 0 | 6.5801e-07 | 6.2667e-07 | 0 | 6.2667e-07
[79 empty] | WLDFR | HFTD - Distribution - Tier 2 - 5QU CoRE ¦ 4QU LoRE | Red Flag Warning - Large Fires | 2050 | 0 | 1.0324e-07 | 8.9266e-08 | 8.5015e-08 | 7.3713 | 0.88759 | 4.1075 | 2.3763 | 0 | 0 | 0 | 0 | 1.6459e-05 | 0 | 0 | 0 | 7.6101e-07 | 0 | 7.6101e-07 | 6.5801e-07 | 0 | 6.5801e-07 | 6.2667e-07 | 0 | 6.2667e-07
[79 empty] | WLDFR | HFTD - Distribution - Tier 2 - 5QU CoRE ¦ 4QU LoRE | Red Flag Warning - Large Fires | 2051 | 0 | 0 | 8.9266e-08 | 8.5015e-08 | 7.3713 | 0.88759 | 4.1075 | 2.3763 | 0 | 0 | 0 | 0 | 1.6459e-05 | 0 | 0 | 0 | 0 | 0 | 0 | 6.5801e-07 | 0 | 6.5801e-07 | 6.2667e-07 | 0 | 6.2667e-07
[79 empty] | WLDFR | HFTD - Distribution - Tier 2 - 5QU CoRE ¦ 4QU LoRE | Red Flag Warning - Large Fires | 2052 | 0 | 0 | 0 | 8.5015e-08 | 7.3713 | 0.88759 | 4.1075 | 2.3763 | 0 | 0 | 0 | 0 | 1.6459e-05 | 0 | 0 | 0 | 0 | 0 | 0 | 0 | 0 | 0 | 6.2667e-07 | 0 | 6.2667e-07
[79 empty] | WLDFR | HFTD - Distribution - Tier 2 - 5QU CoRE ¦ 4QU LoRE | Red Flag Warning - Small Fires | 2020 | 4.7355e-06 | 0 | 0 | 0 | 0.077901 | 0.036425 | 0.0015809 | 0.039895 | 0 | 0 | 0 | 0 | 0.00041265 | 3.689e-07 | 0 | 3.689e-07 | 0 | 0 | 0 | 0 | 0 | 0 | 0 | 0 | 0
[79 empty] | WLDFR | HFTD - Distribution - Tier 2 - 5QU CoRE ¦ 4QU LoRE | Red Flag Warning - Small Fires | 2021 | 3.0791e-06 | 5.0003e-06 | 0 | 0 | 0.077901 | 0.036425 | 0.0015809 | 0.039895 | 0 | 0 | 0 | 0 | 0.00041265 | 2.3986e-07 | 0 | 2.3986e-07 | 3.8953e-07 | 0 | 3.8953e-07 | 0 | 0 | 0 | 0 | 0 | 0
[79 empty] | WLDFR | HFTD - Distribution - Tier 2 - 5QU CoRE ¦ 4QU LoRE | Red Flag Warning - Small Fires | 2022 | 3.4216e-06 | 3.6129e-06 | 4.7646e-06 | 0 | 0.077901 | 0.036425 | 0.0015809 | 0.039895 | 0 | 0 | 0 | 0 | 0.0004084 | 2.6654e-07 | 0 | 2.6654e-07 | 2.8145e-07 | 0 | 2.8145e-07 | 3.7116e-07 | 0 | 3.7116e-07 | 0 | 0 | 0
[79 empty] | WLDFR | HFTD - Distribution - Tier 2 - 5QU CoRE ¦ 4QU LoRE | Red Flag Warning - Small Fires | 2023 | 3.4216e-06 | 3.6129e-06 | 3.1239e-06 | 4.5377e-06 | 0.080408 | 0.03759 | 0.0016314 | 0.041187 | 0 | 0 | 0 | 0 | 0.0004084 | 2.7512e-07 | 0 | 2.7512e-07 | 2.9051e-07 | 0 | 2.9051e-07 | 2.5119e-07 | 0 | 2.5119e-07 | 3.6487e-07 | 0 | 3.6487e-07
[79 empty] | WLDFR | HFTD - Distribution - Tier 2 - 5QU CoRE ¦ 4QU LoRE | Red Flag Warning - Small Fires | 2024 | 3.4216e-06 | 3.6129e-06 | 3.1239e-06 | 2.9751e-06 | 0.080408 | 0.03759 | 0.0016314 | 0.041187 | 0 | 0 | 0 | 0 | 0.0004084 | 2.7512e-07 | 0 | 2.7512e-07 | 2.9051e-07 | 0 | 2.9051e-07 | 2.5119e-07 | 0 | 2.5119e-07 | 2.3923e-07 | 0 | 2.3923e-07
[79 empty] | WLDFR | HFTD - Distribution - Tier 2 - 5QU CoRE ¦ 4QU LoRE | Red Flag Warning - Small Fires | 2025 | 3.4216e-06 | 3.6129e-06 | 3.1239e-06 | 2.9751e-06 | 0.080408 | 0.03759 | 0.0016314 | 0.041187 | 0 | 0 | 0 | 0 | 0.0004084 | 2.7512e-07 | 0 | 2.7512e-07 | 2.9051e-07 | 0 | 2.9051e-07 | 2.5119e-07 | 0 | 2.5119e-07 | 2.3923e-07 | 0 | 2.3923e-07
[79 empty] | WLDFR | HFTD - Distribution - Tier 2 - 5QU CoRE ¦ 4QU LoRE | Red Flag Warning - Small Fires | 2026 | 3.4216e-06 | 3.6129e-06 | 3.1239e-06 | 2.9751e-06 | 0.080408 | 0.03759 | 0.0016314 | 0.041187 | 0 | 0 | 0 | 0 | 0.0004084 | 2.7512e-07 | 0 | 2.7512e-07 | 2.9051e-07 | 0 | 2.9051e-07 | 2.5119e-07 | 0 | 2.5119e-07 | 2.3923e-07 | 0 | 2.3923e-07
[79 empty] | WLDFR | HFTD - Distribution - Tier 2 - 5QU CoRE ¦ 4QU LoRE | Red Flag Warning - Small Fires | 2027 | 3.4216e-06 | 3.6129e-06 | 3.1239e-06 | 2.9751e-06 | 0.080408 | 0.03759 | 0.0016314 | 0.041187 | 0 | 0 | 0 | 0 | 0.0004084 | 2.7512e-07 | 0 | 2.7512e-07 | 2.9051e-07 | 0 | 2.9051e-07 | 2.5119e-07 | 0 | 2.5119e-07 | 2.3923e-07 | 0 | 2.3923e-07
[79 empty] | WLDFR | HFTD - Distribution - Tier 2 - 5QU CoRE ¦ 4QU LoRE | Red Flag Warning - Small Fires | 2028 | 3.4216e-06 | 3.6129e-06 | 3.1239e-06 | 2.9751e-06 | 0.083606 | 0.039055 | 0.001695 | 0.042856 | 0 | 0 | 0 | 0 | 0.0004084 | 2.8607e-07 | 0 | 2.8607e-07 | 3.0206e-07 | 0 | 3.0206e-07 | 2.6118e-07 | 0 | 2.6118e-07 | 2.4874e-07 | 0 | 2.4874e-07
[79 empty] | WLDFR | HFTD - Distribution - Tier 2 - 5QU CoRE ¦ 4QU LoRE | Red Flag Warning - Small Fires | 2029 | 3.4216e-06 | 3.6129e-06 | 3.1239e-06 | 2.9751e-06 | 0.083606 | 0.039055 | 0.001695 | 0.042856 | 0 | 0 | 0 | 0 | 0.0004084 | 2.8607e-07 | 0 | 2.8607e-07 | 3.0206e-07 | 0 | 3.0206e-07 | 2.6118e-07 | 0 | 2.6118e-07 | 2.4874e-07 | 0 | 2.4874e-07
[79 empty] | WLDFR | HFTD - Distribution - Tier 2 - 5QU CoRE ¦ 4QU LoRE | Red Flag Warning - Small Fires | 2030 | 3.4216e-06 | 3.6129e-06 | 3.1239e-06 | 2.9751e-06 | 0.083606 | 0.039055 | 0.001695 | 0.042856 | 0 | 0 | 0 | 0 | 0.0004084 | 2.8607e-07 | 0 | 2.8607e-07 | 3.0206e-07 | 0 | 3.0206e-07 | 2.6118e-07 | 0 | 2.6118e-07 | 2.4874e-07 | 0 | 2.4874e-07
[79 empty] | WLDFR | HFTD - Distribution - Tier 2 - 5QU CoRE ¦ 4QU LoRE | Red Flag Warning - Small Fires | 2031 | 3.4216e-06 | 3.6129e-06 | 3.1239e-06 | 2.9751e-06 | 0.083606 | 0.039055 | 0.001695 | 0.042856 | 0 | 0 | 0 | 0 | 0.0004084 | 2.8607e-07 | 0 | 2.8607e-07 | 3.0206e-07 | 0 | 3.0206e-07 | 2.6118e-07 | 0 | 2.6118e-07 | 2.4874e-07 | 0 | 2.4874e-07
[79 empty] | WLDFR | HFTD - Distribution - Tier 2 - 5QU CoRE ¦ 4QU LoRE | Red Flag Warning - Small Fires | 2032 | 3.4216e-06 | 3.6129e-06 | 3.1239e-06 | 2.9751e-06 | 0.083606 | 0.039055 | 0.001695 | 0.042856 | 0 | 0 | 0 | 0 | 0.0004084 | 2.8607e-07 | 0 | 2.8607e-07 | 3.0206e-07 | 0 | 3.0206e-07 | 2.6118e-07 | 0 | 2.6118e-07 | 2.4874e-07 | 0 | 2.4874e-07
[79 empty] | WLDFR | HFTD - Distribution - Tier 2 - 5QU CoRE ¦ 4QU LoRE | Red Flag Warning - Small Fires | 2033 | 3.4216e-06 | 3.6129e-06 | 3.1239e-06 | 2.9751e-06 | 0.087211 | 0.040679 | 0.0017655 | 0.044766 | 0 | 0 | 0 | 0 | 0.0004084 | 2.984e-07 | 0 | 2.984e-07 | 3.1508e-07 | 0 | 3.1508e-07 | 2.7244e-07 | 0 | 2.7244e-07 | 2.5946e-07 | 0 | 2.5946e-07
[79 empty] | WLDFR | HFTD - Distribution - Tier 2 - 5QU CoRE ¦ 4QU LoRE | Red Flag Warning - Small Fires | 2034 | 3.4216e-06 | 3.6129e-06 | 3.1239e-06 | 2.9751e-06 | 0.087211 | 0.040679 | 0.0017655 | 0.044766 | 0 | 0 | 0 | 0 | 0.0004084 | 2.984e-07 | 0 | 2.984e-07 | 3.1508e-07 | 0 | 3.1508e-07 | 2.7244e-07 | 0 | 2.7244e-07 | 2.5946e-07 | 0 | 2.5946e-07
[79 empty] | WLDFR | HFTD - Distribution - Tier 2 - 5QU CoRE ¦ 4QU LoRE | Red Flag Warning - Small Fires | 2035 | 3.4216e-06 | 3.6129e-06 | 3.1239e-06 | 2.9751e-06 | 0.087211 | 0.040679 | 0.0017655 | 0.044766 | 0 | 0 | 0 | 0 | 0.0004084 | 2.984e-07 | 0 | 2.984e-07 | 3.1508e-07 | 0 | 3.1508e-07 | 2.7244e-07 | 0 | 2.7244e-07 | 2.5946e-07 | 0 | 2.5946e-07
[79 empty] | WLDFR | HFTD - Distribution - Tier 2 - 5QU CoRE ¦ 4QU LoRE | Red Flag Warning - Small Fires | 2036 | 3.4216e-06 | 3.6129e-06 | 3.1239e-06 | 2.9751e-06 | 0.087211 | 0.040679 | 0.0017655 | 0.044766 | 0 | 0 | 0 | 0 | 0.0004084 | 2.984e-07 | 0 | 2.984e-07 | 3.1508e-07 | 0 | 3.1508e-07 | 2.7244e-07 | 0 | 2.7244e-07 | 2.5946e-07 | 0 | 2.5946e-07
[79 empty] | WLDFR | HFTD - Distribution - Tier 2 - 5QU CoRE ¦ 4QU LoRE | Red Flag Warning - Small Fires | 2037 | 3.4216e-06 | 3.6129e-06 | 3.1239e-06 | 2.9751e-06 | 0.087211 | 0.040679 | 0.0017655 | 0.044766 | 0 | 0 | 0 | 0 | 0.0004084 | 2.984e-07 | 0 | 2.984e-07 | 3.1508e-07 | 0 | 3.1508e-07 | 2.7244e-07 | 0 | 2.7244e-07 | 2.5946e-07 | 0 | 2.5946e-07
[79 empty] | WLDFR | HFTD - Distribution - Tier 2 - 5QU CoRE ¦ 4QU LoRE | Red Flag Warning - Small Fires | 2038 | 3.4216e-06 | 3.6129e-06 | 3.1239e-06 | 2.9751e-06 | 0.091184 | 0.042438 | 0.0018418 | 0.046905 | 0 | 0 | 0 | 0 | 0.0004084 | 3.1199e-07 | 0 | 3.1199e-07 | 3.2944e-07 | 0 | 3.2944e-07 | 2.8485e-07 | 0 | 2.8485e-07 | 2.7128e-07 | 0 | 2.7128e-07
[79 empty] | WLDFR | HFTD - Distribution - Tier 2 - 5QU CoRE ¦ 4QU LoRE | Red Flag Warning - Small Fires | 2039 | 3.4216e-06 | 3.6129e-06 | 3.1239e-06 | 2.9751e-06 | 0.091184 | 0.042438 | 0.0018418 | 0.046905 | 0 | 0 | 0 | 0 | 0.0004084 | 3.1199e-07 | 0 | 3.1199e-07 | 3.2944e-07 | 0 | 3.2944e-07 | 2.8485e-07 | 0 | 2.8485e-07 | 2.7128e-07 | 0 | 2.7128e-07
[79 empty] | WLDFR | HFTD - Distribution - Tier 2 - 5QU CoRE ¦ 4QU LoRE | Red Flag Warning - Small Fires | 2040 | 3.4216e-06 | 3.6129e-06 | 3.1239e-06 | 2.9751e-06 | 0.091184 | 0.042438 | 0.0018418 | 0.046905 | 0 | 0 | 0 | 0 | 0.0004084 | 3.1199e-07 | 0 | 3.1199e-07 | 3.2944e-07 | 0 | 3.2944e-07 | 2.8485e-07 | 0 | 2.8485e-07 | 2.7128e-07 | 0 | 2.7128e-07
[79 empty] | WLDFR | HFTD - Distribution - Tier 2 - 5QU CoRE ¦ 4QU LoRE | Red Flag Warning - Small Fires | 2041 | 3.4216e-06 | 3.6129e-06 | 3.1239e-06 | 2.9751e-06 | 0.091184 | 0.042438 | 0.0018418 | 0.046905 | 0 | 0 | 0 | 0 | 0.0004084 | 3.1199e-07 | 0 | 3.1199e-07 | 3.2944e-07 | 0 | 3.2944e-07 | 2.8485e-07 | 0 | 2.8485e-07 | 2.7128e-07 | 0 | 2.7128e-07
[79 empty] | WLDFR | HFTD - Distribution - Tier 2 - 5QU CoRE ¦ 4QU LoRE | Red Flag Warning - Small Fires | 2042 | 3.4216e-06 | 3.6129e-06 | 3.1239e-06 | 2.9751e-06 | 0.091184 | 0.042438 | 0.0018418 | 0.046905 | 0 | 0 | 0 | 0 | 0.0004084 | 3.1199e-07 | 0 | 3.1199e-07 | 3.2944e-07 | 0 | 3.2944e-07 | 2.8485e-07 | 0 | 2.8485e-07 | 2.7128e-07 | 0 | 2.7128e-07
[79 empty] | WLDFR | HFTD - Distribution - Tier 2 - 5QU CoRE ¦ 4QU LoRE | Red Flag Warning - Small Fires | 2043 | 3.4216e-06 | 3.6129e-06 | 3.1239e-06 | 2.9751e-06 | 0.095486 | 0.044306 | 0.0019228 | 0.049257 | 0 | 0 | 0 | 0 | 0.0004084 | 3.2671e-07 | 0 | 3.2671e-07 | 3.4498e-07 | 0 | 3.4498e-07 | 2.9829e-07 | 0 | 2.9829e-07 | 2.8408e-07 | 0 | 2.8408e-07
[79 empty] | WLDFR | HFTD - Distribution - Tier 2 - 5QU CoRE ¦ 4QU LoRE | Red Flag Warning - Small Fires | 2044 | 3.4216e-06 | 3.6129e-06 | 3.1239e-06 | 2.9751e-06 | 0.095486 | 0.044306 | 0.0019228 | 0.049257 | 0 | 0 | 0 | 0 | 0.0004084 | 3.2671e-07 | 0 | 3.2671e-07 | 3.4498e-07 | 0 | 3.4498e-07 | 2.9829e-07 | 0 | 2.9829e-07 | 2.8408e-07 | 0 | 2.8408e-07
[79 empty] | WLDFR | HFTD - Distribution - Tier 2 - 5QU CoRE ¦ 4QU LoRE | Red Flag Warning - Small Fires | 2045 | 3.4216e-06 | 3.6129e-06 | 3.1239e-06 | 2.9751e-06 | 0.095486 | 0.044306 | 0.0019228 | 0.049257 | 0 | 0 | 0 | 0 | 0.0004084 | 3.2671e-07 | 0 | 3.2671e-07 | 3.4498e-07 | 0 | 3.4498e-07 | 2.9829e-07 | 0 | 2.9829e-07 | 2.8408e-07 | 0 | 2.8408e-07
[79 empty] | WLDFR | HFTD - Distribution - Tier 2 - 5QU CoRE ¦ 4QU LoRE | Red Flag Warning - Small Fires | 2046 | 3.4216e-06 | 3.6129e-06 | 3.1239e-06 | 2.9751e-06 | 0.095486 | 0.044306 | 0.0019228 | 0.049257 | 0 | 0 | 0 | 0 | 0.0004084 | 3.2671e-07 | 0 | 3.2671e-07 | 3.4498e-07 | 0 | 3.4498e-07 | 2.9829e-07 | 0 | 2.9829e-07 | 2.8408e-07 | 0 | 2.8408e-07
[79 empty] | WLDFR | HFTD - Distribution - Tier 2 - 5QU CoRE ¦ 4QU LoRE | Red Flag Warning - Small Fires | 2047 | 3.4216e-06 | 3.6129e-06 | 3.1239e-06 | 2.9751e-06 | 0.095486 | 0.044306 | 0.0019228 | 0.049257 | 0 | 0 | 0 | 0 | 0.0004084 | 3.2671e-07 | 0 | 3.2671e-07 | 3.4498e-07 | 0 | 3.4498e-07 | 2.9829e-07 | 0 | 2.9829e-07 | 2.8408e-07 | 0 | 2.8408e-07
[79 empty] | WLDFR | HFTD - Distribution - Tier 2 - 5QU CoRE ¦ 4QU LoRE | Red Flag Warning - Small Fires | 2048 | 3.4216e-06 | 3.6129e-06 | 3.1239e-06 | 2.9751e-06 | 0.10007 | 0.04626 | 0.0020076 | 0.051804 | 0 | 0 | 0 | 0 | 0.0004084 | 3.424e-07 | 0 | 3.424e-07 | 3.6155e-07 | 0 | 3.6155e-07 | 3.1261e-07 | 0 | 3.1261e-07 | 2.9773e-07 | 0 | 2.9773e-07
[79 empty] | WLDFR | HFTD - Distribution - Tier 2 - 5QU CoRE ¦ 4QU LoRE | Red Flag Warning - Small Fires | 2049 | 3.4216e-06 | 3.6129e-06 | 3.1239e-06 | 2.9751e-06 | 0.10007 | 0.04626 | 0.0020076 | 0.051804 | 0 | 0 | 0 | 0 | 0.0004084 | 3.424e-07 | 0 | 3.424e-07 | 3.6155e-07 | 0 | 3.6155e-07 | 3.1261e-07 | 0 | 3.1261e-07 | 2.9773e-07 | 0 | 2.9773e-07
[79 empty] | WLDFR | HFTD - Distribution - Tier 2 - 5QU CoRE ¦ 4QU LoRE | Red Flag Warning - Small Fires | 2050 | 0 | 3.6129e-06 | 3.1239e-06 | 2.9751e-06 | 0.10007 | 0.04626 | 0.0020076 | 0.051804 | 0 | 0 | 0 | 0 | 0.0004084 | 0 | 0 | 0 | 3.6155e-07 | 0 | 3.6155e-07 | 3.1261e-07 | 0 | 3.1261e-07 | 2.9773e-07 | 0 | 2.9773e-07
[79 empty] | WLDFR | HFTD - Distribution - Tier 2 - 5QU CoRE ¦ 4QU LoRE | Red Flag Warning - Small Fires | 2051 | 0 | 0 | 3.1239e-06 | 2.9751e-06 | 0.10007 | 0.04626 | 0.0020076 | 0.051804 | 0 | 0 | 0 | 0 | 0.0004084 | 0 | 0 | 0 | 0 | 0 | 0 | 3.1261e-07 | 0 | 3.1261e-07 | 2.9773e-07 | 0 | 2.9773e-07
[79 empty] | WLDFR | HFTD - Distribution - Tier 2 - 5QU CoRE ¦ 4QU LoRE | Red Flag Warning - Small Fires | 2052 | 0 | 0 | 0 | 2.9751e-06 | 0.10007 | 0.04626 | 0.0020076 | 0.051804 | 0 | 0 | 0 | 0 | 0.0004084 | 0 | 0 | 0 | 0 | 0 | 0 | 0 | 0 | 0 | 2.9773e-07 | 0 | 2.9773e-07
[79 empty] | WLDFR | HFTD - Distribution - Tier 2 - 5QU CoRE ¦ 4QU LoRE | Seismic - Non-Red Flag Warning - Catastrophic Fires | 2020 | 6.324e-12 | 0 | 0 | 0 | 21083.8428 | 409.2237 | 13469.0878 | 7205.5313 | 0 | 0 | 0 | 0 | 1.0449e-09 | 1.3333e-07 | 0 | 1.3333e-07 | 0 | 0 | 0 | 0 | 0 | 0 | 0 | 0 | 0
[79 empty] | WLDFR | HFTD - Distribution - Tier 2 - 5QU CoRE ¦ 4QU LoRE | Seismic - Non-Red Flag Warning - Catastrophic Fires | 2021 | 0 | 6.6775e-12 | 0 | 0 | 21083.8428 | 409.2237 | 13469.0878 | 7205.5313 | 0 | 0 | 0 | 0 | 1.0449e-09 | 0 | 0 | 0 | 1.4079e-07 | 0 | 1.4079e-07 | 0 | 0 | 0 | 0 | 0 | 0
[79 empty] | WLDFR | HFTD - Distribution - Tier 2 - 5QU CoRE ¦ 4QU LoRE | Seismic - Non-Red Flag Warning - Catastrophic Fires | 2022 | 0 | 0 | 6.9299e-12 | 0 | 21083.8428 | 409.2237 | 13469.0878 | 7205.5313 | 0 | 0 | 0 | 0 | 1.1377e-09 | 0 | 0 | 0 | 0 | 0 | 0 | 1.4611e-07 | 0 | 1.4611e-07 | 0 | 0 | 0
[79 empty] | WLDFR | HFTD - Distribution - Tier 2 - 5QU CoRE ¦ 4QU LoRE | Seismic - Non-Red Flag Warning - Catastrophic Fires | 2023 | 0 | 0 | 0 | 6.5999e-12 | 21835.9781 | 428.6023 | 13939.561 | 7467.8148 | 0 | 0 | 0 | 0 | 1.1377e-09 | 0 | 0 | 0 | 0 | 0 | 0 | 0 | 0 | 0 | 1.4412e-07 | 0 | 1.4412e-07
[79 empty] | WLDFR | HFTD - Distribution - Tier 2 - 5QU CoRE ¦ 4QU LoRE | Seismic - Red Flag Warning - Catastrophic Fires | 2020 | 2.7269e-10 | 0 | 0 | 0 | 21083.8428 | 409.2237 | 13469.0878 | 7205.5313 | 0 | 0 | 0 | 0 | 4.5055e-08 | 5.7493e-06 | 0 | 5.7493e-06 | 0 | 0 | 0 | 0 | 0 | 0 | 0 | 0 | 0
[79 empty] | WLDFR | HFTD - Distribution - Tier 2 - 5QU CoRE ¦ 4QU LoRE | Seismic - Red Flag Warning - Catastrophic Fires | 2021 | 0 | 2.8793e-10 | 0 | 0 | 21083.8428 | 409.2237 | 13469.0878 | 7205.5313 | 0 | 0 | 0 | 0 | 4.5055e-08 | 0 | 0 | 0 | 6.0707e-06 | 0 | 6.0707e-06 | 0 | 0 | 0 | 0 | 0 | 0
[79 empty] | WLDFR | HFTD - Distribution - Tier 2 - 5QU CoRE ¦ 4QU LoRE | Seismic - Red Flag Warning - Catastrophic Fires | 2022 | 0 | 0 | 2.9882e-10 | 0 | 21083.8428 | 409.2237 | 13469.0878 | 7205.5313 | 0 | 0 | 0 | 0 | 4.9059e-08 | 0 | 0 | 0 | 0 | 0 | 0 | 6.3002e-06 | 0 | 6.3002e-06 | 0 | 0 | 0
[79 empty] | WLDFR | HFTD - Distribution - Tier 2 - 5QU CoRE ¦ 4QU LoRE | Seismic - Red Flag Warning - Catastrophic Fires | 2023 | 0 | 0 | 0 | 2.8459e-10 | 21835.9781 | 428.6023 | 13939.561 | 7467.8148 | 0 | 0 | 0 | 0 | 4.9059e-08 | 0 | 0 | 0 | 0 | 0 | 0 | 0 | 0 | 0 | 6.2142e-06 | 0 | 6.2142e-06
[79 empty] | WLDFR | HFTD - Distribution - Tier 2 - 5QU CoRE ¦ 5QU LoRE | Non-Red Flag Warning - Catastrophic Fires | 2020 | 5.209e-11 | 0 | 0 | 0 | 14146.1306 | 222.2294 | 8585.7228 | 5338.1784 | 0 | 0 | 0 | 0 | 5.3213e-08 | 7.3688e-07 | 0 | 7.3688e-07 | 0 | 0 | 0 | 0 | 0 | 0 | 0 | 0 | 0
[79 empty] | WLDFR | HFTD - Distribution - Tier 2 - 5QU CoRE ¦ 5QU LoRE | Non-Red Flag Warning - Catastrophic Fires | 2021 | 2.6907e-11 | 5.5003e-11 | 0 | 0 | 14146.1306 | 222.2294 | 8585.7228 | 5338.1784 | 0 | 0 | 0 | 0 | 5.3213e-08 | 3.8063e-07 | 0 | 3.8063e-07 | 7.7808e-07 | 0 | 7.7808e-07 | 0 | 0 | 0 | 0 | 0 | 0
[79 empty] | WLDFR | HFTD - Distribution - Tier 2 - 5QU CoRE ¦ 5QU LoRE | Non-Red Flag Warning - Catastrophic Fires | 2022 | 2.6545e-11 | 2.8029e-11 | 5.1446e-11 | 0 | 14146.1306 | 222.2294 | 8585.7228 | 5338.1784 | 0 | 0 | 0 | 0 | 5.1972e-08 | 3.7551e-07 | 0 | 3.7551e-07 | 3.965e-07 | 0 | 3.965e-07 | 7.2776e-07 | 0 | 7.2776e-07 | 0 | 0 | 0
[79 empty] | WLDFR | HFTD - Distribution - Tier 2 - 5QU CoRE ¦ 5QU LoRE | Non-Red Flag Warning - Catastrophic Fires | 2023 | 2.6545e-11 | 2.8029e-11 | 2.639e-11 | 4.8996e-11 | 14664.6376 | 233.2301 | 8896.516 | 5534.8915 | 0 | 0 | 0 | 0 | 5.1972e-08 | 3.8927e-07 | 0 | 3.8927e-07 | 4.1103e-07 | 0 | 4.1103e-07 | 3.87e-07 | 0 | 3.87e-07 | 7.1851e-07 | 0 | 7.1851e-07
[79 empty] | WLDFR | HFTD - Distribution - Tier 2 - 5QU CoRE ¦ 5QU LoRE | Non-Red Flag Warning - Catastrophic Fires | 2024 | 2.6545e-11 | 2.8029e-11 | 2.639e-11 | 2.5133e-11 | 14664.6376 | 233.2301 | 8896.516 | 5534.8915 | 0 | 0 | 0 | 0 | 5.1972e-08 | 3.8927e-07 | 0 | 3.8927e-07 | 4.1103e-07 | 0 | 4.1103e-07 | 3.87e-07 | 0 | 3.87e-07 | 3.6857e-07 | 0 | 3.6857e-07
[79 empty] | WLDFR | HFTD - Distribution - Tier 2 - 5QU CoRE ¦ 5QU LoRE | Non-Red Flag Warning - Catastrophic Fires | 2025 | 2.6545e-11 | 2.8029e-11 | 2.639e-11 | 2.5133e-11 | 14664.6376 | 233.2301 | 8896.516 | 5534.8915 | 0 | 0 | 0 | 0 | 5.1972e-08 | 3.8927e-07 | 0 | 3.8927e-07 | 4.1103e-07 | 0 | 4.1103e-07 | 3.87e-07 | 0 | 3.87e-07 | 3.6857e-07 | 0 | 3.6857e-07
[79 empty] | WLDFR | HFTD - Distribution - Tier 2 - 5QU CoRE ¦ 5QU LoRE | Non-Red Flag Warning - Catastrophic Fires | 2026 | 2.6545e-11 | 2.8029e-11 | 2.639e-11 | 2.5133e-11 | 14664.6376 | 233.2301 | 8896.516 | 5534.8915 | 0 | 0 | 0 | 0 | 5.1972e-08 | 3.8927e-07 | 0 | 3.8927e-07 | 4.1103e-07 | 0 | 4.1103e-07 | 3.87e-07 | 0 | 3.87e-07 | 3.6857e-07 | 0 | 3.6857e-07
[79 empty] | WLDFR | HFTD - Distribution - Tier 2 - 5QU CoRE ¦ 5QU LoRE | Non-Red Flag Warning - Catastrophic Fires | 2027 | 2.6545e-11 | 2.8029e-11 | 2.639e-11 | 2.5133e-11 | 14664.6376 | 233.2301 | 8896.516 | 5534.8915 | 0 | 0 | 0 | 0 | 5.1972e-08 | 3.8927e-07 | 0 | 3.8927e-07 | 4.1103e-07 | 0 | 4.1103e-07 | 3.87e-07 | 0 | 3.87e-07 | 3.6857e-07 | 0 | 3.6857e-07
[79 empty] | WLDFR | HFTD - Distribution - Tier 2 - 5QU CoRE ¦ 5QU LoRE | Non-Red Flag Warning - Catastrophic Fires | 2028 | 2.6545e-11 | 2.8029e-11 | 2.639e-11 | 2.5133e-11 | 15317.9909 | 247.273 | 9287.6491 | 5783.0689 | 0 | 0 | 0 | 0 | 5.1972e-08 | 4.0661e-07 | 0 | 4.0661e-07 | 4.2935e-07 | 0 | 4.2935e-07 | 4.0424e-07 | 0 | 4.0424e-07 | 3.8499e-07 | 0 | 3.8499e-07
[79 empty] | WLDFR | HFTD - Distribution - Tier 2 - 5QU CoRE ¦ 5QU LoRE | Non-Red Flag Warning - Catastrophic Fires | 2029 | 2.6545e-11 | 2.8029e-11 | 2.639e-11 | 2.5133e-11 | 15317.9909 | 247.273 | 9287.6491 | 5783.0689 | 0 | 0 | 0 | 0 | 5.1972e-08 | 4.0661e-07 | 0 | 4.0661e-07 | 4.2935e-07 | 0 | 4.2935e-07 | 4.0424e-07 | 0 | 4.0424e-07 | 3.8499e-07 | 0 | 3.8499e-07
[79 empty] | WLDFR | HFTD - Distribution - Tier 2 - 5QU CoRE ¦ 5QU LoRE | Non-Red Flag Warning - Catastrophic Fires | 2030 | 2.6545e-11 | 2.8029e-11 | 2.639e-11 | 2.5133e-11 | 15317.9909 | 247.273 | 9287.6491 | 5783.0689 | 0 | 0 | 0 | 0 | 5.1972e-08 | 4.0661e-07 | 0 | 4.0661e-07 | 4.2935e-07 | 0 | 4.2935e-07 | 4.0424e-07 | 0 | 4.0424e-07 | 3.8499e-07 | 0 | 3.8499e-07
[79 empty] | WLDFR | HFTD - Distribution - Tier 2 - 5QU CoRE ¦ 5QU LoRE | Non-Red Flag Warning - Catastrophic Fires | 2031 | 2.6545e-11 | 2.8029e-11 | 2.639e-11 | 2.5133e-11 | 15317.9909 | 247.273 | 9287.6491 | 5783.0689 | 0 | 0 | 0 | 0 | 5.1972e-08 | 4.0661e-07 | 0 | 4.0661e-07 | 4.2935e-07 | 0 | 4.2935e-07 | 4.0424e-07 | 0 | 4.0424e-07 | 3.8499e-07 | 0 | 3.8499e-07
[79 empty] | WLDFR | HFTD - Distribution - Tier 2 - 5QU CoRE ¦ 5QU LoRE | Non-Red Flag Warning - Catastrophic Fires | 2032 | 2.6545e-11 | 2.8029e-11 | 2.639e-11 | 2.5133e-11 | 15317.9909 | 247.273 | 9287.6491 | 5783.0689 | 0 | 0 | 0 | 0 | 5.1972e-08 | 4.0661e-07 | 0 | 4.0661e-07 | 4.2935e-07 | 0 | 4.2935e-07 | 4.0424e-07 | 0 | 4.0424e-07 | 3.8499e-07 | 0 | 3.8499e-07
[79 empty] | WLDFR | HFTD - Distribution - Tier 2 - 5QU CoRE ¦ 5QU LoRE | Non-Red Flag Warning - Catastrophic Fires | 2033 | 2.6545e-11 | 2.8029e-11 | 2.639e-11 | 2.5133e-11 | 16044.1264 | 263.1074 | 9721.74 | 6059.2791 | 0 | 0 | 0 | 0 | 5.1972e-08 | 4.2589e-07 | 0 | 4.2589e-07 | 4.497e-07 | 0 | 4.497e-07 | 4.2341e-07 | 0 | 4.2341e-07 | 4.0324e-07 | 0 | 4.0324e-07
[79 empty] | WLDFR | HFTD - Distribution - Tier 2 - 5QU CoRE ¦ 5QU LoRE | Non-Red Flag Warning - Catastrophic Fires | 2034 | 2.6545e-11 | 2.8029e-11 | 2.639e-11 | 2.5133e-11 | 16044.1264 | 263.1074 | 9721.74 | 6059.2791 | 0 | 0 | 0 | 0 | 5.1972e-08 | 4.2589e-07 | 0 | 4.2589e-07 | 4.497e-07 | 0 | 4.497e-07 | 4.2341e-07 | 0 | 4.2341e-07 | 4.0324e-07 | 0 | 4.0324e-07
[79 empty] | WLDFR | HFTD - Distribution - Tier 2 - 5QU CoRE ¦ 5QU LoRE | Non-Red Flag Warning - Catastrophic Fires | 2035 | 2.6545e-11 | 2.8029e-11 | 2.639e-11 | 2.5133e-11 | 16044.1264 | 263.1074 | 9721.74 | 6059.2791 | 0 | 0 | 0 | 0 | 5.1972e-08 | 4.2589e-07 | 0 | 4.2589e-07 | 4.497e-07 | 0 | 4.497e-07 | 4.2341e-07 | 0 | 4.2341e-07 | 4.0324e-07 | 0 | 4.0324e-07
[79 empty] | WLDFR | HFTD - Distribution - Tier 2 - 5QU CoRE ¦ 5QU LoRE | Non-Red Flag Warning - Catastrophic Fires | 2036 | 2.6545e-11 | 2.8029e-11 | 2.639e-11 | 2.5133e-11 | 16044.1264 | 263.1074 | 9721.74 | 6059.2791 | 0 | 0 | 0 | 0 | 5.1972e-08 | 4.2589e-07 | 0 | 4.2589e-07 | 4.497e-07 | 0 | 4.497e-07 | 4.2341e-07 | 0 | 4.2341e-07 | 4.0324e-07 | 0 | 4.0324e-07
[79 empty] | WLDFR | HFTD - Distribution - Tier 2 - 5QU CoRE ¦ 5QU LoRE | Non-Red Flag Warning - Catastrophic Fires | 2037 | 2.6545e-11 | 2.8029e-11 | 2.639e-11 | 2.5133e-11 | 16044.1264 | 263.1074 | 9721.74 | 6059.2791 | 0 | 0 | 0 | 0 | 5.1972e-08 | 4.2589e-07 | 0 | 4.2589e-07 | 4.497e-07 | 0 | 4.497e-07 | 4.2341e-07 | 0 | 4.2341e-07 | 4.0324e-07 | 0 | 4.0324e-07
[79 empty] | WLDFR | HFTD - Distribution - Tier 2 - 5QU CoRE ¦ 5QU LoRE | Non-Red Flag Warning - Catastrophic Fires | 2038 | 2.6545e-11 | 2.8029e-11 | 2.639e-11 | 2.5133e-11 | 16832.3912 | 280.5544 | 10192.2718 | 6359.5651 | 0 | 0 | 0 | 0 | 5.1972e-08 | 4.4681e-07 | 0 | 4.4681e-07 | 4.7179e-07 | 0 | 4.7179e-07 | 4.4421e-07 | 0 | 4.4421e-07 | 4.2306e-07 | 0 | 4.2306e-07
[79 empty] | WLDFR | HFTD - Distribution - Tier 2 - 5QU CoRE ¦ 5QU LoRE | Non-Red Flag Warning - Catastrophic Fires | 2039 | 2.6545e-11 | 2.8029e-11 | 2.639e-11 | 2.5133e-11 | 16832.3912 | 280.5544 | 10192.2718 | 6359.5651 | 0 | 0 | 0 | 0 | 5.1972e-08 | 4.4681e-07 | 0 | 4.4681e-07 | 4.7179e-07 | 0 | 4.7179e-07 | 4.4421e-07 | 0 | 4.4421e-07 | 4.2306e-07 | 0 | 4.2306e-07
[79 empty] | WLDFR | HFTD - Distribution - Tier 2 - 5QU CoRE ¦ 5QU LoRE | Non-Red Flag Warning - Catastrophic Fires | 2040 | 2.6545e-11 | 2.8029e-11 | 2.639e-11 | 2.5133e-11 | 16832.3912 | 280.5544 | 10192.2718 | 6359.5651 | 0 | 0 | 0 | 0 | 5.1972e-08 | 4.4681e-07 | 0 | 4.4681e-07 | 4.7179e-07 | 0 | 4.7179e-07 | 4.4421e-07 | 0 | 4.4421e-07 | 4.2306e-07 | 0 | 4.2306e-07
[79 empty] | WLDFR | HFTD - Distribution - Tier 2 - 5QU CoRE ¦ 5QU LoRE | Non-Red Flag Warning - Catastrophic Fires | 2041 | 2.6545e-11 | 2.8029e-11 | 2.639e-11 | 2.5133e-11 | 16832.3912 | 280.5544 | 10192.2718 | 6359.5651 | 0 | 0 | 0 | 0 | 5.1972e-08 | 4.4681e-07 | 0 | 4.4681e-07 | 4.7179e-07 | 0 | 4.7179e-07 | 4.4421e-07 | 0 | 4.4421e-07 | 4.2306e-07 | 0 | 4.2306e-07
[79 empty] | WLDFR | HFTD - Distribution - Tier 2 - 5QU CoRE ¦ 5QU LoRE | Non-Red Flag Warning - Catastrophic Fires | 2042 | 2.6545e-11 | 2.8029e-11 | 2.639e-11 | 2.5133e-11 | 16832.3912 | 280.5544 | 10192.2718 | 6359.5651 | 0 | 0 | 0 | 0 | 5.1972e-08 | 4.4681e-07 | 0 | 4.4681e-07 | 4.7179e-07 | 0 | 4.7179e-07 | 4.4421e-07 | 0 | 4.4421e-07 | 4.2306e-07 | 0 | 4.2306e-07
[79 empty] | WLDFR | HFTD - Distribution - Tier 2 - 5QU CoRE ¦ 5QU LoRE | Non-Red Flag Warning - Catastrophic Fires | 2043 | 2.6545e-11 | 2.8029e-11 | 2.639e-11 | 2.5133e-11 | 17672.0852 | 299.42 | 10692.7362 | 6679.929 | 0 | 0 | 0 | 0 | 5.1972e-08 | 4.691e-07 | 0 | 4.691e-07 | 4.9533e-07 | 0 | 4.9533e-07 | 4.6637e-07 | 0 | 4.6637e-07 | 4.4416e-07 | 0 | 4.4416e-07
[79 empty] | WLDFR | HFTD - Distribution - Tier 2 - 5QU CoRE ¦ 5QU LoRE | Non-Red Flag Warning - Catastrophic Fires | 2044 | 2.6545e-11 | 2.8029e-11 | 2.639e-11 | 2.5133e-11 | 17672.0852 | 299.42 | 10692.7362 | 6679.929 | 0 | 0 | 0 | 0 | 5.1972e-08 | 4.691e-07 | 0 | 4.691e-07 | 4.9533e-07 | 0 | 4.9533e-07 | 4.6637e-07 | 0 | 4.6637e-07 | 4.4416e-07 | 0 | 4.4416e-07
[79 empty] | WLDFR | HFTD - Distribution - Tier 2 - 5QU CoRE ¦ 5QU LoRE | Non-Red Flag Warning - Catastrophic Fires | 2045 | 2.6545e-11 | 2.8029e-11 | 2.639e-11 | 2.5133e-11 | 17672.0852 | 299.42 | 10692.7362 | 6679.929 | 0 | 0 | 0 | 0 | 5.1972e-08 | 4.691e-07 | 0 | 4.691e-07 | 4.9533e-07 | 0 | 4.9533e-07 | 4.6637e-07 | 0 | 4.6637e-07 | 4.4416e-07 | 0 | 4.4416e-07
[79 empty] | WLDFR | HFTD - Distribution - Tier 2 - 5QU CoRE ¦ 5QU LoRE | Non-Red Flag Warning - Catastrophic Fires | 2046 | 2.6545e-11 | 2.8029e-11 | 2.639e-11 | 2.5133e-11 | 17672.0852 | 299.42 | 10692.7362 | 6679.929 | 0 | 0 | 0 | 0 | 5.1972e-08 | 4.691e-07 | 0 | 4.691e-07 | 4.9533e-07 | 0 | 4.9533e-07 | 4.6637e-07 | 0 | 4.6637e-07 | 4.4416e-07 | 0 | 4.4416e-07
[79 empty] | WLDFR | HFTD - Distribution - Tier 2 - 5QU CoRE ¦ 5QU LoRE | Non-Red Flag Warning - Catastrophic Fires | 2047 | 2.6545e-11 | 2.8029e-11 | 2.639e-11 | 2.5133e-11 | 17672.0852 | 299.42 | 10692.7362 | 6679.929 | 0 | 0 | 0 | 0 | 5.1972e-08 | 4.691e-07 | 0 | 4.691e-07 | 4.9533e-07 | 0 | 4.9533e-07 | 4.6637e-07 | 0 | 4.6637e-07 | 4.4416e-07 | 0 | 4.4416e-07
[79 empty] | WLDFR | HFTD - Distribution - Tier 2 - 5QU CoRE ¦ 5QU LoRE | Non-Red Flag Warning - Catastrophic Fires | 2048 | 2.6545e-11 | 2.8029e-11 | 2.639e-11 | 2.5133e-11 | 18552.3348 | 319.4911 | 11216.5626 | 7016.281 | 0 | 0 | 0 | 0 | 5.1972e-08 | 4.9247e-07 | 0 | 4.9247e-07 | 5.2e-07 | 0 | 5.2e-07 | 4.896e-07 | 0 | 4.896e-07 | 4.6628e-07 | 0 | 4.6628e-07
[79 empty] | WLDFR | HFTD - Distribution - Tier 2 - 5QU CoRE ¦ 5QU LoRE | Non-Red Flag Warning - Catastrophic Fires | 2049 | 2.6545e-11 | 2.8029e-11 | 2.639e-11 | 2.5133e-11 | 18552.3348 | 319.4911 | 11216.5626 | 7016.281 | 0 | 0 | 0 | 0 | 5.1972e-08 | 4.9247e-07 | 0 | 4.9247e-07 | 5.2e-07 | 0 | 5.2e-07 | 4.896e-07 | 0 | 4.896e-07 | 4.6628e-07 | 0 | 4.6628e-07
[79 empty] | WLDFR | HFTD - Distribution - Tier 2 - 5QU CoRE ¦ 5QU LoRE | Non-Red Flag Warning - Catastrophic Fires | 2050 | 0 | 2.8029e-11 | 2.639e-11 | 2.5133e-11 | 18552.3348 | 319.4911 | 11216.5626 | 7016.281 | 0 | 0 | 0 | 0 | 5.1972e-08 | 0 | 0 | 0 | 5.2e-07 | 0 | 5.2e-07 | 4.896e-07 | 0 | 4.896e-07 | 4.6628e-07 | 0 | 4.6628e-07
[79 empty] | WLDFR | HFTD - Distribution - Tier 2 - 5QU CoRE ¦ 5QU LoRE | Non-Red Flag Warning - Catastrophic Fires | 2051 | 0 | 0 | 2.639e-11 | 2.5133e-11 | 18552.3348 | 319.4911 | 11216.5626 | 7016.281 | 0 | 0 | 0 | 0 | 5.1972e-08 | 0 | 0 | 0 | 0 | 0 | 0 | 4.896e-07 | 0 | 4.896e-07 | 4.6628e-07 | 0 | 4.6628e-07
[79 empty] | WLDFR | HFTD - Distribution - Tier 2 - 5QU CoRE ¦ 5QU LoRE | Non-Red Flag Warning - Catastrophic Fires | 2052 | 0 | 0 | 0 | 2.5133e-11 | 18552.3348 | 319.4911 | 11216.5626 | 7016.281 | 0 | 0 | 0 | 0 | 5.1972e-08 | 0 | 0 | 0 | 0 | 0 | 0 | 0 | 0 | 0 | 4.6628e-07 | 0 | 4.6628e-07
[79 empty] | WLDFR | HFTD - Distribution - Tier 2 - 5QU CoRE ¦ 5QU LoRE | Non-Red Flag Warning - Destructive Fires | 2020 | 1.5666e-10 | 0 | 0 | 0 | 8807.9522 | 222.2294 | 8585.7228 | 0 | 0 | 0 | 0 | 0 | 5.283e-08 | 1.3799e-06 | 0 | 1.3799e-06 | 0 | 0 | 0 | 0 | 0 | 0 | 0 | 0 | 0
[79 empty] | WLDFR | HFTD - Distribution - Tier 2 - 5QU CoRE ¦ 5QU LoRE | Non-Red Flag Warning - Destructive Fires | 2021 | 8.0869e-11 | 1.6542e-10 | 0 | 0 | 8807.9522 | 222.2294 | 8585.7228 | 0 | 0 | 0 | 0 | 0 | 5.283e-08 | 7.1229e-07 | 0 | 7.1229e-07 | 1.457e-06 | 0 | 1.457e-06 | 0 | 0 | 0 | 0 | 0 | 0
[79 empty] | WLDFR | HFTD - Distribution - Tier 2 - 5QU CoRE ¦ 5QU LoRE | Non-Red Flag Warning - Destructive Fires | 2022 | 7.9692e-11 | 8.4148e-11 | 1.5458e-10 | 0 | 8807.9522 | 222.2294 | 8585.7228 | 0 | 0 | 0 | 0 | 0 | 5.174e-08 | 7.0192e-07 | 0 | 7.0192e-07 | 7.4117e-07 | 0 | 7.4117e-07 | 1.3615e-06 | 0 | 1.3615e-06 | 0 | 0 | 0
[79 empty] | WLDFR | HFTD - Distribution - Tier 2 - 5QU CoRE ¦ 5QU LoRE | Non-Red Flag Warning - Destructive Fires | 2023 | 7.9692e-11 | 8.4148e-11 | 7.9228e-11 | 1.4722e-10 | 9129.7461 | 233.2301 | 8896.516 | 0 | 0 | 0 | 0 | 0 | 5.174e-08 | 7.2757e-07 | 0 | 7.2757e-07 | 7.6825e-07 | 0 | 7.6825e-07 | 7.2333e-07 | 0 | 7.2333e-07 | 1.3441e-06 | 0 | 1.3441e-06
[79 empty] | WLDFR | HFTD - Distribution - Tier 2 - 5QU CoRE ¦ 5QU LoRE | Non-Red Flag Warning - Destructive Fires | 2024 | 7.9692e-11 | 8.4148e-11 | 7.9228e-11 | 7.5455e-11 | 9129.7461 | 233.2301 | 8896.516 | 0 | 0 | 0 | 0 | 0 | 5.174e-08 | 7.2757e-07 | 0 | 7.2757e-07 | 7.6825e-07 | 0 | 7.6825e-07 | 7.2333e-07 | 0 | 7.2333e-07 | 6.8889e-07 | 0 | 6.8889e-07
[79 empty] | WLDFR | HFTD - Distribution - Tier 2 - 5QU CoRE ¦ 5QU LoRE | Non-Red Flag Warning - Destructive Fires | 2025 | 7.9692e-11 | 8.4148e-11 | 7.9228e-11 | 7.5455e-11 | 9129.7461 | 233.2301 | 8896.516 | 0 | 0 | 0 | 0 | 0 | 5.174e-08 | 7.2757e-07 | 0 | 7.2757e-07 | 7.6825e-07 | 0 | 7.6825e-07 | 7.2333e-07 | 0 | 7.2333e-07 | 6.8889e-07 | 0 | 6.8889e-07
[79 empty] | WLDFR | HFTD - Distribution - Tier 2 - 5QU CoRE ¦ 5QU LoRE | Non-Red Flag Warning - Destructive Fires | 2026 | 7.9692e-11 | 8.4148e-11 | 7.9228e-11 | 7.5455e-11 | 9129.7461 | 233.2301 | 8896.516 | 0 | 0 | 0 | 0 | 0 | 5.174e-08 | 7.2757e-07 | 0 | 7.2757e-07 | 7.6825e-07 | 0 | 7.6825e-07 | 7.2333e-07 | 0 | 7.2333e-07 | 6.8889e-07 | 0 | 6.8889e-07
[79 empty] | WLDFR | HFTD - Distribution - Tier 2 - 5QU CoRE ¦ 5QU LoRE | Non-Red Flag Warning - Destructive Fires | 2027 | 7.9692e-11 | 8.4148e-11 | 7.9228e-11 | 7.5455e-11 | 9129.7461 | 233.2301 | 8896.516 | 0 | 0 | 0 | 0 | 0 | 5.174e-08 | 7.2757e-07 | 0 | 7.2757e-07 | 7.6825e-07 | 0 | 7.6825e-07 | 7.2333e-07 | 0 | 7.2333e-07 | 6.8889e-07 | 0 | 6.8889e-07
[79 empty] | WLDFR | HFTD - Distribution - Tier 2 - 5QU CoRE ¦ 5QU LoRE | Non-Red Flag Warning - Destructive Fires | 2028 | 7.9692e-11 | 8.4148e-11 | 7.9228e-11 | 7.5455e-11 | 9534.9221 | 247.273 | 9287.6491 | 0 | 0 | 0 | 0 | 0 | 5.174e-08 | 7.5986e-07 | 0 | 7.5986e-07 | 8.0234e-07 | 0 | 8.0234e-07 | 7.5543e-07 | 0 | 7.5543e-07 | 7.1946e-07 | 0 | 7.1946e-07
[79 empty] | WLDFR | HFTD - Distribution - Tier 2 - 5QU CoRE ¦ 5QU LoRE | Non-Red Flag Warning - Destructive Fires | 2029 | 7.9692e-11 | 8.4148e-11 | 7.9228e-11 | 7.5455e-11 | 9534.9221 | 247.273 | 9287.6491 | 0 | 0 | 0 | 0 | 0 | 5.174e-08 | 7.5986e-07 | 0 | 7.5986e-07 | 8.0234e-07 | 0 | 8.0234e-07 | 7.5543e-07 | 0 | 7.5543e-07 | 7.1946e-07 | 0 | 7.1946e-07
[79 empty] | WLDFR | HFTD - Distribution - Tier 2 - 5QU CoRE ¦ 5QU LoRE | Non-Red Flag Warning - Destructive Fires | 2030 | 7.9692e-11 | 8.4148e-11 | 7.9228e-11 | 7.5455e-11 | 9534.9221 | 247.273 | 9287.6491 | 0 | 0 | 0 | 0 | 0 | 5.174e-08 | 7.5986e-07 | 0 | 7.5986e-07 | 8.0234e-07 | 0 | 8.0234e-07 | 7.5543e-07 | 0 | 7.5543e-07 | 7.1946e-07 | 0 | 7.1946e-07
[79 empty] | WLDFR | HFTD - Distribution - Tier 2 - 5QU CoRE ¦ 5QU LoRE | Non-Red Flag Warning - Destructive Fires | 2031 | 7.9692e-11 | 8.4148e-11 | 7.9228e-11 | 7.5455e-11 | 9534.9221 | 247.273 | 9287.6491 | 0 | 0 | 0 | 0 | 0 | 5.174e-08 | 7.5986e-07 | 0 | 7.5986e-07 | 8.0234e-07 | 0 | 8.0234e-07 | 7.5543e-07 | 0 | 7.5543e-07 | 7.1946e-07 | 0 | 7.1946e-07
[79 empty] | WLDFR | HFTD - Distribution - Tier 2 - 5QU CoRE ¦ 5QU LoRE | Non-Red Flag Warning - Destructive Fires | 2032 | 7.9692e-11 | 8.4148e-11 | 7.9228e-11 | 7.5455e-11 | 9534.9221 | 247.273 | 9287.6491 | 0 | 0 | 0 | 0 | 0 | 5.174e-08 | 7.5986e-07 | 0 | 7.5986e-07 | 8.0234e-07 | 0 | 8.0234e-07 | 7.5543e-07 | 0 | 7.5543e-07 | 7.1946e-07 | 0 | 7.1946e-07
[79 empty] | WLDFR | HFTD - Distribution - Tier 2 - 5QU CoRE ¦ 5QU LoRE | Non-Red Flag Warning - Destructive Fires | 2033 | 7.9692e-11 | 8.4148e-11 | 7.9228e-11 | 7.5455e-11 | 9984.8474 | 263.1074 | 9721.74 | 0 | 0 | 0 | 0 | 0 | 5.174e-08 | 7.9571e-07 | 0 | 7.9571e-07 | 8.402e-07 | 0 | 8.402e-07 | 7.9108e-07 | 0 | 7.9108e-07 | 7.5341e-07 | 0 | 7.5341e-07
[79 empty] | WLDFR | HFTD - Distribution - Tier 2 - 5QU CoRE ¦ 5QU LoRE | Non-Red Flag Warning - Destructive Fires | 2034 | 7.9692e-11 | 8.4148e-11 | 7.9228e-11 | 7.5455e-11 | 9984.8474 | 263.1074 | 9721.74 | 0 | 0 | 0 | 0 | 0 | 5.174e-08 | 7.9571e-07 | 0 | 7.9571e-07 | 8.402e-07 | 0 | 8.402e-07 | 7.9108e-07 | 0 | 7.9108e-07 | 7.5341e-07 | 0 | 7.5341e-07
[79 empty] | WLDFR | HFTD - Distribution - Tier 2 - 5QU CoRE ¦ 5QU LoRE | Non-Red Flag Warning - Destructive Fires | 2035 | 7.9692e-11 | 8.4148e-11 | 7.9228e-11 | 7.5455e-11 | 9984.8474 | 263.1074 | 9721.74 | 0 | 0 | 0 | 0 | 0 | 5.174e-08 | 7.9571e-07 | 0 | 7.9571e-07 | 8.402e-07 | 0 | 8.402e-07 | 7.9108e-07 | 0 | 7.9108e-07 | 7.5341e-07 | 0 | 7.5341e-07
[79 empty] | WLDFR | HFTD - Distribution - Tier 2 - 5QU CoRE ¦ 5QU LoRE | Non-Red Flag Warning - Destructive Fires | 2036 | 7.9692e-11 | 8.4148e-11 | 7.9228e-11 | 7.5455e-11 | 9984.8474 | 263.1074 | 9721.74 | 0 | 0 | 0 | 0 | 0 | 5.174e-08 | 7.9571e-07 | 0 | 7.9571e-07 | 8.402e-07 | 0 | 8.402e-07 | 7.9108e-07 | 0 | 7.9108e-07 | 7.5341e-07 | 0 | 7.5341e-07
[79 empty] | WLDFR | HFTD - Distribution - Tier 2 - 5QU CoRE ¦ 5QU LoRE | Non-Red Flag Warning - Destructive Fires | 2037 | 7.9692e-11 | 8.4148e-11 | 7.9228e-11 | 7.5455e-11 | 9984.8474 | 263.1074 | 9721.74 | 0 | 0 | 0 | 0 | 0 | 5.174e-08 | 7.9571e-07 | 0 | 7.9571e-07 | 8.402e-07 | 0 | 8.402e-07 | 7.9108e-07 | 0 | 7.9108e-07 | 7.5341e-07 | 0 | 7.5341e-07
[79 empty] | WLDFR | HFTD - Distribution - Tier 2 - 5QU CoRE ¦ 5QU LoRE | Non-Red Flag Warning - Destructive Fires | 2038 | 7.9692e-11 | 8.4148e-11 | 7.9228e-11 | 7.5455e-11 | 10472.8261 | 280.5544 | 10192.2718 | 0 | 0 | 0 | 0 | 0 | 5.174e-08 | 8.346e-07 | 0 | 8.346e-07 | 8.8126e-07 | 0 | 8.8126e-07 | 8.2974e-07 | 0 | 8.2974e-07 | 7.9023e-07 | 0 | 7.9023e-07
[79 empty] | WLDFR | HFTD - Distribution - Tier 2 - 5QU CoRE ¦ 5QU LoRE | Non-Red Flag Warning - Destructive Fires | 2039 | 7.9692e-11 | 8.4148e-11 | 7.9228e-11 | 7.5455e-11 | 10472.8261 | 280.5544 | 10192.2718 | 0 | 0 | 0 | 0 | 0 | 5.174e-08 | 8.346e-07 | 0 | 8.346e-07 | 8.8126e-07 | 0 | 8.8126e-07 | 8.2974e-07 | 0 | 8.2974e-07 | 7.9023e-07 | 0 | 7.9023e-07
[79 empty] | WLDFR | HFTD - Distribution - Tier 2 - 5QU CoRE ¦ 5QU LoRE | Non-Red Flag Warning - Destructive Fires | 2040 | 7.9692e-11 | 8.4148e-11 | 7.9228e-11 | 7.5455e-11 | 10472.8261 | 280.5544 | 10192.2718 | 0 | 0 | 0 | 0 | 0 | 5.174e-08 | 8.346e-07 | 0 | 8.346e-07 | 8.8126e-07 | 0 | 8.8126e-07 | 8.2974e-07 | 0 | 8.2974e-07 | 7.9023e-07 | 0 | 7.9023e-07
[79 empty] | WLDFR | HFTD - Distribution - Tier 2 - 5QU CoRE ¦ 5QU LoRE | Non-Red Flag Warning - Destructive Fires | 2041 | 7.9692e-11 | 8.4148e-11 | 7.9228e-11 | 7.5455e-11 | 10472.8261 | 280.5544 | 10192.2718 | 0 | 0 | 0 | 0 | 0 | 5.174e-08 | 8.346e-07 | 0 | 8.346e-07 | 8.8126e-07 | 0 | 8.8126e-07 | 8.2974e-07 | 0 | 8.2974e-07 | 7.9023e-07 | 0 | 7.9023e-07
[79 empty] | WLDFR | HFTD - Distribution - Tier 2 - 5QU CoRE ¦ 5QU LoRE | Non-Red Flag Warning - Destructive Fires | 2042 | 7.9692e-11 | 8.4148e-11 | 7.9228e-11 | 7.5455e-11 | 10472.8261 | 280.5544 | 10192.2718 | 0 | 0 | 0 | 0 | 0 | 5.174e-08 | 8.346e-07 | 0 | 8.346e-07 | 8.8126e-07 | 0 | 8.8126e-07 | 8.2974e-07 | 0 | 8.2974e-07 | 7.9023e-07 | 0 | 7.9023e-07
[79 empty] | WLDFR | HFTD - Distribution - Tier 2 - 5QU CoRE ¦ 5QU LoRE | Non-Red Flag Warning - Destructive Fires | 2043 | 7.9692e-11 | 8.4148e-11 | 7.9228e-11 | 7.5455e-11 | 10992.1562 | 299.42 | 10692.7362 | 0 | 0 | 0 | 0 | 0 | 5.174e-08 | 8.7599e-07 | 0 | 8.7599e-07 | 9.2496e-07 | 0 | 9.2496e-07 | 8.7089e-07 | 0 | 8.7089e-07 | 8.2941e-07 | 0 | 8.2941e-07
[79 empty] | WLDFR | HFTD - Distribution - Tier 2 - 5QU CoRE ¦ 5QU LoRE | Non-Red Flag Warning - Destructive Fires | 2044 | 7.9692e-11 | 8.4148e-11 | 7.9228e-11 | 7.5455e-11 | 10992.1562 | 299.42 | 10692.7362 | 0 | 0 | 0 | 0 | 0 | 5.174e-08 | 8.7599e-07 | 0 | 8.7599e-07 | 9.2496e-07 | 0 | 9.2496e-07 | 8.7089e-07 | 0 | 8.7089e-07 | 8.2941e-07 | 0 | 8.2941e-07
[79 empty] | WLDFR | HFTD - Distribution - Tier 2 - 5QU CoRE ¦ 5QU LoRE | Non-Red Flag Warning - Destructive Fires | 2045 | 7.9692e-11 | 8.4148e-11 | 7.9228e-11 | 7.5455e-11 | 10992.1562 | 299.42 | 10692.7362 | 0 | 0 | 0 | 0 | 0 | 5.174e-08 | 8.7599e-07 | 0 | 8.7599e-07 | 9.2496e-07 | 0 | 9.2496e-07 | 8.7089e-07 | 0 | 8.7089e-07 | 8.2941e-07 | 0 | 8.2941e-07
[79 empty] | WLDFR | HFTD - Distribution - Tier 2 - 5QU CoRE ¦ 5QU LoRE | Non-Red Flag Warning - Destructive Fires | 2046 | 7.9692e-11 | 8.4148e-11 | 7.9228e-11 | 7.5455e-11 | 10992.1562 | 299.42 | 10692.7362 | 0 | 0 | 0 | 0 | 0 | 5.174e-08 | 8.7599e-07 | 0 | 8.7599e-07 | 9.2496e-07 | 0 | 9.2496e-07 | 8.7089e-07 | 0 | 8.7089e-07 | 8.2941e-07 | 0 | 8.2941e-07
[79 empty] | WLDFR | HFTD - Distribution - Tier 2 - 5QU CoRE ¦ 5QU LoRE | Non-Red Flag Warning - Destructive Fires | 2047 | 7.9692e-11 | 8.4148e-11 | 7.9228e-11 | 7.5455e-11 | 10992.1562 | 299.42 | 10692.7362 | 0 | 0 | 0 | 0 | 0 | 5.174e-08 | 8.7599e-07 | 0 | 8.7599e-07 | 9.2496e-07 | 0 | 9.2496e-07 | 8.7089e-07 | 0 | 8.7089e-07 | 8.2941e-07 | 0 | 8.2941e-07
[79 empty] | WLDFR | HFTD - Distribution - Tier 2 - 5QU CoRE ¦ 5QU LoRE | Non-Red Flag Warning - Destructive Fires | 2048 | 7.9692e-11 | 8.4148e-11 | 7.9228e-11 | 7.5455e-11 | 11536.0538 | 319.4911 | 11216.5626 | 0 | 0 | 0 | 0 | 0 | 5.174e-08 | 9.1933e-07 | 0 | 9.1933e-07 | 9.7073e-07 | 0 | 9.7073e-07 | 9.1398e-07 | 0 | 9.1398e-07 | 8.7045e-07 | 0 | 8.7045e-07
[79 empty] | WLDFR | HFTD - Distribution - Tier 2 - 5QU CoRE ¦ 5QU LoRE | Non-Red Flag Warning - Destructive Fires | 2049 | 7.9692e-11 | 8.4148e-11 | 7.9228e-11 | 7.5455e-11 | 11536.0538 | 319.4911 | 11216.5626 | 0 | 0 | 0 | 0 | 0 | 5.174e-08 | 9.1933e-07 | 0 | 9.1933e-07 | 9.7073e-07 | 0 | 9.7073e-07 | 9.1398e-07 | 0 | 9.1398e-07 | 8.7045e-07 | 0 | 8.7045e-07
[79 empty] | WLDFR | HFTD - Distribution - Tier 2 - 5QU CoRE ¦ 5QU LoRE | Non-Red Flag Warning - Destructive Fires | 2050 | 0 | 8.4148e-11 | 7.9228e-11 | 7.5455e-11 | 11536.0538 | 319.4911 | 11216.5626 | 0 | 0 | 0 | 0 | 0 | 5.174e-08 | 0 | 0 | 0 | 9.7073e-07 | 0 | 9.7073e-07 | 9.1398e-07 | 0 | 9.1398e-07 | 8.7045e-07 | 0 | 8.7045e-07
[79 empty] | WLDFR | HFTD - Distribution - Tier 2 - 5QU CoRE ¦ 5QU LoRE | Non-Red Flag Warning - Destructive Fires | 2051 | 0 | 0 | 7.9228e-11 | 7.5455e-11 | 11536.0538 | 319.4911 | 11216.5626 | 0 | 0 | 0 | 0 | 0 | 5.174e-08 | 0 | 0 | 0 | 0 | 0 | 0 | 9.1398e-07 | 0 | 9.1398e-07 | 8.7045e-07 | 0 | 8.7045e-07
[79 empty] | WLDFR | HFTD - Distribution - Tier 2 - 5QU CoRE ¦ 5QU LoRE | Non-Red Flag Warning - Destructive Fires | 2052 | 0 | 0 | 0 | 7.5455e-11 | 11536.0538 | 319.4911 | 11216.5626 | 0 | 0 | 0 | 0 | 0 | 5.174e-08 | 0 | 0 | 0 | 0 | 0 | 0 | 0 | 0 | 0 | 8.7045e-07 | 0 | 8.7045e-07
[79 empty] | WLDFR | HFTD - Distribution - Tier 2 - 5QU CoRE ¦ 5QU LoRE | Non-Red Flag Warning - Large Fires | 2020 | 2.3242e-08 | 0 | 0 | 0 | 5.2406 | 0.69642 | 2.942 | 1.6022 | 0 | 0 | 0 | 0 | 5.8149e-06 | 1.218e-07 | 0 | 1.218e-07 | 0 | 0 | 0 | 0 | 0 | 0 | 0 | 0 | 0
[79 empty] | WLDFR | HFTD - Distribution - Tier 2 - 5QU CoRE ¦ 5QU LoRE | Non-Red Flag Warning - Large Fires | 2021 | 1.2396e-08 | 2.4541e-08 | 0 | 0 | 5.2406 | 0.69642 | 2.942 | 1.6022 | 0 | 0 | 0 | 0 | 5.8149e-06 | 6.496e-08 | 0 | 6.496e-08 | 1.2861e-07 | 0 | 1.2861e-07 | 0 | 0 | 0 | 0 | 0 | 0
[79 empty] | WLDFR | HFTD - Distribution - Tier 2 - 5QU CoRE ¦ 5QU LoRE | Non-Red Flag Warning - Large Fires | 2022 | 1.2315e-08 | 1.3004e-08 | 2.33e-08 | 0 | 5.2406 | 0.69642 | 2.942 | 1.6022 | 0 | 0 | 0 | 0 | 5.7354e-06 | 6.4537e-08 | 0 | 6.4537e-08 | 6.8146e-08 | 0 | 6.8146e-08 | 1.221e-07 | 0 | 1.221e-07 | 0 | 0 | 0
[79 empty] | WLDFR | HFTD - Distribution - Tier 2 - 5QU CoRE ¦ 5QU LoRE | Non-Red Flag Warning - Large Fires | 2023 | 1.2315e-08 | 1.3004e-08 | 1.2243e-08 | 2.219e-08 | 5.475 | 0.71896 | 3.0715 | 1.6846 | 0 | 0 | 0 | 0 | 5.7354e-06 | 6.7425e-08 | 0 | 6.7425e-08 | 7.1195e-08 | 0 | 7.1195e-08 | 6.7032e-08 | 0 | 6.7032e-08 | 1.2149e-07 | 0 | 1.2149e-07
[79 empty] | WLDFR | HFTD - Distribution - Tier 2 - 5QU CoRE ¦ 5QU LoRE | Non-Red Flag Warning - Large Fires | 2024 | 1.2315e-08 | 1.3004e-08 | 1.2243e-08 | 1.166e-08 | 5.475 | 0.71896 | 3.0715 | 1.6846 | 0 | 0 | 0 | 0 | 5.7354e-06 | 6.7425e-08 | 0 | 6.7425e-08 | 7.1195e-08 | 0 | 7.1195e-08 | 6.7032e-08 | 0 | 6.7032e-08 | 6.384e-08 | 0 | 6.384e-08
[79 empty] | WLDFR | HFTD - Distribution - Tier 2 - 5QU CoRE ¦ 5QU LoRE | Non-Red Flag Warning - Large Fires | 2025 | 1.2315e-08 | 1.3004e-08 | 1.2243e-08 | 1.166e-08 | 5.475 | 0.71896 | 3.0715 | 1.6846 | 0 | 0 | 0 | 0 | 5.7354e-06 | 6.7425e-08 | 0 | 6.7425e-08 | 7.1195e-08 | 0 | 7.1195e-08 | 6.7032e-08 | 0 | 6.7032e-08 | 6.384e-08 | 0 | 6.384e-08
[79 empty] | WLDFR | HFTD - Distribution - Tier 2 - 5QU CoRE ¦ 5QU LoRE | Non-Red Flag Warning - Large Fires | 2026 | 1.2315e-08 | 1.3004e-08 | 1.2243e-08 | 1.166e-08 | 5.475 | 0.71896 | 3.0715 | 1.6846 | 0 | 0 | 0 | 0 | 5.7354e-06 | 6.7425e-08 | 0 | 6.7425e-08 | 7.1195e-08 | 0 | 7.1195e-08 | 6.7032e-08 | 0 | 6.7032e-08 | 6.384e-08 | 0 | 6.384e-08
[79 empty] | WLDFR | HFTD - Distribution - Tier 2 - 5QU CoRE ¦ 5QU LoRE | Non-Red Flag Warning - Large Fires | 2027 | 1.2315e-08 | 1.3004e-08 | 1.2243e-08 | 1.166e-08 | 5.475 | 0.71896 | 3.0715 | 1.6846 | 0 | 0 | 0 | 0 | 5.7354e-06 | 6.7425e-08 | 0 | 6.7425e-08 | 7.1195e-08 | 0 | 7.1195e-08 | 6.7032e-08 | 0 | 6.7032e-08 | 6.384e-08 | 0 | 6.384e-08
[79 empty] | WLDFR | HFTD - Distribution - Tier 2 - 5QU CoRE ¦ 5QU LoRE | Non-Red Flag Warning - Large Fires | 2028 | 1.2315e-08 | 1.3004e-08 | 1.2243e-08 | 1.166e-08 | 5.777 | 0.74734 | 3.238 | 1.7917 | 0 | 0 | 0 | 0 | 5.7354e-06 | 7.1144e-08 | 0 | 7.1144e-08 | 7.5121e-08 | 0 | 7.5121e-08 | 7.0729e-08 | 0 | 7.0729e-08 | 6.7361e-08 | 0 | 6.7361e-08
[79 empty] | WLDFR | HFTD - Distribution - Tier 2 - 5QU CoRE ¦ 5QU LoRE | Non-Red Flag Warning - Large Fires | 2029 | 1.2315e-08 | 1.3004e-08 | 1.2243e-08 | 1.166e-08 | 5.777 | 0.74734 | 3.238 | 1.7917 | 0 | 0 | 0 | 0 | 5.7354e-06 | 7.1144e-08 | 0 | 7.1144e-08 | 7.5121e-08 | 0 | 7.5121e-08 | 7.0729e-08 | 0 | 7.0729e-08 | 6.7361e-08 | 0 | 6.7361e-08
[79 empty] | WLDFR | HFTD - Distribution - Tier 2 - 5QU CoRE ¦ 5QU LoRE | Non-Red Flag Warning - Large Fires | 2030 | 1.2315e-08 | 1.3004e-08 | 1.2243e-08 | 1.166e-08 | 5.777 | 0.74734 | 3.238 | 1.7917 | 0 | 0 | 0 | 0 | 5.7354e-06 | 7.1144e-08 | 0 | 7.1144e-08 | 7.5121e-08 | 0 | 7.5121e-08 | 7.0729e-08 | 0 | 7.0729e-08 | 6.7361e-08 | 0 | 6.7361e-08
[79 empty] | WLDFR | HFTD - Distribution - Tier 2 - 5QU CoRE ¦ 5QU LoRE | Non-Red Flag Warning - Large Fires | 2031 | 1.2315e-08 | 1.3004e-08 | 1.2243e-08 | 1.166e-08 | 5.777 | 0.74734 | 3.238 | 1.7917 | 0 | 0 | 0 | 0 | 5.7354e-06 | 7.1144e-08 | 0 | 7.1144e-08 | 7.5121e-08 | 0 | 7.5121e-08 | 7.0729e-08 | 0 | 7.0729e-08 | 6.7361e-08 | 0 | 6.7361e-08
[79 empty] | WLDFR | HFTD - Distribution - Tier 2 - 5QU CoRE ¦ 5QU LoRE | Non-Red Flag Warning - Large Fires | 2032 | 1.2315e-08 | 1.3004e-08 | 1.2243e-08 | 1.166e-08 | 5.777 | 0.74734 | 3.238 | 1.7917 | 0 | 0 | 0 | 0 | 5.7354e-06 | 7.1144e-08 | 0 | 7.1144e-08 | 7.5121e-08 | 0 | 7.5121e-08 | 7.0729e-08 | 0 | 7.0729e-08 | 6.7361e-08 | 0 | 6.7361e-08
[79 empty] | WLDFR | HFTD - Distribution - Tier 2 - 5QU CoRE ¦ 5QU LoRE | Non-Red Flag Warning - Large Fires | 2033 | 1.2315e-08 | 1.3004e-08 | 1.2243e-08 | 1.166e-08 | 6.1205 | 0.77885 | 3.4265 | 1.9151 | 0 | 0 | 0 | 0 | 5.7354e-06 | 7.5374e-08 | 0 | 7.5374e-08 | 7.9588e-08 | 0 | 7.9588e-08 | 7.4935e-08 | 0 | 7.4935e-08 | 7.1367e-08 | 0 | 7.1367e-08
[79 empty] | WLDFR | HFTD - Distribution - Tier 2 - 5QU CoRE ¦ 5QU LoRE | Non-Red Flag Warning - Large Fires | 2034 | 1.2315e-08 | 1.3004e-08 | 1.2243e-08 | 1.166e-08 | 6.1205 | 0.77885 | 3.4265 | 1.9151 | 0 | 0 | 0 | 0 | 5.7354e-06 | 7.5374e-08 | 0 | 7.5374e-08 | 7.9588e-08 | 0 | 7.9588e-08 | 7.4935e-08 | 0 | 7.4935e-08 | 7.1367e-08 | 0 | 7.1367e-08
[79 empty] | WLDFR | HFTD - Distribution - Tier 2 - 5QU CoRE ¦ 5QU LoRE | Non-Red Flag Warning - Large Fires | 2035 | 1.2315e-08 | 1.3004e-08 | 1.2243e-08 | 1.166e-08 | 6.1205 | 0.77885 | 3.4265 | 1.9151 | 0 | 0 | 0 | 0 | 5.7354e-06 | 7.5374e-08 | 0 | 7.5374e-08 | 7.9588e-08 | 0 | 7.9588e-08 | 7.4935e-08 | 0 | 7.4935e-08 | 7.1367e-08 | 0 | 7.1367e-08
[79 empty] | WLDFR | HFTD - Distribution - Tier 2 - 5QU CoRE ¦ 5QU LoRE | Non-Red Flag Warning - Large Fires | 2036 | 1.2315e-08 | 1.3004e-08 | 1.2243e-08 | 1.166e-08 | 6.1205 | 0.77885 | 3.4265 | 1.9151 | 0 | 0 | 0 | 0 | 5.7354e-06 | 7.5374e-08 | 0 | 7.5374e-08 | 7.9588e-08 | 0 | 7.9588e-08 | 7.4935e-08 | 0 | 7.4935e-08 | 7.1367e-08 | 0 | 7.1367e-08
[79 empty] | WLDFR | HFTD - Distribution - Tier 2 - 5QU CoRE ¦ 5QU LoRE | Non-Red Flag Warning - Large Fires | 2037 | 1.2315e-08 | 1.3004e-08 | 1.2243e-08 | 1.166e-08 | 6.1205 | 0.77885 | 3.4265 | 1.9151 | 0 | 0 | 0 | 0 | 5.7354e-06 | 7.5374e-08 | 0 | 7.5374e-08 | 7.9588e-08 | 0 | 7.9588e-08 | 7.4935e-08 | 0 | 7.4935e-08 | 7.1367e-08 | 0 | 7.1367e-08
[79 empty] | WLDFR | HFTD - Distribution - Tier 2 - 5QU CoRE ¦ 5QU LoRE | Non-Red Flag Warning - Large Fires | 2038 | 1.2315e-08 | 1.3004e-08 | 1.2243e-08 | 1.166e-08 | 6.5028 | 0.81304 | 3.6355 | 2.0543 | 0 | 0 | 0 | 0 | 5.7354e-06 | 8.0082e-08 | 0 | 8.0082e-08 | 8.4559e-08 | 0 | 8.4559e-08 | 7.9616e-08 | 0 | 7.9616e-08 | 7.5824e-08 | 0 | 7.5824e-08
[79 empty] | WLDFR | HFTD - Distribution - Tier 2 - 5QU CoRE ¦ 5QU LoRE | Non-Red Flag Warning - Large Fires | 2039 | 1.2315e-08 | 1.3004e-08 | 1.2243e-08 | 1.166e-08 | 6.5028 | 0.81304 | 3.6355 | 2.0543 | 0 | 0 | 0 | 0 | 5.7354e-06 | 8.0082e-08 | 0 | 8.0082e-08 | 8.4559e-08 | 0 | 8.4559e-08 | 7.9616e-08 | 0 | 7.9616e-08 | 7.5824e-08 | 0 | 7.5824e-08
[79 empty] | WLDFR | HFTD - Distribution - Tier 2 - 5QU CoRE ¦ 5QU LoRE | Non-Red Flag Warning - Large Fires | 2040 | 1.2315e-08 | 1.3004e-08 | 1.2243e-08 | 1.166e-08 | 6.5028 | 0.81304 | 3.6355 | 2.0543 | 0 | 0 | 0 | 0 | 5.7354e-06 | 8.0082e-08 | 0 | 8.0082e-08 | 8.4559e-08 | 0 | 8.4559e-08 | 7.9616e-08 | 0 | 7.9616e-08 | 7.5824e-08 | 0 | 7.5824e-08
[79 empty] | WLDFR | HFTD - Distribution - Tier 2 - 5QU CoRE ¦ 5QU LoRE | Non-Red Flag Warning - Large Fires | 2041 | 1.2315e-08 | 1.3004e-08 | 1.2243e-08 | 1.166e-08 | 6.5028 | 0.81304 | 3.6355 | 2.0543 | 0 | 0 | 0 | 0 | 5.7354e-06 | 8.0082e-08 | 0 | 8.0082e-08 | 8.4559e-08 | 0 | 8.4559e-08 | 7.9616e-08 | 0 | 7.9616e-08 | 7.5824e-08 | 0 | 7.5824e-08
[79 empty] | WLDFR | HFTD - Distribution - Tier 2 - 5QU CoRE ¦ 5QU LoRE | Non-Red Flag Warning - Large Fires | 2042 | 1.2315e-08 | 1.3004e-08 | 1.2243e-08 | 1.166e-08 | 6.5028 | 0.81304 | 3.6355 | 2.0543 | 0 | 0 | 0 | 0 | 5.7354e-06 | 8.0082e-08 | 0 | 8.0082e-08 | 8.4559e-08 | 0 | 8.4559e-08 | 7.9616e-08 | 0 | 7.9616e-08 | 7.5824e-08 | 0 | 7.5824e-08
[79 empty] | WLDFR | HFTD - Distribution - Tier 2 - 5QU CoRE ¦ 5QU LoRE | Non-Red Flag Warning - Large Fires | 2043 | 1.2315e-08 | 1.3004e-08 | 1.2243e-08 | 1.166e-08 | 6.9209 | 0.84944 | 3.8632 | 2.2083 | 0 | 0 | 0 | 0 | 5.7354e-06 | 8.5231e-08 | 0 | 8.5231e-08 | 8.9996e-08 | 0 | 8.9996e-08 | 8.4735e-08 | 0 | 8.4735e-08 | 8.07e-08 | 0 | 8.07e-08
[79 empty] | WLDFR | HFTD - Distribution - Tier 2 - 5QU CoRE ¦ 5QU LoRE | Non-Red Flag Warning - Large Fires | 2044 | 1.2315e-08 | 1.3004e-08 | 1.2243e-08 | 1.166e-08 | 6.9209 | 0.84944 | 3.8632 | 2.2083 | 0 | 0 | 0 | 0 | 5.7354e-06 | 8.5231e-08 | 0 | 8.5231e-08 | 8.9996e-08 | 0 | 8.9996e-08 | 8.4735e-08 | 0 | 8.4735e-08 | 8.07e-08 | 0 | 8.07e-08
[79 empty] | WLDFR | HFTD - Distribution - Tier 2 - 5QU CoRE ¦ 5QU LoRE | Non-Red Flag Warning - Large Fires | 2045 | 1.2315e-08 | 1.3004e-08 | 1.2243e-08 | 1.166e-08 | 6.9209 | 0.84944 | 3.8632 | 2.2083 | 0 | 0 | 0 | 0 | 5.7354e-06 | 8.5231e-08 | 0 | 8.5231e-08 | 8.9996e-08 | 0 | 8.9996e-08 | 8.4735e-08 | 0 | 8.4735e-08 | 8.07e-08 | 0 | 8.07e-08
[79 empty] | WLDFR | HFTD - Distribution - Tier 2 - 5QU CoRE ¦ 5QU LoRE | Non-Red Flag Warning - Large Fires | 2046 | 1.2315e-08 | 1.3004e-08 | 1.2243e-08 | 1.166e-08 | 6.9209 | 0.84944 | 3.8632 | 2.2083 | 0 | 0 | 0 | 0 | 5.7354e-06 | 8.5231e-08 | 0 | 8.5231e-08 | 8.9996e-08 | 0 | 8.9996e-08 | 8.4735e-08 | 0 | 8.4735e-08 | 8.07e-08 | 0 | 8.07e-08
[79 empty] | WLDFR | HFTD - Distribution - Tier 2 - 5QU CoRE ¦ 5QU LoRE | Non-Red Flag Warning - Large Fires | 2047 | 1.2315e-08 | 1.3004e-08 | 1.2243e-08 | 1.166e-08 | 6.9209 | 0.84944 | 3.8632 | 2.2083 | 0 | 0 | 0 | 0 | 5.7354e-06 | 8.5231e-08 | 0 | 8.5231e-08 | 8.9996e-08 | 0 | 8.9996e-08 | 8.4735e-08 | 0 | 8.4735e-08 | 8.07e-08 | 0 | 8.07e-08
[79 empty] | WLDFR | HFTD - Distribution - Tier 2 - 5QU CoRE ¦ 5QU LoRE | Non-Red Flag Warning - Large Fires | 2048 | 1.2315e-08 | 1.3004e-08 | 1.2243e-08 | 1.166e-08 | 7.3713 | 0.88759 | 4.1075 | 2.3763 | 0 | 0 | 0 | 0 | 5.7354e-06 | 9.0778e-08 | 0 | 9.0778e-08 | 9.5853e-08 | 0 | 9.5853e-08 | 9.0249e-08 | 0 | 9.0249e-08 | 8.5952e-08 | 0 | 8.5952e-08
[79 empty] | WLDFR | HFTD - Distribution - Tier 2 - 5QU CoRE ¦ 5QU LoRE | Non-Red Flag Warning - Large Fires | 2049 | 1.2315e-08 | 1.3004e-08 | 1.2243e-08 | 1.166e-08 | 7.3713 | 0.88759 | 4.1075 | 2.3763 | 0 | 0 | 0 | 0 | 5.7354e-06 | 9.0778e-08 | 0 | 9.0778e-08 | 9.5853e-08 | 0 | 9.5853e-08 | 9.0249e-08 | 0 | 9.0249e-08 | 8.5952e-08 | 0 | 8.5952e-08
[79 empty] | WLDFR | HFTD - Distribution - Tier 2 - 5QU CoRE ¦ 5QU LoRE | Non-Red Flag Warning - Large Fires | 2050 | 0 | 1.3004e-08 | 1.2243e-08 | 1.166e-08 | 7.3713 | 0.88759 | 4.1075 | 2.3763 | 0 | 0 | 0 | 0 | 5.7354e-06 | 0 | 0 | 0 | 9.5853e-08 | 0 | 9.5853e-08 | 9.0249e-08 | 0 | 9.0249e-08 | 8.5952e-08 | 0 | 8.5952e-08
[79 empty] | WLDFR | HFTD - Distribution - Tier 2 - 5QU CoRE ¦ 5QU LoRE | Non-Red Flag Warning - Large Fires | 2051 | 0 | 0 | 1.2243e-08 | 1.166e-08 | 7.3713 | 0.88759 | 4.1075 | 2.3763 | 0 | 0 | 0 | 0 | 5.7354e-06 | 0 | 0 | 0 | 0 | 0 | 0 | 9.0249e-08 | 0 | 9.0249e-08 | 8.5952e-08 | 0 | 8.5952e-08
[79 empty] | WLDFR | HFTD - Distribution - Tier 2 - 5QU CoRE ¦ 5QU LoRE | Non-Red Flag Warning - Large Fires | 2052 | 0 | 0 | 0 | 1.166e-08 | 7.3713 | 0.88759 | 4.1075 | 2.3763 | 0 | 0 | 0 | 0 | 5.7354e-06 | 0 | 0 | 0 | 0 | 0 | 0 | 0 | 0 | 0 | 8.5952e-08 | 0 | 8.5952e-08
[79 empty] | WLDFR | HFTD - Distribution - Tier 2 - 5QU CoRE ¦ 5QU LoRE | Non-Red Flag Warning - Small Fires | 2020 | 9.3434e-06 | 0 | 0 | 0 | 0.077901 | 0.036425 | 0.0015809 | 0.039895 | 0 | 0 | 0 | 0 | 0.0020832 | 7.2786e-07 | 0 | 7.2786e-07 | 0 | 0 | 0 | 0 | 0 | 0 | 0 | 0 | 0
[79 empty] | WLDFR | HFTD - Distribution - Tier 2 - 5QU CoRE ¦ 5QU LoRE | Non-Red Flag Warning - Small Fires | 2021 | 5.018e-06 | 9.8658e-06 | 0 | 0 | 0.077901 | 0.036425 | 0.0015809 | 0.039895 | 0 | 0 | 0 | 0 | 0.0020832 | 3.909e-07 | 0 | 3.909e-07 | 7.6855e-07 | 0 | 7.6855e-07 | 0 | 0 | 0 | 0 | 0 | 0
[79 empty] | WLDFR | HFTD - Distribution - Tier 2 - 5QU CoRE ¦ 5QU LoRE | Non-Red Flag Warning - Small Fires | 2022 | 5.0163e-06 | 5.2967e-06 | 9.4374e-06 | 0 | 0.077901 | 0.036425 | 0.0015809 | 0.039895 | 0 | 0 | 0 | 0 | 0.0020574 | 3.9077e-07 | 0 | 3.9077e-07 | 4.1262e-07 | 0 | 4.1262e-07 | 7.3518e-07 | 0 | 7.3518e-07 | 0 | 0 | 0
[79 empty] | WLDFR | HFTD - Distribution - Tier 2 - 5QU CoRE ¦ 5QU LoRE | Non-Red Flag Warning - Small Fires | 2023 | 5.0163e-06 | 5.2967e-06 | 4.9871e-06 | 8.988e-06 | 0.080408 | 0.03759 | 0.0016314 | 0.041187 | 0 | 0 | 0 | 0 | 0.0020574 | 4.0335e-07 | 0 | 4.0335e-07 | 4.259e-07 | 0 | 4.259e-07 | 4.01e-07 | 0 | 4.01e-07 | 7.2271e-07 | 0 | 7.2271e-07
[79 empty] | WLDFR | HFTD - Distribution - Tier 2 - 5QU CoRE ¦ 5QU LoRE | Non-Red Flag Warning - Small Fires | 2024 | 5.0163e-06 | 5.2967e-06 | 4.9871e-06 | 4.7496e-06 | 0.080408 | 0.03759 | 0.0016314 | 0.041187 | 0 | 0 | 0 | 0 | 0.0020574 | 4.0335e-07 | 0 | 4.0335e-07 | 4.259e-07 | 0 | 4.259e-07 | 4.01e-07 | 0 | 4.01e-07 | 3.8191e-07 | 0 | 3.8191e-07
[79 empty] | WLDFR | HFTD - Distribution - Tier 2 - 5QU CoRE ¦ 5QU LoRE | Non-Red Flag Warning - Small Fires | 2025 | 5.0163e-06 | 5.2967e-06 | 4.9871e-06 | 4.7496e-06 | 0.080408 | 0.03759 | 0.0016314 | 0.041187 | 0 | 0 | 0 | 0 | 0.0020574 | 4.0335e-07 | 0 | 4.0335e-07 | 4.259e-07 | 0 | 4.259e-07 | 4.01e-07 | 0 | 4.01e-07 | 3.8191e-07 | 0 | 3.8191e-07
[79 empty] | WLDFR | HFTD - Distribution - Tier 2 - 5QU CoRE ¦ 5QU LoRE | Non-Red Flag Warning - Small Fires | 2026 | 5.0163e-06 | 5.2967e-06 | 4.9871e-06 | 4.7496e-06 | 0.080408 | 0.03759 | 0.0016314 | 0.041187 | 0 | 0 | 0 | 0 | 0.0020574 | 4.0335e-07 | 0 | 4.0335e-07 | 4.259e-07 | 0 | 4.259e-07 | 4.01e-07 | 0 | 4.01e-07 | 3.8191e-07 | 0 | 3.8191e-07
[79 empty] | WLDFR | HFTD - Distribution - Tier 2 - 5QU CoRE ¦ 5QU LoRE | Non-Red Flag Warning - Small Fires | 2027 | 5.0163e-06 | 5.2967e-06 | 4.9871e-06 | 4.7496e-06 | 0.080408 | 0.03759 | 0.0016314 | 0.041187 | 0 | 0 | 0 | 0 | 0.0020574 | 4.0335e-07 | 0 | 4.0335e-07 | 4.259e-07 | 0 | 4.259e-07 | 4.01e-07 | 0 | 4.01e-07 | 3.8191e-07 | 0 | 3.8191e-07
[79 empty] | WLDFR | HFTD - Distribution - Tier 2 - 5QU CoRE ¦ 5QU LoRE | Non-Red Flag Warning - Small Fires | 2028 | 5.0163e-06 | 5.2967e-06 | 4.9871e-06 | 4.7496e-06 | 0.083606 | 0.039055 | 0.001695 | 0.042856 | 0 | 0 | 0 | 0 | 0.0020574 | 4.1939e-07 | 0 | 4.1939e-07 | 4.4284e-07 | 0 | 4.4284e-07 | 4.1695e-07 | 0 | 4.1695e-07 | 3.9709e-07 | 0 | 3.9709e-07
[79 empty] | WLDFR | HFTD - Distribution - Tier 2 - 5QU CoRE ¦ 5QU LoRE | Non-Red Flag Warning - Small Fires | 2029 | 5.0163e-06 | 5.2967e-06 | 4.9871e-06 | 4.7496e-06 | 0.083606 | 0.039055 | 0.001695 | 0.042856 | 0 | 0 | 0 | 0 | 0.0020574 | 4.1939e-07 | 0 | 4.1939e-07 | 4.4284e-07 | 0 | 4.4284e-07 | 4.1695e-07 | 0 | 4.1695e-07 | 3.9709e-07 | 0 | 3.9709e-07
[79 empty] | WLDFR | HFTD - Distribution - Tier 2 - 5QU CoRE ¦ 5QU LoRE | Non-Red Flag Warning - Small Fires | 2030 | 5.0163e-06 | 5.2967e-06 | 4.9871e-06 | 4.7496e-06 | 0.083606 | 0.039055 | 0.001695 | 0.042856 | 0 | 0 | 0 | 0 | 0.0020574 | 4.1939e-07 | 0 | 4.1939e-07 | 4.4284e-07 | 0 | 4.4284e-07 | 4.1695e-07 | 0 | 4.1695e-07 | 3.9709e-07 | 0 | 3.9709e-07
[79 empty] | WLDFR | HFTD - Distribution - Tier 2 - 5QU CoRE ¦ 5QU LoRE | Non-Red Flag Warning - Small Fires | 2031 | 5.0163e-06 | 5.2967e-06 | 4.9871e-06 | 4.7496e-06 | 0.083606 | 0.039055 | 0.001695 | 0.042856 | 0 | 0 | 0 | 0 | 0.0020574 | 4.1939e-07 | 0 | 4.1939e-07 | 4.4284e-07 | 0 | 4.4284e-07 | 4.1695e-07 | 0 | 4.1695e-07 | 3.9709e-07 | 0 | 3.9709e-07
[79 empty] | WLDFR | HFTD - Distribution - Tier 2 - 5QU CoRE ¦ 5QU LoRE | Non-Red Flag Warning - Small Fires | 2032 | 5.0163e-06 | 5.2967e-06 | 4.9871e-06 | 4.7496e-06 | 0.083606 | 0.039055 | 0.001695 | 0.042856 | 0 | 0 | 0 | 0 | 0.0020574 | 4.1939e-07 | 0 | 4.1939e-07 | 4.4284e-07 | 0 | 4.4284e-07 | 4.1695e-07 | 0 | 4.1695e-07 | 3.9709e-07 | 0 | 3.9709e-07
[79 empty] | WLDFR | HFTD - Distribution - Tier 2 - 5QU CoRE ¦ 5QU LoRE | Non-Red Flag Warning - Small Fires | 2033 | 5.0163e-06 | 5.2967e-06 | 4.9871e-06 | 4.7496e-06 | 0.087211 | 0.040679 | 0.0017655 | 0.044766 | 0 | 0 | 0 | 0 | 0.0020574 | 4.3747e-07 | 0 | 4.3747e-07 | 4.6193e-07 | 0 | 4.6193e-07 | 4.3493e-07 | 0 | 4.3493e-07 | 4.1422e-07 | 0 | 4.1422e-07
[79 empty] | WLDFR | HFTD - Distribution - Tier 2 - 5QU CoRE ¦ 5QU LoRE | Non-Red Flag Warning - Small Fires | 2034 | 5.0163e-06 | 5.2967e-06 | 4.9871e-06 | 4.7496e-06 | 0.087211 | 0.040679 | 0.0017655 | 0.044766 | 0 | 0 | 0 | 0 | 0.0020574 | 4.3747e-07 | 0 | 4.3747e-07 | 4.6193e-07 | 0 | 4.6193e-07 | 4.3493e-07 | 0 | 4.3493e-07 | 4.1422e-07 | 0 | 4.1422e-07
[79 empty] | WLDFR | HFTD - Distribution - Tier 2 - 5QU CoRE ¦ 5QU LoRE | Non-Red Flag Warning - Small Fires | 2035 | 5.0163e-06 | 5.2967e-06 | 4.9871e-06 | 4.7496e-06 | 0.087211 | 0.040679 | 0.0017655 | 0.044766 | 0 | 0 | 0 | 0 | 0.0020574 | 4.3747e-07 | 0 | 4.3747e-07 | 4.6193e-07 | 0 | 4.6193e-07 | 4.3493e-07 | 0 | 4.3493e-07 | 4.1422e-07 | 0 | 4.1422e-07
[79 empty] | WLDFR | HFTD - Distribution - Tier 2 - 5QU CoRE ¦ 5QU LoRE | Non-Red Flag Warning - Small Fires | 2036 | 5.0163e-06 | 5.2967e-06 | 4.9871e-06 | 4.7496e-06 | 0.087211 | 0.040679 | 0.0017655 | 0.044766 | 0 | 0 | 0 | 0 | 0.0020574 | 4.3747e-07 | 0 | 4.3747e-07 | 4.6193e-07 | 0 | 4.6193e-07 | 4.3493e-07 | 0 | 4.3493e-07 | 4.1422e-07 | 0 | 4.1422e-07
[79 empty] | WLDFR | HFTD - Distribution - Tier 2 - 5QU CoRE ¦ 5QU LoRE | Non-Red Flag Warning - Small Fires | 2037 | 5.0163e-06 | 5.2967e-06 | 4.9871e-06 | 4.7496e-06 | 0.087211 | 0.040679 | 0.0017655 | 0.044766 | 0 | 0 | 0 | 0 | 0.0020574 | 4.3747e-07 | 0 | 4.3747e-07 | 4.6193e-07 | 0 | 4.6193e-07 | 4.3493e-07 | 0 | 4.3493e-07 | 4.1422e-07 | 0 | 4.1422e-07
[79 empty] | WLDFR | HFTD - Distribution - Tier 2 - 5QU CoRE ¦ 5QU LoRE | Non-Red Flag Warning - Small Fires | 2038 | 5.0163e-06 | 5.2967e-06 | 4.9871e-06 | 4.7496e-06 | 0.091184 | 0.042438 | 0.0018418 | 0.046905 | 0 | 0 | 0 | 0 | 0.0020574 | 4.574e-07 | 0 | 4.574e-07 | 4.8298e-07 | 0 | 4.8298e-07 | 4.5474e-07 | 0 | 4.5474e-07 | 4.3309e-07 | 0 | 4.3309e-07
[79 empty] | WLDFR | HFTD - Distribution - Tier 2 - 5QU CoRE ¦ 5QU LoRE | Non-Red Flag Warning - Small Fires | 2039 | 5.0163e-06 | 5.2967e-06 | 4.9871e-06 | 4.7496e-06 | 0.091184 | 0.042438 | 0.0018418 | 0.046905 | 0 | 0 | 0 | 0 | 0.0020574 | 4.574e-07 | 0 | 4.574e-07 | 4.8298e-07 | 0 | 4.8298e-07 | 4.5474e-07 | 0 | 4.5474e-07 | 4.3309e-07 | 0 | 4.3309e-07
[79 empty] | WLDFR | HFTD - Distribution - Tier 2 - 5QU CoRE ¦ 5QU LoRE | Non-Red Flag Warning - Small Fires | 2040 | 5.0163e-06 | 5.2967e-06 | 4.9871e-06 | 4.7496e-06 | 0.091184 | 0.042438 | 0.0018418 | 0.046905 | 0 | 0 | 0 | 0 | 0.0020574 | 4.574e-07 | 0 | 4.574e-07 | 4.8298e-07 | 0 | 4.8298e-07 | 4.5474e-07 | 0 | 4.5474e-07 | 4.3309e-07 | 0 | 4.3309e-07
[79 empty] | WLDFR | HFTD - Distribution - Tier 2 - 5QU CoRE ¦ 5QU LoRE | Non-Red Flag Warning - Small Fires | 2041 | 5.0163e-06 | 5.2967e-06 | 4.9871e-06 | 4.7496e-06 | 0.091184 | 0.042438 | 0.0018418 | 0.046905 | 0 | 0 | 0 | 0 | 0.0020574 | 4.574e-07 | 0 | 4.574e-07 | 4.8298e-07 | 0 | 4.8298e-07 | 4.5474e-07 | 0 | 4.5474e-07 | 4.3309e-07 | 0 | 4.3309e-07
[79 empty] | WLDFR | HFTD - Distribution - Tier 2 - 5QU CoRE ¦ 5QU LoRE | Non-Red Flag Warning - Small Fires | 2042 | 5.0163e-06 | 5.2967e-06 | 4.9871e-06 | 4.7496e-06 | 0.091184 | 0.042438 | 0.0018418 | 0.046905 | 0 | 0 | 0 | 0 | 0.0020574 | 4.574e-07 | 0 | 4.574e-07 | 4.8298e-07 | 0 | 4.8298e-07 | 4.5474e-07 | 0 | 4.5474e-07 | 4.3309e-07 | 0 | 4.3309e-07
[79 empty] | WLDFR | HFTD - Distribution - Tier 2 - 5QU CoRE ¦ 5QU LoRE | Non-Red Flag Warning - Small Fires | 2043 | 5.0163e-06 | 5.2967e-06 | 4.9871e-06 | 4.7496e-06 | 0.095486 | 0.044306 | 0.0019228 | 0.049257 | 0 | 0 | 0 | 0 | 0.0020574 | 4.7898e-07 | 0 | 4.7898e-07 | 5.0576e-07 | 0 | 5.0576e-07 | 4.7619e-07 | 0 | 4.7619e-07 | 4.5352e-07 | 0 | 4.5352e-07
[79 empty] | WLDFR | HFTD - Distribution - Tier 2 - 5QU CoRE ¦ 5QU LoRE | Non-Red Flag Warning - Small Fires | 2044 | 5.0163e-06 | 5.2967e-06 | 4.9871e-06 | 4.7496e-06 | 0.095486 | 0.044306 | 0.0019228 | 0.049257 | 0 | 0 | 0 | 0 | 0.0020574 | 4.7898e-07 | 0 | 4.7898e-07 | 5.0576e-07 | 0 | 5.0576e-07 | 4.7619e-07 | 0 | 4.7619e-07 | 4.5352e-07 | 0 | 4.5352e-07
[79 empty] | WLDFR | HFTD - Distribution - Tier 2 - 5QU CoRE ¦ 5QU LoRE | Non-Red Flag Warning - Small Fires | 2045 | 5.0163e-06 | 5.2967e-06 | 4.9871e-06 | 4.7496e-06 | 0.095486 | 0.044306 | 0.0019228 | 0.049257 | 0 | 0 | 0 | 0 | 0.0020574 | 4.7898e-07 | 0 | 4.7898e-07 | 5.0576e-07 | 0 | 5.0576e-07 | 4.7619e-07 | 0 | 4.7619e-07 | 4.5352e-07 | 0 | 4.5352e-07
[79 empty] | WLDFR | HFTD - Distribution - Tier 2 - 5QU CoRE ¦ 5QU LoRE | Non-Red Flag Warning - Small Fires | 2046 | 5.0163e-06 | 5.2967e-06 | 4.9871e-06 | 4.7496e-06 | 0.095486 | 0.044306 | 0.0019228 | 0.049257 | 0 | 0 | 0 | 0 | 0.0020574 | 4.7898e-07 | 0 | 4.7898e-07 | 5.0576e-07 | 0 | 5.0576e-07 | 4.7619e-07 | 0 | 4.7619e-07 | 4.5352e-07 | 0 | 4.5352e-07
[79 empty] | WLDFR | HFTD - Distribution - Tier 2 - 5QU CoRE ¦ 5QU LoRE | Non-Red Flag Warning - Small Fires | 2047 | 5.0163e-06 | 5.2967e-06 | 4.9871e-06 | 4.7496e-06 | 0.095486 | 0.044306 | 0.0019228 | 0.049257 | 0 | 0 | 0 | 0 | 0.0020574 | 4.7898e-07 | 0 | 4.7898e-07 | 5.0576e-07 | 0 | 5.0576e-07 | 4.7619e-07 | 0 | 4.7619e-07 | 4.5352e-07 | 0 | 4.5352e-07
[79 empty] | WLDFR | HFTD - Distribution - Tier 2 - 5QU CoRE ¦ 5QU LoRE | Non-Red Flag Warning - Small Fires | 2048 | 5.0163e-06 | 5.2967e-06 | 4.9871e-06 | 4.7496e-06 | 0.10007 | 0.04626 | 0.0020076 | 0.051804 | 0 | 0 | 0 | 0 | 0.0020574 | 5.0199e-07 | 0 | 5.0199e-07 | 5.3005e-07 | 0 | 5.3005e-07 | 4.9906e-07 | 0 | 4.9906e-07 | 4.753e-07 | 0 | 4.753e-07
[79 empty] | WLDFR | HFTD - Distribution - Tier 2 - 5QU CoRE ¦ 5QU LoRE | Non-Red Flag Warning - Small Fires | 2049 | 5.0163e-06 | 5.2967e-06 | 4.9871e-06 | 4.7496e-06 | 0.10007 | 0.04626 | 0.0020076 | 0.051804 | 0 | 0 | 0 | 0 | 0.0020574 | 5.0199e-07 | 0 | 5.0199e-07 | 5.3005e-07 | 0 | 5.3005e-07 | 4.9906e-07 | 0 | 4.9906e-07 | 4.753e-07 | 0 | 4.753e-07
[79 empty] | WLDFR | HFTD - Distribution - Tier 2 - 5QU CoRE ¦ 5QU LoRE | Non-Red Flag Warning - Small Fires | 2050 | 0 | 5.2967e-06 | 4.9871e-06 | 4.7496e-06 | 0.10007 | 0.04626 | 0.0020076 | 0.051804 | 0 | 0 | 0 | 0 | 0.0020574 | 0 | 0 | 0 | 5.3005e-07 | 0 | 5.3005e-07 | 4.9906e-07 | 0 | 4.9906e-07 | 4.753e-07 | 0 | 4.753e-07
[79 empty] | WLDFR | HFTD - Distribution - Tier 2 - 5QU CoRE ¦ 5QU LoRE | Non-Red Flag Warning - Small Fires | 2051 | 0 | 0 | 4.9871e-06 | 4.7496e-06 | 0.10007 | 0.04626 | 0.0020076 | 0.051804 | 0 | 0 | 0 | 0 | 0.0020574 | 0 | 0 | 0 | 0 | 0 | 0 | 4.9906e-07 | 0 | 4.9906e-07 | 4.753e-07 | 0 | 4.753e-07
[79 empty] | WLDFR | HFTD - Distribution - Tier 2 - 5QU CoRE ¦ 5QU LoRE | Non-Red Flag Warning - Small Fires | 2052 | 0 | 0 | 0 | 4.7496e-06 | 0.10007 | 0.04626 | 0.0020076 | 0.051804 | 0 | 0 | 0 | 0 | 0.0020574 | 0 | 0 | 0 | 0 | 0 | 0 | 0 | 0 | 0 | 4.753e-07 | 0 | 4.753e-07
[79 empty] | WLDFR | HFTD - Distribution - Tier 2 - 5QU CoRE ¦ 5QU LoRE | Red Flag Warning - Catastrophic Fires | 2020 | 5.218e-09 | 0 | 0 | 0 | 14146.1306 | 222.2294 | 8585.7228 | 5338.1784 | 0 | 0 | 0 | 0 | 6.1505e-07 | 7.3815e-05 | 0 | 7.3815e-05 | 0 | 0 | 0 | 0 | 0 | 0 | 0 | 0 | 0
[79 empty] | WLDFR | HFTD - Distribution - Tier 2 - 5QU CoRE ¦ 5QU LoRE | Red Flag Warning - Catastrophic Fires | 2021 | 3.3448e-09 | 5.5098e-09 | 0 | 0 | 14146.1306 | 222.2294 | 8585.7228 | 5338.1784 | 0 | 0 | 0 | 0 | 6.1505e-07 | 4.7316e-05 | 0 | 4.7316e-05 | 7.7942e-05 | 0 | 7.7942e-05 | 0 | 0 | 0 | 0 | 0 | 0
[79 empty] | WLDFR | HFTD - Distribution - Tier 2 - 5QU CoRE ¦ 5QU LoRE | Red Flag Warning - Catastrophic Fires | 2022 | 3.3e-09 | 3.4845e-09 | 5.1445e-09 | 0 | 14146.1306 | 222.2294 | 8585.7228 | 5338.1784 | 0 | 0 | 0 | 0 | 5.9571e-07 | 4.6682e-05 | 0 | 4.6682e-05 | 4.9292e-05 | 0 | 4.9292e-05 | 7.2775e-05 | 0 | 7.2775e-05 | 0 | 0 | 0
[79 empty] | WLDFR | HFTD - Distribution - Tier 2 - 5QU CoRE ¦ 5QU LoRE | Red Flag Warning - Catastrophic Fires | 2023 | 3.3e-09 | 3.4845e-09 | 3.2807e-09 | 4.8995e-09 | 14664.6376 | 233.2301 | 8896.516 | 5534.8915 | 0 | 0 | 0 | 0 | 5.9571e-07 | 4.8393e-05 | 0 | 4.8393e-05 | 5.1098e-05 | 0 | 5.1098e-05 | 4.8111e-05 | 0 | 4.8111e-05 | 7.185e-05 | 0 | 7.185e-05
[79 empty] | WLDFR | HFTD - Distribution - Tier 2 - 5QU CoRE ¦ 5QU LoRE | Red Flag Warning - Catastrophic Fires | 2024 | 3.3e-09 | 3.4845e-09 | 3.2807e-09 | 3.1245e-09 | 14664.6376 | 233.2301 | 8896.516 | 5534.8915 | 0 | 0 | 0 | 0 | 5.9571e-07 | 4.8393e-05 | 0 | 4.8393e-05 | 5.1098e-05 | 0 | 5.1098e-05 | 4.8111e-05 | 0 | 4.8111e-05 | 4.582e-05 | 0 | 4.582e-05
[79 empty] | WLDFR | HFTD - Distribution - Tier 2 - 5QU CoRE ¦ 5QU LoRE | Red Flag Warning - Catastrophic Fires | 2025 | 3.3e-09 | 3.4845e-09 | 3.2807e-09 | 3.1245e-09 | 14664.6376 | 233.2301 | 8896.516 | 5534.8915 | 0 | 0 | 0 | 0 | 5.9571e-07 | 4.8393e-05 | 0 | 4.8393e-05 | 5.1098e-05 | 0 | 5.1098e-05 | 4.8111e-05 | 0 | 4.8111e-05 | 4.582e-05 | 0 | 4.582e-05
[79 empty] | WLDFR | HFTD - Distribution - Tier 2 - 5QU CoRE ¦ 5QU LoRE | Red Flag Warning - Catastrophic Fires | 2026 | 3.3e-09 | 3.4845e-09 | 3.2807e-09 | 3.1245e-09 | 14664.6376 | 233.2301 | 8896.516 | 5534.8915 | 0 | 0 | 0 | 0 | 5.9571e-07 | 4.8393e-05 | 0 | 4.8393e-05 | 5.1098e-05 | 0 | 5.1098e-05 | 4.8111e-05 | 0 | 4.8111e-05 | 4.582e-05 | 0 | 4.582e-05
[79 empty] | WLDFR | HFTD - Distribution - Tier 2 - 5QU CoRE ¦ 5QU LoRE | Red Flag Warning - Catastrophic Fires | 2027 | 3.3e-09 | 3.4845e-09 | 3.2807e-09 | 3.1245e-09 | 14664.6376 | 233.2301 | 8896.516 | 5534.8915 | 0 | 0 | 0 | 0 | 5.9571e-07 | 4.8393e-05 | 0 | 4.8393e-05 | 5.1098e-05 | 0 | 5.1098e-05 | 4.8111e-05 | 0 | 4.8111e-05 | 4.582e-05 | 0 | 4.582e-05
[79 empty] | WLDFR | HFTD - Distribution - Tier 2 - 5QU CoRE ¦ 5QU LoRE | Red Flag Warning - Catastrophic Fires | 2028 | 3.3e-09 | 3.4845e-09 | 3.2807e-09 | 3.1245e-09 | 15317.9909 | 247.273 | 9287.6491 | 5783.0689 | 0 | 0 | 0 | 0 | 5.9571e-07 | 5.0549e-05 | 0 | 5.0549e-05 | 5.3375e-05 | 0 | 5.3375e-05 | 5.0254e-05 | 0 | 5.0254e-05 | 4.7861e-05 | 0 | 4.7861e-05
[79 empty] | WLDFR | HFTD - Distribution - Tier 2 - 5QU CoRE ¦ 5QU LoRE | Red Flag Warning - Catastrophic Fires | 2029 | 3.3e-09 | 3.4845e-09 | 3.2807e-09 | 3.1245e-09 | 15317.9909 | 247.273 | 9287.6491 | 5783.0689 | 0 | 0 | 0 | 0 | 5.9571e-07 | 5.0549e-05 | 0 | 5.0549e-05 | 5.3375e-05 | 0 | 5.3375e-05 | 5.0254e-05 | 0 | 5.0254e-05 | 4.7861e-05 | 0 | 4.7861e-05
[79 empty] | WLDFR | HFTD - Distribution - Tier 2 - 5QU CoRE ¦ 5QU LoRE | Red Flag Warning - Catastrophic Fires | 2030 | 3.3e-09 | 3.4845e-09 | 3.2807e-09 | 3.1245e-09 | 15317.9909 | 247.273 | 9287.6491 | 5783.0689 | 0 | 0 | 0 | 0 | 5.9571e-07 | 5.0549e-05 | 0 | 5.0549e-05 | 5.3375e-05 | 0 | 5.3375e-05 | 5.0254e-05 | 0 | 5.0254e-05 | 4.7861e-05 | 0 | 4.7861e-05
[79 empty] | WLDFR | HFTD - Distribution - Tier 2 - 5QU CoRE ¦ 5QU LoRE | Red Flag Warning - Catastrophic Fires | 2031 | 3.3e-09 | 3.4845e-09 | 3.2807e-09 | 3.1245e-09 | 15317.9909 | 247.273 | 9287.6491 | 5783.0689 | 0 | 0 | 0 | 0 | 5.9571e-07 | 5.0549e-05 | 0 | 5.0549e-05 | 5.3375e-05 | 0 | 5.3375e-05 | 5.0254e-05 | 0 | 5.0254e-05 | 4.7861e-05 | 0 | 4.7861e-05
[79 empty] | WLDFR | HFTD - Distribution - Tier 2 - 5QU CoRE ¦ 5QU LoRE | Red Flag Warning - Catastrophic Fires | 2032 | 3.3e-09 | 3.4845e-09 | 3.2807e-09 | 3.1245e-09 | 15317.9909 | 247.273 | 9287.6491 | 5783.0689 | 0 | 0 | 0 | 0 | 5.9571e-07 | 5.0549e-05 | 0 | 5.0549e-05 | 5.3375e-05 | 0 | 5.3375e-05 | 5.0254e-05 | 0 | 5.0254e-05 | 4.7861e-05 | 0 | 4.7861e-05
[79 empty] | WLDFR | HFTD - Distribution - Tier 2 - 5QU CoRE ¦ 5QU LoRE | Red Flag Warning - Catastrophic Fires | 2033 | 3.3e-09 | 3.4845e-09 | 3.2807e-09 | 3.1245e-09 | 16044.1264 | 263.1074 | 9721.74 | 6059.2791 | 0 | 0 | 0 | 0 | 5.9571e-07 | 5.2945e-05 | 0 | 5.2945e-05 | 5.5905e-05 | 0 | 5.5905e-05 | 5.2637e-05 | 0 | 5.2637e-05 | 5.013e-05 | 0 | 5.013e-05
[79 empty] | WLDFR | HFTD - Distribution - Tier 2 - 5QU CoRE ¦ 5QU LoRE | Red Flag Warning - Catastrophic Fires | 2034 | 3.3e-09 | 3.4845e-09 | 3.2807e-09 | 3.1245e-09 | 16044.1264 | 263.1074 | 9721.74 | 6059.2791 | 0 | 0 | 0 | 0 | 5.9571e-07 | 5.2945e-05 | 0 | 5.2945e-05 | 5.5905e-05 | 0 | 5.5905e-05 | 5.2637e-05 | 0 | 5.2637e-05 | 5.013e-05 | 0 | 5.013e-05
[79 empty] | WLDFR | HFTD - Distribution - Tier 2 - 5QU CoRE ¦ 5QU LoRE | Red Flag Warning - Catastrophic Fires | 2035 | 3.3e-09 | 3.4845e-09 | 3.2807e-09 | 3.1245e-09 | 16044.1264 | 263.1074 | 9721.74 | 6059.2791 | 0 | 0 | 0 | 0 | 5.9571e-07 | 5.2945e-05 | 0 | 5.2945e-05 | 5.5905e-05 | 0 | 5.5905e-05 | 5.2637e-05 | 0 | 5.2637e-05 | 5.013e-05 | 0 | 5.013e-05
[79 empty] | WLDFR | HFTD - Distribution - Tier 2 - 5QU CoRE ¦ 5QU LoRE | Red Flag Warning - Catastrophic Fires | 2036 | 3.3e-09 | 3.4845e-09 | 3.2807e-09 | 3.1245e-09 | 16044.1264 | 263.1074 | 9721.74 | 6059.2791 | 0 | 0 | 0 | 0 | 5.9571e-07 | 5.2945e-05 | 0 | 5.2945e-05 | 5.5905e-05 | 0 | 5.5905e-05 | 5.2637e-05 | 0 | 5.2637e-05 | 5.013e-05 | 0 | 5.013e-05
[79 empty] | WLDFR | HFTD - Distribution - Tier 2 - 5QU CoRE ¦ 5QU LoRE | Red Flag Warning - Catastrophic Fires | 2037 | 3.3e-09 | 3.4845e-09 | 3.2807e-09 | 3.1245e-09 | 16044.1264 | 263.1074 | 9721.74 | 6059.2791 | 0 | 0 | 0 | 0 | 5.9571e-07 | 5.2945e-05 | 0 | 5.2945e-05 | 5.5905e-05 | 0 | 5.5905e-05 | 5.2637e-05 | 0 | 5.2637e-05 | 5.013e-05 | 0 | 5.013e-05
[79 empty] | WLDFR | HFTD - Distribution - Tier 2 - 5QU CoRE ¦ 5QU LoRE | Red Flag Warning - Catastrophic Fires | 2038 | 3.3e-09 | 3.4845e-09 | 3.2807e-09 | 3.1245e-09 | 16832.3912 | 280.5544 | 10192.2718 | 6359.5651 | 0 | 0 | 0 | 0 | 5.9571e-07 | 5.5546e-05 | 0 | 5.5546e-05 | 5.8652e-05 | 0 | 5.8652e-05 | 5.5223e-05 | 0 | 5.5223e-05 | 5.2593e-05 | 0 | 5.2593e-05
[79 empty] | WLDFR | HFTD - Distribution - Tier 2 - 5QU CoRE ¦ 5QU LoRE | Red Flag Warning - Catastrophic Fires | 2039 | 3.3e-09 | 3.4845e-09 | 3.2807e-09 | 3.1245e-09 | 16832.3912 | 280.5544 | 10192.2718 | 6359.5651 | 0 | 0 | 0 | 0 | 5.9571e-07 | 5.5546e-05 | 0 | 5.5546e-05 | 5.8652e-05 | 0 | 5.8652e-05 | 5.5223e-05 | 0 | 5.5223e-05 | 5.2593e-05 | 0 | 5.2593e-05
[79 empty] | WLDFR | HFTD - Distribution - Tier 2 - 5QU CoRE ¦ 5QU LoRE | Red Flag Warning - Catastrophic Fires | 2040 | 3.3e-09 | 3.4845e-09 | 3.2807e-09 | 3.1245e-09 | 16832.3912 | 280.5544 | 10192.2718 | 6359.5651 | 0 | 0 | 0 | 0 | 5.9571e-07 | 5.5546e-05 | 0 | 5.5546e-05 | 5.8652e-05 | 0 | 5.8652e-05 | 5.5223e-05 | 0 | 5.5223e-05 | 5.2593e-05 | 0 | 5.2593e-05
[79 empty] | WLDFR | HFTD - Distribution - Tier 2 - 5QU CoRE ¦ 5QU LoRE | Red Flag Warning - Catastrophic Fires | 2041 | 3.3e-09 | 3.4845e-09 | 3.2807e-09 | 3.1245e-09 | 16832.3912 | 280.5544 | 10192.2718 | 6359.5651 | 0 | 0 | 0 | 0 | 5.9571e-07 | 5.5546e-05 | 0 | 5.5546e-05 | 5.8652e-05 | 0 | 5.8652e-05 | 5.5223e-05 | 0 | 5.5223e-05 | 5.2593e-05 | 0 | 5.2593e-05
[79 empty] | WLDFR | HFTD - Distribution - Tier 2 - 5QU CoRE ¦ 5QU LoRE | Red Flag Warning - Catastrophic Fires | 2042 | 3.3e-09 | 3.4845e-09 | 3.2807e-09 | 3.1245e-09 | 16832.3912 | 280.5544 | 10192.2718 | 6359.5651 | 0 | 0 | 0 | 0 | 5.9571e-07 | 5.5546e-05 | 0 | 5.5546e-05 | 5.8652e-05 | 0 | 5.8652e-05 | 5.5223e-05 | 0 | 5.5223e-05 | 5.2593e-05 | 0 | 5.2593e-05
[79 empty] | WLDFR | HFTD - Distribution - Tier 2 - 5QU CoRE ¦ 5QU LoRE | Red Flag Warning - Catastrophic Fires | 2043 | 3.3e-09 | 3.4845e-09 | 3.2807e-09 | 3.1245e-09 | 17672.0852 | 299.42 | 10692.7362 | 6679.929 | 0 | 0 | 0 | 0 | 5.9571e-07 | 5.8317e-05 | 0 | 5.8317e-05 | 6.1578e-05 | 0 | 6.1578e-05 | 5.7978e-05 | 0 | 5.7978e-05 | 5.5217e-05 | 0 | 5.5217e-05
[79 empty] | WLDFR | HFTD - Distribution - Tier 2 - 5QU CoRE ¦ 5QU LoRE | Red Flag Warning - Catastrophic Fires | 2044 | 3.3e-09 | 3.4845e-09 | 3.2807e-09 | 3.1245e-09 | 17672.0852 | 299.42 | 10692.7362 | 6679.929 | 0 | 0 | 0 | 0 | 5.9571e-07 | 5.8317e-05 | 0 | 5.8317e-05 | 6.1578e-05 | 0 | 6.1578e-05 | 5.7978e-05 | 0 | 5.7978e-05 | 5.5217e-05 | 0 | 5.5217e-05
[79 empty] | WLDFR | HFTD - Distribution - Tier 2 - 5QU CoRE ¦ 5QU LoRE | Red Flag Warning - Catastrophic Fires | 2045 | 3.3e-09 | 3.4845e-09 | 3.2807e-09 | 3.1245e-09 | 17672.0852 | 299.42 | 10692.7362 | 6679.929 | 0 | 0 | 0 | 0 | 5.9571e-07 | 5.8317e-05 | 0 | 5.8317e-05 | 6.1578e-05 | 0 | 6.1578e-05 | 5.7978e-05 | 0 | 5.7978e-05 | 5.5217e-05 | 0 | 5.5217e-05
[79 empty] | WLDFR | HFTD - Distribution - Tier 2 - 5QU CoRE ¦ 5QU LoRE | Red Flag Warning - Catastrophic Fires | 2046 | 3.3e-09 | 3.4845e-09 | 3.2807e-09 | 3.1245e-09 | 17672.0852 | 299.42 | 10692.7362 | 6679.929 | 0 | 0 | 0 | 0 | 5.9571e-07 | 5.8317e-05 | 0 | 5.8317e-05 | 6.1578e-05 | 0 | 6.1578e-05 | 5.7978e-05 | 0 | 5.7978e-05 | 5.5217e-05 | 0 | 5.5217e-05
[79 empty] | WLDFR | HFTD - Distribution - Tier 2 - 5QU CoRE ¦ 5QU LoRE | Red Flag Warning - Catastrophic Fires | 2047 | 3.3e-09 | 3.4845e-09 | 3.2807e-09 | 3.1245e-09 | 17672.0852 | 299.42 | 10692.7362 | 6679.929 | 0 | 0 | 0 | 0 | 5.9571e-07 | 5.8317e-05 | 0 | 5.8317e-05 | 6.1578e-05 | 0 | 6.1578e-05 | 5.7978e-05 | 0 | 5.7978e-05 | 5.5217e-05 | 0 | 5.5217e-05
[79 empty] | WLDFR | HFTD - Distribution - Tier 2 - 5QU CoRE ¦ 5QU LoRE | Red Flag Warning - Catastrophic Fires | 2048 | 3.3e-09 | 3.4845e-09 | 3.2807e-09 | 3.1245e-09 | 18552.3348 | 319.4911 | 11216.5626 | 7016.281 | 0 | 0 | 0 | 0 | 5.9571e-07 | 6.1222e-05 | 0 | 6.1222e-05 | 6.4645e-05 | 0 | 6.4645e-05 | 6.0865e-05 | 0 | 6.0865e-05 | 5.7967e-05 | 0 | 5.7967e-05
[79 empty] | WLDFR | HFTD - Distribution - Tier 2 - 5QU CoRE ¦ 5QU LoRE | Red Flag Warning - Catastrophic Fires | 2049 | 3.3e-09 | 3.4845e-09 | 3.2807e-09 | 3.1245e-09 | 18552.3348 | 319.4911 | 11216.5626 | 7016.281 | 0 | 0 | 0 | 0 | 5.9571e-07 | 6.1222e-05 | 0 | 6.1222e-05 | 6.4645e-05 | 0 | 6.4645e-05 | 6.0865e-05 | 0 | 6.0865e-05 | 5.7967e-05 | 0 | 5.7967e-05
[79 empty] | WLDFR | HFTD - Distribution - Tier 2 - 5QU CoRE ¦ 5QU LoRE | Red Flag Warning - Catastrophic Fires | 2050 | 0 | 3.4845e-09 | 3.2807e-09 | 3.1245e-09 | 18552.3348 | 319.4911 | 11216.5626 | 7016.281 | 0 | 0 | 0 | 0 | 5.9571e-07 | 0 | 0 | 0 | 6.4645e-05 | 0 | 6.4645e-05 | 6.0865e-05 | 0 | 6.0865e-05 | 5.7967e-05 | 0 | 5.7967e-05
[79 empty] | WLDFR | HFTD - Distribution - Tier 2 - 5QU CoRE ¦ 5QU LoRE | Red Flag Warning - Catastrophic Fires | 2051 | 0 | 0 | 3.2807e-09 | 3.1245e-09 | 18552.3348 | 319.4911 | 11216.5626 | 7016.281 | 0 | 0 | 0 | 0 | 5.9571e-07 | 0 | 0 | 0 | 0 | 0 | 0 | 6.0865e-05 | 0 | 6.0865e-05 | 5.7967e-05 | 0 | 5.7967e-05
[79 empty] | WLDFR | HFTD - Distribution - Tier 2 - 5QU CoRE ¦ 5QU LoRE | Red Flag Warning - Catastrophic Fires | 2052 | 0 | 0 | 0 | 3.1245e-09 | 18552.3348 | 319.4911 | 11216.5626 | 7016.281 | 0 | 0 | 0 | 0 | 5.9571e-07 | 0 | 0 | 0 | 0 | 0 | 0 | 0 | 0 | 0 | 5.7967e-05 | 0 | 5.7967e-05
[79 empty] | WLDFR | HFTD - Distribution - Tier 2 - 5QU CoRE ¦ 5QU LoRE | Red Flag Warning - Destructive Fires | 2020 | 7.89e-10 | 0 | 0 | 0 | 8807.9522 | 222.2294 | 8585.7228 | 0 | 0 | 0 | 0 | 0 | 1.1228e-07 | 6.9495e-06 | 0 | 6.9495e-06 | 0 | 0 | 0 | 0 | 0 | 0 | 0 | 0 | 0
[79 empty] | WLDFR | HFTD - Distribution - Tier 2 - 5QU CoRE ¦ 5QU LoRE | Red Flag Warning - Destructive Fires | 2021 | 5.0551e-10 | 8.3311e-10 | 0 | 0 | 8807.9522 | 222.2294 | 8585.7228 | 0 | 0 | 0 | 0 | 0 | 1.1228e-07 | 4.4525e-06 | 0 | 4.4525e-06 | 7.338e-06 | 0 | 7.338e-06 | 0 | 0 | 0 | 0 | 0 | 0
[79 empty] | WLDFR | HFTD - Distribution - Tier 2 - 5QU CoRE ¦ 5QU LoRE | Red Flag Warning - Destructive Fires | 2022 | 4.9818e-10 | 5.2604e-10 | 7.7713e-10 | 0 | 8807.9522 | 222.2294 | 8585.7228 | 0 | 0 | 0 | 0 | 0 | 1.0866e-07 | 4.388e-06 | 0 | 4.388e-06 | 4.6333e-06 | 0 | 4.6333e-06 | 6.8449e-06 | 0 | 6.8449e-06 | 0 | 0 | 0
[79 empty] | WLDFR | HFTD - Distribution - Tier 2 - 5QU CoRE ¦ 5QU LoRE | Red Flag Warning - Destructive Fires | 2023 | 4.9818e-10 | 5.2604e-10 | 4.9528e-10 | 7.4012e-10 | 9129.7461 | 233.2301 | 8896.516 | 0 | 0 | 0 | 0 | 0 | 1.0866e-07 | 4.5483e-06 | 0 | 4.5483e-06 | 4.8026e-06 | 0 | 4.8026e-06 | 4.5218e-06 | 0 | 4.5218e-06 | 6.7571e-06 | 0 | 6.7571e-06
[79 empty] | WLDFR | HFTD - Distribution - Tier 2 - 5QU CoRE ¦ 5QU LoRE | Red Flag Warning - Destructive Fires | 2024 | 4.9818e-10 | 5.2604e-10 | 4.9528e-10 | 4.717e-10 | 9129.7461 | 233.2301 | 8896.516 | 0 | 0 | 0 | 0 | 0 | 1.0866e-07 | 4.5483e-06 | 0 | 4.5483e-06 | 4.8026e-06 | 0 | 4.8026e-06 | 4.5218e-06 | 0 | 4.5218e-06 | 4.3065e-06 | 0 | 4.3065e-06
[79 empty] | WLDFR | HFTD - Distribution - Tier 2 - 5QU CoRE ¦ 5QU LoRE | Red Flag Warning - Destructive Fires | 2025 | 4.9818e-10 | 5.2604e-10 | 4.9528e-10 | 4.717e-10 | 9129.7461 | 233.2301 | 8896.516 | 0 | 0 | 0 | 0 | 0 | 1.0866e-07 | 4.5483e-06 | 0 | 4.5483e-06 | 4.8026e-06 | 0 | 4.8026e-06 | 4.5218e-06 | 0 | 4.5218e-06 | 4.3065e-06 | 0 | 4.3065e-06
[79 empty] | WLDFR | HFTD - Distribution - Tier 2 - 5QU CoRE ¦ 5QU LoRE | Red Flag Warning - Destructive Fires | 2026 | 4.9818e-10 | 5.2604e-10 | 4.9528e-10 | 4.717e-10 | 9129.7461 | 233.2301 | 8896.516 | 0 | 0 | 0 | 0 | 0 | 1.0866e-07 | 4.5483e-06 | 0 | 4.5483e-06 | 4.8026e-06 | 0 | 4.8026e-06 | 4.5218e-06 | 0 | 4.5218e-06 | 4.3065e-06 | 0 | 4.3065e-06
[79 empty] | WLDFR | HFTD - Distribution - Tier 2 - 5QU CoRE ¦ 5QU LoRE | Red Flag Warning - Destructive Fires | 2027 | 4.9818e-10 | 5.2604e-10 | 4.9528e-10 | 4.717e-10 | 9129.7461 | 233.2301 | 8896.516 | 0 | 0 | 0 | 0 | 0 | 1.0866e-07 | 4.5483e-06 | 0 | 4.5483e-06 | 4.8026e-06 | 0 | 4.8026e-06 | 4.5218e-06 | 0 | 4.5218e-06 | 4.3065e-06 | 0 | 4.3065e-06
[79 empty] | WLDFR | HFTD - Distribution - Tier 2 - 5QU CoRE ¦ 5QU LoRE | Red Flag Warning - Destructive Fires | 2028 | 4.9818e-10 | 5.2604e-10 | 4.9528e-10 | 4.717e-10 | 9534.9221 | 247.273 | 9287.6491 | 0 | 0 | 0 | 0 | 0 | 1.0866e-07 | 4.7501e-06 | 0 | 4.7501e-06 | 5.0157e-06 | 0 | 5.0157e-06 | 4.7225e-06 | 0 | 4.7225e-06 | 4.4976e-06 | 0 | 4.4976e-06
[79 empty] | WLDFR | HFTD - Distribution - Tier 2 - 5QU CoRE ¦ 5QU LoRE | Red Flag Warning - Destructive Fires | 2029 | 4.9818e-10 | 5.2604e-10 | 4.9528e-10 | 4.717e-10 | 9534.9221 | 247.273 | 9287.6491 | 0 | 0 | 0 | 0 | 0 | 1.0866e-07 | 4.7501e-06 | 0 | 4.7501e-06 | 5.0157e-06 | 0 | 5.0157e-06 | 4.7225e-06 | 0 | 4.7225e-06 | 4.4976e-06 | 0 | 4.4976e-06
[79 empty] | WLDFR | HFTD - Distribution - Tier 2 - 5QU CoRE ¦ 5QU LoRE | Red Flag Warning - Destructive Fires | 2030 | 4.9818e-10 | 5.2604e-10 | 4.9528e-10 | 4.717e-10 | 9534.9221 | 247.273 | 9287.6491 | 0 | 0 | 0 | 0 | 0 | 1.0866e-07 | 4.7501e-06 | 0 | 4.7501e-06 | 5.0157e-06 | 0 | 5.0157e-06 | 4.7225e-06 | 0 | 4.7225e-06 | 4.4976e-06 | 0 | 4.4976e-06
[79 empty] | WLDFR | HFTD - Distribution - Tier 2 - 5QU CoRE ¦ 5QU LoRE | Red Flag Warning - Destructive Fires | 2031 | 4.9818e-10 | 5.2604e-10 | 4.9528e-10 | 4.717e-10 | 9534.9221 | 247.273 | 9287.6491 | 0 | 0 | 0 | 0 | 0 | 1.0866e-07 | 4.7501e-06 | 0 | 4.7501e-06 | 5.0157e-06 | 0 | 5.0157e-06 | 4.7225e-06 | 0 | 4.7225e-06 | 4.4976e-06 | 0 | 4.4976e-06
[79 empty] | WLDFR | HFTD - Distribution - Tier 2 - 5QU CoRE ¦ 5QU LoRE | Red Flag Warning - Destructive Fires | 2032 | 4.9818e-10 | 5.2604e-10 | 4.9528e-10 | 4.717e-10 | 9534.9221 | 247.273 | 9287.6491 | 0 | 0 | 0 | 0 | 0 | 1.0866e-07 | 4.7501e-06 | 0 | 4.7501e-06 | 5.0157e-06 | 0 | 5.0157e-06 | 4.7225e-06 | 0 | 4.7225e-06 | 4.4976e-06 | 0 | 4.4976e-06
[79 empty] | WLDFR | HFTD - Distribution - Tier 2 - 5QU CoRE ¦ 5QU LoRE | Red Flag Warning - Destructive Fires | 2033 | 4.9818e-10 | 5.2604e-10 | 4.9528e-10 | 4.717e-10 | 9984.8474 | 263.1074 | 9721.74 | 0 | 0 | 0 | 0 | 0 | 1.0866e-07 | 4.9743e-06 | 0 | 4.9743e-06 | 5.2524e-06 | 0 | 5.2524e-06 | 4.9453e-06 | 0 | 4.9453e-06 | 4.7098e-06 | 0 | 4.7098e-06
[79 empty] | WLDFR | HFTD - Distribution - Tier 2 - 5QU CoRE ¦ 5QU LoRE | Red Flag Warning - Destructive Fires | 2034 | 4.9818e-10 | 5.2604e-10 | 4.9528e-10 | 4.717e-10 | 9984.8474 | 263.1074 | 9721.74 | 0 | 0 | 0 | 0 | 0 | 1.0866e-07 | 4.9743e-06 | 0 | 4.9743e-06 | 5.2524e-06 | 0 | 5.2524e-06 | 4.9453e-06 | 0 | 4.9453e-06 | 4.7098e-06 | 0 | 4.7098e-06
[79 empty] | WLDFR | HFTD - Distribution - Tier 2 - 5QU CoRE ¦ 5QU LoRE | Red Flag Warning - Destructive Fires | 2035 | 4.9818e-10 | 5.2604e-10 | 4.9528e-10 | 4.717e-10 | 9984.8474 | 263.1074 | 9721.74 | 0 | 0 | 0 | 0 | 0 | 1.0866e-07 | 4.9743e-06 | 0 | 4.9743e-06 | 5.2524e-06 | 0 | 5.2524e-06 | 4.9453e-06 | 0 | 4.9453e-06 | 4.7098e-06 | 0 | 4.7098e-06
[79 empty] | WLDFR | HFTD - Distribution - Tier 2 - 5QU CoRE ¦ 5QU LoRE | Red Flag Warning - Destructive Fires | 2036 | 4.9818e-10 | 5.2604e-10 | 4.9528e-10 | 4.717e-10 | 9984.8474 | 263.1074 | 9721.74 | 0 | 0 | 0 | 0 | 0 | 1.0866e-07 | 4.9743e-06 | 0 | 4.9743e-06 | 5.2524e-06 | 0 | 5.2524e-06 | 4.9453e-06 | 0 | 4.9453e-06 | 4.7098e-06 | 0 | 4.7098e-06
[79 empty] | WLDFR | HFTD - Distribution - Tier 2 - 5QU CoRE ¦ 5QU LoRE | Red Flag Warning - Destructive Fires | 2037 | 4.9818e-10 | 5.2604e-10 | 4.9528e-10 | 4.717e-10 | 9984.8474 | 263.1074 | 9721.74 | 0 | 0 | 0 | 0 | 0 | 1.0866e-07 | 4.9743e-06 | 0 | 4.9743e-06 | 5.2524e-06 | 0 | 5.2524e-06 | 4.9453e-06 | 0 | 4.9453e-06 | 4.7098e-06 | 0 | 4.7098e-06
[79 empty] | WLDFR | HFTD - Distribution - Tier 2 - 5QU CoRE ¦ 5QU LoRE | Red Flag Warning - Destructive Fires | 2038 | 4.9818e-10 | 5.2604e-10 | 4.9528e-10 | 4.717e-10 | 10472.8261 | 280.5544 | 10192.2718 | 0 | 0 | 0 | 0 | 0 | 1.0866e-07 | 5.2174e-06 | 0 | 5.2174e-06 | 5.5091e-06 | 0 | 5.5091e-06 | 5.187e-06 | 0 | 5.187e-06 | 4.94e-06 | 0 | 4.94e-06
[79 empty] | WLDFR | HFTD - Distribution - Tier 2 - 5QU CoRE ¦ 5QU LoRE | Red Flag Warning - Destructive Fires | 2039 | 4.9818e-10 | 5.2604e-10 | 4.9528e-10 | 4.717e-10 | 10472.8261 | 280.5544 | 10192.2718 | 0 | 0 | 0 | 0 | 0 | 1.0866e-07 | 5.2174e-06 | 0 | 5.2174e-06 | 5.5091e-06 | 0 | 5.5091e-06 | 5.187e-06 | 0 | 5.187e-06 | 4.94e-06 | 0 | 4.94e-06
[79 empty] | WLDFR | HFTD - Distribution - Tier 2 - 5QU CoRE ¦ 5QU LoRE | Red Flag Warning - Destructive Fires | 2040 | 4.9818e-10 | 5.2604e-10 | 4.9528e-10 | 4.717e-10 | 10472.8261 | 280.5544 | 10192.2718 | 0 | 0 | 0 | 0 | 0 | 1.0866e-07 | 5.2174e-06 | 0 | 5.2174e-06 | 5.5091e-06 | 0 | 5.5091e-06 | 5.187e-06 | 0 | 5.187e-06 | 4.94e-06 | 0 | 4.94e-06
[79 empty] | WLDFR | HFTD - Distribution - Tier 2 - 5QU CoRE ¦ 5QU LoRE | Red Flag Warning - Destructive Fires | 2041 | 4.9818e-10 | 5.2604e-10 | 4.9528e-10 | 4.717e-10 | 10472.8261 | 280.5544 | 10192.2718 | 0 | 0 | 0 | 0 | 0 | 1.0866e-07 | 5.2174e-06 | 0 | 5.2174e-06 | 5.5091e-06 | 0 | 5.5091e-06 | 5.187e-06 | 0 | 5.187e-06 | 4.94e-06 | 0 | 4.94e-06
[79 empty] | WLDFR | HFTD - Distribution - Tier 2 - 5QU CoRE ¦ 5QU LoRE | Red Flag Warning - Destructive Fires | 2042 | 4.9818e-10 | 5.2604e-10 | 4.9528e-10 | 4.717e-10 | 10472.8261 | 280.5544 | 10192.2718 | 0 | 0 | 0 | 0 | 0 | 1.0866e-07 | 5.2174e-06 | 0 | 5.2174e-06 | 5.5091e-06 | 0 | 5.5091e-06 | 5.187e-06 | 0 | 5.187e-06 | 4.94e-06 | 0 | 4.94e-06
[79 empty] | WLDFR | HFTD - Distribution - Tier 2 - 5QU CoRE ¦ 5QU LoRE | Red Flag Warning - Destructive Fires | 2043 | 4.9818e-10 | 5.2604e-10 | 4.9528e-10 | 4.717e-10 | 10992.1562 | 299.42 | 10692.7362 | 0 | 0 | 0 | 0 | 0 | 1.0866e-07 | 5.4761e-06 | 0 | 5.4761e-06 | 5.7823e-06 | 0 | 5.7823e-06 | 5.4442e-06 | 0 | 5.4442e-06 | 5.185e-06 | 0 | 5.185e-06
[79 empty] | WLDFR | HFTD - Distribution - Tier 2 - 5QU CoRE ¦ 5QU LoRE | Red Flag Warning - Destructive Fires | 2044 | 4.9818e-10 | 5.2604e-10 | 4.9528e-10 | 4.717e-10 | 10992.1562 | 299.42 | 10692.7362 | 0 | 0 | 0 | 0 | 0 | 1.0866e-07 | 5.4761e-06 | 0 | 5.4761e-06 | 5.7823e-06 | 0 | 5.7823e-06 | 5.4442e-06 | 0 | 5.4442e-06 | 5.185e-06 | 0 | 5.185e-06
[79 empty] | WLDFR | HFTD - Distribution - Tier 2 - 5QU CoRE ¦ 5QU LoRE | Red Flag Warning - Destructive Fires | 2045 | 4.9818e-10 | 5.2604e-10 | 4.9528e-10 | 4.717e-10 | 10992.1562 | 299.42 | 10692.7362 | 0 | 0 | 0 | 0 | 0 | 1.0866e-07 | 5.4761e-06 | 0 | 5.4761e-06 | 5.7823e-06 | 0 | 5.7823e-06 | 5.4442e-06 | 0 | 5.4442e-06 | 5.185e-06 | 0 | 5.185e-06
[79 empty] | WLDFR | HFTD - Distribution - Tier 2 - 5QU CoRE ¦ 5QU LoRE | Red Flag Warning - Destructive Fires | 2046 | 4.9818e-10 | 5.2604e-10 | 4.9528e-10 | 4.717e-10 | 10992.1562 | 299.42 | 10692.7362 | 0 | 0 | 0 | 0 | 0 | 1.0866e-07 | 5.4761e-06 | 0 | 5.4761e-06 | 5.7823e-06 | 0 | 5.7823e-06 | 5.4442e-06 | 0 | 5.4442e-06 | 5.185e-06 | 0 | 5.185e-06
[79 empty] | WLDFR | HFTD - Distribution - Tier 2 - 5QU CoRE ¦ 5QU LoRE | Red Flag Warning - Destructive Fires | 2047 | 4.9818e-10 | 5.2604e-10 | 4.9528e-10 | 4.717e-10 | 10992.1562 | 299.42 | 10692.7362 | 0 | 0 | 0 | 0 | 0 | 1.0866e-07 | 5.4761e-06 | 0 | 5.4761e-06 | 5.7823e-06 | 0 | 5.7823e-06 | 5.4442e-06 | 0 | 5.4442e-06 | 5.185e-06 | 0 | 5.185e-06
[79 empty] | WLDFR | HFTD - Distribution - Tier 2 - 5QU CoRE ¦ 5QU LoRE | Red Flag Warning - Destructive Fires | 2048 | 4.9818e-10 | 5.2604e-10 | 4.9528e-10 | 4.717e-10 | 11536.0538 | 319.4911 | 11216.5626 | 0 | 0 | 0 | 0 | 0 | 1.0866e-07 | 5.7471e-06 | 0 | 5.7471e-06 | 6.0684e-06 | 0 | 6.0684e-06 | 5.7136e-06 | 0 | 5.7136e-06 | 5.4415e-06 | 0 | 5.4415e-06
[79 empty] | WLDFR | HFTD - Distribution - Tier 2 - 5QU CoRE ¦ 5QU LoRE | Red Flag Warning - Destructive Fires | 2049 | 4.9818e-10 | 5.2604e-10 | 4.9528e-10 | 4.717e-10 | 11536.0538 | 319.4911 | 11216.5626 | 0 | 0 | 0 | 0 | 0 | 1.0866e-07 | 5.7471e-06 | 0 | 5.7471e-06 | 6.0684e-06 | 0 | 6.0684e-06 | 5.7136e-06 | 0 | 5.7136e-06 | 5.4415e-06 | 0 | 5.4415e-06
[79 empty] | WLDFR | HFTD - Distribution - Tier 2 - 5QU CoRE ¦ 5QU LoRE | Red Flag Warning - Destructive Fires | 2050 | 0 | 5.2604e-10 | 4.9528e-10 | 4.717e-10 | 11536.0538 | 319.4911 | 11216.5626 | 0 | 0 | 0 | 0 | 0 | 1.0866e-07 | 0 | 0 | 0 | 6.0684e-06 | 0 | 6.0684e-06 | 5.7136e-06 | 0 | 5.7136e-06 | 5.4415e-06 | 0 | 5.4415e-06
[79 empty] | WLDFR | HFTD - Distribution - Tier 2 - 5QU CoRE ¦ 5QU LoRE | Red Flag Warning - Destructive Fires | 2051 | 0 | 0 | 4.9528e-10 | 4.717e-10 | 11536.0538 | 319.4911 | 11216.5626 | 0 | 0 | 0 | 0 | 0 | 1.0866e-07 | 0 | 0 | 0 | 0 | 0 | 0 | 5.7136e-06 | 0 | 5.7136e-06 | 5.4415e-06 | 0 | 5.4415e-06
[79 empty] | WLDFR | HFTD - Distribution - Tier 2 - 5QU CoRE ¦ 5QU LoRE | Red Flag Warning - Destructive Fires | 2052 | 0 | 0 | 0 | 4.717e-10 | 11536.0538 | 319.4911 | 11216.5626 | 0 | 0 | 0 | 0 | 0 | 1.0866e-07 | 0 | 0 | 0 | 0 | 0 | 0 | 0 | 0 | 0 | 5.4415e-06 | 0 | 5.4415e-06
[79 empty] | WLDFR | HFTD - Distribution - Tier 2 - 5QU CoRE ¦ 5QU LoRE | Red Flag Warning - Large Fires | 2020 | 6.453e-08 | 0 | 0 | 0 | 5.2406 | 0.69642 | 2.942 | 1.6022 | 0 | 0 | 0 | 0 | 9.8134e-06 | 3.3817e-07 | 0 | 3.3817e-07 | 0 | 0 | 0 | 0 | 0 | 0 | 0 | 0 | 0
[79 empty] | WLDFR | HFTD - Distribution - Tier 2 - 5QU CoRE ¦ 5QU LoRE | Red Flag Warning - Large Fires | 2021 | 4.235e-08 | 6.8138e-08 | 0 | 0 | 5.2406 | 0.69642 | 2.942 | 1.6022 | 0 | 0 | 0 | 0 | 9.8134e-06 | 2.2194e-07 | 0 | 2.2194e-07 | 3.5708e-07 | 0 | 3.5708e-07 | 0 | 0 | 0 | 0 | 0 | 0
[79 empty] | WLDFR | HFTD - Distribution - Tier 2 - 5QU CoRE ¦ 5QU LoRE | Red Flag Warning - Large Fires | 2022 | 4.2081e-08 | 4.4434e-08 | 6.4446e-08 | 0 | 5.2406 | 0.69642 | 2.942 | 1.6022 | 0 | 0 | 0 | 0 | 9.5316e-06 | 2.2053e-07 | 0 | 2.2053e-07 | 2.3286e-07 | 0 | 2.3286e-07 | 3.3773e-07 | 0 | 3.3773e-07 | 0 | 0 | 0
[79 empty] | WLDFR | HFTD - Distribution - Tier 2 - 5QU CoRE ¦ 5QU LoRE | Red Flag Warning - Large Fires | 2023 | 4.2081e-08 | 4.4434e-08 | 4.1836e-08 | 6.1377e-08 | 5.475 | 0.71896 | 3.0715 | 1.6846 | 0 | 0 | 0 | 0 | 9.5316e-06 | 2.3039e-07 | 0 | 2.3039e-07 | 2.4328e-07 | 0 | 2.4328e-07 | 2.2905e-07 | 0 | 2.2905e-07 | 3.3604e-07 | 0 | 3.3604e-07
[79 empty] | WLDFR | HFTD - Distribution - Tier 2 - 5QU CoRE ¦ 5QU LoRE | Red Flag Warning - Large Fires | 2024 | 4.2081e-08 | 4.4434e-08 | 4.1836e-08 | 3.9844e-08 | 5.475 | 0.71896 | 3.0715 | 1.6846 | 0 | 0 | 0 | 0 | 9.5316e-06 | 2.3039e-07 | 0 | 2.3039e-07 | 2.4328e-07 | 0 | 2.4328e-07 | 2.2905e-07 | 0 | 2.2905e-07 | 2.1815e-07 | 0 | 2.1815e-07
[79 empty] | WLDFR | HFTD - Distribution - Tier 2 - 5QU CoRE ¦ 5QU LoRE | Red Flag Warning - Large Fires | 2025 | 4.2081e-08 | 4.4434e-08 | 4.1836e-08 | 3.9844e-08 | 5.475 | 0.71896 | 3.0715 | 1.6846 | 0 | 0 | 0 | 0 | 9.5316e-06 | 2.3039e-07 | 0 | 2.3039e-07 | 2.4328e-07 | 0 | 2.4328e-07 | 2.2905e-07 | 0 | 2.2905e-07 | 2.1815e-07 | 0 | 2.1815e-07
[79 empty] | WLDFR | HFTD - Distribution - Tier 2 - 5QU CoRE ¦ 5QU LoRE | Red Flag Warning - Large Fires | 2026 | 4.2081e-08 | 4.4434e-08 | 4.1836e-08 | 3.9844e-08 | 5.475 | 0.71896 | 3.0715 | 1.6846 | 0 | 0 | 0 | 0 | 9.5316e-06 | 2.3039e-07 | 0 | 2.3039e-07 | 2.4328e-07 | 0 | 2.4328e-07 | 2.2905e-07 | 0 | 2.2905e-07 | 2.1815e-07 | 0 | 2.1815e-07
[79 empty] | WLDFR | HFTD - Distribution - Tier 2 - 5QU CoRE ¦ 5QU LoRE | Red Flag Warning - Large Fires | 2027 | 4.2081e-08 | 4.4434e-08 | 4.1836e-08 | 3.9844e-08 | 5.475 | 0.71896 | 3.0715 | 1.6846 | 0 | 0 | 0 | 0 | 9.5316e-06 | 2.3039e-07 | 0 | 2.3039e-07 | 2.4328e-07 | 0 | 2.4328e-07 | 2.2905e-07 | 0 | 2.2905e-07 | 2.1815e-07 | 0 | 2.1815e-07
[79 empty] | WLDFR | HFTD - Distribution - Tier 2 - 5QU CoRE ¦ 5QU LoRE | Red Flag Warning - Large Fires | 2028 | 4.2081e-08 | 4.4434e-08 | 4.1836e-08 | 3.9844e-08 | 5.777 | 0.74734 | 3.238 | 1.7917 | 0 | 0 | 0 | 0 | 9.5316e-06 | 2.431e-07 | 0 | 2.431e-07 | 2.5669e-07 | 0 | 2.5669e-07 | 2.4169e-07 | 0 | 2.4169e-07 | 2.3018e-07 | 0 | 2.3018e-07
[79 empty] | WLDFR | HFTD - Distribution - Tier 2 - 5QU CoRE ¦ 5QU LoRE | Red Flag Warning - Large Fires | 2029 | 4.2081e-08 | 4.4434e-08 | 4.1836e-08 | 3.9844e-08 | 5.777 | 0.74734 | 3.238 | 1.7917 | 0 | 0 | 0 | 0 | 9.5316e-06 | 2.431e-07 | 0 | 2.431e-07 | 2.5669e-07 | 0 | 2.5669e-07 | 2.4169e-07 | 0 | 2.4169e-07 | 2.3018e-07 | 0 | 2.3018e-07
[79 empty] | WLDFR | HFTD - Distribution - Tier 2 - 5QU CoRE ¦ 5QU LoRE | Red Flag Warning - Large Fires | 2030 | 4.2081e-08 | 4.4434e-08 | 4.1836e-08 | 3.9844e-08 | 5.777 | 0.74734 | 3.238 | 1.7917 | 0 | 0 | 0 | 0 | 9.5316e-06 | 2.431e-07 | 0 | 2.431e-07 | 2.5669e-07 | 0 | 2.5669e-07 | 2.4169e-07 | 0 | 2.4169e-07 | 2.3018e-07 | 0 | 2.3018e-07
[79 empty] | WLDFR | HFTD - Distribution - Tier 2 - 5QU CoRE ¦ 5QU LoRE | Red Flag Warning - Large Fires | 2031 | 4.2081e-08 | 4.4434e-08 | 4.1836e-08 | 3.9844e-08 | 5.777 | 0.74734 | 3.238 | 1.7917 | 0 | 0 | 0 | 0 | 9.5316e-06 | 2.431e-07 | 0 | 2.431e-07 | 2.5669e-07 | 0 | 2.5669e-07 | 2.4169e-07 | 0 | 2.4169e-07 | 2.3018e-07 | 0 | 2.3018e-07
[79 empty] | WLDFR | HFTD - Distribution - Tier 2 - 5QU CoRE ¦ 5QU LoRE | Red Flag Warning - Large Fires | 2032 | 4.2081e-08 | 4.4434e-08 | 4.1836e-08 | 3.9844e-08 | 5.777 | 0.74734 | 3.238 | 1.7917 | 0 | 0 | 0 | 0 | 9.5316e-06 | 2.431e-07 | 0 | 2.431e-07 | 2.5669e-07 | 0 | 2.5669e-07 | 2.4169e-07 | 0 | 2.4169e-07 | 2.3018e-07 | 0 | 2.3018e-07
[79 empty] | WLDFR | HFTD - Distribution - Tier 2 - 5QU CoRE ¦ 5QU LoRE | Red Flag Warning - Large Fires | 2033 | 4.2081e-08 | 4.4434e-08 | 4.1836e-08 | 3.9844e-08 | 6.1205 | 0.77885 | 3.4265 | 1.9151 | 0 | 0 | 0 | 0 | 9.5316e-06 | 2.5756e-07 | 0 | 2.5756e-07 | 2.7196e-07 | 0 | 2.7196e-07 | 2.5606e-07 | 0 | 2.5606e-07 | 2.4386e-07 | 0 | 2.4386e-07
[79 empty] | WLDFR | HFTD - Distribution - Tier 2 - 5QU CoRE ¦ 5QU LoRE | Red Flag Warning - Large Fires | 2034 | 4.2081e-08 | 4.4434e-08 | 4.1836e-08 | 3.9844e-08 | 6.1205 | 0.77885 | 3.4265 | 1.9151 | 0 | 0 | 0 | 0 | 9.5316e-06 | 2.5756e-07 | 0 | 2.5756e-07 | 2.7196e-07 | 0 | 2.7196e-07 | 2.5606e-07 | 0 | 2.5606e-07 | 2.4386e-07 | 0 | 2.4386e-07
[79 empty] | WLDFR | HFTD - Distribution - Tier 2 - 5QU CoRE ¦ 5QU LoRE | Red Flag Warning - Large Fires | 2035 | 4.2081e-08 | 4.4434e-08 | 4.1836e-08 | 3.9844e-08 | 6.1205 | 0.77885 | 3.4265 | 1.9151 | 0 | 0 | 0 | 0 | 9.5316e-06 | 2.5756e-07 | 0 | 2.5756e-07 | 2.7196e-07 | 0 | 2.7196e-07 | 2.5606e-07 | 0 | 2.5606e-07 | 2.4386e-07 | 0 | 2.4386e-07
[79 empty] | WLDFR | HFTD - Distribution - Tier 2 - 5QU CoRE ¦ 5QU LoRE | Red Flag Warning - Large Fires | 2036 | 4.2081e-08 | 4.4434e-08 | 4.1836e-08 | 3.9844e-08 | 6.1205 | 0.77885 | 3.4265 | 1.9151 | 0 | 0 | 0 | 0 | 9.5316e-06 | 2.5756e-07 | 0 | 2.5756e-07 | 2.7196e-07 | 0 | 2.7196e-07 | 2.5606e-07 | 0 | 2.5606e-07 | 2.4386e-07 | 0 | 2.4386e-07
[79 empty] | WLDFR | HFTD - Distribution - Tier 2 - 5QU CoRE ¦ 5QU LoRE | Red Flag Warning - Large Fires | 2037 | 4.2081e-08 | 4.4434e-08 | 4.1836e-08 | 3.9844e-08 | 6.1205 | 0.77885 | 3.4265 | 1.9151 | 0 | 0 | 0 | 0 | 9.5316e-06 | 2.5756e-07 | 0 | 2.5756e-07 | 2.7196e-07 | 0 | 2.7196e-07 | 2.5606e-07 | 0 | 2.5606e-07 | 2.4386e-07 | 0 | 2.4386e-07
[79 empty] | WLDFR | HFTD - Distribution - Tier 2 - 5QU CoRE ¦ 5QU LoRE | Red Flag Warning - Large Fires | 2038 | 4.2081e-08 | 4.4434e-08 | 4.1836e-08 | 3.9844e-08 | 6.5028 | 0.81304 | 3.6355 | 2.0543 | 0 | 0 | 0 | 0 | 9.5316e-06 | 2.7364e-07 | 0 | 2.7364e-07 | 2.8894e-07 | 0 | 2.8894e-07 | 2.7205e-07 | 0 | 2.7205e-07 | 2.591e-07 | 0 | 2.591e-07
[79 empty] | WLDFR | HFTD - Distribution - Tier 2 - 5QU CoRE ¦ 5QU LoRE | Red Flag Warning - Large Fires | 2039 | 4.2081e-08 | 4.4434e-08 | 4.1836e-08 | 3.9844e-08 | 6.5028 | 0.81304 | 3.6355 | 2.0543 | 0 | 0 | 0 | 0 | 9.5316e-06 | 2.7364e-07 | 0 | 2.7364e-07 | 2.8894e-07 | 0 | 2.8894e-07 | 2.7205e-07 | 0 | 2.7205e-07 | 2.591e-07 | 0 | 2.591e-07
[79 empty] | WLDFR | HFTD - Distribution - Tier 2 - 5QU CoRE ¦ 5QU LoRE | Red Flag Warning - Large Fires | 2040 | 4.2081e-08 | 4.4434e-08 | 4.1836e-08 | 3.9844e-08 | 6.5028 | 0.81304 | 3.6355 | 2.0543 | 0 | 0 | 0 | 0 | 9.5316e-06 | 2.7364e-07 | 0 | 2.7364e-07 | 2.8894e-07 | 0 | 2.8894e-07 | 2.7205e-07 | 0 | 2.7205e-07 | 2.591e-07 | 0 | 2.591e-07
[79 empty] | WLDFR | HFTD - Distribution - Tier 2 - 5QU CoRE ¦ 5QU LoRE | Red Flag Warning - Large Fires | 2041 | 4.2081e-08 | 4.4434e-08 | 4.1836e-08 | 3.9844e-08 | 6.5028 | 0.81304 | 3.6355 | 2.0543 | 0 | 0 | 0 | 0 | 9.5316e-06 | 2.7364e-07 | 0 | 2.7364e-07 | 2.8894e-07 | 0 | 2.8894e-07 | 2.7205e-07 | 0 | 2.7205e-07 | 2.591e-07 | 0 | 2.591e-07
[79 empty] | WLDFR | HFTD - Distribution - Tier 2 - 5QU CoRE ¦ 5QU LoRE | Red Flag Warning - Large Fires | 2042 | 4.2081e-08 | 4.4434e-08 | 4.1836e-08 | 3.9844e-08 | 6.5028 | 0.81304 | 3.6355 | 2.0543 | 0 | 0 | 0 | 0 | 9.5316e-06 | 2.7364e-07 | 0 | 2.7364e-07 | 2.8894e-07 | 0 | 2.8894e-07 | 2.7205e-07 | 0 | 2.7205e-07 | 2.591e-07 | 0 | 2.591e-07
[79 empty] | WLDFR | HFTD - Distribution - Tier 2 - 5QU CoRE ¦ 5QU LoRE | Red Flag Warning - Large Fires | 2043 | 4.2081e-08 | 4.4434e-08 | 4.1836e-08 | 3.9844e-08 | 6.9209 | 0.84944 | 3.8632 | 2.2083 | 0 | 0 | 0 | 0 | 9.5316e-06 | 2.9124e-07 | 0 | 2.9124e-07 | 3.0752e-07 | 0 | 3.0752e-07 | 2.8954e-07 | 0 | 2.8954e-07 | 2.7576e-07 | 0 | 2.7576e-07
[79 empty] | WLDFR | HFTD - Distribution - Tier 2 - 5QU CoRE ¦ 5QU LoRE | Red Flag Warning - Large Fires | 2044 | 4.2081e-08 | 4.4434e-08 | 4.1836e-08 | 3.9844e-08 | 6.9209 | 0.84944 | 3.8632 | 2.2083 | 0 | 0 | 0 | 0 | 9.5316e-06 | 2.9124e-07 | 0 | 2.9124e-07 | 3.0752e-07 | 0 | 3.0752e-07 | 2.8954e-07 | 0 | 2.8954e-07 | 2.7576e-07 | 0 | 2.7576e-07
[79 empty] | WLDFR | HFTD - Distribution - Tier 2 - 5QU CoRE ¦ 5QU LoRE | Red Flag Warning - Large Fires | 2045 | 4.2081e-08 | 4.4434e-08 | 4.1836e-08 | 3.9844e-08 | 6.9209 | 0.84944 | 3.8632 | 2.2083 | 0 | 0 | 0 | 0 | 9.5316e-06 | 2.9124e-07 | 0 | 2.9124e-07 | 3.0752e-07 | 0 | 3.0752e-07 | 2.8954e-07 | 0 | 2.8954e-07 | 2.7576e-07 | 0 | 2.7576e-07
[79 empty] | WLDFR | HFTD - Distribution - Tier 2 - 5QU CoRE ¦ 5QU LoRE | Red Flag Warning - Large Fires | 2046 | 4.2081e-08 | 4.4434e-08 | 4.1836e-08 | 3.9844e-08 | 6.9209 | 0.84944 | 3.8632 | 2.2083 | 0 | 0 | 0 | 0 | 9.5316e-06 | 2.9124e-07 | 0 | 2.9124e-07 | 3.0752e-07 | 0 | 3.0752e-07 | 2.8954e-07 | 0 | 2.8954e-07 | 2.7576e-07 | 0 | 2.7576e-07
[79 empty] | WLDFR | HFTD - Distribution - Tier 2 - 5QU CoRE ¦ 5QU LoRE | Red Flag Warning - Large Fires | 2047 | 4.2081e-08 | 4.4434e-08 | 4.1836e-08 | 3.9844e-08 | 6.9209 | 0.84944 | 3.8632 | 2.2083 | 0 | 0 | 0 | 0 | 9.5316e-06 | 2.9124e-07 | 0 | 2.9124e-07 | 3.0752e-07 | 0 | 3.0752e-07 | 2.8954e-07 | 0 | 2.8954e-07 | 2.7576e-07 | 0 | 2.7576e-07
[79 empty] | WLDFR | HFTD - Distribution - Tier 2 - 5QU CoRE ¦ 5QU LoRE | Red Flag Warning - Large Fires | 2048 | 4.2081e-08 | 4.4434e-08 | 4.1836e-08 | 3.9844e-08 | 7.3713 | 0.88759 | 4.1075 | 2.3763 | 0 | 0 | 0 | 0 | 9.5316e-06 | 3.1019e-07 | 0 | 3.1019e-07 | 3.2754e-07 | 0 | 3.2754e-07 | 3.0839e-07 | 0 | 3.0839e-07 | 2.937e-07 | 0 | 2.937e-07
[79 empty] | WLDFR | HFTD - Distribution - Tier 2 - 5QU CoRE ¦ 5QU LoRE | Red Flag Warning - Large Fires | 2049 | 4.2081e-08 | 4.4434e-08 | 4.1836e-08 | 3.9844e-08 | 7.3713 | 0.88759 | 4.1075 | 2.3763 | 0 | 0 | 0 | 0 | 9.5316e-06 | 3.1019e-07 | 0 | 3.1019e-07 | 3.2754e-07 | 0 | 3.2754e-07 | 3.0839e-07 | 0 | 3.0839e-07 | 2.937e-07 | 0 | 2.937e-07
[79 empty] | WLDFR | HFTD - Distribution - Tier 2 - 5QU CoRE ¦ 5QU LoRE | Red Flag Warning - Large Fires | 2050 | 0 | 4.4434e-08 | 4.1836e-08 | 3.9844e-08 | 7.3713 | 0.88759 | 4.1075 | 2.3763 | 0 | 0 | 0 | 0 | 9.5316e-06 | 0 | 0 | 0 | 3.2754e-07 | 0 | 3.2754e-07 | 3.0839e-07 | 0 | 3.0839e-07 | 2.937e-07 | 0 | 2.937e-07
[79 empty] | WLDFR | HFTD - Distribution - Tier 2 - 5QU CoRE ¦ 5QU LoRE | Red Flag Warning - Large Fires | 2051 | 0 | 0 | 4.1836e-08 | 3.9844e-08 | 7.3713 | 0.88759 | 4.1075 | 2.3763 | 0 | 0 | 0 | 0 | 9.5316e-06 | 0 | 0 | 0 | 0 | 0 | 0 | 3.0839e-07 | 0 | 3.0839e-07 | 2.937e-07 | 0 | 2.937e-07
[79 empty] | WLDFR | HFTD - Distribution - Tier 2 - 5QU CoRE ¦ 5QU LoRE | Red Flag Warning - Large Fires | 2052 | 0 | 0 | 0 | 3.9844e-08 | 7.3713 | 0.88759 | 4.1075 | 2.3763 | 0 | 0 | 0 | 0 | 9.5316e-06 | 0 | 0 | 0 | 0 | 0 | 0 | 0 | 0 | 0 | 2.937e-07 | 0 | 2.937e-07
[79 empty] | WLDFR | HFTD - Distribution - Tier 2 - 5QU CoRE ¦ 5QU LoRE | Red Flag Warning - Small Fires | 2020 | 2.3513e-06 | 0 | 0 | 0 | 0.077901 | 0.036425 | 0.0015809 | 0.039895 | 0 | 0 | 0 | 0 | 0.00023364 | 1.8316e-07 | 0 | 1.8316e-07 | 0 | 0 | 0 | 0 | 0 | 0 | 0 | 0 | 0
[79 empty] | WLDFR | HFTD - Distribution - Tier 2 - 5QU CoRE ¦ 5QU LoRE | Red Flag Warning - Small Fires | 2021 | 1.551e-06 | 2.4827e-06 | 0 | 0 | 0.077901 | 0.036425 | 0.0015809 | 0.039895 | 0 | 0 | 0 | 0 | 0.00023364 | 1.2082e-07 | 0 | 1.2082e-07 | 1.9341e-07 | 0 | 1.9341e-07 | 0 | 0 | 0 | 0 | 0 | 0
[79 empty] | WLDFR | HFTD - Distribution - Tier 2 - 5QU CoRE ¦ 5QU LoRE | Red Flag Warning - Small Fires | 2022 | 1.5507e-06 | 1.6374e-06 | 2.3651e-06 | 0 | 0.077901 | 0.036425 | 0.0015809 | 0.039895 | 0 | 0 | 0 | 0 | 0.00023219 | 1.208e-07 | 0 | 1.208e-07 | 1.2755e-07 | 0 | 1.2755e-07 | 1.8424e-07 | 0 | 1.8424e-07 | 0 | 0 | 0
[79 empty] | WLDFR | HFTD - Distribution - Tier 2 - 5QU CoRE ¦ 5QU LoRE | Red Flag Warning - Small Fires | 2023 | 1.5507e-06 | 1.6374e-06 | 1.5417e-06 | 2.2524e-06 | 0.080408 | 0.03759 | 0.0016314 | 0.041187 | 0 | 0 | 0 | 0 | 0.00023219 | 1.2469e-07 | 0 | 1.2469e-07 | 1.3166e-07 | 0 | 1.3166e-07 | 1.2396e-07 | 0 | 1.2396e-07 | 1.8112e-07 | 0 | 1.8112e-07
[79 empty] | WLDFR | HFTD - Distribution - Tier 2 - 5QU CoRE ¦ 5QU LoRE | Red Flag Warning - Small Fires | 2024 | 1.5507e-06 | 1.6374e-06 | 1.5417e-06 | 1.4683e-06 | 0.080408 | 0.03759 | 0.0016314 | 0.041187 | 0 | 0 | 0 | 0 | 0.00023219 | 1.2469e-07 | 0 | 1.2469e-07 | 1.3166e-07 | 0 | 1.3166e-07 | 1.2396e-07 | 0 | 1.2396e-07 | 1.1806e-07 | 0 | 1.1806e-07
[79 empty] | WLDFR | HFTD - Distribution - Tier 2 - 5QU CoRE ¦ 5QU LoRE | Red Flag Warning - Small Fires | 2025 | 1.5507e-06 | 1.6374e-06 | 1.5417e-06 | 1.4683e-06 | 0.080408 | 0.03759 | 0.0016314 | 0.041187 | 0 | 0 | 0 | 0 | 0.00023219 | 1.2469e-07 | 0 | 1.2469e-07 | 1.3166e-07 | 0 | 1.3166e-07 | 1.2396e-07 | 0 | 1.2396e-07 | 1.1806e-07 | 0 | 1.1806e-07
[79 empty] | WLDFR | HFTD - Distribution - Tier 2 - 5QU CoRE ¦ 5QU LoRE | Red Flag Warning - Small Fires | 2026 | 1.5507e-06 | 1.6374e-06 | 1.5417e-06 | 1.4683e-06 | 0.080408 | 0.03759 | 0.0016314 | 0.041187 | 0 | 0 | 0 | 0 | 0.00023219 | 1.2469e-07 | 0 | 1.2469e-07 | 1.3166e-07 | 0 | 1.3166e-07 | 1.2396e-07 | 0 | 1.2396e-07 | 1.1806e-07 | 0 | 1.1806e-07
[79 empty] | WLDFR | HFTD - Distribution - Tier 2 - 5QU CoRE ¦ 5QU LoRE | Red Flag Warning - Small Fires | 2027 | 1.5507e-06 | 1.6374e-06 | 1.5417e-06 | 1.4683e-06 | 0.080408 | 0.03759 | 0.0016314 | 0.041187 | 0 | 0 | 0 | 0 | 0.00023219 | 1.2469e-07 | 0 | 1.2469e-07 | 1.3166e-07 | 0 | 1.3166e-07 | 1.2396e-07 | 0 | 1.2396e-07 | 1.1806e-07 | 0 | 1.1806e-07
[79 empty] | WLDFR | HFTD - Distribution - Tier 2 - 5QU CoRE ¦ 5QU LoRE | Red Flag Warning - Small Fires | 2028 | 1.5507e-06 | 1.6374e-06 | 1.5417e-06 | 1.4683e-06 | 0.083606 | 0.039055 | 0.001695 | 0.042856 | 0 | 0 | 0 | 0 | 0.00023219 | 1.2965e-07 | 0 | 1.2965e-07 | 1.369e-07 | 0 | 1.369e-07 | 1.2889e-07 | 0 | 1.2889e-07 | 1.2276e-07 | 0 | 1.2276e-07
[79 empty] | WLDFR | HFTD - Distribution - Tier 2 - 5QU CoRE ¦ 5QU LoRE | Red Flag Warning - Small Fires | 2029 | 1.5507e-06 | 1.6374e-06 | 1.5417e-06 | 1.4683e-06 | 0.083606 | 0.039055 | 0.001695 | 0.042856 | 0 | 0 | 0 | 0 | 0.00023219 | 1.2965e-07 | 0 | 1.2965e-07 | 1.369e-07 | 0 | 1.369e-07 | 1.2889e-07 | 0 | 1.2889e-07 | 1.2276e-07 | 0 | 1.2276e-07
[79 empty] | WLDFR | HFTD - Distribution - Tier 2 - 5QU CoRE ¦ 5QU LoRE | Red Flag Warning - Small Fires | 2030 | 1.5507e-06 | 1.6374e-06 | 1.5417e-06 | 1.4683e-06 | 0.083606 | 0.039055 | 0.001695 | 0.042856 | 0 | 0 | 0 | 0 | 0.00023219 | 1.2965e-07 | 0 | 1.2965e-07 | 1.369e-07 | 0 | 1.369e-07 | 1.2889e-07 | 0 | 1.2889e-07 | 1.2276e-07 | 0 | 1.2276e-07
[79 empty] | WLDFR | HFTD - Distribution - Tier 2 - 5QU CoRE ¦ 5QU LoRE | Red Flag Warning - Small Fires | 2031 | 1.5507e-06 | 1.6374e-06 | 1.5417e-06 | 1.4683e-06 | 0.083606 | 0.039055 | 0.001695 | 0.042856 | 0 | 0 | 0 | 0 | 0.00023219 | 1.2965e-07 | 0 | 1.2965e-07 | 1.369e-07 | 0 | 1.369e-07 | 1.2889e-07 | 0 | 1.2889e-07 | 1.2276e-07 | 0 | 1.2276e-07
[79 empty] | WLDFR | HFTD - Distribution - Tier 2 - 5QU CoRE ¦ 5QU LoRE | Red Flag Warning - Small Fires | 2032 | 1.5507e-06 | 1.6374e-06 | 1.5417e-06 | 1.4683e-06 | 0.083606 | 0.039055 | 0.001695 | 0.042856 | 0 | 0 | 0 | 0 | 0.00023219 | 1.2965e-07 | 0 | 1.2965e-07 | 1.369e-07 | 0 | 1.369e-07 | 1.2889e-07 | 0 | 1.2889e-07 | 1.2276e-07 | 0 | 1.2276e-07
[79 empty] | WLDFR | HFTD - Distribution - Tier 2 - 5QU CoRE ¦ 5QU LoRE | Red Flag Warning - Small Fires | 2033 | 1.5507e-06 | 1.6374e-06 | 1.5417e-06 | 1.4683e-06 | 0.087211 | 0.040679 | 0.0017655 | 0.044766 | 0 | 0 | 0 | 0 | 0.00023219 | 1.3524e-07 | 0 | 1.3524e-07 | 1.428e-07 | 0 | 1.428e-07 | 1.3445e-07 | 0 | 1.3445e-07 | 1.2805e-07 | 0 | 1.2805e-07
[79 empty] | WLDFR | HFTD - Distribution - Tier 2 - 5QU CoRE ¦ 5QU LoRE | Red Flag Warning - Small Fires | 2034 | 1.5507e-06 | 1.6374e-06 | 1.5417e-06 | 1.4683e-06 | 0.087211 | 0.040679 | 0.0017655 | 0.044766 | 0 | 0 | 0 | 0 | 0.00023219 | 1.3524e-07 | 0 | 1.3524e-07 | 1.428e-07 | 0 | 1.428e-07 | 1.3445e-07 | 0 | 1.3445e-07 | 1.2805e-07 | 0 | 1.2805e-07
[79 empty] | WLDFR | HFTD - Distribution - Tier 2 - 5QU CoRE ¦ 5QU LoRE | Red Flag Warning - Small Fires | 2035 | 1.5507e-06 | 1.6374e-06 | 1.5417e-06 | 1.4683e-06 | 0.087211 | 0.040679 | 0.0017655 | 0.044766 | 0 | 0 | 0 | 0 | 0.00023219 | 1.3524e-07 | 0 | 1.3524e-07 | 1.428e-07 | 0 | 1.428e-07 | 1.3445e-07 | 0 | 1.3445e-07 | 1.2805e-07 | 0 | 1.2805e-07
[79 empty] | WLDFR | HFTD - Distribution - Tier 2 - 5QU CoRE ¦ 5QU LoRE | Red Flag Warning - Small Fires | 2036 | 1.5507e-06 | 1.6374e-06 | 1.5417e-06 | 1.4683e-06 | 0.087211 | 0.040679 | 0.0017655 | 0.044766 | 0 | 0 | 0 | 0 | 0.00023219 | 1.3524e-07 | 0 | 1.3524e-07 | 1.428e-07 | 0 | 1.428e-07 | 1.3445e-07 | 0 | 1.3445e-07 | 1.2805e-07 | 0 | 1.2805e-07
[79 empty] | WLDFR | HFTD - Distribution - Tier 2 - 5QU CoRE ¦ 5QU LoRE | Red Flag Warning - Small Fires | 2037 | 1.5507e-06 | 1.6374e-06 | 1.5417e-06 | 1.4683e-06 | 0.087211 | 0.040679 | 0.0017655 | 0.044766 | 0 | 0 | 0 | 0 | 0.00023219 | 1.3524e-07 | 0 | 1.3524e-07 | 1.428e-07 | 0 | 1.428e-07 | 1.3445e-07 | 0 | 1.3445e-07 | 1.2805e-07 | 0 | 1.2805e-07
[79 empty] | WLDFR | HFTD - Distribution - Tier 2 - 5QU CoRE ¦ 5QU LoRE | Red Flag Warning - Small Fires | 2038 | 1.5507e-06 | 1.6374e-06 | 1.5417e-06 | 1.4683e-06 | 0.091184 | 0.042438 | 0.0018418 | 0.046905 | 0 | 0 | 0 | 0 | 0.00023219 | 1.414e-07 | 0 | 1.414e-07 | 1.4931e-07 | 0 | 1.4931e-07 | 1.4058e-07 | 0 | 1.4058e-07 | 1.3388e-07 | 0 | 1.3388e-07
[79 empty] | WLDFR | HFTD - Distribution - Tier 2 - 5QU CoRE ¦ 5QU LoRE | Red Flag Warning - Small Fires | 2039 | 1.5507e-06 | 1.6374e-06 | 1.5417e-06 | 1.4683e-06 | 0.091184 | 0.042438 | 0.0018418 | 0.046905 | 0 | 0 | 0 | 0 | 0.00023219 | 1.414e-07 | 0 | 1.414e-07 | 1.4931e-07 | 0 | 1.4931e-07 | 1.4058e-07 | 0 | 1.4058e-07 | 1.3388e-07 | 0 | 1.3388e-07
[79 empty] | WLDFR | HFTD - Distribution - Tier 2 - 5QU CoRE ¦ 5QU LoRE | Red Flag Warning - Small Fires | 2040 | 1.5507e-06 | 1.6374e-06 | 1.5417e-06 | 1.4683e-06 | 0.091184 | 0.042438 | 0.0018418 | 0.046905 | 0 | 0 | 0 | 0 | 0.00023219 | 1.414e-07 | 0 | 1.414e-07 | 1.4931e-07 | 0 | 1.4931e-07 | 1.4058e-07 | 0 | 1.4058e-07 | 1.3388e-07 | 0 | 1.3388e-07
[79 empty] | WLDFR | HFTD - Distribution - Tier 2 - 5QU CoRE ¦ 5QU LoRE | Red Flag Warning - Small Fires | 2041 | 1.5507e-06 | 1.6374e-06 | 1.5417e-06 | 1.4683e-06 | 0.091184 | 0.042438 | 0.0018418 | 0.046905 | 0 | 0 | 0 | 0 | 0.00023219 | 1.414e-07 | 0 | 1.414e-07 | 1.4931e-07 | 0 | 1.4931e-07 | 1.4058e-07 | 0 | 1.4058e-07 | 1.3388e-07 | 0 | 1.3388e-07
[79 empty] | WLDFR | HFTD - Distribution - Tier 2 - 5QU CoRE ¦ 5QU LoRE | Red Flag Warning - Small Fires | 2042 | 1.5507e-06 | 1.6374e-06 | 1.5417e-06 | 1.4683e-06 | 0.091184 | 0.042438 | 0.0018418 | 0.046905 | 0 | 0 | 0 | 0 | 0.00023219 | 1.414e-07 | 0 | 1.414e-07 | 1.4931e-07 | 0 | 1.4931e-07 | 1.4058e-07 | 0 | 1.4058e-07 | 1.3388e-07 | 0 | 1.3388e-07
[79 empty] | WLDFR | HFTD - Distribution - Tier 2 - 5QU CoRE ¦ 5QU LoRE | Red Flag Warning - Small Fires | 2043 | 1.5507e-06 | 1.6374e-06 | 1.5417e-06 | 1.4683e-06 | 0.095486 | 0.044306 | 0.0019228 | 0.049257 | 0 | 0 | 0 | 0 | 0.00023219 | 1.4807e-07 | 0 | 1.4807e-07 | 1.5635e-07 | 0 | 1.5635e-07 | 1.4721e-07 | 0 | 1.4721e-07 | 1.402e-07 | 0 | 1.402e-07
[79 empty] | WLDFR | HFTD - Distribution - Tier 2 - 5QU CoRE ¦ 5QU LoRE | Red Flag Warning - Small Fires | 2044 | 1.5507e-06 | 1.6374e-06 | 1.5417e-06 | 1.4683e-06 | 0.095486 | 0.044306 | 0.0019228 | 0.049257 | 0 | 0 | 0 | 0 | 0.00023219 | 1.4807e-07 | 0 | 1.4807e-07 | 1.5635e-07 | 0 | 1.5635e-07 | 1.4721e-07 | 0 | 1.4721e-07 | 1.402e-07 | 0 | 1.402e-07
[79 empty] | WLDFR | HFTD - Distribution - Tier 2 - 5QU CoRE ¦ 5QU LoRE | Red Flag Warning - Small Fires | 2045 | 1.5507e-06 | 1.6374e-06 | 1.5417e-06 | 1.4683e-06 | 0.095486 | 0.044306 | 0.0019228 | 0.049257 | 0 | 0 | 0 | 0 | 0.00023219 | 1.4807e-07 | 0 | 1.4807e-07 | 1.5635e-07 | 0 | 1.5635e-07 | 1.4721e-07 | 0 | 1.4721e-07 | 1.402e-07 | 0 | 1.402e-07
[79 empty] | WLDFR | HFTD - Distribution - Tier 2 - 5QU CoRE ¦ 5QU LoRE | Red Flag Warning - Small Fires | 2046 | 1.5507e-06 | 1.6374e-06 | 1.5417e-06 | 1.4683e-06 | 0.095486 | 0.044306 | 0.0019228 | 0.049257 | 0 | 0 | 0 | 0 | 0.00023219 | 1.4807e-07 | 0 | 1.4807e-07 | 1.5635e-07 | 0 | 1.5635e-07 | 1.4721e-07 | 0 | 1.4721e-07 | 1.402e-07 | 0 | 1.402e-07
[79 empty] | WLDFR | HFTD - Distribution - Tier 2 - 5QU CoRE ¦ 5QU LoRE | Red Flag Warning - Small Fires | 2047 | 1.5507e-06 | 1.6374e-06 | 1.5417e-06 | 1.4683e-06 | 0.095486 | 0.044306 | 0.0019228 | 0.049257 | 0 | 0 | 0 | 0 | 0.00023219 | 1.4807e-07 | 0 | 1.4807e-07 | 1.5635e-07 | 0 | 1.5635e-07 | 1.4721e-07 | 0 | 1.4721e-07 | 1.402e-07 | 0 | 1.402e-07
[79 empty] | WLDFR | HFTD - Distribution - Tier 2 - 5QU CoRE ¦ 5QU LoRE | Red Flag Warning - Small Fires | 2048 | 1.5507e-06 | 1.6374e-06 | 1.5417e-06 | 1.4683e-06 | 0.10007 | 0.04626 | 0.0020076 | 0.051804 | 0 | 0 | 0 | 0 | 0.00023219 | 1.5518e-07 | 0 | 1.5518e-07 | 1.6386e-07 | 0 | 1.6386e-07 | 1.5428e-07 | 0 | 1.5428e-07 | 1.4693e-07 | 0 | 1.4693e-07
[79 empty] | WLDFR | HFTD - Distribution - Tier 2 - 5QU CoRE ¦ 5QU LoRE | Red Flag Warning - Small Fires | 2049 | 1.5507e-06 | 1.6374e-06 | 1.5417e-06 | 1.4683e-06 | 0.10007 | 0.04626 | 0.0020076 | 0.051804 | 0 | 0 | 0 | 0 | 0.00023219 | 1.5518e-07 | 0 | 1.5518e-07 | 1.6386e-07 | 0 | 1.6386e-07 | 1.5428e-07 | 0 | 1.5428e-07 | 1.4693e-07 | 0 | 1.4693e-07
[79 empty] | WLDFR | HFTD - Distribution - Tier 2 - 5QU CoRE ¦ 5QU LoRE | Red Flag Warning - Small Fires | 2050 | 0 | 1.6374e-06 | 1.5417e-06 | 1.4683e-06 | 0.10007 | 0.04626 | 0.0020076 | 0.051804 | 0 | 0 | 0 | 0 | 0.00023219 | 0 | 0 | 0 | 1.6386e-07 | 0 | 1.6386e-07 | 1.5428e-07 | 0 | 1.5428e-07 | 1.4693e-07 | 0 | 1.4693e-07
[79 empty] | WLDFR | HFTD - Distribution - Tier 2 - 5QU CoRE ¦ 5QU LoRE | Red Flag Warning - Small Fires | 2051 | 0 | 0 | 1.5417e-06 | 1.4683e-06 | 0.10007 | 0.04626 | 0.0020076 | 0.051804 | 0 | 0 | 0 | 0 | 0.00023219 | 0 | 0 | 0 | 0 | 0 | 0 | 1.5428e-07 | 0 | 1.5428e-07 | 1.4693e-07 | 0 | 1.4693e-07
[79 empty] | WLDFR | HFTD - Distribution - Tier 2 - 5QU CoRE ¦ 5QU LoRE | Red Flag Warning - Small Fires | 2052 | 0 | 0 | 0 | 1.4683e-06 | 0.10007 | 0.04626 | 0.0020076 | 0.051804 | 0 | 0 | 0 | 0 | 0.00023219 | 0 | 0 | 0 | 0 | 0 | 0 | 0 | 0 | 0 | 1.4693e-07 | 0 | 1.4693e-07
[79 empty] | WLDFR | HFTD - Distribution - Tier 2 - 5QU CoRE ¦ 5QU LoRE | Seismic - Non-Red Flag Warning - Catastrophic Fires | 2020 | 1.0216e-11 | 0 | 0 | 0 | 21083.8428 | 409.2237 | 13469.0878 | 7205.5313 | 0 | 0 | 0 | 0 | 1.6879e-09 | 2.1539e-07 | 0 | 2.1539e-07 | 0 | 0 | 0 | 0 | 0 | 0 | 0 | 0 | 0
[79 empty] | WLDFR | HFTD - Distribution - Tier 2 - 5QU CoRE ¦ 5QU LoRE | Seismic - Non-Red Flag Warning - Catastrophic Fires | 2021 | 0 | 1.0787e-11 | 0 | 0 | 21083.8428 | 409.2237 | 13469.0878 | 7205.5313 | 0 | 0 | 0 | 0 | 1.6879e-09 | 0 | 0 | 0 | 2.2743e-07 | 0 | 2.2743e-07 | 0 | 0 | 0 | 0 | 0 | 0
[79 empty] | WLDFR | HFTD - Distribution - Tier 2 - 5QU CoRE ¦ 5QU LoRE | Seismic - Non-Red Flag Warning - Catastrophic Fires | 2022 | 0 | 0 | 9.6937e-12 | 0 | 21083.8428 | 409.2237 | 13469.0878 | 7205.5313 | 0 | 0 | 0 | 0 | 1.5915e-09 | 0 | 0 | 0 | 0 | 0 | 0 | 2.0438e-07 | 0 | 2.0438e-07 | 0 | 0 | 0
[79 empty] | WLDFR | HFTD - Distribution - Tier 2 - 5QU CoRE ¦ 5QU LoRE | Seismic - Non-Red Flag Warning - Catastrophic Fires | 2023 | 0 | 0 | 0 | 9.2321e-12 | 21835.9781 | 428.6023 | 13939.561 | 7467.8148 | 0 | 0 | 0 | 0 | 1.5915e-09 | 0 | 0 | 0 | 0 | 0 | 0 | 0 | 0 | 0 | 2.0159e-07 | 0 | 2.0159e-07
[79 empty] | WLDFR | HFTD - Distribution - Tier 2 - 5QU CoRE ¦ 5QU LoRE | Seismic - Red Flag Warning - Catastrophic Fires | 2020 | 4.405e-10 | 0 | 0 | 0 | 21083.8428 | 409.2237 | 13469.0878 | 7205.5313 | 0 | 0 | 0 | 0 | 7.2783e-08 | 9.2875e-06 | 0 | 9.2875e-06 | 0 | 0 | 0 | 0 | 0 | 0 | 0 | 0 | 0
[79 empty] | WLDFR | HFTD - Distribution - Tier 2 - 5QU CoRE ¦ 5QU LoRE | Seismic - Red Flag Warning - Catastrophic Fires | 2021 | 0 | 4.6513e-10 | 0 | 0 | 21083.8428 | 409.2237 | 13469.0878 | 7205.5313 | 0 | 0 | 0 | 0 | 7.2783e-08 | 0 | 0 | 0 | 9.8068e-06 | 0 | 9.8068e-06 | 0 | 0 | 0 | 0 | 0 | 0
[79 empty] | WLDFR | HFTD - Distribution - Tier 2 - 5QU CoRE ¦ 5QU LoRE | Seismic - Red Flag Warning - Catastrophic Fires | 2022 | 0 | 0 | 4.1799e-10 | 0 | 21083.8428 | 409.2237 | 13469.0878 | 7205.5313 | 0 | 0 | 0 | 0 | 6.8625e-08 | 0 | 0 | 0 | 0 | 0 | 0 | 8.8128e-06 | 0 | 8.8128e-06 | 0 | 0 | 0
[79 empty] | WLDFR | HFTD - Distribution - Tier 2 - 5QU CoRE ¦ 5QU LoRE | Seismic - Red Flag Warning - Catastrophic Fires | 2023 | 0 | 0 | 0 | 3.9809e-10 | 21835.9781 | 428.6023 | 13939.561 | 7467.8148 | 0 | 0 | 0 | 0 | 6.8625e-08 | 0 | 0 | 0 | 0 | 0 | 0 | 0 | 0 | 0 | 8.6926e-06 | 0 | 8.6926e-06
[79 empty] | WLDFR | HFTD - Distribution - Tier 3 - 1QU CoRE ¦ 1QU LoRE | Non-Red Flag Warning - Catastrophic Fires | 2020 | 3.6791e-08 | 0 | 0 | 0 | 14146.1306 | 222.2294 | 8585.7228 | 5338.1784 | 0 | 0 | 0 | 0 | 2.2664e-05 | 0.00052045 | 0 | 0.00052045 | 0 | 0 | 0 | 0 | 0 | 0 | 0 | 0 | 0
[79 empty] | WLDFR | HFTD - Distribution - Tier 3 - 1QU CoRE ¦ 1QU LoRE | Non-Red Flag Warning - Catastrophic Fires | 2021 | 1.8646e-08 | 3.8848e-08 | 0 | 0 | 14146.1306 | 222.2294 | 8585.7228 | 5338.1784 | 0 | 0 | 0 | 0 | 2.2664e-05 | 0.00026376 | 0 | 0.00026376 | 0.00054955 | 0 | 0.00054955 | 0 | 0 | 0 | 0 | 0 | 0
[79 empty] | WLDFR | HFTD - Distribution - Tier 3 - 1QU CoRE ¦ 1QU LoRE | Non-Red Flag Warning - Catastrophic Fires | 2022 | 2.0812e-08 | 2.1976e-08 | 3.637e-08 | 0 | 14146.1306 | 222.2294 | 8585.7228 | 5338.1784 | 0 | 0 | 0 | 0 | 2.3313e-05 | 0.00029441 | 0 | 0.00029441 | 0.00031087 | 0 | 0.00031087 | 0.00051449 | 0 | 0.00051449 | 0 | 0 | 0
[79 empty] | WLDFR | HFTD - Distribution - Tier 3 - 1QU CoRE ¦ 1QU LoRE | Non-Red Flag Warning - Catastrophic Fires | 2023 | 2.0812e-08 | 2.1976e-08 | 1.7998e-08 | 3.4638e-08 | 14664.6376 | 233.2301 | 8896.516 | 5534.8915 | 0 | 0 | 0 | 0 | 2.3313e-05 | 0.0003052 | 0 | 0.0003052 | 0.00032227 | 0 | 0.00032227 | 0.00026393 | 0 | 0.00026393 | 0.00050795 | 0 | 0.00050795
[79 empty] | WLDFR | HFTD - Distribution - Tier 3 - 1QU CoRE ¦ 1QU LoRE | Non-Red Flag Warning - Catastrophic Fires | 2024 | 2.0812e-08 | 2.1976e-08 | 1.7998e-08 | 1.714e-08 | 14664.6376 | 233.2301 | 8896.516 | 5534.8915 | 0 | 0 | 0 | 0 | 2.3313e-05 | 0.0003052 | 0 | 0.0003052 | 0.00032227 | 0 | 0.00032227 | 0.00026393 | 0 | 0.00026393 | 0.00025136 | 0 | 0.00025136
[79 empty] | WLDFR | HFTD - Distribution - Tier 3 - 1QU CoRE ¦ 1QU LoRE | Non-Red Flag Warning - Catastrophic Fires | 2025 | 2.0812e-08 | 2.1976e-08 | 1.7998e-08 | 1.714e-08 | 14664.6376 | 233.2301 | 8896.516 | 5534.8915 | 0 | 0 | 0 | 0 | 2.3313e-05 | 0.0003052 | 0 | 0.0003052 | 0.00032227 | 0 | 0.00032227 | 0.00026393 | 0 | 0.00026393 | 0.00025136 | 0 | 0.00025136
[79 empty] | WLDFR | HFTD - Distribution - Tier 3 - 1QU CoRE ¦ 1QU LoRE | Non-Red Flag Warning - Catastrophic Fires | 2026 | 2.0812e-08 | 2.1976e-08 | 1.7998e-08 | 1.714e-08 | 14664.6376 | 233.2301 | 8896.516 | 5534.8915 | 0 | 0 | 0 | 0 | 2.3313e-05 | 0.0003052 | 0 | 0.0003052 | 0.00032227 | 0 | 0.00032227 | 0.00026393 | 0 | 0.00026393 | 0.00025136 | 0 | 0.00025136
[79 empty] | WLDFR | HFTD - Distribution - Tier 3 - 1QU CoRE ¦ 1QU LoRE | Non-Red Flag Warning - Catastrophic Fires | 2027 | 2.0812e-08 | 2.1976e-08 | 1.7998e-08 | 1.714e-08 | 14664.6376 | 233.2301 | 8896.516 | 5534.8915 | 0 | 0 | 0 | 0 | 2.3313e-05 | 0.0003052 | 0 | 0.0003052 | 0.00032227 | 0 | 0.00032227 | 0.00026393 | 0 | 0.00026393 | 0.00025136 | 0 | 0.00025136
[79 empty] | WLDFR | HFTD - Distribution - Tier 3 - 1QU CoRE ¦ 1QU LoRE | Non-Red Flag Warning - Catastrophic Fires | 2028 | 2.0812e-08 | 2.1976e-08 | 1.7998e-08 | 1.714e-08 | 15317.9909 | 247.273 | 9287.6491 | 5783.0689 | 0 | 0 | 0 | 0 | 2.3313e-05 | 0.0003188 | 0 | 0.0003188 | 0.00033662 | 0 | 0.00033662 | 0.00027569 | 0 | 0.00027569 | 0.00026256 | 0 | 0.00026256
[79 empty] | WLDFR | HFTD - Distribution - Tier 3 - 1QU CoRE ¦ 1QU LoRE | Non-Red Flag Warning - Catastrophic Fires | 2029 | 2.0812e-08 | 2.1976e-08 | 1.7998e-08 | 1.714e-08 | 15317.9909 | 247.273 | 9287.6491 | 5783.0689 | 0 | 0 | 0 | 0 | 2.3313e-05 | 0.0003188 | 0 | 0.0003188 | 0.00033662 | 0 | 0.00033662 | 0.00027569 | 0 | 0.00027569 | 0.00026256 | 0 | 0.00026256
[79 empty] | WLDFR | HFTD - Distribution - Tier 3 - 1QU CoRE ¦ 1QU LoRE | Non-Red Flag Warning - Catastrophic Fires | 2030 | 2.0812e-08 | 2.1976e-08 | 1.7998e-08 | 1.714e-08 | 15317.9909 | 247.273 | 9287.6491 | 5783.0689 | 0 | 0 | 0 | 0 | 2.3313e-05 | 0.0003188 | 0 | 0.0003188 | 0.00033662 | 0 | 0.00033662 | 0.00027569 | 0 | 0.00027569 | 0.00026256 | 0 | 0.00026256
[79 empty] | WLDFR | HFTD - Distribution - Tier 3 - 1QU CoRE ¦ 1QU LoRE | Non-Red Flag Warning - Catastrophic Fires | 2031 | 2.0812e-08 | 2.1976e-08 | 1.7998e-08 | 1.714e-08 | 15317.9909 | 247.273 | 9287.6491 | 5783.0689 | 0 | 0 | 0 | 0 | 2.3313e-05 | 0.0003188 | 0 | 0.0003188 | 0.00033662 | 0 | 0.00033662 | 0.00027569 | 0 | 0.00027569 | 0.00026256 | 0 | 0.00026256
[79 empty] | WLDFR | HFTD - Distribution - Tier 3 - 1QU CoRE ¦ 1QU LoRE | Non-Red Flag Warning - Catastrophic Fires | 2032 | 2.0812e-08 | 2.1976e-08 | 1.7998e-08 | 1.714e-08 | 15317.9909 | 247.273 | 9287.6491 | 5783.0689 | 0 | 0 | 0 | 0 | 2.3313e-05 | 0.0003188 | 0 | 0.0003188 | 0.00033662 | 0 | 0.00033662 | 0.00027569 | 0 | 0.00027569 | 0.00026256 | 0 | 0.00026256
[79 empty] | WLDFR | HFTD - Distribution - Tier 3 - 1QU CoRE ¦ 1QU LoRE | Non-Red Flag Warning - Catastrophic Fires | 2033 | 2.0812e-08 | 2.1976e-08 | 1.7998e-08 | 1.714e-08 | 16044.1264 | 263.1074 | 9721.74 | 6059.2791 | 0 | 0 | 0 | 0 | 2.3313e-05 | 0.00033391 | 0 | 0.00033391 | 0.00035258 | 0 | 0.00035258 | 0.00028875 | 0 | 0.00028875 | 0.000275 | 0 | 0.000275
[79 empty] | WLDFR | HFTD - Distribution - Tier 3 - 1QU CoRE ¦ 1QU LoRE | Non-Red Flag Warning - Catastrophic Fires | 2034 | 2.0812e-08 | 2.1976e-08 | 1.7998e-08 | 1.714e-08 | 16044.1264 | 263.1074 | 9721.74 | 6059.2791 | 0 | 0 | 0 | 0 | 2.3313e-05 | 0.00033391 | 0 | 0.00033391 | 0.00035258 | 0 | 0.00035258 | 0.00028875 | 0 | 0.00028875 | 0.000275 | 0 | 0.000275
[79 empty] | WLDFR | HFTD - Distribution - Tier 3 - 1QU CoRE ¦ 1QU LoRE | Non-Red Flag Warning - Catastrophic Fires | 2035 | 2.0812e-08 | 2.1976e-08 | 1.7998e-08 | 1.714e-08 | 16044.1264 | 263.1074 | 9721.74 | 6059.2791 | 0 | 0 | 0 | 0 | 2.3313e-05 | 0.00033391 | 0 | 0.00033391 | 0.00035258 | 0 | 0.00035258 | 0.00028875 | 0 | 0.00028875 | 0.000275 | 0 | 0.000275
[79 empty] | WLDFR | HFTD - Distribution - Tier 3 - 1QU CoRE ¦ 1QU LoRE | Non-Red Flag Warning - Catastrophic Fires | 2036 | 2.0812e-08 | 2.1976e-08 | 1.7998e-08 | 1.714e-08 | 16044.1264 | 263.1074 | 9721.74 | 6059.2791 | 0 | 0 | 0 | 0 | 2.3313e-05 | 0.00033391 | 0 | 0.00033391 | 0.00035258 | 0 | 0.00035258 | 0.00028875 | 0 | 0.00028875 | 0.000275 | 0 | 0.000275
[79 empty] | WLDFR | HFTD - Distribution - Tier 3 - 1QU CoRE ¦ 1QU LoRE | Non-Red Flag Warning - Catastrophic Fires | 2037 | 2.0812e-08 | 2.1976e-08 | 1.7998e-08 | 1.714e-08 | 16044.1264 | 263.1074 | 9721.74 | 6059.2791 | 0 | 0 | 0 | 0 | 2.3313e-05 | 0.00033391 | 0 | 0.00033391 | 0.00035258 | 0 | 0.00035258 | 0.00028875 | 0 | 0.00028875 | 0.000275 | 0 | 0.000275
[79 empty] | WLDFR | HFTD - Distribution - Tier 3 - 1QU CoRE ¦ 1QU LoRE | Non-Red Flag Warning - Catastrophic Fires | 2038 | 2.0812e-08 | 2.1976e-08 | 1.7998e-08 | 1.714e-08 | 16832.3912 | 280.5544 | 10192.2718 | 6359.5651 | 0 | 0 | 0 | 0 | 2.3313e-05 | 0.00035032 | 0 | 0.00035032 | 0.0003699 | 0 | 0.0003699 | 0.00030294 | 0 | 0.00030294 | 0.00028852 | 0 | 0.00028852
[79 empty] | WLDFR | HFTD - Distribution - Tier 3 - 1QU CoRE ¦ 1QU LoRE | Non-Red Flag Warning - Catastrophic Fires | 2039 | 2.0812e-08 | 2.1976e-08 | 1.7998e-08 | 1.714e-08 | 16832.3912 | 280.5544 | 10192.2718 | 6359.5651 | 0 | 0 | 0 | 0 | 2.3313e-05 | 0.00035032 | 0 | 0.00035032 | 0.0003699 | 0 | 0.0003699 | 0.00030294 | 0 | 0.00030294 | 0.00028852 | 0 | 0.00028852
[79 empty] | WLDFR | HFTD - Distribution - Tier 3 - 1QU CoRE ¦ 1QU LoRE | Non-Red Flag Warning - Catastrophic Fires | 2040 | 2.0812e-08 | 2.1976e-08 | 1.7998e-08 | 1.714e-08 | 16832.3912 | 280.5544 | 10192.2718 | 6359.5651 | 0 | 0 | 0 | 0 | 2.3313e-05 | 0.00035032 | 0 | 0.00035032 | 0.0003699 | 0 | 0.0003699 | 0.00030294 | 0 | 0.00030294 | 0.00028852 | 0 | 0.00028852
[79 empty] | WLDFR | HFTD - Distribution - Tier 3 - 1QU CoRE ¦ 1QU LoRE | Non-Red Flag Warning - Catastrophic Fires | 2041 | 2.0812e-08 | 2.1976e-08 | 1.7998e-08 | 1.714e-08 | 16832.3912 | 280.5544 | 10192.2718 | 6359.5651 | 0 | 0 | 0 | 0 | 2.3313e-05 | 0.00035032 | 0 | 0.00035032 | 0.0003699 | 0 | 0.0003699 | 0.00030294 | 0 | 0.00030294 | 0.00028852 | 0 | 0.00028852
[79 empty] | WLDFR | HFTD - Distribution - Tier 3 - 1QU CoRE ¦ 1QU LoRE | Non-Red Flag Warning - Catastrophic Fires | 2042 | 2.0812e-08 | 2.1976e-08 | 1.7998e-08 | 1.714e-08 | 16832.3912 | 280.5544 | 10192.2718 | 6359.5651 | 0 | 0 | 0 | 0 | 2.3313e-05 | 0.00035032 | 0 | 0.00035032 | 0.0003699 | 0 | 0.0003699 | 0.00030294 | 0 | 0.00030294 | 0.00028852 | 0 | 0.00028852
[79 empty] | WLDFR | HFTD - Distribution - Tier 3 - 1QU CoRE ¦ 1QU LoRE | Non-Red Flag Warning - Catastrophic Fires | 2043 | 2.0812e-08 | 2.1976e-08 | 1.7998e-08 | 1.714e-08 | 17672.0852 | 299.42 | 10692.7362 | 6679.929 | 0 | 0 | 0 | 0 | 2.3313e-05 | 0.00036779 | 0 | 0.00036779 | 0.00038836 | 0 | 0.00038836 | 0.00031805 | 0 | 0.00031805 | 0.00030291 | 0 | 0.00030291
[79 empty] | WLDFR | HFTD - Distribution - Tier 3 - 1QU CoRE ¦ 1QU LoRE | Non-Red Flag Warning - Catastrophic Fires | 2044 | 2.0812e-08 | 2.1976e-08 | 1.7998e-08 | 1.714e-08 | 17672.0852 | 299.42 | 10692.7362 | 6679.929 | 0 | 0 | 0 | 0 | 2.3313e-05 | 0.00036779 | 0 | 0.00036779 | 0.00038836 | 0 | 0.00038836 | 0.00031805 | 0 | 0.00031805 | 0.00030291 | 0 | 0.00030291
[79 empty] | WLDFR | HFTD - Distribution - Tier 3 - 1QU CoRE ¦ 1QU LoRE | Non-Red Flag Warning - Catastrophic Fires | 2045 | 2.0812e-08 | 2.1976e-08 | 1.7998e-08 | 1.714e-08 | 17672.0852 | 299.42 | 10692.7362 | 6679.929 | 0 | 0 | 0 | 0 | 2.3313e-05 | 0.00036779 | 0 | 0.00036779 | 0.00038836 | 0 | 0.00038836 | 0.00031805 | 0 | 0.00031805 | 0.00030291 | 0 | 0.00030291
[79 empty] | WLDFR | HFTD - Distribution - Tier 3 - 1QU CoRE ¦ 1QU LoRE | Non-Red Flag Warning - Catastrophic Fires | 2046 | 2.0812e-08 | 2.1976e-08 | 1.7998e-08 | 1.714e-08 | 17672.0852 | 299.42 | 10692.7362 | 6679.929 | 0 | 0 | 0 | 0 | 2.3313e-05 | 0.00036779 | 0 | 0.00036779 | 0.00038836 | 0 | 0.00038836 | 0.00031805 | 0 | 0.00031805 | 0.00030291 | 0 | 0.00030291
[79 empty] | WLDFR | HFTD - Distribution - Tier 3 - 1QU CoRE ¦ 1QU LoRE | Non-Red Flag Warning - Catastrophic Fires | 2047 | 2.0812e-08 | 2.1976e-08 | 1.7998e-08 | 1.714e-08 | 17672.0852 | 299.42 | 10692.7362 | 6679.929 | 0 | 0 | 0 | 0 | 2.3313e-05 | 0.00036779 | 0 | 0.00036779 | 0.00038836 | 0 | 0.00038836 | 0.00031805 | 0 | 0.00031805 | 0.00030291 | 0 | 0.00030291
[79 empty] | WLDFR | HFTD - Distribution - Tier 3 - 1QU CoRE ¦ 1QU LoRE | Non-Red Flag Warning - Catastrophic Fires | 2048 | 2.0812e-08 | 2.1976e-08 | 1.7998e-08 | 1.714e-08 | 18552.3348 | 319.4911 | 11216.5626 | 7016.281 | 0 | 0 | 0 | 0 | 2.3313e-05 | 0.00038611 | 0 | 0.00038611 | 0.0004077 | 0 | 0.0004077 | 0.0003339 | 0 | 0.0003339 | 0.000318 | 0 | 0.000318
[79 empty] | WLDFR | HFTD - Distribution - Tier 3 - 1QU CoRE ¦ 1QU LoRE | Non-Red Flag Warning - Catastrophic Fires | 2049 | 2.0812e-08 | 2.1976e-08 | 1.7998e-08 | 1.714e-08 | 18552.3348 | 319.4911 | 11216.5626 | 7016.281 | 0 | 0 | 0 | 0 | 2.3313e-05 | 0.00038611 | 0 | 0.00038611 | 0.0004077 | 0 | 0.0004077 | 0.0003339 | 0 | 0.0003339 | 0.000318 | 0 | 0.000318
[79 empty] | WLDFR | HFTD - Distribution - Tier 3 - 1QU CoRE ¦ 1QU LoRE | Non-Red Flag Warning - Catastrophic Fires | 2050 | 0 | 2.1976e-08 | 1.7998e-08 | 1.714e-08 | 18552.3348 | 319.4911 | 11216.5626 | 7016.281 | 0 | 0 | 0 | 0 | 2.3313e-05 | 0 | 0 | 0 | 0.0004077 | 0 | 0.0004077 | 0.0003339 | 0 | 0.0003339 | 0.000318 | 0 | 0.000318
[79 empty] | WLDFR | HFTD - Distribution - Tier 3 - 1QU CoRE ¦ 1QU LoRE | Non-Red Flag Warning - Catastrophic Fires | 2051 | 0 | 0 | 1.7998e-08 | 1.714e-08 | 18552.3348 | 319.4911 | 11216.5626 | 7016.281 | 0 | 0 | 0 | 0 | 2.3313e-05 | 0 | 0 | 0 | 0 | 0 | 0 | 0.0003339 | 0 | 0.0003339 | 0.000318 | 0 | 0.000318
[79 empty] | WLDFR | HFTD - Distribution - Tier 3 - 1QU CoRE ¦ 1QU LoRE | Non-Red Flag Warning - Catastrophic Fires | 2052 | 0 | 0 | 0 | 1.714e-08 | 18552.3348 | 319.4911 | 11216.5626 | 7016.281 | 0 | 0 | 0 | 0 | 2.3313e-05 | 0 | 0 | 0 | 0 | 0 | 0 | 0 | 0 | 0 | 0.000318 | 0 | 0.000318
[79 empty] | WLDFR | HFTD - Distribution - Tier 3 - 1QU CoRE ¦ 1QU LoRE | Non-Red Flag Warning - Destructive Fires | 2020 | 8.5216e-08 | 0 | 0 | 0 | 8807.9522 | 222.2294 | 8585.7228 | 0 | 0 | 0 | 0 | 0 | 2.1323e-05 | 0.00075057 | 0 | 0.00075057 | 0 | 0 | 0 | 0 | 0 | 0 | 0 | 0 | 0
[79 empty] | WLDFR | HFTD - Distribution - Tier 3 - 1QU CoRE ¦ 1QU LoRE | Non-Red Flag Warning - Destructive Fires | 2021 | 4.3236e-08 | 8.998e-08 | 0 | 0 | 8807.9522 | 222.2294 | 8585.7228 | 0 | 0 | 0 | 0 | 0 | 2.1323e-05 | 0.00038082 | 0 | 0.00038082 | 0.00079254 | 0 | 0.00079254 | 0 | 0 | 0 | 0 | 0 | 0
[79 empty] | WLDFR | HFTD - Distribution - Tier 3 - 1QU CoRE ¦ 1QU LoRE | Non-Red Flag Warning - Destructive Fires | 2022 | 4.8321e-08 | 5.1022e-08 | 8.4337e-08 | 0 | 8807.9522 | 222.2294 | 8585.7228 | 0 | 0 | 0 | 0 | 0 | 2.2079e-05 | 0.0004256 | 0 | 0.0004256 | 0.0004494 | 0 | 0.0004494 | 0.00074283 | 0 | 0.00074283 | 0 | 0 | 0
[79 empty] | WLDFR | HFTD - Distribution - Tier 3 - 1QU CoRE ¦ 1QU LoRE | Non-Red Flag Warning - Destructive Fires | 2023 | 4.8321e-08 | 5.1022e-08 | 4.1786e-08 | 8.0321e-08 | 9129.7461 | 233.2301 | 8896.516 | 0 | 0 | 0 | 0 | 0 | 2.2079e-05 | 0.00044115 | 0 | 0.00044115 | 0.00046582 | 0 | 0.00046582 | 0.00038149 | 0 | 0.00038149 | 0.00073331 | 0 | 0.00073331
[79 empty] | WLDFR | HFTD - Distribution - Tier 3 - 1QU CoRE ¦ 1QU LoRE | Non-Red Flag Warning - Destructive Fires | 2024 | 4.8321e-08 | 5.1022e-08 | 4.1786e-08 | 3.9796e-08 | 9129.7461 | 233.2301 | 8896.516 | 0 | 0 | 0 | 0 | 0 | 2.2079e-05 | 0.00044115 | 0 | 0.00044115 | 0.00046582 | 0 | 0.00046582 | 0.00038149 | 0 | 0.00038149 | 0.00036333 | 0 | 0.00036333
[79 empty] | WLDFR | HFTD - Distribution - Tier 3 - 1QU CoRE ¦ 1QU LoRE | Non-Red Flag Warning - Destructive Fires | 2025 | 4.8321e-08 | 5.1022e-08 | 4.1786e-08 | 3.9796e-08 | 9129.7461 | 233.2301 | 8896.516 | 0 | 0 | 0 | 0 | 0 | 2.2079e-05 | 0.00044115 | 0 | 0.00044115 | 0.00046582 | 0 | 0.00046582 | 0.00038149 | 0 | 0.00038149 | 0.00036333 | 0 | 0.00036333
[79 empty] | WLDFR | HFTD - Distribution - Tier 3 - 1QU CoRE ¦ 1QU LoRE | Non-Red Flag Warning - Destructive Fires | 2026 | 4.8321e-08 | 5.1022e-08 | 4.1786e-08 | 3.9796e-08 | 9129.7461 | 233.2301 | 8896.516 | 0 | 0 | 0 | 0 | 0 | 2.2079e-05 | 0.00044115 | 0 | 0.00044115 | 0.00046582 | 0 | 0.00046582 | 0.00038149 | 0 | 0.00038149 | 0.00036333 | 0 | 0.00036333
[79 empty] | WLDFR | HFTD - Distribution - Tier 3 - 1QU CoRE ¦ 1QU LoRE | Non-Red Flag Warning - Destructive Fires | 2027 | 4.8321e-08 | 5.1022e-08 | 4.1786e-08 | 3.9796e-08 | 9129.7461 | 233.2301 | 8896.516 | 0 | 0 | 0 | 0 | 0 | 2.2079e-05 | 0.00044115 | 0 | 0.00044115 | 0.00046582 | 0 | 0.00046582 | 0.00038149 | 0 | 0.00038149 | 0.00036333 | 0 | 0.00036333
[79 empty] | WLDFR | HFTD - Distribution - Tier 3 - 1QU CoRE ¦ 1QU LoRE | Non-Red Flag Warning - Destructive Fires | 2028 | 4.8321e-08 | 5.1022e-08 | 4.1786e-08 | 3.9796e-08 | 9534.9221 | 247.273 | 9287.6491 | 0 | 0 | 0 | 0 | 0 | 2.2079e-05 | 0.00046073 | 0 | 0.00046073 | 0.00048649 | 0 | 0.00048649 | 0.00039842 | 0 | 0.00039842 | 0.00037945 | 0 | 0.00037945
[79 empty] | WLDFR | HFTD - Distribution - Tier 3 - 1QU CoRE ¦ 1QU LoRE | Non-Red Flag Warning - Destructive Fires | 2029 | 4.8321e-08 | 5.1022e-08 | 4.1786e-08 | 3.9796e-08 | 9534.9221 | 247.273 | 9287.6491 | 0 | 0 | 0 | 0 | 0 | 2.2079e-05 | 0.00046073 | 0 | 0.00046073 | 0.00048649 | 0 | 0.00048649 | 0.00039842 | 0 | 0.00039842 | 0.00037945 | 0 | 0.00037945
[79 empty] | WLDFR | HFTD - Distribution - Tier 3 - 1QU CoRE ¦ 1QU LoRE | Non-Red Flag Warning - Destructive Fires | 2030 | 4.8321e-08 | 5.1022e-08 | 4.1786e-08 | 3.9796e-08 | 9534.9221 | 247.273 | 9287.6491 | 0 | 0 | 0 | 0 | 0 | 2.2079e-05 | 0.00046073 | 0 | 0.00046073 | 0.00048649 | 0 | 0.00048649 | 0.00039842 | 0 | 0.00039842 | 0.00037945 | 0 | 0.00037945
[79 empty] | WLDFR | HFTD - Distribution - Tier 3 - 1QU CoRE ¦ 1QU LoRE | Non-Red Flag Warning - Destructive Fires | 2031 | 4.8321e-08 | 5.1022e-08 | 4.1786e-08 | 3.9796e-08 | 9534.9221 | 247.273 | 9287.6491 | 0 | 0 | 0 | 0 | 0 | 2.2079e-05 | 0.00046073 | 0 | 0.00046073 | 0.00048649 | 0 | 0.00048649 | 0.00039842 | 0 | 0.00039842 | 0.00037945 | 0 | 0.00037945
[79 empty] | WLDFR | HFTD - Distribution - Tier 3 - 1QU CoRE ¦ 1QU LoRE | Non-Red Flag Warning - Destructive Fires | 2032 | 4.8321e-08 | 5.1022e-08 | 4.1786e-08 | 3.9796e-08 | 9534.9221 | 247.273 | 9287.6491 | 0 | 0 | 0 | 0 | 0 | 2.2079e-05 | 0.00046073 | 0 | 0.00046073 | 0.00048649 | 0 | 0.00048649 | 0.00039842 | 0 | 0.00039842 | 0.00037945 | 0 | 0.00037945
[79 empty] | WLDFR | HFTD - Distribution - Tier 3 - 1QU CoRE ¦ 1QU LoRE | Non-Red Flag Warning - Destructive Fires | 2033 | 4.8321e-08 | 5.1022e-08 | 4.1786e-08 | 3.9796e-08 | 9984.8474 | 263.1074 | 9721.74 | 0 | 0 | 0 | 0 | 0 | 2.2079e-05 | 0.00048247 | 0 | 0.00048247 | 0.00050945 | 0 | 0.00050945 | 0.00041722 | 0 | 0.00041722 | 0.00039736 | 0 | 0.00039736
[79 empty] | WLDFR | HFTD - Distribution - Tier 3 - 1QU CoRE ¦ 1QU LoRE | Non-Red Flag Warning - Destructive Fires | 2034 | 4.8321e-08 | 5.1022e-08 | 4.1786e-08 | 3.9796e-08 | 9984.8474 | 263.1074 | 9721.74 | 0 | 0 | 0 | 0 | 0 | 2.2079e-05 | 0.00048247 | 0 | 0.00048247 | 0.00050945 | 0 | 0.00050945 | 0.00041722 | 0 | 0.00041722 | 0.00039736 | 0 | 0.00039736
[79 empty] | WLDFR | HFTD - Distribution - Tier 3 - 1QU CoRE ¦ 1QU LoRE | Non-Red Flag Warning - Destructive Fires | 2035 | 4.8321e-08 | 5.1022e-08 | 4.1786e-08 | 3.9796e-08 | 9984.8474 | 263.1074 | 9721.74 | 0 | 0 | 0 | 0 | 0 | 2.2079e-05 | 0.00048247 | 0 | 0.00048247 | 0.00050945 | 0 | 0.00050945 | 0.00041722 | 0 | 0.00041722 | 0.00039736 | 0 | 0.00039736
[79 empty] | WLDFR | HFTD - Distribution - Tier 3 - 1QU CoRE ¦ 1QU LoRE | Non-Red Flag Warning - Destructive Fires | 2036 | 4.8321e-08 | 5.1022e-08 | 4.1786e-08 | 3.9796e-08 | 9984.8474 | 263.1074 | 9721.74 | 0 | 0 | 0 | 0 | 0 | 2.2079e-05 | 0.00048247 | 0 | 0.00048247 | 0.00050945 | 0 | 0.00050945 | 0.00041722 | 0 | 0.00041722 | 0.00039736 | 0 | 0.00039736
[79 empty] | WLDFR | HFTD - Distribution - Tier 3 - 1QU CoRE ¦ 1QU LoRE | Non-Red Flag Warning - Destructive Fires | 2037 | 4.8321e-08 | 5.1022e-08 | 4.1786e-08 | 3.9796e-08 | 9984.8474 | 263.1074 | 9721.74 | 0 | 0 | 0 | 0 | 0 | 2.2079e-05 | 0.00048247 | 0 | 0.00048247 | 0.00050945 | 0 | 0.00050945 | 0.00041722 | 0 | 0.00041722 | 0.00039736 | 0 | 0.00039736
[79 empty] | WLDFR | HFTD - Distribution - Tier 3 - 1QU CoRE ¦ 1QU LoRE | Non-Red Flag Warning - Destructive Fires | 2038 | 4.8321e-08 | 5.1022e-08 | 4.1786e-08 | 3.9796e-08 | 10472.8261 | 280.5544 | 10192.2718 | 0 | 0 | 0 | 0 | 0 | 2.2079e-05 | 0.00050605 | 0 | 0.00050605 | 0.00053435 | 0 | 0.00053435 | 0.00043762 | 0 | 0.00043762 | 0.00041678 | 0 | 0.00041678
[79 empty] | WLDFR | HFTD - Distribution - Tier 3 - 1QU CoRE ¦ 1QU LoRE | Non-Red Flag Warning - Destructive Fires | 2039 | 4.8321e-08 | 5.1022e-08 | 4.1786e-08 | 3.9796e-08 | 10472.8261 | 280.5544 | 10192.2718 | 0 | 0 | 0 | 0 | 0 | 2.2079e-05 | 0.00050605 | 0 | 0.00050605 | 0.00053435 | 0 | 0.00053435 | 0.00043762 | 0 | 0.00043762 | 0.00041678 | 0 | 0.00041678
[79 empty] | WLDFR | HFTD - Distribution - Tier 3 - 1QU CoRE ¦ 1QU LoRE | Non-Red Flag Warning - Destructive Fires | 2040 | 4.8321e-08 | 5.1022e-08 | 4.1786e-08 | 3.9796e-08 | 10472.8261 | 280.5544 | 10192.2718 | 0 | 0 | 0 | 0 | 0 | 2.2079e-05 | 0.00050605 | 0 | 0.00050605 | 0.00053435 | 0 | 0.00053435 | 0.00043762 | 0 | 0.00043762 | 0.00041678 | 0 | 0.00041678
[79 empty] | WLDFR | HFTD - Distribution - Tier 3 - 1QU CoRE ¦ 1QU LoRE | Non-Red Flag Warning - Destructive Fires | 2041 | 4.8321e-08 | 5.1022e-08 | 4.1786e-08 | 3.9796e-08 | 10472.8261 | 280.5544 | 10192.2718 | 0 | 0 | 0 | 0 | 0 | 2.2079e-05 | 0.00050605 | 0 | 0.00050605 | 0.00053435 | 0 | 0.00053435 | 0.00043762 | 0 | 0.00043762 | 0.00041678 | 0 | 0.00041678
[79 empty] | WLDFR | HFTD - Distribution - Tier 3 - 1QU CoRE ¦ 1QU LoRE | Non-Red Flag Warning - Destructive Fires | 2042 | 4.8321e-08 | 5.1022e-08 | 4.1786e-08 | 3.9796e-08 | 10472.8261 | 280.5544 | 10192.2718 | 0 | 0 | 0 | 0 | 0 | 2.2079e-05 | 0.00050605 | 0 | 0.00050605 | 0.00053435 | 0 | 0.00053435 | 0.00043762 | 0 | 0.00043762 | 0.00041678 | 0 | 0.00041678
[79 empty] | WLDFR | HFTD - Distribution - Tier 3 - 1QU CoRE ¦ 1QU LoRE | Non-Red Flag Warning - Destructive Fires | 2043 | 4.8321e-08 | 5.1022e-08 | 4.1786e-08 | 3.9796e-08 | 10992.1562 | 299.42 | 10692.7362 | 0 | 0 | 0 | 0 | 0 | 2.2079e-05 | 0.00053115 | 0 | 0.00053115 | 0.00056084 | 0 | 0.00056084 | 0.00045932 | 0 | 0.00045932 | 0.00043744 | 0 | 0.00043744
[79 empty] | WLDFR | HFTD - Distribution - Tier 3 - 1QU CoRE ¦ 1QU LoRE | Non-Red Flag Warning - Destructive Fires | 2044 | 4.8321e-08 | 5.1022e-08 | 4.1786e-08 | 3.9796e-08 | 10992.1562 | 299.42 | 10692.7362 | 0 | 0 | 0 | 0 | 0 | 2.2079e-05 | 0.00053115 | 0 | 0.00053115 | 0.00056084 | 0 | 0.00056084 | 0.00045932 | 0 | 0.00045932 | 0.00043744 | 0 | 0.00043744
[79 empty] | WLDFR | HFTD - Distribution - Tier 3 - 1QU CoRE ¦ 1QU LoRE | Non-Red Flag Warning - Destructive Fires | 2045 | 4.8321e-08 | 5.1022e-08 | 4.1786e-08 | 3.9796e-08 | 10992.1562 | 299.42 | 10692.7362 | 0 | 0 | 0 | 0 | 0 | 2.2079e-05 | 0.00053115 | 0 | 0.00053115 | 0.00056084 | 0 | 0.00056084 | 0.00045932 | 0 | 0.00045932 | 0.00043744 | 0 | 0.00043744
[79 empty] | WLDFR | HFTD - Distribution - Tier 3 - 1QU CoRE ¦ 1QU LoRE | Non-Red Flag Warning - Destructive Fires | 2046 | 4.8321e-08 | 5.1022e-08 | 4.1786e-08 | 3.9796e-08 | 10992.1562 | 299.42 | 10692.7362 | 0 | 0 | 0 | 0 | 0 | 2.2079e-05 | 0.00053115 | 0 | 0.00053115 | 0.00056084 | 0 | 0.00056084 | 0.00045932 | 0 | 0.00045932 | 0.00043744 | 0 | 0.00043744
[79 empty] | WLDFR | HFTD - Distribution - Tier 3 - 1QU CoRE ¦ 1QU LoRE | Non-Red Flag Warning - Destructive Fires | 2047 | 4.8321e-08 | 5.1022e-08 | 4.1786e-08 | 3.9796e-08 | 10992.1562 | 299.42 | 10692.7362 | 0 | 0 | 0 | 0 | 0 | 2.2079e-05 | 0.00053115 | 0 | 0.00053115 | 0.00056084 | 0 | 0.00056084 | 0.00045932 | 0 | 0.00045932 | 0.00043744 | 0 | 0.00043744
[79 empty] | WLDFR | HFTD - Distribution - Tier 3 - 1QU CoRE ¦ 1QU LoRE | Non-Red Flag Warning - Destructive Fires | 2048 | 4.8321e-08 | 5.1022e-08 | 4.1786e-08 | 3.9796e-08 | 11536.0538 | 319.4911 | 11216.5626 | 0 | 0 | 0 | 0 | 0 | 2.2079e-05 | 0.00055743 | 0 | 0.00055743 | 0.00058859 | 0 | 0.00058859 | 0.00048204 | 0 | 0.00048204 | 0.00045909 | 0 | 0.00045909
[79 empty] | WLDFR | HFTD - Distribution - Tier 3 - 1QU CoRE ¦ 1QU LoRE | Non-Red Flag Warning - Destructive Fires | 2049 | 4.8321e-08 | 5.1022e-08 | 4.1786e-08 | 3.9796e-08 | 11536.0538 | 319.4911 | 11216.5626 | 0 | 0 | 0 | 0 | 0 | 2.2079e-05 | 0.00055743 | 0 | 0.00055743 | 0.00058859 | 0 | 0.00058859 | 0.00048204 | 0 | 0.00048204 | 0.00045909 | 0 | 0.00045909
[79 empty] | WLDFR | HFTD - Distribution - Tier 3 - 1QU CoRE ¦ 1QU LoRE | Non-Red Flag Warning - Destructive Fires | 2050 | 0 | 5.1022e-08 | 4.1786e-08 | 3.9796e-08 | 11536.0538 | 319.4911 | 11216.5626 | 0 | 0 | 0 | 0 | 0 | 2.2079e-05 | 0 | 0 | 0 | 0.00058859 | 0 | 0.00058859 | 0.00048204 | 0 | 0.00048204 | 0.00045909 | 0 | 0.00045909
[79 empty] | WLDFR | HFTD - Distribution - Tier 3 - 1QU CoRE ¦ 1QU LoRE | Non-Red Flag Warning - Destructive Fires | 2051 | 0 | 0 | 4.1786e-08 | 3.9796e-08 | 11536.0538 | 319.4911 | 11216.5626 | 0 | 0 | 0 | 0 | 0 | 2.2079e-05 | 0 | 0 | 0 | 0 | 0 | 0 | 0.00048204 | 0 | 0.00048204 | 0.00045909 | 0 | 0.00045909
[79 empty] | WLDFR | HFTD - Distribution - Tier 3 - 1QU CoRE ¦ 1QU LoRE | Non-Red Flag Warning - Destructive Fires | 2052 | 0 | 0 | 0 | 3.9796e-08 | 11536.0538 | 319.4911 | 11216.5626 | 0 | 0 | 0 | 0 | 0 | 2.2079e-05 | 0 | 0 | 0 | 0 | 0 | 0 | 0 | 0 | 0 | 0.00045909 | 0 | 0.00045909
[79 empty] | WLDFR | HFTD - Distribution - Tier 3 - 1QU CoRE ¦ 1QU LoRE | Non-Red Flag Warning - Large Fires | 2020 | 5.9762e-07 | 0 | 0 | 0 | 5.2406 | 0.69642 | 2.942 | 1.6022 | 0 | 0 | 0 | 0 | 0.00010402 | 3.1319e-06 | 0 | 3.1319e-06 | 0 | 0 | 0 | 0 | 0 | 0 | 0 | 0 | 0
[79 empty] | WLDFR | HFTD - Distribution - Tier 3 - 1QU CoRE ¦ 1QU LoRE | Non-Red Flag Warning - Large Fires | 2021 | 2.9039e-07 | 6.3103e-07 | 0 | 0 | 5.2406 | 0.69642 | 2.942 | 1.6022 | 0 | 0 | 0 | 0 | 0.00010402 | 1.5218e-06 | 0 | 1.5218e-06 | 3.307e-06 | 0 | 3.307e-06 | 0 | 0 | 0 | 0 | 0 | 0
[79 empty] | WLDFR | HFTD - Distribution - Tier 3 - 1QU CoRE ¦ 1QU LoRE | Non-Red Flag Warning - Large Fires | 2022 | 2.6728e-07 | 2.8222e-07 | 5.0659e-07 | 0 | 5.2406 | 0.69642 | 2.942 | 1.6022 | 0 | 0 | 0 | 0 | 9.5743e-05 | 1.4007e-06 | 0 | 1.4007e-06 | 1.479e-06 | 0 | 1.479e-06 | 2.6548e-06 | 0 | 2.6548e-06 | 0 | 0 | 0
[79 empty] | WLDFR | HFTD - Distribution - Tier 3 - 1QU CoRE ¦ 1QU LoRE | Non-Red Flag Warning - Large Fires | 2023 | 2.6728e-07 | 2.8222e-07 | 2.3113e-07 | 4.8247e-07 | 5.475 | 0.71896 | 3.0715 | 1.6846 | 0 | 0 | 0 | 0 | 9.5743e-05 | 1.4634e-06 | 0 | 1.4634e-06 | 1.5452e-06 | 0 | 1.5452e-06 | 1.2655e-06 | 0 | 1.2655e-06 | 2.6415e-06 | 0 | 2.6415e-06
[79 empty] | WLDFR | HFTD - Distribution - Tier 3 - 1QU CoRE ¦ 1QU LoRE | Non-Red Flag Warning - Large Fires | 2024 | 2.6728e-07 | 2.8222e-07 | 2.3113e-07 | 2.2013e-07 | 5.475 | 0.71896 | 3.0715 | 1.6846 | 0 | 0 | 0 | 0 | 9.5743e-05 | 1.4634e-06 | 0 | 1.4634e-06 | 1.5452e-06 | 0 | 1.5452e-06 | 1.2655e-06 | 0 | 1.2655e-06 | 1.2052e-06 | 0 | 1.2052e-06
[79 empty] | WLDFR | HFTD - Distribution - Tier 3 - 1QU CoRE ¦ 1QU LoRE | Non-Red Flag Warning - Large Fires | 2025 | 2.6728e-07 | 2.8222e-07 | 2.3113e-07 | 2.2013e-07 | 5.475 | 0.71896 | 3.0715 | 1.6846 | 0 | 0 | 0 | 0 | 9.5743e-05 | 1.4634e-06 | 0 | 1.4634e-06 | 1.5452e-06 | 0 | 1.5452e-06 | 1.2655e-06 | 0 | 1.2655e-06 | 1.2052e-06 | 0 | 1.2052e-06
[79 empty] | WLDFR | HFTD - Distribution - Tier 3 - 1QU CoRE ¦ 1QU LoRE | Non-Red Flag Warning - Large Fires | 2026 | 2.6728e-07 | 2.8222e-07 | 2.3113e-07 | 2.2013e-07 | 5.475 | 0.71896 | 3.0715 | 1.6846 | 0 | 0 | 0 | 0 | 9.5743e-05 | 1.4634e-06 | 0 | 1.4634e-06 | 1.5452e-06 | 0 | 1.5452e-06 | 1.2655e-06 | 0 | 1.2655e-06 | 1.2052e-06 | 0 | 1.2052e-06
[79 empty] | WLDFR | HFTD - Distribution - Tier 3 - 1QU CoRE ¦ 1QU LoRE | Non-Red Flag Warning - Large Fires | 2027 | 2.6728e-07 | 2.8222e-07 | 2.3113e-07 | 2.2013e-07 | 5.475 | 0.71896 | 3.0715 | 1.6846 | 0 | 0 | 0 | 0 | 9.5743e-05 | 1.4634e-06 | 0 | 1.4634e-06 | 1.5452e-06 | 0 | 1.5452e-06 | 1.2655e-06 | 0 | 1.2655e-06 | 1.2052e-06 | 0 | 1.2052e-06
[79 empty] | WLDFR | HFTD - Distribution - Tier 3 - 1QU CoRE ¦ 1QU LoRE | Non-Red Flag Warning - Large Fires | 2028 | 2.6728e-07 | 2.8222e-07 | 2.3113e-07 | 2.2013e-07 | 5.777 | 0.74734 | 3.238 | 1.7917 | 0 | 0 | 0 | 0 | 9.5743e-05 | 1.5441e-06 | 0 | 1.5441e-06 | 1.6304e-06 | 0 | 1.6304e-06 | 1.3353e-06 | 0 | 1.3353e-06 | 1.2717e-06 | 0 | 1.2717e-06
[79 empty] | WLDFR | HFTD - Distribution - Tier 3 - 1QU CoRE ¦ 1QU LoRE | Non-Red Flag Warning - Large Fires | 2029 | 2.6728e-07 | 2.8222e-07 | 2.3113e-07 | 2.2013e-07 | 5.777 | 0.74734 | 3.238 | 1.7917 | 0 | 0 | 0 | 0 | 9.5743e-05 | 1.5441e-06 | 0 | 1.5441e-06 | 1.6304e-06 | 0 | 1.6304e-06 | 1.3353e-06 | 0 | 1.3353e-06 | 1.2717e-06 | 0 | 1.2717e-06
[79 empty] | WLDFR | HFTD - Distribution - Tier 3 - 1QU CoRE ¦ 1QU LoRE | Non-Red Flag Warning - Large Fires | 2030 | 2.6728e-07 | 2.8222e-07 | 2.3113e-07 | 2.2013e-07 | 5.777 | 0.74734 | 3.238 | 1.7917 | 0 | 0 | 0 | 0 | 9.5743e-05 | 1.5441e-06 | 0 | 1.5441e-06 | 1.6304e-06 | 0 | 1.6304e-06 | 1.3353e-06 | 0 | 1.3353e-06 | 1.2717e-06 | 0 | 1.2717e-06
[79 empty] | WLDFR | HFTD - Distribution - Tier 3 - 1QU CoRE ¦ 1QU LoRE | Non-Red Flag Warning - Large Fires | 2031 | 2.6728e-07 | 2.8222e-07 | 2.3113e-07 | 2.2013e-07 | 5.777 | 0.74734 | 3.238 | 1.7917 | 0 | 0 | 0 | 0 | 9.5743e-05 | 1.5441e-06 | 0 | 1.5441e-06 | 1.6304e-06 | 0 | 1.6304e-06 | 1.3353e-06 | 0 | 1.3353e-06 | 1.2717e-06 | 0 | 1.2717e-06
[79 empty] | WLDFR | HFTD - Distribution - Tier 3 - 1QU CoRE ¦ 1QU LoRE | Non-Red Flag Warning - Large Fires | 2032 | 2.6728e-07 | 2.8222e-07 | 2.3113e-07 | 2.2013e-07 | 5.777 | 0.74734 | 3.238 | 1.7917 | 0 | 0 | 0 | 0 | 9.5743e-05 | 1.5441e-06 | 0 | 1.5441e-06 | 1.6304e-06 | 0 | 1.6304e-06 | 1.3353e-06 | 0 | 1.3353e-06 | 1.2717e-06 | 0 | 1.2717e-06
[79 empty] | WLDFR | HFTD - Distribution - Tier 3 - 1QU CoRE ¦ 1QU LoRE | Non-Red Flag Warning - Large Fires | 2033 | 2.6728e-07 | 2.8222e-07 | 2.3113e-07 | 2.2013e-07 | 6.1205 | 0.77885 | 3.4265 | 1.9151 | 0 | 0 | 0 | 0 | 9.5743e-05 | 1.6359e-06 | 0 | 1.6359e-06 | 1.7274e-06 | 0 | 1.7274e-06 | 1.4147e-06 | 0 | 1.4147e-06 | 1.3473e-06 | 0 | 1.3473e-06
[79 empty] | WLDFR | HFTD - Distribution - Tier 3 - 1QU CoRE ¦ 1QU LoRE | Non-Red Flag Warning - Large Fires | 2034 | 2.6728e-07 | 2.8222e-07 | 2.3113e-07 | 2.2013e-07 | 6.1205 | 0.77885 | 3.4265 | 1.9151 | 0 | 0 | 0 | 0 | 9.5743e-05 | 1.6359e-06 | 0 | 1.6359e-06 | 1.7274e-06 | 0 | 1.7274e-06 | 1.4147e-06 | 0 | 1.4147e-06 | 1.3473e-06 | 0 | 1.3473e-06
[79 empty] | WLDFR | HFTD - Distribution - Tier 3 - 1QU CoRE ¦ 1QU LoRE | Non-Red Flag Warning - Large Fires | 2035 | 2.6728e-07 | 2.8222e-07 | 2.3113e-07 | 2.2013e-07 | 6.1205 | 0.77885 | 3.4265 | 1.9151 | 0 | 0 | 0 | 0 | 9.5743e-05 | 1.6359e-06 | 0 | 1.6359e-06 | 1.7274e-06 | 0 | 1.7274e-06 | 1.4147e-06 | 0 | 1.4147e-06 | 1.3473e-06 | 0 | 1.3473e-06
[79 empty] | WLDFR | HFTD - Distribution - Tier 3 - 1QU CoRE ¦ 1QU LoRE | Non-Red Flag Warning - Large Fires | 2036 | 2.6728e-07 | 2.8222e-07 | 2.3113e-07 | 2.2013e-07 | 6.1205 | 0.77885 | 3.4265 | 1.9151 | 0 | 0 | 0 | 0 | 9.5743e-05 | 1.6359e-06 | 0 | 1.6359e-06 | 1.7274e-06 | 0 | 1.7274e-06 | 1.4147e-06 | 0 | 1.4147e-06 | 1.3473e-06 | 0 | 1.3473e-06
[79 empty] | WLDFR | HFTD - Distribution - Tier 3 - 1QU CoRE ¦ 1QU LoRE | Non-Red Flag Warning - Large Fires | 2037 | 2.6728e-07 | 2.8222e-07 | 2.3113e-07 | 2.2013e-07 | 6.1205 | 0.77885 | 3.4265 | 1.9151 | 0 | 0 | 0 | 0 | 9.5743e-05 | 1.6359e-06 | 0 | 1.6359e-06 | 1.7274e-06 | 0 | 1.7274e-06 | 1.4147e-06 | 0 | 1.4147e-06 | 1.3473e-06 | 0 | 1.3473e-06
[79 empty] | WLDFR | HFTD - Distribution - Tier 3 - 1QU CoRE ¦ 1QU LoRE | Non-Red Flag Warning - Large Fires | 2038 | 2.6728e-07 | 2.8222e-07 | 2.3113e-07 | 2.2013e-07 | 6.5028 | 0.81304 | 3.6355 | 2.0543 | 0 | 0 | 0 | 0 | 9.5743e-05 | 1.7381e-06 | 0 | 1.7381e-06 | 1.8353e-06 | 0 | 1.8353e-06 | 1.503e-06 | 0 | 1.503e-06 | 1.4315e-06 | 0 | 1.4315e-06
[79 empty] | WLDFR | HFTD - Distribution - Tier 3 - 1QU CoRE ¦ 1QU LoRE | Non-Red Flag Warning - Large Fires | 2039 | 2.6728e-07 | 2.8222e-07 | 2.3113e-07 | 2.2013e-07 | 6.5028 | 0.81304 | 3.6355 | 2.0543 | 0 | 0 | 0 | 0 | 9.5743e-05 | 1.7381e-06 | 0 | 1.7381e-06 | 1.8353e-06 | 0 | 1.8353e-06 | 1.503e-06 | 0 | 1.503e-06 | 1.4315e-06 | 0 | 1.4315e-06
[79 empty] | WLDFR | HFTD - Distribution - Tier 3 - 1QU CoRE ¦ 1QU LoRE | Non-Red Flag Warning - Large Fires | 2040 | 2.6728e-07 | 2.8222e-07 | 2.3113e-07 | 2.2013e-07 | 6.5028 | 0.81304 | 3.6355 | 2.0543 | 0 | 0 | 0 | 0 | 9.5743e-05 | 1.7381e-06 | 0 | 1.7381e-06 | 1.8353e-06 | 0 | 1.8353e-06 | 1.503e-06 | 0 | 1.503e-06 | 1.4315e-06 | 0 | 1.4315e-06
[79 empty] | WLDFR | HFTD - Distribution - Tier 3 - 1QU CoRE ¦ 1QU LoRE | Non-Red Flag Warning - Large Fires | 2041 | 2.6728e-07 | 2.8222e-07 | 2.3113e-07 | 2.2013e-07 | 6.5028 | 0.81304 | 3.6355 | 2.0543 | 0 | 0 | 0 | 0 | 9.5743e-05 | 1.7381e-06 | 0 | 1.7381e-06 | 1.8353e-06 | 0 | 1.8353e-06 | 1.503e-06 | 0 | 1.503e-06 | 1.4315e-06 | 0 | 1.4315e-06
[79 empty] | WLDFR | HFTD - Distribution - Tier 3 - 1QU CoRE ¦ 1QU LoRE | Non-Red Flag Warning - Large Fires | 2042 | 2.6728e-07 | 2.8222e-07 | 2.3113e-07 | 2.2013e-07 | 6.5028 | 0.81304 | 3.6355 | 2.0543 | 0 | 0 | 0 | 0 | 9.5743e-05 | 1.7381e-06 | 0 | 1.7381e-06 | 1.8353e-06 | 0 | 1.8353e-06 | 1.503e-06 | 0 | 1.503e-06 | 1.4315e-06 | 0 | 1.4315e-06
[79 empty] | WLDFR | HFTD - Distribution - Tier 3 - 1QU CoRE ¦ 1QU LoRE | Non-Red Flag Warning - Large Fires | 2043 | 2.6728e-07 | 2.8222e-07 | 2.3113e-07 | 2.2013e-07 | 6.9209 | 0.84944 | 3.8632 | 2.2083 | 0 | 0 | 0 | 0 | 9.5743e-05 | 1.8498e-06 | 0 | 1.8498e-06 | 1.9533e-06 | 0 | 1.9533e-06 | 1.5997e-06 | 0 | 1.5997e-06 | 1.5235e-06 | 0 | 1.5235e-06
[79 empty] | WLDFR | HFTD - Distribution - Tier 3 - 1QU CoRE ¦ 1QU LoRE | Non-Red Flag Warning - Large Fires | 2044 | 2.6728e-07 | 2.8222e-07 | 2.3113e-07 | 2.2013e-07 | 6.9209 | 0.84944 | 3.8632 | 2.2083 | 0 | 0 | 0 | 0 | 9.5743e-05 | 1.8498e-06 | 0 | 1.8498e-06 | 1.9533e-06 | 0 | 1.9533e-06 | 1.5997e-06 | 0 | 1.5997e-06 | 1.5235e-06 | 0 | 1.5235e-06
[79 empty] | WLDFR | HFTD - Distribution - Tier 3 - 1QU CoRE ¦ 1QU LoRE | Non-Red Flag Warning - Large Fires | 2045 | 2.6728e-07 | 2.8222e-07 | 2.3113e-07 | 2.2013e-07 | 6.9209 | 0.84944 | 3.8632 | 2.2083 | 0 | 0 | 0 | 0 | 9.5743e-05 | 1.8498e-06 | 0 | 1.8498e-06 | 1.9533e-06 | 0 | 1.9533e-06 | 1.5997e-06 | 0 | 1.5997e-06 | 1.5235e-06 | 0 | 1.5235e-06
[79 empty] | WLDFR | HFTD - Distribution - Tier 3 - 1QU CoRE ¦ 1QU LoRE | Non-Red Flag Warning - Large Fires | 2046 | 2.6728e-07 | 2.8222e-07 | 2.3113e-07 | 2.2013e-07 | 6.9209 | 0.84944 | 3.8632 | 2.2083 | 0 | 0 | 0 | 0 | 9.5743e-05 | 1.8498e-06 | 0 | 1.8498e-06 | 1.9533e-06 | 0 | 1.9533e-06 | 1.5997e-06 | 0 | 1.5997e-06 | 1.5235e-06 | 0 | 1.5235e-06
[79 empty] | WLDFR | HFTD - Distribution - Tier 3 - 1QU CoRE ¦ 1QU LoRE | Non-Red Flag Warning - Large Fires | 2047 | 2.6728e-07 | 2.8222e-07 | 2.3113e-07 | 2.2013e-07 | 6.9209 | 0.84944 | 3.8632 | 2.2083 | 0 | 0 | 0 | 0 | 9.5743e-05 | 1.8498e-06 | 0 | 1.8498e-06 | 1.9533e-06 | 0 | 1.9533e-06 | 1.5997e-06 | 0 | 1.5997e-06 | 1.5235e-06 | 0 | 1.5235e-06
[79 empty] | WLDFR | HFTD - Distribution - Tier 3 - 1QU CoRE ¦ 1QU LoRE | Non-Red Flag Warning - Large Fires | 2048 | 2.6728e-07 | 2.8222e-07 | 2.3113e-07 | 2.2013e-07 | 7.3713 | 0.88759 | 4.1075 | 2.3763 | 0 | 0 | 0 | 0 | 9.5743e-05 | 1.9702e-06 | 0 | 1.9702e-06 | 2.0804e-06 | 0 | 2.0804e-06 | 1.7038e-06 | 0 | 1.7038e-06 | 1.6226e-06 | 0 | 1.6226e-06
[79 empty] | WLDFR | HFTD - Distribution - Tier 3 - 1QU CoRE ¦ 1QU LoRE | Non-Red Flag Warning - Large Fires | 2049 | 2.6728e-07 | 2.8222e-07 | 2.3113e-07 | 2.2013e-07 | 7.3713 | 0.88759 | 4.1075 | 2.3763 | 0 | 0 | 0 | 0 | 9.5743e-05 | 1.9702e-06 | 0 | 1.9702e-06 | 2.0804e-06 | 0 | 2.0804e-06 | 1.7038e-06 | 0 | 1.7038e-06 | 1.6226e-06 | 0 | 1.6226e-06
[79 empty] | WLDFR | HFTD - Distribution - Tier 3 - 1QU CoRE ¦ 1QU LoRE | Non-Red Flag Warning - Large Fires | 2050 | 0 | 2.8222e-07 | 2.3113e-07 | 2.2013e-07 | 7.3713 | 0.88759 | 4.1075 | 2.3763 | 0 | 0 | 0 | 0 | 9.5743e-05 | 0 | 0 | 0 | 2.0804e-06 | 0 | 2.0804e-06 | 1.7038e-06 | 0 | 1.7038e-06 | 1.6226e-06 | 0 | 1.6226e-06
[79 empty] | WLDFR | HFTD - Distribution - Tier 3 - 1QU CoRE ¦ 1QU LoRE | Non-Red Flag Warning - Large Fires | 2051 | 0 | 0 | 2.3113e-07 | 2.2013e-07 | 7.3713 | 0.88759 | 4.1075 | 2.3763 | 0 | 0 | 0 | 0 | 9.5743e-05 | 0 | 0 | 0 | 0 | 0 | 0 | 1.7038e-06 | 0 | 1.7038e-06 | 1.6226e-06 | 0 | 1.6226e-06
[79 empty] | WLDFR | HFTD - Distribution - Tier 3 - 1QU CoRE ¦ 1QU LoRE | Non-Red Flag Warning - Large Fires | 2052 | 0 | 0 | 0 | 2.2013e-07 | 7.3713 | 0.88759 | 4.1075 | 2.3763 | 0 | 0 | 0 | 0 | 9.5743e-05 | 0 | 0 | 0 | 0 | 0 | 0 | 0 | 0 | 0 | 1.6226e-06 | 0 | 1.6226e-06
[79 empty] | WLDFR | HFTD - Distribution - Tier 3 - 1QU CoRE ¦ 1QU LoRE | Non-Red Flag Warning - Small Fires | 2020 | 5.3195e-05 | 0 | 0 | 0 | 0.077901 | 0.036425 | 0.0015809 | 0.039895 | 0 | 0 | 0 | 0 | 0.0077366 | 4.1439e-06 | 0 | 4.1439e-06 | 0 | 0 | 0 | 0 | 0 | 0 | 0 | 0 | 0
[79 empty] | WLDFR | HFTD - Distribution - Tier 3 - 1QU CoRE ¦ 1QU LoRE | Non-Red Flag Warning - Small Fires | 2021 | 2.7094e-05 | 5.6169e-05 | 0 | 0 | 0.077901 | 0.036425 | 0.0015809 | 0.039895 | 0 | 0 | 0 | 0 | 0.0077366 | 2.1106e-06 | 0 | 2.1106e-06 | 4.3756e-06 | 0 | 4.3756e-06 | 0 | 0 | 0 | 0 | 0 | 0
[79 empty] | WLDFR | HFTD - Distribution - Tier 3 - 1QU CoRE ¦ 1QU LoRE | Non-Red Flag Warning - Small Fires | 2022 | 2.7963e-05 | 2.9527e-05 | 4.9725e-05 | 0 | 0.077901 | 0.036425 | 0.0015809 | 0.039895 | 0 | 0 | 0 | 0 | 0.0076681 | 2.1784e-06 | 0 | 2.1784e-06 | 2.3002e-06 | 0 | 2.3002e-06 | 3.8736e-06 | 0 | 3.8736e-06 | 0 | 0 | 0
[79 empty] | WLDFR | HFTD - Distribution - Tier 3 - 1QU CoRE ¦ 1QU LoRE | Non-Red Flag Warning - Small Fires | 2023 | 2.7963e-05 | 2.9527e-05 | 2.4182e-05 | 4.7357e-05 | 0.080408 | 0.03759 | 0.0016314 | 0.041187 | 0 | 0 | 0 | 0 | 0.0076681 | 2.2485e-06 | 0 | 2.2485e-06 | 2.3742e-06 | 0 | 2.3742e-06 | 1.9444e-06 | 0 | 1.9444e-06 | 3.8079e-06 | 0 | 3.8079e-06
[79 empty] | WLDFR | HFTD - Distribution - Tier 3 - 1QU CoRE ¦ 1QU LoRE | Non-Red Flag Warning - Small Fires | 2024 | 2.7963e-05 | 2.9527e-05 | 2.4182e-05 | 2.303e-05 | 0.080408 | 0.03759 | 0.0016314 | 0.041187 | 0 | 0 | 0 | 0 | 0.0076681 | 2.2485e-06 | 0 | 2.2485e-06 | 2.3742e-06 | 0 | 2.3742e-06 | 1.9444e-06 | 0 | 1.9444e-06 | 1.8518e-06 | 0 | 1.8518e-06
[79 empty] | WLDFR | HFTD - Distribution - Tier 3 - 1QU CoRE ¦ 1QU LoRE | Non-Red Flag Warning - Small Fires | 2025 | 2.7963e-05 | 2.9527e-05 | 2.4182e-05 | 2.303e-05 | 0.080408 | 0.03759 | 0.0016314 | 0.041187 | 0 | 0 | 0 | 0 | 0.0076681 | 2.2485e-06 | 0 | 2.2485e-06 | 2.3742e-06 | 0 | 2.3742e-06 | 1.9444e-06 | 0 | 1.9444e-06 | 1.8518e-06 | 0 | 1.8518e-06
[79 empty] | WLDFR | HFTD - Distribution - Tier 3 - 1QU CoRE ¦ 1QU LoRE | Non-Red Flag Warning - Small Fires | 2026 | 2.7963e-05 | 2.9527e-05 | 2.4182e-05 | 2.303e-05 | 0.080408 | 0.03759 | 0.0016314 | 0.041187 | 0 | 0 | 0 | 0 | 0.0076681 | 2.2485e-06 | 0 | 2.2485e-06 | 2.3742e-06 | 0 | 2.3742e-06 | 1.9444e-06 | 0 | 1.9444e-06 | 1.8518e-06 | 0 | 1.8518e-06
[79 empty] | WLDFR | HFTD - Distribution - Tier 3 - 1QU CoRE ¦ 1QU LoRE | Non-Red Flag Warning - Small Fires | 2027 | 2.7963e-05 | 2.9527e-05 | 2.4182e-05 | 2.303e-05 | 0.080408 | 0.03759 | 0.0016314 | 0.041187 | 0 | 0 | 0 | 0 | 0.0076681 | 2.2485e-06 | 0 | 2.2485e-06 | 2.3742e-06 | 0 | 2.3742e-06 | 1.9444e-06 | 0 | 1.9444e-06 | 1.8518e-06 | 0 | 1.8518e-06
[79 empty] | WLDFR | HFTD - Distribution - Tier 3 - 1QU CoRE ¦ 1QU LoRE | Non-Red Flag Warning - Small Fires | 2028 | 2.7963e-05 | 2.9527e-05 | 2.4182e-05 | 2.303e-05 | 0.083606 | 0.039055 | 0.001695 | 0.042856 | 0 | 0 | 0 | 0 | 0.0076681 | 2.3379e-06 | 0 | 2.3379e-06 | 2.4686e-06 | 0 | 2.4686e-06 | 2.0217e-06 | 0 | 2.0217e-06 | 1.9255e-06 | 0 | 1.9255e-06
[79 empty] | WLDFR | HFTD - Distribution - Tier 3 - 1QU CoRE ¦ 1QU LoRE | Non-Red Flag Warning - Small Fires | 2029 | 2.7963e-05 | 2.9527e-05 | 2.4182e-05 | 2.303e-05 | 0.083606 | 0.039055 | 0.001695 | 0.042856 | 0 | 0 | 0 | 0 | 0.0076681 | 2.3379e-06 | 0 | 2.3379e-06 | 2.4686e-06 | 0 | 2.4686e-06 | 2.0217e-06 | 0 | 2.0217e-06 | 1.9255e-06 | 0 | 1.9255e-06
[79 empty] | WLDFR | HFTD - Distribution - Tier 3 - 1QU CoRE ¦ 1QU LoRE | Non-Red Flag Warning - Small Fires | 2030 | 2.7963e-05 | 2.9527e-05 | 2.4182e-05 | 2.303e-05 | 0.083606 | 0.039055 | 0.001695 | 0.042856 | 0 | 0 | 0 | 0 | 0.0076681 | 2.3379e-06 | 0 | 2.3379e-06 | 2.4686e-06 | 0 | 2.4686e-06 | 2.0217e-06 | 0 | 2.0217e-06 | 1.9255e-06 | 0 | 1.9255e-06
[79 empty] | WLDFR | HFTD - Distribution - Tier 3 - 1QU CoRE ¦ 1QU LoRE | Non-Red Flag Warning - Small Fires | 2031 | 2.7963e-05 | 2.9527e-05 | 2.4182e-05 | 2.303e-05 | 0.083606 | 0.039055 | 0.001695 | 0.042856 | 0 | 0 | 0 | 0 | 0.0076681 | 2.3379e-06 | 0 | 2.3379e-06 | 2.4686e-06 | 0 | 2.4686e-06 | 2.0217e-06 | 0 | 2.0217e-06 | 1.9255e-06 | 0 | 1.9255e-06
[79 empty] | WLDFR | HFTD - Distribution - Tier 3 - 1QU CoRE ¦ 1QU LoRE | Non-Red Flag Warning - Small Fires | 2032 | 2.7963e-05 | 2.9527e-05 | 2.4182e-05 | 2.303e-05 | 0.083606 | 0.039055 | 0.001695 | 0.042856 | 0 | 0 | 0 | 0 | 0.0076681 | 2.3379e-06 | 0 | 2.3379e-06 | 2.4686e-06 | 0 | 2.4686e-06 | 2.0217e-06 | 0 | 2.0217e-06 | 1.9255e-06 | 0 | 1.9255e-06
[79 empty] | WLDFR | HFTD - Distribution - Tier 3 - 1QU CoRE ¦ 1QU LoRE | Non-Red Flag Warning - Small Fires | 2033 | 2.7963e-05 | 2.9527e-05 | 2.4182e-05 | 2.303e-05 | 0.087211 | 0.040679 | 0.0017655 | 0.044766 | 0 | 0 | 0 | 0 | 0.0076681 | 2.4387e-06 | 0 | 2.4387e-06 | 2.5751e-06 | 0 | 2.5751e-06 | 2.1089e-06 | 0 | 2.1089e-06 | 2.0085e-06 | 0 | 2.0085e-06
[79 empty] | WLDFR | HFTD - Distribution - Tier 3 - 1QU CoRE ¦ 1QU LoRE | Non-Red Flag Warning - Small Fires | 2034 | 2.7963e-05 | 2.9527e-05 | 2.4182e-05 | 2.303e-05 | 0.087211 | 0.040679 | 0.0017655 | 0.044766 | 0 | 0 | 0 | 0 | 0.0076681 | 2.4387e-06 | 0 | 2.4387e-06 | 2.5751e-06 | 0 | 2.5751e-06 | 2.1089e-06 | 0 | 2.1089e-06 | 2.0085e-06 | 0 | 2.0085e-06
[79 empty] | WLDFR | HFTD - Distribution - Tier 3 - 1QU CoRE ¦ 1QU LoRE | Non-Red Flag Warning - Small Fires | 2035 | 2.7963e-05 | 2.9527e-05 | 2.4182e-05 | 2.303e-05 | 0.087211 | 0.040679 | 0.0017655 | 0.044766 | 0 | 0 | 0 | 0 | 0.0076681 | 2.4387e-06 | 0 | 2.4387e-06 | 2.5751e-06 | 0 | 2.5751e-06 | 2.1089e-06 | 0 | 2.1089e-06 | 2.0085e-06 | 0 | 2.0085e-06
[79 empty] | WLDFR | HFTD - Distribution - Tier 3 - 1QU CoRE ¦ 1QU LoRE | Non-Red Flag Warning - Small Fires | 2036 | 2.7963e-05 | 2.9527e-05 | 2.4182e-05 | 2.303e-05 | 0.087211 | 0.040679 | 0.0017655 | 0.044766 | 0 | 0 | 0 | 0 | 0.0076681 | 2.4387e-06 | 0 | 2.4387e-06 | 2.5751e-06 | 0 | 2.5751e-06 | 2.1089e-06 | 0 | 2.1089e-06 | 2.0085e-06 | 0 | 2.0085e-06
[79 empty] | WLDFR | HFTD - Distribution - Tier 3 - 1QU CoRE ¦ 1QU LoRE | Non-Red Flag Warning - Small Fires | 2037 | 2.7963e-05 | 2.9527e-05 | 2.4182e-05 | 2.303e-05 | 0.087211 | 0.040679 | 0.0017655 | 0.044766 | 0 | 0 | 0 | 0 | 0.0076681 | 2.4387e-06 | 0 | 2.4387e-06 | 2.5751e-06 | 0 | 2.5751e-06 | 2.1089e-06 | 0 | 2.1089e-06 | 2.0085e-06 | 0 | 2.0085e-06
[79 empty] | WLDFR | HFTD - Distribution - Tier 3 - 1QU CoRE ¦ 1QU LoRE | Non-Red Flag Warning - Small Fires | 2038 | 2.7963e-05 | 2.9527e-05 | 2.4182e-05 | 2.303e-05 | 0.091184 | 0.042438 | 0.0018418 | 0.046905 | 0 | 0 | 0 | 0 | 0.0076681 | 2.5498e-06 | 0 | 2.5498e-06 | 2.6924e-06 | 0 | 2.6924e-06 | 2.205e-06 | 0 | 2.205e-06 | 2.1e-06 | 0 | 2.1e-06
[79 empty] | WLDFR | HFTD - Distribution - Tier 3 - 1QU CoRE ¦ 1QU LoRE | Non-Red Flag Warning - Small Fires | 2039 | 2.7963e-05 | 2.9527e-05 | 2.4182e-05 | 2.303e-05 | 0.091184 | 0.042438 | 0.0018418 | 0.046905 | 0 | 0 | 0 | 0 | 0.0076681 | 2.5498e-06 | 0 | 2.5498e-06 | 2.6924e-06 | 0 | 2.6924e-06 | 2.205e-06 | 0 | 2.205e-06 | 2.1e-06 | 0 | 2.1e-06
[79 empty] | WLDFR | HFTD - Distribution - Tier 3 - 1QU CoRE ¦ 1QU LoRE | Non-Red Flag Warning - Small Fires | 2040 | 2.7963e-05 | 2.9527e-05 | 2.4182e-05 | 2.303e-05 | 0.091184 | 0.042438 | 0.0018418 | 0.046905 | 0 | 0 | 0 | 0 | 0.0076681 | 2.5498e-06 | 0 | 2.5498e-06 | 2.6924e-06 | 0 | 2.6924e-06 | 2.205e-06 | 0 | 2.205e-06 | 2.1e-06 | 0 | 2.1e-06
[79 empty] | WLDFR | HFTD - Distribution - Tier 3 - 1QU CoRE ¦ 1QU LoRE | Non-Red Flag Warning - Small Fires | 2041 | 2.7963e-05 | 2.9527e-05 | 2.4182e-05 | 2.303e-05 | 0.091184 | 0.042438 | 0.0018418 | 0.046905 | 0 | 0 | 0 | 0 | 0.0076681 | 2.5498e-06 | 0 | 2.5498e-06 | 2.6924e-06 | 0 | 2.6924e-06 | 2.205e-06 | 0 | 2.205e-06 | 2.1e-06 | 0 | 2.1e-06
[79 empty] | WLDFR | HFTD - Distribution - Tier 3 - 1QU CoRE ¦ 1QU LoRE | Non-Red Flag Warning - Small Fires | 2042 | 2.7963e-05 | 2.9527e-05 | 2.4182e-05 | 2.303e-05 | 0.091184 | 0.042438 | 0.0018418 | 0.046905 | 0 | 0 | 0 | 0 | 0.0076681 | 2.5498e-06 | 0 | 2.5498e-06 | 2.6924e-06 | 0 | 2.6924e-06 | 2.205e-06 | 0 | 2.205e-06 | 2.1e-06 | 0 | 2.1e-06
[79 empty] | WLDFR | HFTD - Distribution - Tier 3 - 1QU CoRE ¦ 1QU LoRE | Non-Red Flag Warning - Small Fires | 2043 | 2.7963e-05 | 2.9527e-05 | 2.4182e-05 | 2.303e-05 | 0.095486 | 0.044306 | 0.0019228 | 0.049257 | 0 | 0 | 0 | 0 | 0.0076681 | 2.6701e-06 | 0 | 2.6701e-06 | 2.8194e-06 | 0 | 2.8194e-06 | 2.309e-06 | 0 | 2.309e-06 | 2.1991e-06 | 0 | 2.1991e-06
[79 empty] | WLDFR | HFTD - Distribution - Tier 3 - 1QU CoRE ¦ 1QU LoRE | Non-Red Flag Warning - Small Fires | 2044 | 2.7963e-05 | 2.9527e-05 | 2.4182e-05 | 2.303e-05 | 0.095486 | 0.044306 | 0.0019228 | 0.049257 | 0 | 0 | 0 | 0 | 0.0076681 | 2.6701e-06 | 0 | 2.6701e-06 | 2.8194e-06 | 0 | 2.8194e-06 | 2.309e-06 | 0 | 2.309e-06 | 2.1991e-06 | 0 | 2.1991e-06
[79 empty] | WLDFR | HFTD - Distribution - Tier 3 - 1QU CoRE ¦ 1QU LoRE | Non-Red Flag Warning - Small Fires | 2045 | 2.7963e-05 | 2.9527e-05 | 2.4182e-05 | 2.303e-05 | 0.095486 | 0.044306 | 0.0019228 | 0.049257 | 0 | 0 | 0 | 0 | 0.0076681 | 2.6701e-06 | 0 | 2.6701e-06 | 2.8194e-06 | 0 | 2.8194e-06 | 2.309e-06 | 0 | 2.309e-06 | 2.1991e-06 | 0 | 2.1991e-06
[79 empty] | WLDFR | HFTD - Distribution - Tier 3 - 1QU CoRE ¦ 1QU LoRE | Non-Red Flag Warning - Small Fires | 2046 | 2.7963e-05 | 2.9527e-05 | 2.4182e-05 | 2.303e-05 | 0.095486 | 0.044306 | 0.0019228 | 0.049257 | 0 | 0 | 0 | 0 | 0.0076681 | 2.6701e-06 | 0 | 2.6701e-06 | 2.8194e-06 | 0 | 2.8194e-06 | 2.309e-06 | 0 | 2.309e-06 | 2.1991e-06 | 0 | 2.1991e-06
[79 empty] | WLDFR | HFTD - Distribution - Tier 3 - 1QU CoRE ¦ 1QU LoRE | Non-Red Flag Warning - Small Fires | 2047 | 2.7963e-05 | 2.9527e-05 | 2.4182e-05 | 2.303e-05 | 0.095486 | 0.044306 | 0.0019228 | 0.049257 | 0 | 0 | 0 | 0 | 0.0076681 | 2.6701e-06 | 0 | 2.6701e-06 | 2.8194e-06 | 0 | 2.8194e-06 | 2.309e-06 | 0 | 2.309e-06 | 2.1991e-06 | 0 | 2.1991e-06
[79 empty] | WLDFR | HFTD - Distribution - Tier 3 - 1QU CoRE ¦ 1QU LoRE | Non-Red Flag Warning - Small Fires | 2048 | 2.7963e-05 | 2.9527e-05 | 2.4182e-05 | 2.303e-05 | 0.10007 | 0.04626 | 0.0020076 | 0.051804 | 0 | 0 | 0 | 0 | 0.0076681 | 2.7983e-06 | 0 | 2.7983e-06 | 2.9548e-06 | 0 | 2.9548e-06 | 2.4199e-06 | 0 | 2.4199e-06 | 2.3047e-06 | 0 | 2.3047e-06
[79 empty] | WLDFR | HFTD - Distribution - Tier 3 - 1QU CoRE ¦ 1QU LoRE | Non-Red Flag Warning - Small Fires | 2049 | 2.7963e-05 | 2.9527e-05 | 2.4182e-05 | 2.303e-05 | 0.10007 | 0.04626 | 0.0020076 | 0.051804 | 0 | 0 | 0 | 0 | 0.0076681 | 2.7983e-06 | 0 | 2.7983e-06 | 2.9548e-06 | 0 | 2.9548e-06 | 2.4199e-06 | 0 | 2.4199e-06 | 2.3047e-06 | 0 | 2.3047e-06
[79 empty] | WLDFR | HFTD - Distribution - Tier 3 - 1QU CoRE ¦ 1QU LoRE | Non-Red Flag Warning - Small Fires | 2050 | 0 | 2.9527e-05 | 2.4182e-05 | 2.303e-05 | 0.10007 | 0.04626 | 0.0020076 | 0.051804 | 0 | 0 | 0 | 0 | 0.0076681 | 0 | 0 | 0 | 2.9548e-06 | 0 | 2.9548e-06 | 2.4199e-06 | 0 | 2.4199e-06 | 2.3047e-06 | 0 | 2.3047e-06
[79 empty] | WLDFR | HFTD - Distribution - Tier 3 - 1QU CoRE ¦ 1QU LoRE | Non-Red Flag Warning - Small Fires | 2051 | 0 | 0 | 2.4182e-05 | 2.303e-05 | 0.10007 | 0.04626 | 0.0020076 | 0.051804 | 0 | 0 | 0 | 0 | 0.0076681 | 0 | 0 | 0 | 0 | 0 | 0 | 2.4199e-06 | 0 | 2.4199e-06 | 2.3047e-06 | 0 | 2.3047e-06
[79 empty] | WLDFR | HFTD - Distribution - Tier 3 - 1QU CoRE ¦ 1QU LoRE | Non-Red Flag Warning - Small Fires | 2052 | 0 | 0 | 0 | 2.303e-05 | 0.10007 | 0.04626 | 0.0020076 | 0.051804 | 0 | 0 | 0 | 0 | 0.0076681 | 0 | 0 | 0 | 0 | 0 | 0 | 0 | 0 | 0 | 2.3047e-06 | 0 | 2.3047e-06
[79 empty] | WLDFR | HFTD - Distribution - Tier 3 - 1QU CoRE ¦ 1QU LoRE | Red Flag Warning - Catastrophic Fires | 2020 | 3.6682e-06 | 0 | 0 | 0 | 14146.1306 | 222.2294 | 8585.7228 | 5338.1784 | 0 | 0 | 0 | 0 | 0.00030346 | 0.05189 | 0 | 0.05189 | 0 | 0 | 0 | 0 | 0 | 0 | 0 | 0 | 0
[79 empty] | WLDFR | HFTD - Distribution - Tier 3 - 1QU CoRE ¦ 1QU LoRE | Red Flag Warning - Catastrophic Fires | 2021 | 2.3184e-06 | 3.8732e-06 | 0 | 0 | 14146.1306 | 222.2294 | 8585.7228 | 5338.1784 | 0 | 0 | 0 | 0 | 0.00030346 | 0.032796 | 0 | 0.032796 | 0.054791 | 0 | 0.054791 | 0 | 0 | 0 | 0 | 0 | 0
[79 empty] | WLDFR | HFTD - Distribution - Tier 3 - 1QU CoRE ¦ 1QU LoRE | Red Flag Warning - Catastrophic Fires | 2022 | 2.5882e-06 | 2.7329e-06 | 3.6048e-06 | 0 | 14146.1306 | 222.2294 | 8585.7228 | 5338.1784 | 0 | 0 | 0 | 0 | 0.00030739 | 0.036613 | 0 | 0.036613 | 0.03866 | 0 | 0.03866 | 0.050994 | 0 | 0.050994 | 0 | 0 | 0
[79 empty] | WLDFR | HFTD - Distribution - Tier 3 - 1QU CoRE ¦ 1QU LoRE | Red Flag Warning - Catastrophic Fires | 2023 | 2.5882e-06 | 2.7329e-06 | 2.2382e-06 | 3.4331e-06 | 14664.6376 | 233.2301 | 8896.516 | 5534.8915 | 0 | 0 | 0 | 0 | 0.00030739 | 0.037955 | 0 | 0.037955 | 0.040077 | 0 | 0.040077 | 0.032822 | 0 | 0.032822 | 0.050345 | 0 | 0.050345
[79 empty] | WLDFR | HFTD - Distribution - Tier 3 - 1QU CoRE ¦ 1QU LoRE | Red Flag Warning - Catastrophic Fires | 2024 | 2.5882e-06 | 2.7329e-06 | 2.2382e-06 | 2.1316e-06 | 14664.6376 | 233.2301 | 8896.516 | 5534.8915 | 0 | 0 | 0 | 0 | 0.00030739 | 0.037955 | 0 | 0.037955 | 0.040077 | 0 | 0.040077 | 0.032822 | 0 | 0.032822 | 0.031259 | 0 | 0.031259
[79 empty] | WLDFR | HFTD - Distribution - Tier 3 - 1QU CoRE ¦ 1QU LoRE | Red Flag Warning - Catastrophic Fires | 2025 | 2.5882e-06 | 2.7329e-06 | 2.2382e-06 | 2.1316e-06 | 14664.6376 | 233.2301 | 8896.516 | 5534.8915 | 0 | 0 | 0 | 0 | 0.00030739 | 0.037955 | 0 | 0.037955 | 0.040077 | 0 | 0.040077 | 0.032822 | 0 | 0.032822 | 0.031259 | 0 | 0.031259
[79 empty] | WLDFR | HFTD - Distribution - Tier 3 - 1QU CoRE ¦ 1QU LoRE | Red Flag Warning - Catastrophic Fires | 2026 | 2.5882e-06 | 2.7329e-06 | 2.2382e-06 | 2.1316e-06 | 14664.6376 | 233.2301 | 8896.516 | 5534.8915 | 0 | 0 | 0 | 0 | 0.00030739 | 0.037955 | 0 | 0.037955 | 0.040077 | 0 | 0.040077 | 0.032822 | 0 | 0.032822 | 0.031259 | 0 | 0.031259
[79 empty] | WLDFR | HFTD - Distribution - Tier 3 - 1QU CoRE ¦ 1QU LoRE | Red Flag Warning - Catastrophic Fires | 2027 | 2.5882e-06 | 2.7329e-06 | 2.2382e-06 | 2.1316e-06 | 14664.6376 | 233.2301 | 8896.516 | 5534.8915 | 0 | 0 | 0 | 0 | 0.00030739 | 0.037955 | 0 | 0.037955 | 0.040077 | 0 | 0.040077 | 0.032822 | 0 | 0.032822 | 0.031259 | 0 | 0.031259
[79 empty] | WLDFR | HFTD - Distribution - Tier 3 - 1QU CoRE ¦ 1QU LoRE | Red Flag Warning - Catastrophic Fires | 2028 | 2.5882e-06 | 2.7329e-06 | 2.2382e-06 | 2.1316e-06 | 15317.9909 | 247.273 | 9287.6491 | 5783.0689 | 0 | 0 | 0 | 0 | 0.00030739 | 0.039646 | 0 | 0.039646 | 0.041863 | 0 | 0.041863 | 0.034284 | 0 | 0.034284 | 0.032652 | 0 | 0.032652
[79 empty] | WLDFR | HFTD - Distribution - Tier 3 - 1QU CoRE ¦ 1QU LoRE | Red Flag Warning - Catastrophic Fires | 2029 | 2.5882e-06 | 2.7329e-06 | 2.2382e-06 | 2.1316e-06 | 15317.9909 | 247.273 | 9287.6491 | 5783.0689 | 0 | 0 | 0 | 0 | 0.00030739 | 0.039646 | 0 | 0.039646 | 0.041863 | 0 | 0.041863 | 0.034284 | 0 | 0.034284 | 0.032652 | 0 | 0.032652
[79 empty] | WLDFR | HFTD - Distribution - Tier 3 - 1QU CoRE ¦ 1QU LoRE | Red Flag Warning - Catastrophic Fires | 2030 | 2.5882e-06 | 2.7329e-06 | 2.2382e-06 | 2.1316e-06 | 15317.9909 | 247.273 | 9287.6491 | 5783.0689 | 0 | 0 | 0 | 0 | 0.00030739 | 0.039646 | 0 | 0.039646 | 0.041863 | 0 | 0.041863 | 0.034284 | 0 | 0.034284 | 0.032652 | 0 | 0.032652
[79 empty] | WLDFR | HFTD - Distribution - Tier 3 - 1QU CoRE ¦ 1QU LoRE | Red Flag Warning - Catastrophic Fires | 2031 | 2.5882e-06 | 2.7329e-06 | 2.2382e-06 | 2.1316e-06 | 15317.9909 | 247.273 | 9287.6491 | 5783.0689 | 0 | 0 | 0 | 0 | 0.00030739 | 0.039646 | 0 | 0.039646 | 0.041863 | 0 | 0.041863 | 0.034284 | 0 | 0.034284 | 0.032652 | 0 | 0.032652
[79 empty] | WLDFR | HFTD - Distribution - Tier 3 - 1QU CoRE ¦ 1QU LoRE | Red Flag Warning - Catastrophic Fires | 2032 | 2.5882e-06 | 2.7329e-06 | 2.2382e-06 | 2.1316e-06 | 15317.9909 | 247.273 | 9287.6491 | 5783.0689 | 0 | 0 | 0 | 0 | 0.00030739 | 0.039646 | 0 | 0.039646 | 0.041863 | 0 | 0.041863 | 0.034284 | 0 | 0.034284 | 0.032652 | 0 | 0.032652
[79 empty] | WLDFR | HFTD - Distribution - Tier 3 - 1QU CoRE ¦ 1QU LoRE | Red Flag Warning - Catastrophic Fires | 2033 | 2.5882e-06 | 2.7329e-06 | 2.2382e-06 | 2.1316e-06 | 16044.1264 | 263.1074 | 9721.74 | 6059.2791 | 0 | 0 | 0 | 0 | 0.00030739 | 0.041525 | 0 | 0.041525 | 0.043847 | 0 | 0.043847 | 0.03591 | 0 | 0.03591 | 0.0342 | 0 | 0.0342
[79 empty] | WLDFR | HFTD - Distribution - Tier 3 - 1QU CoRE ¦ 1QU LoRE | Red Flag Warning - Catastrophic Fires | 2034 | 2.5882e-06 | 2.7329e-06 | 2.2382e-06 | 2.1316e-06 | 16044.1264 | 263.1074 | 9721.74 | 6059.2791 | 0 | 0 | 0 | 0 | 0.00030739 | 0.041525 | 0 | 0.041525 | 0.043847 | 0 | 0.043847 | 0.03591 | 0 | 0.03591 | 0.0342 | 0 | 0.0342
[79 empty] | WLDFR | HFTD - Distribution - Tier 3 - 1QU CoRE ¦ 1QU LoRE | Red Flag Warning - Catastrophic Fires | 2035 | 2.5882e-06 | 2.7329e-06 | 2.2382e-06 | 2.1316e-06 | 16044.1264 | 263.1074 | 9721.74 | 6059.2791 | 0 | 0 | 0 | 0 | 0.00030739 | 0.041525 | 0 | 0.041525 | 0.043847 | 0 | 0.043847 | 0.03591 | 0 | 0.03591 | 0.0342 | 0 | 0.0342
[79 empty] | WLDFR | HFTD - Distribution - Tier 3 - 1QU CoRE ¦ 1QU LoRE | Red Flag Warning - Catastrophic Fires | 2036 | 2.5882e-06 | 2.7329e-06 | 2.2382e-06 | 2.1316e-06 | 16044.1264 | 263.1074 | 9721.74 | 6059.2791 | 0 | 0 | 0 | 0 | 0.00030739 | 0.041525 | 0 | 0.041525 | 0.043847 | 0 | 0.043847 | 0.03591 | 0 | 0.03591 | 0.0342 | 0 | 0.0342
[79 empty] | WLDFR | HFTD - Distribution - Tier 3 - 1QU CoRE ¦ 1QU LoRE | Red Flag Warning - Catastrophic Fires | 2037 | 2.5882e-06 | 2.7329e-06 | 2.2382e-06 | 2.1316e-06 | 16044.1264 | 263.1074 | 9721.74 | 6059.2791 | 0 | 0 | 0 | 0 | 0.00030739 | 0.041525 | 0 | 0.041525 | 0.043847 | 0 | 0.043847 | 0.03591 | 0 | 0.03591 | 0.0342 | 0 | 0.0342
[79 empty] | WLDFR | HFTD - Distribution - Tier 3 - 1QU CoRE ¦ 1QU LoRE | Red Flag Warning - Catastrophic Fires | 2038 | 2.5882e-06 | 2.7329e-06 | 2.2382e-06 | 2.1316e-06 | 16832.3912 | 280.5544 | 10192.2718 | 6359.5651 | 0 | 0 | 0 | 0 | 0.00030739 | 0.043566 | 0 | 0.043566 | 0.046001 | 0 | 0.046001 | 0.037674 | 0 | 0.037674 | 0.03588 | 0 | 0.03588
[79 empty] | WLDFR | HFTD - Distribution - Tier 3 - 1QU CoRE ¦ 1QU LoRE | Red Flag Warning - Catastrophic Fires | 2039 | 2.5882e-06 | 2.7329e-06 | 2.2382e-06 | 2.1316e-06 | 16832.3912 | 280.5544 | 10192.2718 | 6359.5651 | 0 | 0 | 0 | 0 | 0.00030739 | 0.043566 | 0 | 0.043566 | 0.046001 | 0 | 0.046001 | 0.037674 | 0 | 0.037674 | 0.03588 | 0 | 0.03588
[79 empty] | WLDFR | HFTD - Distribution - Tier 3 - 1QU CoRE ¦ 1QU LoRE | Red Flag Warning - Catastrophic Fires | 2040 | 2.5882e-06 | 2.7329e-06 | 2.2382e-06 | 2.1316e-06 | 16832.3912 | 280.5544 | 10192.2718 | 6359.5651 | 0 | 0 | 0 | 0 | 0.00030739 | 0.043566 | 0 | 0.043566 | 0.046001 | 0 | 0.046001 | 0.037674 | 0 | 0.037674 | 0.03588 | 0 | 0.03588
[79 empty] | WLDFR | HFTD - Distribution - Tier 3 - 1QU CoRE ¦ 1QU LoRE | Red Flag Warning - Catastrophic Fires | 2041 | 2.5882e-06 | 2.7329e-06 | 2.2382e-06 | 2.1316e-06 | 16832.3912 | 280.5544 | 10192.2718 | 6359.5651 | 0 | 0 | 0 | 0 | 0.00030739 | 0.043566 | 0 | 0.043566 | 0.046001 | 0 | 0.046001 | 0.037674 | 0 | 0.037674 | 0.03588 | 0 | 0.03588
[79 empty] | WLDFR | HFTD - Distribution - Tier 3 - 1QU CoRE ¦ 1QU LoRE | Red Flag Warning - Catastrophic Fires | 2042 | 2.5882e-06 | 2.7329e-06 | 2.2382e-06 | 2.1316e-06 | 16832.3912 | 280.5544 | 10192.2718 | 6359.5651 | 0 | 0 | 0 | 0 | 0.00030739 | 0.043566 | 0 | 0.043566 | 0.046001 | 0 | 0.046001 | 0.037674 | 0 | 0.037674 | 0.03588 | 0 | 0.03588
[79 empty] | WLDFR | HFTD - Distribution - Tier 3 - 1QU CoRE ¦ 1QU LoRE | Red Flag Warning - Catastrophic Fires | 2043 | 2.5882e-06 | 2.7329e-06 | 2.2382e-06 | 2.1316e-06 | 17672.0852 | 299.42 | 10692.7362 | 6679.929 | 0 | 0 | 0 | 0 | 0.00030739 | 0.045739 | 0 | 0.045739 | 0.048296 | 0 | 0.048296 | 0.039553 | 0 | 0.039553 | 0.03767 | 0 | 0.03767
[79 empty] | WLDFR | HFTD - Distribution - Tier 3 - 1QU CoRE ¦ 1QU LoRE | Red Flag Warning - Catastrophic Fires | 2044 | 2.5882e-06 | 2.7329e-06 | 2.2382e-06 | 2.1316e-06 | 17672.0852 | 299.42 | 10692.7362 | 6679.929 | 0 | 0 | 0 | 0 | 0.00030739 | 0.045739 | 0 | 0.045739 | 0.048296 | 0 | 0.048296 | 0.039553 | 0 | 0.039553 | 0.03767 | 0 | 0.03767
[79 empty] | WLDFR | HFTD - Distribution - Tier 3 - 1QU CoRE ¦ 1QU LoRE | Red Flag Warning - Catastrophic Fires | 2045 | 2.5882e-06 | 2.7329e-06 | 2.2382e-06 | 2.1316e-06 | 17672.0852 | 299.42 | 10692.7362 | 6679.929 | 0 | 0 | 0 | 0 | 0.00030739 | 0.045739 | 0 | 0.045739 | 0.048296 | 0 | 0.048296 | 0.039553 | 0 | 0.039553 | 0.03767 | 0 | 0.03767
[79 empty] | WLDFR | HFTD - Distribution - Tier 3 - 1QU CoRE ¦ 1QU LoRE | Red Flag Warning - Catastrophic Fires | 2046 | 2.5882e-06 | 2.7329e-06 | 2.2382e-06 | 2.1316e-06 | 17672.0852 | 299.42 | 10692.7362 | 6679.929 | 0 | 0 | 0 | 0 | 0.00030739 | 0.045739 | 0 | 0.045739 | 0.048296 | 0 | 0.048296 | 0.039553 | 0 | 0.039553 | 0.03767 | 0 | 0.03767
[79 empty] | WLDFR | HFTD - Distribution - Tier 3 - 1QU CoRE ¦ 1QU LoRE | Red Flag Warning - Catastrophic Fires | 2047 | 2.5882e-06 | 2.7329e-06 | 2.2382e-06 | 2.1316e-06 | 17672.0852 | 299.42 | 10692.7362 | 6679.929 | 0 | 0 | 0 | 0 | 0.00030739 | 0.045739 | 0 | 0.045739 | 0.048296 | 0 | 0.048296 | 0.039553 | 0 | 0.039553 | 0.03767 | 0 | 0.03767
[79 empty] | WLDFR | HFTD - Distribution - Tier 3 - 1QU CoRE ¦ 1QU LoRE | Red Flag Warning - Catastrophic Fires | 2048 | 2.5882e-06 | 2.7329e-06 | 2.2382e-06 | 2.1316e-06 | 18552.3348 | 319.4911 | 11216.5626 | 7016.281 | 0 | 0 | 0 | 0 | 0.00030739 | 0.048017 | 0 | 0.048017 | 0.050702 | 0 | 0.050702 | 0.041523 | 0 | 0.041523 | 0.039546 | 0 | 0.039546
[79 empty] | WLDFR | HFTD - Distribution - Tier 3 - 1QU CoRE ¦ 1QU LoRE | Red Flag Warning - Catastrophic Fires | 2049 | 2.5882e-06 | 2.7329e-06 | 2.2382e-06 | 2.1316e-06 | 18552.3348 | 319.4911 | 11216.5626 | 7016.281 | 0 | 0 | 0 | 0 | 0.00030739 | 0.048017 | 0 | 0.048017 | 0.050702 | 0 | 0.050702 | 0.041523 | 0 | 0.041523 | 0.039546 | 0 | 0.039546
[79 empty] | WLDFR | HFTD - Distribution - Tier 3 - 1QU CoRE ¦ 1QU LoRE | Red Flag Warning - Catastrophic Fires | 2050 | 0 | 2.7329e-06 | 2.2382e-06 | 2.1316e-06 | 18552.3348 | 319.4911 | 11216.5626 | 7016.281 | 0 | 0 | 0 | 0 | 0.00030739 | 0 | 0 | 0 | 0.050702 | 0 | 0.050702 | 0.041523 | 0 | 0.041523 | 0.039546 | 0 | 0.039546
[79 empty] | WLDFR | HFTD - Distribution - Tier 3 - 1QU CoRE ¦ 1QU LoRE | Red Flag Warning - Catastrophic Fires | 2051 | 0 | 0 | 2.2382e-06 | 2.1316e-06 | 18552.3348 | 319.4911 | 11216.5626 | 7016.281 | 0 | 0 | 0 | 0 | 0.00030739 | 0 | 0 | 0 | 0 | 0 | 0 | 0.041523 | 0 | 0.041523 | 0.039546 | 0 | 0.039546
[79 empty] | WLDFR | HFTD - Distribution - Tier 3 - 1QU CoRE ¦ 1QU LoRE | Red Flag Warning - Catastrophic Fires | 2052 | 0 | 0 | 0 | 2.1316e-06 | 18552.3348 | 319.4911 | 11216.5626 | 7016.281 | 0 | 0 | 0 | 0 | 0.00030739 | 0 | 0 | 0 | 0 | 0 | 0 | 0 | 0 | 0 | 0.039546 | 0 | 0.039546
[79 empty] | WLDFR | HFTD - Distribution - Tier 3 - 1QU CoRE ¦ 1QU LoRE | Red Flag Warning - Destructive Fires | 2020 | 4.2736e-07 | 0 | 0 | 0 | 8807.9522 | 222.2294 | 8585.7228 | 0 | 0 | 0 | 0 | 0 | 4.1569e-05 | 0.0037641 | 0 | 0.0037641 | 0 | 0 | 0 | 0 | 0 | 0 | 0 | 0 | 0
[79 empty] | WLDFR | HFTD - Distribution - Tier 3 - 1QU CoRE ¦ 1QU LoRE | Red Flag Warning - Destructive Fires | 2021 | 2.7033e-07 | 4.5125e-07 | 0 | 0 | 8807.9522 | 222.2294 | 8585.7228 | 0 | 0 | 0 | 0 | 0 | 4.1569e-05 | 0.0023811 | 0 | 0.0023811 | 0.0039746 | 0 | 0.0039746 | 0 | 0 | 0 | 0 | 0 | 0
[79 empty] | WLDFR | HFTD - Distribution - Tier 3 - 1QU CoRE ¦ 1QU LoRE | Red Flag Warning - Destructive Fires | 2022 | 3.0217e-07 | 3.1907e-07 | 4.2046e-07 | 0 | 8807.9522 | 222.2294 | 8585.7228 | 0 | 0 | 0 | 0 | 0 | 4.2622e-05 | 0.0026615 | 0 | 0.0026615 | 0.0028103 | 0 | 0.0028103 | 0.0037034 | 0 | 0.0037034 | 0 | 0 | 0
[79 empty] | WLDFR | HFTD - Distribution - Tier 3 - 1QU CoRE ¦ 1QU LoRE | Red Flag Warning - Destructive Fires | 2023 | 3.0217e-07 | 3.1907e-07 | 2.6131e-07 | 4.0044e-07 | 9129.7461 | 233.2301 | 8896.516 | 0 | 0 | 0 | 0 | 0 | 4.2622e-05 | 0.0027588 | 0 | 0.0027588 | 0.002913 | 0 | 0.002913 | 0.0023857 | 0 | 0.0023857 | 0.0036559 | 0 | 0.0036559
[79 empty] | WLDFR | HFTD - Distribution - Tier 3 - 1QU CoRE ¦ 1QU LoRE | Red Flag Warning - Destructive Fires | 2024 | 3.0217e-07 | 3.1907e-07 | 2.6131e-07 | 2.4886e-07 | 9129.7461 | 233.2301 | 8896.516 | 0 | 0 | 0 | 0 | 0 | 4.2622e-05 | 0.0027588 | 0 | 0.0027588 | 0.002913 | 0 | 0.002913 | 0.0023857 | 0 | 0.0023857 | 0.0022721 | 0 | 0.0022721
[79 empty] | WLDFR | HFTD - Distribution - Tier 3 - 1QU CoRE ¦ 1QU LoRE | Red Flag Warning - Destructive Fires | 2025 | 3.0217e-07 | 3.1907e-07 | 2.6131e-07 | 2.4886e-07 | 9129.7461 | 233.2301 | 8896.516 | 0 | 0 | 0 | 0 | 0 | 4.2622e-05 | 0.0027588 | 0 | 0.0027588 | 0.002913 | 0 | 0.002913 | 0.0023857 | 0 | 0.0023857 | 0.0022721 | 0 | 0.0022721
[79 empty] | WLDFR | HFTD - Distribution - Tier 3 - 1QU CoRE ¦ 1QU LoRE | Red Flag Warning - Destructive Fires | 2026 | 3.0217e-07 | 3.1907e-07 | 2.6131e-07 | 2.4886e-07 | 9129.7461 | 233.2301 | 8896.516 | 0 | 0 | 0 | 0 | 0 | 4.2622e-05 | 0.0027588 | 0 | 0.0027588 | 0.002913 | 0 | 0.002913 | 0.0023857 | 0 | 0.0023857 | 0.0022721 | 0 | 0.0022721
[79 empty] | WLDFR | HFTD - Distribution - Tier 3 - 1QU CoRE ¦ 1QU LoRE | Red Flag Warning - Destructive Fires | 2027 | 3.0217e-07 | 3.1907e-07 | 2.6131e-07 | 2.4886e-07 | 9129.7461 | 233.2301 | 8896.516 | 0 | 0 | 0 | 0 | 0 | 4.2622e-05 | 0.0027588 | 0 | 0.0027588 | 0.002913 | 0 | 0.002913 | 0.0023857 | 0 | 0.0023857 | 0.0022721 | 0 | 0.0022721
[79 empty] | WLDFR | HFTD - Distribution - Tier 3 - 1QU CoRE ¦ 1QU LoRE | Red Flag Warning - Destructive Fires | 2028 | 3.0217e-07 | 3.1907e-07 | 2.6131e-07 | 2.4886e-07 | 9534.9221 | 247.273 | 9287.6491 | 0 | 0 | 0 | 0 | 0 | 4.2622e-05 | 0.0028812 | 0 | 0.0028812 | 0.0030423 | 0 | 0.0030423 | 0.0024915 | 0 | 0.0024915 | 0.0023729 | 0 | 0.0023729
[79 empty] | WLDFR | HFTD - Distribution - Tier 3 - 1QU CoRE ¦ 1QU LoRE | Red Flag Warning - Destructive Fires | 2029 | 3.0217e-07 | 3.1907e-07 | 2.6131e-07 | 2.4886e-07 | 9534.9221 | 247.273 | 9287.6491 | 0 | 0 | 0 | 0 | 0 | 4.2622e-05 | 0.0028812 | 0 | 0.0028812 | 0.0030423 | 0 | 0.0030423 | 0.0024915 | 0 | 0.0024915 | 0.0023729 | 0 | 0.0023729
[79 empty] | WLDFR | HFTD - Distribution - Tier 3 - 1QU CoRE ¦ 1QU LoRE | Red Flag Warning - Destructive Fires | 2030 | 3.0217e-07 | 3.1907e-07 | 2.6131e-07 | 2.4886e-07 | 9534.9221 | 247.273 | 9287.6491 | 0 | 0 | 0 | 0 | 0 | 4.2622e-05 | 0.0028812 | 0 | 0.0028812 | 0.0030423 | 0 | 0.0030423 | 0.0024915 | 0 | 0.0024915 | 0.0023729 | 0 | 0.0023729
[79 empty] | WLDFR | HFTD - Distribution - Tier 3 - 1QU CoRE ¦ 1QU LoRE | Red Flag Warning - Destructive Fires | 2031 | 3.0217e-07 | 3.1907e-07 | 2.6131e-07 | 2.4886e-07 | 9534.9221 | 247.273 | 9287.6491 | 0 | 0 | 0 | 0 | 0 | 4.2622e-05 | 0.0028812 | 0 | 0.0028812 | 0.0030423 | 0 | 0.0030423 | 0.0024915 | 0 | 0.0024915 | 0.0023729 | 0 | 0.0023729
[79 empty] | WLDFR | HFTD - Distribution - Tier 3 - 1QU CoRE ¦ 1QU LoRE | Red Flag Warning - Destructive Fires | 2032 | 3.0217e-07 | 3.1907e-07 | 2.6131e-07 | 2.4886e-07 | 9534.9221 | 247.273 | 9287.6491 | 0 | 0 | 0 | 0 | 0 | 4.2622e-05 | 0.0028812 | 0 | 0.0028812 | 0.0030423 | 0 | 0.0030423 | 0.0024915 | 0 | 0.0024915 | 0.0023729 | 0 | 0.0023729
[79 empty] | WLDFR | HFTD - Distribution - Tier 3 - 1QU CoRE ¦ 1QU LoRE | Red Flag Warning - Destructive Fires | 2033 | 3.0217e-07 | 3.1907e-07 | 2.6131e-07 | 2.4886e-07 | 9984.8474 | 263.1074 | 9721.74 | 0 | 0 | 0 | 0 | 0 | 4.2622e-05 | 0.0030171 | 0 | 0.0030171 | 0.0031858 | 0 | 0.0031858 | 0.0026091 | 0 | 0.0026091 | 0.0024849 | 0 | 0.0024849
[79 empty] | WLDFR | HFTD - Distribution - Tier 3 - 1QU CoRE ¦ 1QU LoRE | Red Flag Warning - Destructive Fires | 2034 | 3.0217e-07 | 3.1907e-07 | 2.6131e-07 | 2.4886e-07 | 9984.8474 | 263.1074 | 9721.74 | 0 | 0 | 0 | 0 | 0 | 4.2622e-05 | 0.0030171 | 0 | 0.0030171 | 0.0031858 | 0 | 0.0031858 | 0.0026091 | 0 | 0.0026091 | 0.0024849 | 0 | 0.0024849
[79 empty] | WLDFR | HFTD - Distribution - Tier 3 - 1QU CoRE ¦ 1QU LoRE | Red Flag Warning - Destructive Fires | 2035 | 3.0217e-07 | 3.1907e-07 | 2.6131e-07 | 2.4886e-07 | 9984.8474 | 263.1074 | 9721.74 | 0 | 0 | 0 | 0 | 0 | 4.2622e-05 | 0.0030171 | 0 | 0.0030171 | 0.0031858 | 0 | 0.0031858 | 0.0026091 | 0 | 0.0026091 | 0.0024849 | 0 | 0.0024849
[79 empty] | WLDFR | HFTD - Distribution - Tier 3 - 1QU CoRE ¦ 1QU LoRE | Red Flag Warning - Destructive Fires | 2036 | 3.0217e-07 | 3.1907e-07 | 2.6131e-07 | 2.4886e-07 | 9984.8474 | 263.1074 | 9721.74 | 0 | 0 | 0 | 0 | 0 | 4.2622e-05 | 0.0030171 | 0 | 0.0030171 | 0.0031858 | 0 | 0.0031858 | 0.0026091 | 0 | 0.0026091 | 0.0024849 | 0 | 0.0024849
[79 empty] | WLDFR | HFTD - Distribution - Tier 3 - 1QU CoRE ¦ 1QU LoRE | Red Flag Warning - Destructive Fires | 2037 | 3.0217e-07 | 3.1907e-07 | 2.6131e-07 | 2.4886e-07 | 9984.8474 | 263.1074 | 9721.74 | 0 | 0 | 0 | 0 | 0 | 4.2622e-05 | 0.0030171 | 0 | 0.0030171 | 0.0031858 | 0 | 0.0031858 | 0.0026091 | 0 | 0.0026091 | 0.0024849 | 0 | 0.0024849
[79 empty] | WLDFR | HFTD - Distribution - Tier 3 - 1QU CoRE ¦ 1QU LoRE | Red Flag Warning - Destructive Fires | 2038 | 3.0217e-07 | 3.1907e-07 | 2.6131e-07 | 2.4886e-07 | 10472.8261 | 280.5544 | 10192.2718 | 0 | 0 | 0 | 0 | 0 | 4.2622e-05 | 0.0031646 | 0 | 0.0031646 | 0.0033415 | 0 | 0.0033415 | 0.0027366 | 0 | 0.0027366 | 0.0026063 | 0 | 0.0026063
[79 empty] | WLDFR | HFTD - Distribution - Tier 3 - 1QU CoRE ¦ 1QU LoRE | Red Flag Warning - Destructive Fires | 2039 | 3.0217e-07 | 3.1907e-07 | 2.6131e-07 | 2.4886e-07 | 10472.8261 | 280.5544 | 10192.2718 | 0 | 0 | 0 | 0 | 0 | 4.2622e-05 | 0.0031646 | 0 | 0.0031646 | 0.0033415 | 0 | 0.0033415 | 0.0027366 | 0 | 0.0027366 | 0.0026063 | 0 | 0.0026063
[79 empty] | WLDFR | HFTD - Distribution - Tier 3 - 1QU CoRE ¦ 1QU LoRE | Red Flag Warning - Destructive Fires | 2040 | 3.0217e-07 | 3.1907e-07 | 2.6131e-07 | 2.4886e-07 | 10472.8261 | 280.5544 | 10192.2718 | 0 | 0 | 0 | 0 | 0 | 4.2622e-05 | 0.0031646 | 0 | 0.0031646 | 0.0033415 | 0 | 0.0033415 | 0.0027366 | 0 | 0.0027366 | 0.0026063 | 0 | 0.0026063
[79 empty] | WLDFR | HFTD - Distribution - Tier 3 - 1QU CoRE ¦ 1QU LoRE | Red Flag Warning - Destructive Fires | 2041 | 3.0217e-07 | 3.1907e-07 | 2.6131e-07 | 2.4886e-07 | 10472.8261 | 280.5544 | 10192.2718 | 0 | 0 | 0 | 0 | 0 | 4.2622e-05 | 0.0031646 | 0 | 0.0031646 | 0.0033415 | 0 | 0.0033415 | 0.0027366 | 0 | 0.0027366 | 0.0026063 | 0 | 0.0026063
[79 empty] | WLDFR | HFTD - Distribution - Tier 3 - 1QU CoRE ¦ 1QU LoRE | Red Flag Warning - Destructive Fires | 2042 | 3.0217e-07 | 3.1907e-07 | 2.6131e-07 | 2.4886e-07 | 10472.8261 | 280.5544 | 10192.2718 | 0 | 0 | 0 | 0 | 0 | 4.2622e-05 | 0.0031646 | 0 | 0.0031646 | 0.0033415 | 0 | 0.0033415 | 0.0027366 | 0 | 0.0027366 | 0.0026063 | 0 | 0.0026063
[79 empty] | WLDFR | HFTD - Distribution - Tier 3 - 1QU CoRE ¦ 1QU LoRE | Red Flag Warning - Destructive Fires | 2043 | 3.0217e-07 | 3.1907e-07 | 2.6131e-07 | 2.4886e-07 | 10992.1562 | 299.42 | 10692.7362 | 0 | 0 | 0 | 0 | 0 | 4.2622e-05 | 0.0033215 | 0 | 0.0033215 | 0.0035072 | 0 | 0.0035072 | 0.0028723 | 0 | 0.0028723 | 0.0027356 | 0 | 0.0027356
[79 empty] | WLDFR | HFTD - Distribution - Tier 3 - 1QU CoRE ¦ 1QU LoRE | Red Flag Warning - Destructive Fires | 2044 | 3.0217e-07 | 3.1907e-07 | 2.6131e-07 | 2.4886e-07 | 10992.1562 | 299.42 | 10692.7362 | 0 | 0 | 0 | 0 | 0 | 4.2622e-05 | 0.0033215 | 0 | 0.0033215 | 0.0035072 | 0 | 0.0035072 | 0.0028723 | 0 | 0.0028723 | 0.0027356 | 0 | 0.0027356
[79 empty] | WLDFR | HFTD - Distribution - Tier 3 - 1QU CoRE ¦ 1QU LoRE | Red Flag Warning - Destructive Fires | 2045 | 3.0217e-07 | 3.1907e-07 | 2.6131e-07 | 2.4886e-07 | 10992.1562 | 299.42 | 10692.7362 | 0 | 0 | 0 | 0 | 0 | 4.2622e-05 | 0.0033215 | 0 | 0.0033215 | 0.0035072 | 0 | 0.0035072 | 0.0028723 | 0 | 0.0028723 | 0.0027356 | 0 | 0.0027356
[79 empty] | WLDFR | HFTD - Distribution - Tier 3 - 1QU CoRE ¦ 1QU LoRE | Red Flag Warning - Destructive Fires | 2046 | 3.0217e-07 | 3.1907e-07 | 2.6131e-07 | 2.4886e-07 | 10992.1562 | 299.42 | 10692.7362 | 0 | 0 | 0 | 0 | 0 | 4.2622e-05 | 0.0033215 | 0 | 0.0033215 | 0.0035072 | 0 | 0.0035072 | 0.0028723 | 0 | 0.0028723 | 0.0027356 | 0 | 0.0027356
[79 empty] | WLDFR | HFTD - Distribution - Tier 3 - 1QU CoRE ¦ 1QU LoRE | Red Flag Warning - Destructive Fires | 2047 | 3.0217e-07 | 3.1907e-07 | 2.6131e-07 | 2.4886e-07 | 10992.1562 | 299.42 | 10692.7362 | 0 | 0 | 0 | 0 | 0 | 4.2622e-05 | 0.0033215 | 0 | 0.0033215 | 0.0035072 | 0 | 0.0035072 | 0.0028723 | 0 | 0.0028723 | 0.0027356 | 0 | 0.0027356
[79 empty] | WLDFR | HFTD - Distribution - Tier 3 - 1QU CoRE ¦ 1QU LoRE | Red Flag Warning - Destructive Fires | 2048 | 3.0217e-07 | 3.1907e-07 | 2.6131e-07 | 2.4886e-07 | 11536.0538 | 319.4911 | 11216.5626 | 0 | 0 | 0 | 0 | 0 | 4.2622e-05 | 0.0034859 | 0 | 0.0034859 | 0.0036808 | 0 | 0.0036808 | 0.0030145 | 0 | 0.0030145 | 0.0028709 | 0 | 0.0028709
[79 empty] | WLDFR | HFTD - Distribution - Tier 3 - 1QU CoRE ¦ 1QU LoRE | Red Flag Warning - Destructive Fires | 2049 | 3.0217e-07 | 3.1907e-07 | 2.6131e-07 | 2.4886e-07 | 11536.0538 | 319.4911 | 11216.5626 | 0 | 0 | 0 | 0 | 0 | 4.2622e-05 | 0.0034859 | 0 | 0.0034859 | 0.0036808 | 0 | 0.0036808 | 0.0030145 | 0 | 0.0030145 | 0.0028709 | 0 | 0.0028709
[79 empty] | WLDFR | HFTD - Distribution - Tier 3 - 1QU CoRE ¦ 1QU LoRE | Red Flag Warning - Destructive Fires | 2050 | 0 | 3.1907e-07 | 2.6131e-07 | 2.4886e-07 | 11536.0538 | 319.4911 | 11216.5626 | 0 | 0 | 0 | 0 | 0 | 4.2622e-05 | 0 | 0 | 0 | 0.0036808 | 0 | 0.0036808 | 0.0030145 | 0 | 0.0030145 | 0.0028709 | 0 | 0.0028709
[79 empty] | WLDFR | HFTD - Distribution - Tier 3 - 1QU CoRE ¦ 1QU LoRE | Red Flag Warning - Destructive Fires | 2051 | 0 | 0 | 2.6131e-07 | 2.4886e-07 | 11536.0538 | 319.4911 | 11216.5626 | 0 | 0 | 0 | 0 | 0 | 4.2622e-05 | 0 | 0 | 0 | 0 | 0 | 0 | 0.0030145 | 0 | 0.0030145 | 0.0028709 | 0 | 0.0028709
[79 empty] | WLDFR | HFTD - Distribution - Tier 3 - 1QU CoRE ¦ 1QU LoRE | Red Flag Warning - Destructive Fires | 2052 | 0 | 0 | 0 | 2.4886e-07 | 11536.0538 | 319.4911 | 11216.5626 | 0 | 0 | 0 | 0 | 0 | 4.2622e-05 | 0 | 0 | 0 | 0 | 0 | 0 | 0 | 0 | 0 | 0.0028709 | 0 | 0.0028709
[79 empty] | WLDFR | HFTD - Distribution - Tier 3 - 1QU CoRE ¦ 1QU LoRE | Red Flag Warning - Large Fires | 2020 | 1.6214e-06 | 0 | 0 | 0 | 5.2406 | 0.69642 | 2.942 | 1.6022 | 0 | 0 | 0 | 0 | 0.00015124 | 8.497e-06 | 0 | 8.497e-06 | 0 | 0 | 0 | 0 | 0 | 0 | 0 | 0 | 0
[79 empty] | WLDFR | HFTD - Distribution - Tier 3 - 1QU CoRE ¦ 1QU LoRE | Red Flag Warning - Large Fires | 2021 | 9.9311e-07 | 1.712e-06 | 0 | 0 | 5.2406 | 0.69642 | 2.942 | 1.6022 | 0 | 0 | 0 | 0 | 0.00015124 | 5.2045e-06 | 0 | 5.2045e-06 | 8.9721e-06 | 0 | 8.9721e-06 | 0 | 0 | 0 | 0 | 0 | 0
[79 empty] | WLDFR | HFTD - Distribution - Tier 3 - 1QU CoRE ¦ 1QU LoRE | Red Flag Warning - Large Fires | 2022 | 9.1458e-07 | 9.6572e-07 | 1.3542e-06 | 0 | 5.2406 | 0.69642 | 2.942 | 1.6022 | 0 | 0 | 0 | 0 | 0.00013733 | 4.7929e-06 | 0 | 4.7929e-06 | 5.0609e-06 | 0 | 5.0609e-06 | 7.0967e-06 | 0 | 7.0967e-06 | 0 | 0 | 0
[79 empty] | WLDFR | HFTD - Distribution - Tier 3 - 1QU CoRE ¦ 1QU LoRE | Red Flag Warning - Large Fires | 2023 | 9.1458e-07 | 9.6572e-07 | 7.909e-07 | 1.2897e-06 | 5.475 | 0.71896 | 3.0715 | 1.6846 | 0 | 0 | 0 | 0 | 0.00013733 | 5.0074e-06 | 0 | 5.0074e-06 | 5.2873e-06 | 0 | 5.2873e-06 | 4.3302e-06 | 0 | 4.3302e-06 | 7.0612e-06 | 0 | 7.0612e-06
[79 empty] | WLDFR | HFTD - Distribution - Tier 3 - 1QU CoRE ¦ 1QU LoRE | Red Flag Warning - Large Fires | 2024 | 9.1458e-07 | 9.6572e-07 | 7.909e-07 | 7.5323e-07 | 5.475 | 0.71896 | 3.0715 | 1.6846 | 0 | 0 | 0 | 0 | 0.00013733 | 5.0074e-06 | 0 | 5.0074e-06 | 5.2873e-06 | 0 | 5.2873e-06 | 4.3302e-06 | 0 | 4.3302e-06 | 4.124e-06 | 0 | 4.124e-06
[79 empty] | WLDFR | HFTD - Distribution - Tier 3 - 1QU CoRE ¦ 1QU LoRE | Red Flag Warning - Large Fires | 2025 | 9.1458e-07 | 9.6572e-07 | 7.909e-07 | 7.5323e-07 | 5.475 | 0.71896 | 3.0715 | 1.6846 | 0 | 0 | 0 | 0 | 0.00013733 | 5.0074e-06 | 0 | 5.0074e-06 | 5.2873e-06 | 0 | 5.2873e-06 | 4.3302e-06 | 0 | 4.3302e-06 | 4.124e-06 | 0 | 4.124e-06
[79 empty] | WLDFR | HFTD - Distribution - Tier 3 - 1QU CoRE ¦ 1QU LoRE | Red Flag Warning - Large Fires | 2026 | 9.1458e-07 | 9.6572e-07 | 7.909e-07 | 7.5323e-07 | 5.475 | 0.71896 | 3.0715 | 1.6846 | 0 | 0 | 0 | 0 | 0.00013733 | 5.0074e-06 | 0 | 5.0074e-06 | 5.2873e-06 | 0 | 5.2873e-06 | 4.3302e-06 | 0 | 4.3302e-06 | 4.124e-06 | 0 | 4.124e-06
[79 empty] | WLDFR | HFTD - Distribution - Tier 3 - 1QU CoRE ¦ 1QU LoRE | Red Flag Warning - Large Fires | 2027 | 9.1458e-07 | 9.6572e-07 | 7.909e-07 | 7.5323e-07 | 5.475 | 0.71896 | 3.0715 | 1.6846 | 0 | 0 | 0 | 0 | 0.00013733 | 5.0074e-06 | 0 | 5.0074e-06 | 5.2873e-06 | 0 | 5.2873e-06 | 4.3302e-06 | 0 | 4.3302e-06 | 4.124e-06 | 0 | 4.124e-06
[79 empty] | WLDFR | HFTD - Distribution - Tier 3 - 1QU CoRE ¦ 1QU LoRE | Red Flag Warning - Large Fires | 2028 | 9.1458e-07 | 9.6572e-07 | 7.909e-07 | 7.5323e-07 | 5.777 | 0.74734 | 3.238 | 1.7917 | 0 | 0 | 0 | 0 | 0.00013733 | 5.2836e-06 | 0 | 5.2836e-06 | 5.579e-06 | 0 | 5.579e-06 | 4.569e-06 | 0 | 4.569e-06 | 4.3514e-06 | 0 | 4.3514e-06
[79 empty] | WLDFR | HFTD - Distribution - Tier 3 - 1QU CoRE ¦ 1QU LoRE | Red Flag Warning - Large Fires | 2029 | 9.1458e-07 | 9.6572e-07 | 7.909e-07 | 7.5323e-07 | 5.777 | 0.74734 | 3.238 | 1.7917 | 0 | 0 | 0 | 0 | 0.00013733 | 5.2836e-06 | 0 | 5.2836e-06 | 5.579e-06 | 0 | 5.579e-06 | 4.569e-06 | 0 | 4.569e-06 | 4.3514e-06 | 0 | 4.3514e-06
[79 empty] | WLDFR | HFTD - Distribution - Tier 3 - 1QU CoRE ¦ 1QU LoRE | Red Flag Warning - Large Fires | 2030 | 9.1458e-07 | 9.6572e-07 | 7.909e-07 | 7.5323e-07 | 5.777 | 0.74734 | 3.238 | 1.7917 | 0 | 0 | 0 | 0 | 0.00013733 | 5.2836e-06 | 0 | 5.2836e-06 | 5.579e-06 | 0 | 5.579e-06 | 4.569e-06 | 0 | 4.569e-06 | 4.3514e-06 | 0 | 4.3514e-06
[79 empty] | WLDFR | HFTD - Distribution - Tier 3 - 1QU CoRE ¦ 1QU LoRE | Red Flag Warning - Large Fires | 2031 | 9.1458e-07 | 9.6572e-07 | 7.909e-07 | 7.5323e-07 | 5.777 | 0.74734 | 3.238 | 1.7917 | 0 | 0 | 0 | 0 | 0.00013733 | 5.2836e-06 | 0 | 5.2836e-06 | 5.579e-06 | 0 | 5.579e-06 | 4.569e-06 | 0 | 4.569e-06 | 4.3514e-06 | 0 | 4.3514e-06
[79 empty] | WLDFR | HFTD - Distribution - Tier 3 - 1QU CoRE ¦ 1QU LoRE | Red Flag Warning - Large Fires | 2032 | 9.1458e-07 | 9.6572e-07 | 7.909e-07 | 7.5323e-07 | 5.777 | 0.74734 | 3.238 | 1.7917 | 0 | 0 | 0 | 0 | 0.00013733 | 5.2836e-06 | 0 | 5.2836e-06 | 5.579e-06 | 0 | 5.579e-06 | 4.569e-06 | 0 | 4.569e-06 | 4.3514e-06 | 0 | 4.3514e-06
[79 empty] | WLDFR | HFTD - Distribution - Tier 3 - 1QU CoRE ¦ 1QU LoRE | Red Flag Warning - Large Fires | 2033 | 9.1458e-07 | 9.6572e-07 | 7.909e-07 | 7.5323e-07 | 6.1205 | 0.77885 | 3.4265 | 1.9151 | 0 | 0 | 0 | 0 | 0.00013733 | 5.5977e-06 | 0 | 5.5977e-06 | 5.9107e-06 | 0 | 5.9107e-06 | 4.8407e-06 | 0 | 4.8407e-06 | 4.6102e-06 | 0 | 4.6102e-06
[79 empty] | WLDFR | HFTD - Distribution - Tier 3 - 1QU CoRE ¦ 1QU LoRE | Red Flag Warning - Large Fires | 2034 | 9.1458e-07 | 9.6572e-07 | 7.909e-07 | 7.5323e-07 | 6.1205 | 0.77885 | 3.4265 | 1.9151 | 0 | 0 | 0 | 0 | 0.00013733 | 5.5977e-06 | 0 | 5.5977e-06 | 5.9107e-06 | 0 | 5.9107e-06 | 4.8407e-06 | 0 | 4.8407e-06 | 4.6102e-06 | 0 | 4.6102e-06
[79 empty] | WLDFR | HFTD - Distribution - Tier 3 - 1QU CoRE ¦ 1QU LoRE | Red Flag Warning - Large Fires | 2035 | 9.1458e-07 | 9.6572e-07 | 7.909e-07 | 7.5323e-07 | 6.1205 | 0.77885 | 3.4265 | 1.9151 | 0 | 0 | 0 | 0 | 0.00013733 | 5.5977e-06 | 0 | 5.5977e-06 | 5.9107e-06 | 0 | 5.9107e-06 | 4.8407e-06 | 0 | 4.8407e-06 | 4.6102e-06 | 0 | 4.6102e-06
[79 empty] | WLDFR | HFTD - Distribution - Tier 3 - 1QU CoRE ¦ 1QU LoRE | Red Flag Warning - Large Fires | 2036 | 9.1458e-07 | 9.6572e-07 | 7.909e-07 | 7.5323e-07 | 6.1205 | 0.77885 | 3.4265 | 1.9151 | 0 | 0 | 0 | 0 | 0.00013733 | 5.5977e-06 | 0 | 5.5977e-06 | 5.9107e-06 | 0 | 5.9107e-06 | 4.8407e-06 | 0 | 4.8407e-06 | 4.6102e-06 | 0 | 4.6102e-06
[79 empty] | WLDFR | HFTD - Distribution - Tier 3 - 1QU CoRE ¦ 1QU LoRE | Red Flag Warning - Large Fires | 2037 | 9.1458e-07 | 9.6572e-07 | 7.909e-07 | 7.5323e-07 | 6.1205 | 0.77885 | 3.4265 | 1.9151 | 0 | 0 | 0 | 0 | 0.00013733 | 5.5977e-06 | 0 | 5.5977e-06 | 5.9107e-06 | 0 | 5.9107e-06 | 4.8407e-06 | 0 | 4.8407e-06 | 4.6102e-06 | 0 | 4.6102e-06
[79 empty] | WLDFR | HFTD - Distribution - Tier 3 - 1QU CoRE ¦ 1QU LoRE | Red Flag Warning - Large Fires | 2038 | 9.1458e-07 | 9.6572e-07 | 7.909e-07 | 7.5323e-07 | 6.5028 | 0.81304 | 3.6355 | 2.0543 | 0 | 0 | 0 | 0 | 0.00013733 | 5.9474e-06 | 0 | 5.9474e-06 | 6.2799e-06 | 0 | 6.2799e-06 | 5.1431e-06 | 0 | 5.1431e-06 | 4.8981e-06 | 0 | 4.8981e-06
[79 empty] | WLDFR | HFTD - Distribution - Tier 3 - 1QU CoRE ¦ 1QU LoRE | Red Flag Warning - Large Fires | 2039 | 9.1458e-07 | 9.6572e-07 | 7.909e-07 | 7.5323e-07 | 6.5028 | 0.81304 | 3.6355 | 2.0543 | 0 | 0 | 0 | 0 | 0.00013733 | 5.9474e-06 | 0 | 5.9474e-06 | 6.2799e-06 | 0 | 6.2799e-06 | 5.1431e-06 | 0 | 5.1431e-06 | 4.8981e-06 | 0 | 4.8981e-06
[79 empty] | WLDFR | HFTD - Distribution - Tier 3 - 1QU CoRE ¦ 1QU LoRE | Red Flag Warning - Large Fires | 2040 | 9.1458e-07 | 9.6572e-07 | 7.909e-07 | 7.5323e-07 | 6.5028 | 0.81304 | 3.6355 | 2.0543 | 0 | 0 | 0 | 0 | 0.00013733 | 5.9474e-06 | 0 | 5.9474e-06 | 6.2799e-06 | 0 | 6.2799e-06 | 5.1431e-06 | 0 | 5.1431e-06 | 4.8981e-06 | 0 | 4.8981e-06
[79 empty] | WLDFR | HFTD - Distribution - Tier 3 - 1QU CoRE ¦ 1QU LoRE | Red Flag Warning - Large Fires | 2041 | 9.1458e-07 | 9.6572e-07 | 7.909e-07 | 7.5323e-07 | 6.5028 | 0.81304 | 3.6355 | 2.0543 | 0 | 0 | 0 | 0 | 0.00013733 | 5.9474e-06 | 0 | 5.9474e-06 | 6.2799e-06 | 0 | 6.2799e-06 | 5.1431e-06 | 0 | 5.1431e-06 | 4.8981e-06 | 0 | 4.8981e-06
[79 empty] | WLDFR | HFTD - Distribution - Tier 3 - 1QU CoRE ¦ 1QU LoRE | Red Flag Warning - Large Fires | 2042 | 9.1458e-07 | 9.6572e-07 | 7.909e-07 | 7.5323e-07 | 6.5028 | 0.81304 | 3.6355 | 2.0543 | 0 | 0 | 0 | 0 | 0.00013733 | 5.9474e-06 | 0 | 5.9474e-06 | 6.2799e-06 | 0 | 6.2799e-06 | 5.1431e-06 | 0 | 5.1431e-06 | 4.8981e-06 | 0 | 4.8981e-06
[79 empty] | WLDFR | HFTD - Distribution - Tier 3 - 1QU CoRE ¦ 1QU LoRE | Red Flag Warning - Large Fires | 2043 | 9.1458e-07 | 9.6572e-07 | 7.909e-07 | 7.5323e-07 | 6.9209 | 0.84944 | 3.8632 | 2.2083 | 0 | 0 | 0 | 0 | 0.00013733 | 6.3298e-06 | 0 | 6.3298e-06 | 6.6837e-06 | 0 | 6.6837e-06 | 5.4737e-06 | 0 | 5.4737e-06 | 5.2131e-06 | 0 | 5.2131e-06
[79 empty] | WLDFR | HFTD - Distribution - Tier 3 - 1QU CoRE ¦ 1QU LoRE | Red Flag Warning - Large Fires | 2044 | 9.1458e-07 | 9.6572e-07 | 7.909e-07 | 7.5323e-07 | 6.9209 | 0.84944 | 3.8632 | 2.2083 | 0 | 0 | 0 | 0 | 0.00013733 | 6.3298e-06 | 0 | 6.3298e-06 | 6.6837e-06 | 0 | 6.6837e-06 | 5.4737e-06 | 0 | 5.4737e-06 | 5.2131e-06 | 0 | 5.2131e-06
[79 empty] | WLDFR | HFTD - Distribution - Tier 3 - 1QU CoRE ¦ 1QU LoRE | Red Flag Warning - Large Fires | 2045 | 9.1458e-07 | 9.6572e-07 | 7.909e-07 | 7.5323e-07 | 6.9209 | 0.84944 | 3.8632 | 2.2083 | 0 | 0 | 0 | 0 | 0.00013733 | 6.3298e-06 | 0 | 6.3298e-06 | 6.6837e-06 | 0 | 6.6837e-06 | 5.4737e-06 | 0 | 5.4737e-06 | 5.2131e-06 | 0 | 5.2131e-06
[79 empty] | WLDFR | HFTD - Distribution - Tier 3 - 1QU CoRE ¦ 1QU LoRE | Red Flag Warning - Large Fires | 2046 | 9.1458e-07 | 9.6572e-07 | 7.909e-07 | 7.5323e-07 | 6.9209 | 0.84944 | 3.8632 | 2.2083 | 0 | 0 | 0 | 0 | 0.00013733 | 6.3298e-06 | 0 | 6.3298e-06 | 6.6837e-06 | 0 | 6.6837e-06 | 5.4737e-06 | 0 | 5.4737e-06 | 5.2131e-06 | 0 | 5.2131e-06
[79 empty] | WLDFR | HFTD - Distribution - Tier 3 - 1QU CoRE ¦ 1QU LoRE | Red Flag Warning - Large Fires | 2047 | 9.1458e-07 | 9.6572e-07 | 7.909e-07 | 7.5323e-07 | 6.9209 | 0.84944 | 3.8632 | 2.2083 | 0 | 0 | 0 | 0 | 0.00013733 | 6.3298e-06 | 0 | 6.3298e-06 | 6.6837e-06 | 0 | 6.6837e-06 | 5.4737e-06 | 0 | 5.4737e-06 | 5.2131e-06 | 0 | 5.2131e-06
[79 empty] | WLDFR | HFTD - Distribution - Tier 3 - 1QU CoRE ¦ 1QU LoRE | Red Flag Warning - Large Fires | 2048 | 9.1458e-07 | 9.6572e-07 | 7.909e-07 | 7.5323e-07 | 7.3713 | 0.88759 | 4.1075 | 2.3763 | 0 | 0 | 0 | 0 | 0.00013733 | 6.7417e-06 | 0 | 6.7417e-06 | 7.1186e-06 | 0 | 7.1186e-06 | 5.83e-06 | 0 | 5.83e-06 | 5.5524e-06 | 0 | 5.5524e-06
[79 empty] | WLDFR | HFTD - Distribution - Tier 3 - 1QU CoRE ¦ 1QU LoRE | Red Flag Warning - Large Fires | 2049 | 9.1458e-07 | 9.6572e-07 | 7.909e-07 | 7.5323e-07 | 7.3713 | 0.88759 | 4.1075 | 2.3763 | 0 | 0 | 0 | 0 | 0.00013733 | 6.7417e-06 | 0 | 6.7417e-06 | 7.1186e-06 | 0 | 7.1186e-06 | 5.83e-06 | 0 | 5.83e-06 | 5.5524e-06 | 0 | 5.5524e-06
[79 empty] | WLDFR | HFTD - Distribution - Tier 3 - 1QU CoRE ¦ 1QU LoRE | Red Flag Warning - Large Fires | 2050 | 0 | 9.6572e-07 | 7.909e-07 | 7.5323e-07 | 7.3713 | 0.88759 | 4.1075 | 2.3763 | 0 | 0 | 0 | 0 | 0.00013733 | 0 | 0 | 0 | 7.1186e-06 | 0 | 7.1186e-06 | 5.83e-06 | 0 | 5.83e-06 | 5.5524e-06 | 0 | 5.5524e-06
[79 empty] | WLDFR | HFTD - Distribution - Tier 3 - 1QU CoRE ¦ 1QU LoRE | Red Flag Warning - Large Fires | 2051 | 0 | 0 | 7.909e-07 | 7.5323e-07 | 7.3713 | 0.88759 | 4.1075 | 2.3763 | 0 | 0 | 0 | 0 | 0.00013733 | 0 | 0 | 0 | 0 | 0 | 0 | 5.83e-06 | 0 | 5.83e-06 | 5.5524e-06 | 0 | 5.5524e-06
[79 empty] | WLDFR | HFTD - Distribution - Tier 3 - 1QU CoRE ¦ 1QU LoRE | Red Flag Warning - Large Fires | 2052 | 0 | 0 | 0 | 7.5323e-07 | 7.3713 | 0.88759 | 4.1075 | 2.3763 | 0 | 0 | 0 | 0 | 0.00013733 | 0 | 0 | 0 | 0 | 0 | 0 | 0 | 0 | 0 | 5.5524e-06 | 0 | 5.5524e-06
[79 empty] | WLDFR | HFTD - Distribution - Tier 3 - 1QU CoRE ¦ 1QU LoRE | Red Flag Warning - Small Fires | 2020 | 1.3208e-05 | 0 | 0 | 0 | 0.077901 | 0.036425 | 0.0015809 | 0.039895 | 0 | 0 | 0 | 0 | 0.00103 | 1.0289e-06 | 0 | 1.0289e-06 | 0 | 0 | 0 | 0 | 0 | 0 | 0 | 0 | 0
[79 empty] | WLDFR | HFTD - Distribution - Tier 3 - 1QU CoRE ¦ 1QU LoRE | Red Flag Warning - Small Fires | 2021 | 8.3791e-06 | 1.3947e-05 | 0 | 0 | 0.077901 | 0.036425 | 0.0015809 | 0.039895 | 0 | 0 | 0 | 0 | 0.00103 | 6.5273e-07 | 0 | 6.5273e-07 | 1.0864e-06 | 0 | 1.0864e-06 | 0 | 0 | 0 | 0 | 0 | 0
[79 empty] | WLDFR | HFTD - Distribution - Tier 3 - 1QU CoRE ¦ 1QU LoRE | Red Flag Warning - Small Fires | 2022 | 8.6514e-06 | 9.1351e-06 | 1.2207e-05 | 0 | 0.077901 | 0.036425 | 0.0015809 | 0.039895 | 0 | 0 | 0 | 0 | 0.0010076 | 6.7395e-07 | 0 | 6.7395e-07 | 7.1163e-07 | 0 | 7.1163e-07 | 9.5096e-07 | 0 | 9.5096e-07 | 0 | 0 | 0
[79 empty] | WLDFR | HFTD - Distribution - Tier 3 - 1QU CoRE ¦ 1QU LoRE | Red Flag Warning - Small Fires | 2023 | 8.6514e-06 | 9.1351e-06 | 7.4814e-06 | 1.1626e-05 | 0.080408 | 0.03759 | 0.0016314 | 0.041187 | 0 | 0 | 0 | 0 | 0.0010076 | 6.9565e-07 | 0 | 6.9565e-07 | 7.3454e-07 | 0 | 7.3454e-07 | 6.0157e-07 | 0 | 6.0157e-07 | 9.3483e-07 | 0 | 9.3483e-07
[79 empty] | WLDFR | HFTD - Distribution - Tier 3 - 1QU CoRE ¦ 1QU LoRE | Red Flag Warning - Small Fires | 2024 | 8.6514e-06 | 9.1351e-06 | 7.4814e-06 | 7.1252e-06 | 0.080408 | 0.03759 | 0.0016314 | 0.041187 | 0 | 0 | 0 | 0 | 0.0010076 | 6.9565e-07 | 0 | 6.9565e-07 | 7.3454e-07 | 0 | 7.3454e-07 | 6.0157e-07 | 0 | 6.0157e-07 | 5.7292e-07 | 0 | 5.7292e-07
[79 empty] | WLDFR | HFTD - Distribution - Tier 3 - 1QU CoRE ¦ 1QU LoRE | Red Flag Warning - Small Fires | 2025 | 8.6514e-06 | 9.1351e-06 | 7.4814e-06 | 7.1252e-06 | 0.080408 | 0.03759 | 0.0016314 | 0.041187 | 0 | 0 | 0 | 0 | 0.0010076 | 6.9565e-07 | 0 | 6.9565e-07 | 7.3454e-07 | 0 | 7.3454e-07 | 6.0157e-07 | 0 | 6.0157e-07 | 5.7292e-07 | 0 | 5.7292e-07
[79 empty] | WLDFR | HFTD - Distribution - Tier 3 - 1QU CoRE ¦ 1QU LoRE | Red Flag Warning - Small Fires | 2026 | 8.6514e-06 | 9.1351e-06 | 7.4814e-06 | 7.1252e-06 | 0.080408 | 0.03759 | 0.0016314 | 0.041187 | 0 | 0 | 0 | 0 | 0.0010076 | 6.9565e-07 | 0 | 6.9565e-07 | 7.3454e-07 | 0 | 7.3454e-07 | 6.0157e-07 | 0 | 6.0157e-07 | 5.7292e-07 | 0 | 5.7292e-07
[79 empty] | WLDFR | HFTD - Distribution - Tier 3 - 1QU CoRE ¦ 1QU LoRE | Red Flag Warning - Small Fires | 2027 | 8.6514e-06 | 9.1351e-06 | 7.4814e-06 | 7.1252e-06 | 0.080408 | 0.03759 | 0.0016314 | 0.041187 | 0 | 0 | 0 | 0 | 0.0010076 | 6.9565e-07 | 0 | 6.9565e-07 | 7.3454e-07 | 0 | 7.3454e-07 | 6.0157e-07 | 0 | 6.0157e-07 | 5.7292e-07 | 0 | 5.7292e-07
[79 empty] | WLDFR | HFTD - Distribution - Tier 3 - 1QU CoRE ¦ 1QU LoRE | Red Flag Warning - Small Fires | 2028 | 8.6514e-06 | 9.1351e-06 | 7.4814e-06 | 7.1252e-06 | 0.083606 | 0.039055 | 0.001695 | 0.042856 | 0 | 0 | 0 | 0 | 0.0010076 | 7.2332e-07 | 0 | 7.2332e-07 | 7.6376e-07 | 0 | 7.6376e-07 | 6.255e-07 | 0 | 6.255e-07 | 5.9571e-07 | 0 | 5.9571e-07
[79 empty] | WLDFR | HFTD - Distribution - Tier 3 - 1QU CoRE ¦ 1QU LoRE | Red Flag Warning - Small Fires | 2029 | 8.6514e-06 | 9.1351e-06 | 7.4814e-06 | 7.1252e-06 | 0.083606 | 0.039055 | 0.001695 | 0.042856 | 0 | 0 | 0 | 0 | 0.0010076 | 7.2332e-07 | 0 | 7.2332e-07 | 7.6376e-07 | 0 | 7.6376e-07 | 6.255e-07 | 0 | 6.255e-07 | 5.9571e-07 | 0 | 5.9571e-07
[79 empty] | WLDFR | HFTD - Distribution - Tier 3 - 1QU CoRE ¦ 1QU LoRE | Red Flag Warning - Small Fires | 2030 | 8.6514e-06 | 9.1351e-06 | 7.4814e-06 | 7.1252e-06 | 0.083606 | 0.039055 | 0.001695 | 0.042856 | 0 | 0 | 0 | 0 | 0.0010076 | 7.2332e-07 | 0 | 7.2332e-07 | 7.6376e-07 | 0 | 7.6376e-07 | 6.255e-07 | 0 | 6.255e-07 | 5.9571e-07 | 0 | 5.9571e-07
[79 empty] | WLDFR | HFTD - Distribution - Tier 3 - 1QU CoRE ¦ 1QU LoRE | Red Flag Warning - Small Fires | 2031 | 8.6514e-06 | 9.1351e-06 | 7.4814e-06 | 7.1252e-06 | 0.083606 | 0.039055 | 0.001695 | 0.042856 | 0 | 0 | 0 | 0 | 0.0010076 | 7.2332e-07 | 0 | 7.2332e-07 | 7.6376e-07 | 0 | 7.6376e-07 | 6.255e-07 | 0 | 6.255e-07 | 5.9571e-07 | 0 | 5.9571e-07
[79 empty] | WLDFR | HFTD - Distribution - Tier 3 - 1QU CoRE ¦ 1QU LoRE | Red Flag Warning - Small Fires | 2032 | 8.6514e-06 | 9.1351e-06 | 7.4814e-06 | 7.1252e-06 | 0.083606 | 0.039055 | 0.001695 | 0.042856 | 0 | 0 | 0 | 0 | 0.0010076 | 7.2332e-07 | 0 | 7.2332e-07 | 7.6376e-07 | 0 | 7.6376e-07 | 6.255e-07 | 0 | 6.255e-07 | 5.9571e-07 | 0 | 5.9571e-07
[79 empty] | WLDFR | HFTD - Distribution - Tier 3 - 1QU CoRE ¦ 1QU LoRE | Red Flag Warning - Small Fires | 2033 | 8.6514e-06 | 9.1351e-06 | 7.4814e-06 | 7.1252e-06 | 0.087211 | 0.040679 | 0.0017655 | 0.044766 | 0 | 0 | 0 | 0 | 0.0010076 | 7.545e-07 | 0 | 7.545e-07 | 7.9668e-07 | 0 | 7.9668e-07 | 6.5246e-07 | 0 | 6.5246e-07 | 6.2139e-07 | 0 | 6.2139e-07
[79 empty] | WLDFR | HFTD - Distribution - Tier 3 - 1QU CoRE ¦ 1QU LoRE | Red Flag Warning - Small Fires | 2034 | 8.6514e-06 | 9.1351e-06 | 7.4814e-06 | 7.1252e-06 | 0.087211 | 0.040679 | 0.0017655 | 0.044766 | 0 | 0 | 0 | 0 | 0.0010076 | 7.545e-07 | 0 | 7.545e-07 | 7.9668e-07 | 0 | 7.9668e-07 | 6.5246e-07 | 0 | 6.5246e-07 | 6.2139e-07 | 0 | 6.2139e-07
[79 empty] | WLDFR | HFTD - Distribution - Tier 3 - 1QU CoRE ¦ 1QU LoRE | Red Flag Warning - Small Fires | 2035 | 8.6514e-06 | 9.1351e-06 | 7.4814e-06 | 7.1252e-06 | 0.087211 | 0.040679 | 0.0017655 | 0.044766 | 0 | 0 | 0 | 0 | 0.0010076 | 7.545e-07 | 0 | 7.545e-07 | 7.9668e-07 | 0 | 7.9668e-07 | 6.5246e-07 | 0 | 6.5246e-07 | 6.2139e-07 | 0 | 6.2139e-07
[79 empty] | WLDFR | HFTD - Distribution - Tier 3 - 1QU CoRE ¦ 1QU LoRE | Red Flag Warning - Small Fires | 2036 | 8.6514e-06 | 9.1351e-06 | 7.4814e-06 | 7.1252e-06 | 0.087211 | 0.040679 | 0.0017655 | 0.044766 | 0 | 0 | 0 | 0 | 0.0010076 | 7.545e-07 | 0 | 7.545e-07 | 7.9668e-07 | 0 | 7.9668e-07 | 6.5246e-07 | 0 | 6.5246e-07 | 6.2139e-07 | 0 | 6.2139e-07
[79 empty] | WLDFR | HFTD - Distribution - Tier 3 - 1QU CoRE ¦ 1QU LoRE | Red Flag Warning - Small Fires | 2037 | 8.6514e-06 | 9.1351e-06 | 7.4814e-06 | 7.1252e-06 | 0.087211 | 0.040679 | 0.0017655 | 0.044766 | 0 | 0 | 0 | 0 | 0.0010076 | 7.545e-07 | 0 | 7.545e-07 | 7.9668e-07 | 0 | 7.9668e-07 | 6.5246e-07 | 0 | 6.5246e-07 | 6.2139e-07 | 0 | 6.2139e-07
[79 empty] | WLDFR | HFTD - Distribution - Tier 3 - 1QU CoRE ¦ 1QU LoRE | Red Flag Warning - Small Fires | 2038 | 8.6514e-06 | 9.1351e-06 | 7.4814e-06 | 7.1252e-06 | 0.091184 | 0.042438 | 0.0018418 | 0.046905 | 0 | 0 | 0 | 0 | 0.0010076 | 7.8887e-07 | 0 | 7.8887e-07 | 8.3298e-07 | 0 | 8.3298e-07 | 6.8219e-07 | 0 | 6.8219e-07 | 6.497e-07 | 0 | 6.497e-07
[79 empty] | WLDFR | HFTD - Distribution - Tier 3 - 1QU CoRE ¦ 1QU LoRE | Red Flag Warning - Small Fires | 2039 | 8.6514e-06 | 9.1351e-06 | 7.4814e-06 | 7.1252e-06 | 0.091184 | 0.042438 | 0.0018418 | 0.046905 | 0 | 0 | 0 | 0 | 0.0010076 | 7.8887e-07 | 0 | 7.8887e-07 | 8.3298e-07 | 0 | 8.3298e-07 | 6.8219e-07 | 0 | 6.8219e-07 | 6.497e-07 | 0 | 6.497e-07
[79 empty] | WLDFR | HFTD - Distribution - Tier 3 - 1QU CoRE ¦ 1QU LoRE | Red Flag Warning - Small Fires | 2040 | 8.6514e-06 | 9.1351e-06 | 7.4814e-06 | 7.1252e-06 | 0.091184 | 0.042438 | 0.0018418 | 0.046905 | 0 | 0 | 0 | 0 | 0.0010076 | 7.8887e-07 | 0 | 7.8887e-07 | 8.3298e-07 | 0 | 8.3298e-07 | 6.8219e-07 | 0 | 6.8219e-07 | 6.497e-07 | 0 | 6.497e-07
[79 empty] | WLDFR | HFTD - Distribution - Tier 3 - 1QU CoRE ¦ 1QU LoRE | Red Flag Warning - Small Fires | 2041 | 8.6514e-06 | 9.1351e-06 | 7.4814e-06 | 7.1252e-06 | 0.091184 | 0.042438 | 0.0018418 | 0.046905 | 0 | 0 | 0 | 0 | 0.0010076 | 7.8887e-07 | 0 | 7.8887e-07 | 8.3298e-07 | 0 | 8.3298e-07 | 6.8219e-07 | 0 | 6.8219e-07 | 6.497e-07 | 0 | 6.497e-07
[79 empty] | WLDFR | HFTD - Distribution - Tier 3 - 1QU CoRE ¦ 1QU LoRE | Red Flag Warning - Small Fires | 2042 | 8.6514e-06 | 9.1351e-06 | 7.4814e-06 | 7.1252e-06 | 0.091184 | 0.042438 | 0.0018418 | 0.046905 | 0 | 0 | 0 | 0 | 0.0010076 | 7.8887e-07 | 0 | 7.8887e-07 | 8.3298e-07 | 0 | 8.3298e-07 | 6.8219e-07 | 0 | 6.8219e-07 | 6.497e-07 | 0 | 6.497e-07
[79 empty] | WLDFR | HFTD - Distribution - Tier 3 - 1QU CoRE ¦ 1QU LoRE | Red Flag Warning - Small Fires | 2043 | 8.6514e-06 | 9.1351e-06 | 7.4814e-06 | 7.1252e-06 | 0.095486 | 0.044306 | 0.0019228 | 0.049257 | 0 | 0 | 0 | 0 | 0.0010076 | 8.2609e-07 | 0 | 8.2609e-07 | 8.7227e-07 | 0 | 8.7227e-07 | 7.1437e-07 | 0 | 7.1437e-07 | 6.8035e-07 | 0 | 6.8035e-07
[79 empty] | WLDFR | HFTD - Distribution - Tier 3 - 1QU CoRE ¦ 1QU LoRE | Red Flag Warning - Small Fires | 2044 | 8.6514e-06 | 9.1351e-06 | 7.4814e-06 | 7.1252e-06 | 0.095486 | 0.044306 | 0.0019228 | 0.049257 | 0 | 0 | 0 | 0 | 0.0010076 | 8.2609e-07 | 0 | 8.2609e-07 | 8.7227e-07 | 0 | 8.7227e-07 | 7.1437e-07 | 0 | 7.1437e-07 | 6.8035e-07 | 0 | 6.8035e-07
[79 empty] | WLDFR | HFTD - Distribution - Tier 3 - 1QU CoRE ¦ 1QU LoRE | Red Flag Warning - Small Fires | 2045 | 8.6514e-06 | 9.1351e-06 | 7.4814e-06 | 7.1252e-06 | 0.095486 | 0.044306 | 0.0019228 | 0.049257 | 0 | 0 | 0 | 0 | 0.0010076 | 8.2609e-07 | 0 | 8.2609e-07 | 8.7227e-07 | 0 | 8.7227e-07 | 7.1437e-07 | 0 | 7.1437e-07 | 6.8035e-07 | 0 | 6.8035e-07
[79 empty] | WLDFR | HFTD - Distribution - Tier 3 - 1QU CoRE ¦ 1QU LoRE | Red Flag Warning - Small Fires | 2046 | 8.6514e-06 | 9.1351e-06 | 7.4814e-06 | 7.1252e-06 | 0.095486 | 0.044306 | 0.0019228 | 0.049257 | 0 | 0 | 0 | 0 | 0.0010076 | 8.2609e-07 | 0 | 8.2609e-07 | 8.7227e-07 | 0 | 8.7227e-07 | 7.1437e-07 | 0 | 7.1437e-07 | 6.8035e-07 | 0 | 6.8035e-07
[79 empty] | WLDFR | HFTD - Distribution - Tier 3 - 1QU CoRE ¦ 1QU LoRE | Red Flag Warning - Small Fires | 2047 | 8.6514e-06 | 9.1351e-06 | 7.4814e-06 | 7.1252e-06 | 0.095486 | 0.044306 | 0.0019228 | 0.049257 | 0 | 0 | 0 | 0 | 0.0010076 | 8.2609e-07 | 0 | 8.2609e-07 | 8.7227e-07 | 0 | 8.7227e-07 | 7.1437e-07 | 0 | 7.1437e-07 | 6.8035e-07 | 0 | 6.8035e-07
[79 empty] | WLDFR | HFTD - Distribution - Tier 3 - 1QU CoRE ¦ 1QU LoRE | Red Flag Warning - Small Fires | 2048 | 8.6514e-06 | 9.1351e-06 | 7.4814e-06 | 7.1252e-06 | 0.10007 | 0.04626 | 0.0020076 | 0.051804 | 0 | 0 | 0 | 0 | 0.0010076 | 8.6576e-07 | 0 | 8.6576e-07 | 9.1417e-07 | 0 | 9.1417e-07 | 7.4868e-07 | 0 | 7.4868e-07 | 7.1303e-07 | 0 | 7.1303e-07
[79 empty] | WLDFR | HFTD - Distribution - Tier 3 - 1QU CoRE ¦ 1QU LoRE | Red Flag Warning - Small Fires | 2049 | 8.6514e-06 | 9.1351e-06 | 7.4814e-06 | 7.1252e-06 | 0.10007 | 0.04626 | 0.0020076 | 0.051804 | 0 | 0 | 0 | 0 | 0.0010076 | 8.6576e-07 | 0 | 8.6576e-07 | 9.1417e-07 | 0 | 9.1417e-07 | 7.4868e-07 | 0 | 7.4868e-07 | 7.1303e-07 | 0 | 7.1303e-07
[79 empty] | WLDFR | HFTD - Distribution - Tier 3 - 1QU CoRE ¦ 1QU LoRE | Red Flag Warning - Small Fires | 2050 | 0 | 9.1351e-06 | 7.4814e-06 | 7.1252e-06 | 0.10007 | 0.04626 | 0.0020076 | 0.051804 | 0 | 0 | 0 | 0 | 0.0010076 | 0 | 0 | 0 | 9.1417e-07 | 0 | 9.1417e-07 | 7.4868e-07 | 0 | 7.4868e-07 | 7.1303e-07 | 0 | 7.1303e-07
[79 empty] | WLDFR | HFTD - Distribution - Tier 3 - 1QU CoRE ¦ 1QU LoRE | Red Flag Warning - Small Fires | 2051 | 0 | 0 | 7.4814e-06 | 7.1252e-06 | 0.10007 | 0.04626 | 0.0020076 | 0.051804 | 0 | 0 | 0 | 0 | 0.0010076 | 0 | 0 | 0 | 0 | 0 | 0 | 7.4868e-07 | 0 | 7.4868e-07 | 7.1303e-07 | 0 | 7.1303e-07
[79 empty] | WLDFR | HFTD - Distribution - Tier 3 - 1QU CoRE ¦ 1QU LoRE | Red Flag Warning - Small Fires | 2052 | 0 | 0 | 0 | 7.1252e-06 | 0.10007 | 0.04626 | 0.0020076 | 0.051804 | 0 | 0 | 0 | 0 | 0.0010076 | 0 | 0 | 0 | 0 | 0 | 0 | 0 | 0 | 0 | 7.1303e-07 | 0 | 7.1303e-07
[79 empty] | WLDFR | HFTD - Distribution - Tier 3 - 1QU CoRE ¦ 1QU LoRE | Seismic - Non-Red Flag Warning - Catastrophic Fires | 2020 | 2.4824e-12 | 0 | 0 | 0 | 21083.8428 | 409.2237 | 13469.0878 | 7205.5313 | 0 | 0 | 0 | 0 | 4.1017e-10 | 5.2339e-08 | 0 | 5.2339e-08 | 0 | 0 | 0 | 0 | 0 | 0 | 0 | 0 | 0
[79 empty] | WLDFR | HFTD - Distribution - Tier 3 - 1QU CoRE ¦ 1QU LoRE | Seismic - Non-Red Flag Warning - Catastrophic Fires | 2021 | 0 | 2.6212e-12 | 0 | 0 | 21083.8428 | 409.2237 | 13469.0878 | 7205.5313 | 0 | 0 | 0 | 0 | 4.1017e-10 | 0 | 0 | 0 | 5.5266e-08 | 0 | 5.5266e-08 | 0 | 0 | 0 | 0 | 0 | 0
[79 empty] | WLDFR | HFTD - Distribution - Tier 3 - 1QU CoRE ¦ 1QU LoRE | Seismic - Non-Red Flag Warning - Catastrophic Fires | 2022 | 0 | 0 | 2.8767e-12 | 0 | 21083.8428 | 409.2237 | 13469.0878 | 7205.5313 | 0 | 0 | 0 | 0 | 4.7229e-10 | 0 | 0 | 0 | 0 | 0 | 0 | 6.0651e-08 | 0 | 6.0651e-08 | 0 | 0 | 0
[79 empty] | WLDFR | HFTD - Distribution - Tier 3 - 1QU CoRE ¦ 1QU LoRE | Seismic - Non-Red Flag Warning - Catastrophic Fires | 2023 | 0 | 0 | 0 | 2.7397e-12 | 21835.9781 | 428.6023 | 13939.561 | 7467.8148 | 0 | 0 | 0 | 0 | 4.7229e-10 | 0 | 0 | 0 | 0 | 0 | 0 | 0 | 0 | 0 | 5.9824e-08 | 0 | 5.9824e-08
[79 empty] | WLDFR | HFTD - Distribution - Tier 3 - 1QU CoRE ¦ 1QU LoRE | Seismic - Red Flag Warning - Catastrophic Fires | 2020 | 1.0704e-10 | 0 | 0 | 0 | 21083.8428 | 409.2237 | 13469.0878 | 7205.5313 | 0 | 0 | 0 | 0 | 1.7686e-08 | 2.2569e-06 | 0 | 2.2569e-06 | 0 | 0 | 0 | 0 | 0 | 0 | 0 | 0 | 0
[79 empty] | WLDFR | HFTD - Distribution - Tier 3 - 1QU CoRE ¦ 1QU LoRE | Seismic - Red Flag Warning - Catastrophic Fires | 2021 | 0 | 1.1303e-10 | 0 | 0 | 21083.8428 | 409.2237 | 13469.0878 | 7205.5313 | 0 | 0 | 0 | 0 | 1.7686e-08 | 0 | 0 | 0 | 2.383e-06 | 0 | 2.383e-06 | 0 | 0 | 0 | 0 | 0 | 0
[79 empty] | WLDFR | HFTD - Distribution - Tier 3 - 1QU CoRE ¦ 1QU LoRE | Seismic - Red Flag Warning - Catastrophic Fires | 2022 | 0 | 0 | 1.2404e-10 | 0 | 21083.8428 | 409.2237 | 13469.0878 | 7205.5313 | 0 | 0 | 0 | 0 | 2.0365e-08 | 0 | 0 | 0 | 0 | 0 | 0 | 2.6153e-06 | 0 | 2.6153e-06 | 0 | 0 | 0
[79 empty] | WLDFR | HFTD - Distribution - Tier 3 - 1QU CoRE ¦ 1QU LoRE | Seismic - Red Flag Warning - Catastrophic Fires | 2023 | 0 | 0 | 0 | 1.1813e-10 | 21835.9781 | 428.6023 | 13939.561 | 7467.8148 | 0 | 0 | 0 | 0 | 2.0365e-08 | 0 | 0 | 0 | 0 | 0 | 0 | 0 | 0 | 0 | 2.5796e-06 | 0 | 2.5796e-06
[79 empty] | WLDFR | HFTD - Distribution - Tier 3 - 1QU CoRE ¦ 2QU LoRE | Non-Red Flag Warning - Catastrophic Fires | 2020 | 2.385e-08 | 0 | 0 | 0 | 14146.1306 | 222.2294 | 8585.7228 | 5338.1784 | 0 | 0 | 0 | 0 | 7.2039e-06 | 0.00033738 | 0 | 0.00033738 | 0 | 0 | 0 | 0 | 0 | 0 | 0 | 0 | 0
[79 empty] | WLDFR | HFTD - Distribution - Tier 3 - 1QU CoRE ¦ 2QU LoRE | Non-Red Flag Warning - Catastrophic Fires | 2021 | 1.164e-08 | 2.5183e-08 | 0 | 0 | 14146.1306 | 222.2294 | 8585.7228 | 5338.1784 | 0 | 0 | 0 | 0 | 7.2039e-06 | 0.00016466 | 0 | 0.00016466 | 0.00035624 | 0 | 0.00035624 | 0 | 0 | 0 | 0 | 0 | 0
[79 empty] | WLDFR | HFTD - Distribution - Tier 3 - 1QU CoRE ¦ 2QU LoRE | Non-Red Flag Warning - Catastrophic Fires | 2022 | 1.1505e-08 | 1.2149e-08 | 2.3554e-08 | 0 | 14146.1306 | 222.2294 | 8585.7228 | 5338.1784 | 0 | 0 | 0 | 0 | 7.5856e-06 | 0.00016276 | 0 | 0.00016276 | 0.00017186 | 0 | 0.00017186 | 0.0003332 | 0 | 0.0003332 | 0 | 0 | 0
[79 empty] | WLDFR | HFTD - Distribution - Tier 3 - 1QU CoRE ¦ 2QU LoRE | Non-Red Flag Warning - Catastrophic Fires | 2023 | 1.1505e-08 | 1.2149e-08 | 1.1066e-08 | 2.2432e-08 | 14664.6376 | 233.2301 | 8896.516 | 5534.8915 | 0 | 0 | 0 | 0 | 7.5856e-06 | 0.00016872 | 0 | 0.00016872 | 0.00017816 | 0 | 0.00017816 | 0.00016228 | 0 | 0.00016228 | 0.00032896 | 0 | 0.00032896
[79 empty] | WLDFR | HFTD - Distribution - Tier 3 - 1QU CoRE ¦ 2QU LoRE | Non-Red Flag Warning - Catastrophic Fires | 2024 | 1.1505e-08 | 1.2149e-08 | 1.1066e-08 | 1.0539e-08 | 14664.6376 | 233.2301 | 8896.516 | 5534.8915 | 0 | 0 | 0 | 0 | 7.5856e-06 | 0.00016872 | 0 | 0.00016872 | 0.00017816 | 0 | 0.00017816 | 0.00016228 | 0 | 0.00016228 | 0.00015455 | 0 | 0.00015455
[79 empty] | WLDFR | HFTD - Distribution - Tier 3 - 1QU CoRE ¦ 2QU LoRE | Non-Red Flag Warning - Catastrophic Fires | 2025 | 1.1505e-08 | 1.2149e-08 | 1.1066e-08 | 1.0539e-08 | 14664.6376 | 233.2301 | 8896.516 | 5534.8915 | 0 | 0 | 0 | 0 | 7.5856e-06 | 0.00016872 | 0 | 0.00016872 | 0.00017816 | 0 | 0.00017816 | 0.00016228 | 0 | 0.00016228 | 0.00015455 | 0 | 0.00015455
[79 empty] | WLDFR | HFTD - Distribution - Tier 3 - 1QU CoRE ¦ 2QU LoRE | Non-Red Flag Warning - Catastrophic Fires | 2026 | 1.1505e-08 | 1.2149e-08 | 1.1066e-08 | 1.0539e-08 | 14664.6376 | 233.2301 | 8896.516 | 5534.8915 | 0 | 0 | 0 | 0 | 7.5856e-06 | 0.00016872 | 0 | 0.00016872 | 0.00017816 | 0 | 0.00017816 | 0.00016228 | 0 | 0.00016228 | 0.00015455 | 0 | 0.00015455
[79 empty] | WLDFR | HFTD - Distribution - Tier 3 - 1QU CoRE ¦ 2QU LoRE | Non-Red Flag Warning - Catastrophic Fires | 2027 | 1.1505e-08 | 1.2149e-08 | 1.1066e-08 | 1.0539e-08 | 14664.6376 | 233.2301 | 8896.516 | 5534.8915 | 0 | 0 | 0 | 0 | 7.5856e-06 | 0.00016872 | 0 | 0.00016872 | 0.00017816 | 0 | 0.00017816 | 0.00016228 | 0 | 0.00016228 | 0.00015455 | 0 | 0.00015455
[79 empty] | WLDFR | HFTD - Distribution - Tier 3 - 1QU CoRE ¦ 2QU LoRE | Non-Red Flag Warning - Catastrophic Fires | 2028 | 1.1505e-08 | 1.2149e-08 | 1.1066e-08 | 1.0539e-08 | 15317.9909 | 247.273 | 9287.6491 | 5783.0689 | 0 | 0 | 0 | 0 | 7.5856e-06 | 0.00017624 | 0 | 0.00017624 | 0.00018609 | 0 | 0.00018609 | 0.00016951 | 0 | 0.00016951 | 0.00016144 | 0 | 0.00016144
[79 empty] | WLDFR | HFTD - Distribution - Tier 3 - 1QU CoRE ¦ 2QU LoRE | Non-Red Flag Warning - Catastrophic Fires | 2029 | 1.1505e-08 | 1.2149e-08 | 1.1066e-08 | 1.0539e-08 | 15317.9909 | 247.273 | 9287.6491 | 5783.0689 | 0 | 0 | 0 | 0 | 7.5856e-06 | 0.00017624 | 0 | 0.00017624 | 0.00018609 | 0 | 0.00018609 | 0.00016951 | 0 | 0.00016951 | 0.00016144 | 0 | 0.00016144
[79 empty] | WLDFR | HFTD - Distribution - Tier 3 - 1QU CoRE ¦ 2QU LoRE | Non-Red Flag Warning - Catastrophic Fires | 2030 | 1.1505e-08 | 1.2149e-08 | 1.1066e-08 | 1.0539e-08 | 15317.9909 | 247.273 | 9287.6491 | 5783.0689 | 0 | 0 | 0 | 0 | 7.5856e-06 | 0.00017624 | 0 | 0.00017624 | 0.00018609 | 0 | 0.00018609 | 0.00016951 | 0 | 0.00016951 | 0.00016144 | 0 | 0.00016144
[79 empty] | WLDFR | HFTD - Distribution - Tier 3 - 1QU CoRE ¦ 2QU LoRE | Non-Red Flag Warning - Catastrophic Fires | 2031 | 1.1505e-08 | 1.2149e-08 | 1.1066e-08 | 1.0539e-08 | 15317.9909 | 247.273 | 9287.6491 | 5783.0689 | 0 | 0 | 0 | 0 | 7.5856e-06 | 0.00017624 | 0 | 0.00017624 | 0.00018609 | 0 | 0.00018609 | 0.00016951 | 0 | 0.00016951 | 0.00016144 | 0 | 0.00016144
[79 empty] | WLDFR | HFTD - Distribution - Tier 3 - 1QU CoRE ¦ 2QU LoRE | Non-Red Flag Warning - Catastrophic Fires | 2032 | 1.1505e-08 | 1.2149e-08 | 1.1066e-08 | 1.0539e-08 | 15317.9909 | 247.273 | 9287.6491 | 5783.0689 | 0 | 0 | 0 | 0 | 7.5856e-06 | 0.00017624 | 0 | 0.00017624 | 0.00018609 | 0 | 0.00018609 | 0.00016951 | 0 | 0.00016951 | 0.00016144 | 0 | 0.00016144
[79 empty] | WLDFR | HFTD - Distribution - Tier 3 - 1QU CoRE ¦ 2QU LoRE | Non-Red Flag Warning - Catastrophic Fires | 2033 | 1.1505e-08 | 1.2149e-08 | 1.1066e-08 | 1.0539e-08 | 16044.1264 | 263.1074 | 9721.74 | 6059.2791 | 0 | 0 | 0 | 0 | 7.5856e-06 | 0.00018459 | 0 | 0.00018459 | 0.00019491 | 0 | 0.00019491 | 0.00017755 | 0 | 0.00017755 | 0.00016909 | 0 | 0.00016909
[79 empty] | WLDFR | HFTD - Distribution - Tier 3 - 1QU CoRE ¦ 2QU LoRE | Non-Red Flag Warning - Catastrophic Fires | 2034 | 1.1505e-08 | 1.2149e-08 | 1.1066e-08 | 1.0539e-08 | 16044.1264 | 263.1074 | 9721.74 | 6059.2791 | 0 | 0 | 0 | 0 | 7.5856e-06 | 0.00018459 | 0 | 0.00018459 | 0.00019491 | 0 | 0.00019491 | 0.00017755 | 0 | 0.00017755 | 0.00016909 | 0 | 0.00016909
[79 empty] | WLDFR | HFTD - Distribution - Tier 3 - 1QU CoRE ¦ 2QU LoRE | Non-Red Flag Warning - Catastrophic Fires | 2035 | 1.1505e-08 | 1.2149e-08 | 1.1066e-08 | 1.0539e-08 | 16044.1264 | 263.1074 | 9721.74 | 6059.2791 | 0 | 0 | 0 | 0 | 7.5856e-06 | 0.00018459 | 0 | 0.00018459 | 0.00019491 | 0 | 0.00019491 | 0.00017755 | 0 | 0.00017755 | 0.00016909 | 0 | 0.00016909
[79 empty] | WLDFR | HFTD - Distribution - Tier 3 - 1QU CoRE ¦ 2QU LoRE | Non-Red Flag Warning - Catastrophic Fires | 2036 | 1.1505e-08 | 1.2149e-08 | 1.1066e-08 | 1.0539e-08 | 16044.1264 | 263.1074 | 9721.74 | 6059.2791 | 0 | 0 | 0 | 0 | 7.5856e-06 | 0.00018459 | 0 | 0.00018459 | 0.00019491 | 0 | 0.00019491 | 0.00017755 | 0 | 0.00017755 | 0.00016909 | 0 | 0.00016909
[79 empty] | WLDFR | HFTD - Distribution - Tier 3 - 1QU CoRE ¦ 2QU LoRE | Non-Red Flag Warning - Catastrophic Fires | 2037 | 1.1505e-08 | 1.2149e-08 | 1.1066e-08 | 1.0539e-08 | 16044.1264 | 263.1074 | 9721.74 | 6059.2791 | 0 | 0 | 0 | 0 | 7.5856e-06 | 0.00018459 | 0 | 0.00018459 | 0.00019491 | 0 | 0.00019491 | 0.00017755 | 0 | 0.00017755 | 0.00016909 | 0 | 0.00016909
[79 empty] | WLDFR | HFTD - Distribution - Tier 3 - 1QU CoRE ¦ 2QU LoRE | Non-Red Flag Warning - Catastrophic Fires | 2038 | 1.1505e-08 | 1.2149e-08 | 1.1066e-08 | 1.0539e-08 | 16832.3912 | 280.5544 | 10192.2718 | 6359.5651 | 0 | 0 | 0 | 0 | 7.5856e-06 | 0.00019366 | 0 | 0.00019366 | 0.00020449 | 0 | 0.00020449 | 0.00018627 | 0 | 0.00018627 | 0.0001774 | 0 | 0.0001774
[79 empty] | WLDFR | HFTD - Distribution - Tier 3 - 1QU CoRE ¦ 2QU LoRE | Non-Red Flag Warning - Catastrophic Fires | 2039 | 1.1505e-08 | 1.2149e-08 | 1.1066e-08 | 1.0539e-08 | 16832.3912 | 280.5544 | 10192.2718 | 6359.5651 | 0 | 0 | 0 | 0 | 7.5856e-06 | 0.00019366 | 0 | 0.00019366 | 0.00020449 | 0 | 0.00020449 | 0.00018627 | 0 | 0.00018627 | 0.0001774 | 0 | 0.0001774
[79 empty] | WLDFR | HFTD - Distribution - Tier 3 - 1QU CoRE ¦ 2QU LoRE | Non-Red Flag Warning - Catastrophic Fires | 2040 | 1.1505e-08 | 1.2149e-08 | 1.1066e-08 | 1.0539e-08 | 16832.3912 | 280.5544 | 10192.2718 | 6359.5651 | 0 | 0 | 0 | 0 | 7.5856e-06 | 0.00019366 | 0 | 0.00019366 | 0.00020449 | 0 | 0.00020449 | 0.00018627 | 0 | 0.00018627 | 0.0001774 | 0 | 0.0001774
[79 empty] | WLDFR | HFTD - Distribution - Tier 3 - 1QU CoRE ¦ 2QU LoRE | Non-Red Flag Warning - Catastrophic Fires | 2041 | 1.1505e-08 | 1.2149e-08 | 1.1066e-08 | 1.0539e-08 | 16832.3912 | 280.5544 | 10192.2718 | 6359.5651 | 0 | 0 | 0 | 0 | 7.5856e-06 | 0.00019366 | 0 | 0.00019366 | 0.00020449 | 0 | 0.00020449 | 0.00018627 | 0 | 0.00018627 | 0.0001774 | 0 | 0.0001774
[79 empty] | WLDFR | HFTD - Distribution - Tier 3 - 1QU CoRE ¦ 2QU LoRE | Non-Red Flag Warning - Catastrophic Fires | 2042 | 1.1505e-08 | 1.2149e-08 | 1.1066e-08 | 1.0539e-08 | 16832.3912 | 280.5544 | 10192.2718 | 6359.5651 | 0 | 0 | 0 | 0 | 7.5856e-06 | 0.00019366 | 0 | 0.00019366 | 0.00020449 | 0 | 0.00020449 | 0.00018627 | 0 | 0.00018627 | 0.0001774 | 0 | 0.0001774
[79 empty] | WLDFR | HFTD - Distribution - Tier 3 - 1QU CoRE ¦ 2QU LoRE | Non-Red Flag Warning - Catastrophic Fires | 2043 | 1.1505e-08 | 1.2149e-08 | 1.1066e-08 | 1.0539e-08 | 17672.0852 | 299.42 | 10692.7362 | 6679.929 | 0 | 0 | 0 | 0 | 7.5856e-06 | 0.00020332 | 0 | 0.00020332 | 0.00021469 | 0 | 0.00021469 | 0.00019556 | 0 | 0.00019556 | 0.00018625 | 0 | 0.00018625
[79 empty] | WLDFR | HFTD - Distribution - Tier 3 - 1QU CoRE ¦ 2QU LoRE | Non-Red Flag Warning - Catastrophic Fires | 2044 | 1.1505e-08 | 1.2149e-08 | 1.1066e-08 | 1.0539e-08 | 17672.0852 | 299.42 | 10692.7362 | 6679.929 | 0 | 0 | 0 | 0 | 7.5856e-06 | 0.00020332 | 0 | 0.00020332 | 0.00021469 | 0 | 0.00021469 | 0.00019556 | 0 | 0.00019556 | 0.00018625 | 0 | 0.00018625
[79 empty] | WLDFR | HFTD - Distribution - Tier 3 - 1QU CoRE ¦ 2QU LoRE | Non-Red Flag Warning - Catastrophic Fires | 2045 | 1.1505e-08 | 1.2149e-08 | 1.1066e-08 | 1.0539e-08 | 17672.0852 | 299.42 | 10692.7362 | 6679.929 | 0 | 0 | 0 | 0 | 7.5856e-06 | 0.00020332 | 0 | 0.00020332 | 0.00021469 | 0 | 0.00021469 | 0.00019556 | 0 | 0.00019556 | 0.00018625 | 0 | 0.00018625
[79 empty] | WLDFR | HFTD - Distribution - Tier 3 - 1QU CoRE ¦ 2QU LoRE | Non-Red Flag Warning - Catastrophic Fires | 2046 | 1.1505e-08 | 1.2149e-08 | 1.1066e-08 | 1.0539e-08 | 17672.0852 | 299.42 | 10692.7362 | 6679.929 | 0 | 0 | 0 | 0 | 7.5856e-06 | 0.00020332 | 0 | 0.00020332 | 0.00021469 | 0 | 0.00021469 | 0.00019556 | 0 | 0.00019556 | 0.00018625 | 0 | 0.00018625
[79 empty] | WLDFR | HFTD - Distribution - Tier 3 - 1QU CoRE ¦ 2QU LoRE | Non-Red Flag Warning - Catastrophic Fires | 2047 | 1.1505e-08 | 1.2149e-08 | 1.1066e-08 | 1.0539e-08 | 17672.0852 | 299.42 | 10692.7362 | 6679.929 | 0 | 0 | 0 | 0 | 7.5856e-06 | 0.00020332 | 0 | 0.00020332 | 0.00021469 | 0 | 0.00021469 | 0.00019556 | 0 | 0.00019556 | 0.00018625 | 0 | 0.00018625
[79 empty] | WLDFR | HFTD - Distribution - Tier 3 - 1QU CoRE ¦ 2QU LoRE | Non-Red Flag Warning - Catastrophic Fires | 2048 | 1.1505e-08 | 1.2149e-08 | 1.1066e-08 | 1.0539e-08 | 18552.3348 | 319.4911 | 11216.5626 | 7016.281 | 0 | 0 | 0 | 0 | 7.5856e-06 | 0.00021345 | 0 | 0.00021345 | 0.00022539 | 0 | 0.00022539 | 0.0002053 | 0 | 0.0002053 | 0.00019553 | 0 | 0.00019553
[79 empty] | WLDFR | HFTD - Distribution - Tier 3 - 1QU CoRE ¦ 2QU LoRE | Non-Red Flag Warning - Catastrophic Fires | 2049 | 1.1505e-08 | 1.2149e-08 | 1.1066e-08 | 1.0539e-08 | 18552.3348 | 319.4911 | 11216.5626 | 7016.281 | 0 | 0 | 0 | 0 | 7.5856e-06 | 0.00021345 | 0 | 0.00021345 | 0.00022539 | 0 | 0.00022539 | 0.0002053 | 0 | 0.0002053 | 0.00019553 | 0 | 0.00019553
[79 empty] | WLDFR | HFTD - Distribution - Tier 3 - 1QU CoRE ¦ 2QU LoRE | Non-Red Flag Warning - Catastrophic Fires | 2050 | 0 | 1.2149e-08 | 1.1066e-08 | 1.0539e-08 | 18552.3348 | 319.4911 | 11216.5626 | 7016.281 | 0 | 0 | 0 | 0 | 7.5856e-06 | 0 | 0 | 0 | 0.00022539 | 0 | 0.00022539 | 0.0002053 | 0 | 0.0002053 | 0.00019553 | 0 | 0.00019553
[79 empty] | WLDFR | HFTD - Distribution - Tier 3 - 1QU CoRE ¦ 2QU LoRE | Non-Red Flag Warning - Catastrophic Fires | 2051 | 0 | 0 | 1.1066e-08 | 1.0539e-08 | 18552.3348 | 319.4911 | 11216.5626 | 7016.281 | 0 | 0 | 0 | 0 | 7.5856e-06 | 0 | 0 | 0 | 0 | 0 | 0 | 0.0002053 | 0 | 0.0002053 | 0.00019553 | 0 | 0.00019553
[79 empty] | WLDFR | HFTD - Distribution - Tier 3 - 1QU CoRE ¦ 2QU LoRE | Non-Red Flag Warning - Catastrophic Fires | 2052 | 0 | 0 | 0 | 1.0539e-08 | 18552.3348 | 319.4911 | 11216.5626 | 7016.281 | 0 | 0 | 0 | 0 | 7.5856e-06 | 0 | 0 | 0 | 0 | 0 | 0 | 0 | 0 | 0 | 0.00019553 | 0 | 0.00019553
[79 empty] | WLDFR | HFTD - Distribution - Tier 3 - 1QU CoRE ¦ 2QU LoRE | Non-Red Flag Warning - Destructive Fires | 2020 | 5.4878e-08 | 0 | 0 | 0 | 8807.9522 | 222.2294 | 8585.7228 | 0 | 0 | 0 | 0 | 0 | 8.0153e-06 | 0.00048337 | 0 | 0.00048337 | 0 | 0 | 0 | 0 | 0 | 0 | 0 | 0 | 0
[79 empty] | WLDFR | HFTD - Distribution - Tier 3 - 1QU CoRE ¦ 2QU LoRE | Non-Red Flag Warning - Destructive Fires | 2021 | 2.6756e-08 | 5.7947e-08 | 0 | 0 | 8807.9522 | 222.2294 | 8585.7228 | 0 | 0 | 0 | 0 | 0 | 8.0153e-06 | 0.00023566 | 0 | 0.00023566 | 0.00051039 | 0 | 0.00051039 | 0 | 0 | 0 | 0 | 0 | 0
[79 empty] | WLDFR | HFTD - Distribution - Tier 3 - 1QU CoRE ¦ 2QU LoRE | Non-Red Flag Warning - Destructive Fires | 2022 | 2.643e-08 | 2.7907e-08 | 5.4179e-08 | 0 | 8807.9522 | 222.2294 | 8585.7228 | 0 | 0 | 0 | 0 | 0 | 8.2809e-06 | 0.00023279 | 0 | 0.00023279 | 0.00024581 | 0 | 0.00024581 | 0.0004772 | 0 | 0.0004772 | 0 | 0 | 0
[79 empty] | WLDFR | HFTD - Distribution - Tier 3 - 1QU CoRE ¦ 2QU LoRE | Non-Red Flag Warning - Destructive Fires | 2023 | 2.643e-08 | 2.7907e-08 | 2.5421e-08 | 5.1599e-08 | 9129.7461 | 233.2301 | 8896.516 | 0 | 0 | 0 | 0 | 0 | 8.2809e-06 | 0.0002413 | 0 | 0.0002413 | 0.00025479 | 0 | 0.00025479 | 0.00023208 | 0 | 0.00023208 | 0.00047108 | 0 | 0.00047108
[79 empty] | WLDFR | HFTD - Distribution - Tier 3 - 1QU CoRE ¦ 2QU LoRE | Non-Red Flag Warning - Destructive Fires | 2024 | 2.643e-08 | 2.7907e-08 | 2.5421e-08 | 2.421e-08 | 9129.7461 | 233.2301 | 8896.516 | 0 | 0 | 0 | 0 | 0 | 8.2809e-06 | 0.0002413 | 0 | 0.0002413 | 0.00025479 | 0 | 0.00025479 | 0.00023208 | 0 | 0.00023208 | 0.00022103 | 0 | 0.00022103
[79 empty] | WLDFR | HFTD - Distribution - Tier 3 - 1QU CoRE ¦ 2QU LoRE | Non-Red Flag Warning - Destructive Fires | 2025 | 2.643e-08 | 2.7907e-08 | 2.5421e-08 | 2.421e-08 | 9129.7461 | 233.2301 | 8896.516 | 0 | 0 | 0 | 0 | 0 | 8.2809e-06 | 0.0002413 | 0 | 0.0002413 | 0.00025479 | 0 | 0.00025479 | 0.00023208 | 0 | 0.00023208 | 0.00022103 | 0 | 0.00022103
[79 empty] | WLDFR | HFTD - Distribution - Tier 3 - 1QU CoRE ¦ 2QU LoRE | Non-Red Flag Warning - Destructive Fires | 2026 | 2.643e-08 | 2.7907e-08 | 2.5421e-08 | 2.421e-08 | 9129.7461 | 233.2301 | 8896.516 | 0 | 0 | 0 | 0 | 0 | 8.2809e-06 | 0.0002413 | 0 | 0.0002413 | 0.00025479 | 0 | 0.00025479 | 0.00023208 | 0 | 0.00023208 | 0.00022103 | 0 | 0.00022103
[79 empty] | WLDFR | HFTD - Distribution - Tier 3 - 1QU CoRE ¦ 2QU LoRE | Non-Red Flag Warning - Destructive Fires | 2027 | 2.643e-08 | 2.7907e-08 | 2.5421e-08 | 2.421e-08 | 9129.7461 | 233.2301 | 8896.516 | 0 | 0 | 0 | 0 | 0 | 8.2809e-06 | 0.0002413 | 0 | 0.0002413 | 0.00025479 | 0 | 0.00025479 | 0.00023208 | 0 | 0.00023208 | 0.00022103 | 0 | 0.00022103
[79 empty] | WLDFR | HFTD - Distribution - Tier 3 - 1QU CoRE ¦ 2QU LoRE | Non-Red Flag Warning - Destructive Fires | 2028 | 2.643e-08 | 2.7907e-08 | 2.5421e-08 | 2.421e-08 | 9534.9221 | 247.273 | 9287.6491 | 0 | 0 | 0 | 0 | 0 | 8.2809e-06 | 0.000252 | 0 | 0.000252 | 0.00026609 | 0 | 0.00026609 | 0.00024238 | 0 | 0.00024238 | 0.00023084 | 0 | 0.00023084
[79 empty] | WLDFR | HFTD - Distribution - Tier 3 - 1QU CoRE ¦ 2QU LoRE | Non-Red Flag Warning - Destructive Fires | 2029 | 2.643e-08 | 2.7907e-08 | 2.5421e-08 | 2.421e-08 | 9534.9221 | 247.273 | 9287.6491 | 0 | 0 | 0 | 0 | 0 | 8.2809e-06 | 0.000252 | 0 | 0.000252 | 0.00026609 | 0 | 0.00026609 | 0.00024238 | 0 | 0.00024238 | 0.00023084 | 0 | 0.00023084
[79 empty] | WLDFR | HFTD - Distribution - Tier 3 - 1QU CoRE ¦ 2QU LoRE | Non-Red Flag Warning - Destructive Fires | 2030 | 2.643e-08 | 2.7907e-08 | 2.5421e-08 | 2.421e-08 | 9534.9221 | 247.273 | 9287.6491 | 0 | 0 | 0 | 0 | 0 | 8.2809e-06 | 0.000252 | 0 | 0.000252 | 0.00026609 | 0 | 0.00026609 | 0.00024238 | 0 | 0.00024238 | 0.00023084 | 0 | 0.00023084
[79 empty] | WLDFR | HFTD - Distribution - Tier 3 - 1QU CoRE ¦ 2QU LoRE | Non-Red Flag Warning - Destructive Fires | 2031 | 2.643e-08 | 2.7907e-08 | 2.5421e-08 | 2.421e-08 | 9534.9221 | 247.273 | 9287.6491 | 0 | 0 | 0 | 0 | 0 | 8.2809e-06 | 0.000252 | 0 | 0.000252 | 0.00026609 | 0 | 0.00026609 | 0.00024238 | 0 | 0.00024238 | 0.00023084 | 0 | 0.00023084
[79 empty] | WLDFR | HFTD - Distribution - Tier 3 - 1QU CoRE ¦ 2QU LoRE | Non-Red Flag Warning - Destructive Fires | 2032 | 2.643e-08 | 2.7907e-08 | 2.5421e-08 | 2.421e-08 | 9534.9221 | 247.273 | 9287.6491 | 0 | 0 | 0 | 0 | 0 | 8.2809e-06 | 0.000252 | 0 | 0.000252 | 0.00026609 | 0 | 0.00026609 | 0.00024238 | 0 | 0.00024238 | 0.00023084 | 0 | 0.00023084
[79 empty] | WLDFR | HFTD - Distribution - Tier 3 - 1QU CoRE ¦ 2QU LoRE | Non-Red Flag Warning - Destructive Fires | 2033 | 2.643e-08 | 2.7907e-08 | 2.5421e-08 | 2.421e-08 | 9984.8474 | 263.1074 | 9721.74 | 0 | 0 | 0 | 0 | 0 | 8.2809e-06 | 0.0002639 | 0 | 0.0002639 | 0.00027865 | 0 | 0.00027865 | 0.00025382 | 0 | 0.00025382 | 0.00024174 | 0 | 0.00024174
[79 empty] | WLDFR | HFTD - Distribution - Tier 3 - 1QU CoRE ¦ 2QU LoRE | Non-Red Flag Warning - Destructive Fires | 2034 | 2.643e-08 | 2.7907e-08 | 2.5421e-08 | 2.421e-08 | 9984.8474 | 263.1074 | 9721.74 | 0 | 0 | 0 | 0 | 0 | 8.2809e-06 | 0.0002639 | 0 | 0.0002639 | 0.00027865 | 0 | 0.00027865 | 0.00025382 | 0 | 0.00025382 | 0.00024174 | 0 | 0.00024174
[79 empty] | WLDFR | HFTD - Distribution - Tier 3 - 1QU CoRE ¦ 2QU LoRE | Non-Red Flag Warning - Destructive Fires | 2035 | 2.643e-08 | 2.7907e-08 | 2.5421e-08 | 2.421e-08 | 9984.8474 | 263.1074 | 9721.74 | 0 | 0 | 0 | 0 | 0 | 8.2809e-06 | 0.0002639 | 0 | 0.0002639 | 0.00027865 | 0 | 0.00027865 | 0.00025382 | 0 | 0.00025382 | 0.00024174 | 0 | 0.00024174
[79 empty] | WLDFR | HFTD - Distribution - Tier 3 - 1QU CoRE ¦ 2QU LoRE | Non-Red Flag Warning - Destructive Fires | 2036 | 2.643e-08 | 2.7907e-08 | 2.5421e-08 | 2.421e-08 | 9984.8474 | 263.1074 | 9721.74 | 0 | 0 | 0 | 0 | 0 | 8.2809e-06 | 0.0002639 | 0 | 0.0002639 | 0.00027865 | 0 | 0.00027865 | 0.00025382 | 0 | 0.00025382 | 0.00024174 | 0 | 0.00024174
[79 empty] | WLDFR | HFTD - Distribution - Tier 3 - 1QU CoRE ¦ 2QU LoRE | Non-Red Flag Warning - Destructive Fires | 2037 | 2.643e-08 | 2.7907e-08 | 2.5421e-08 | 2.421e-08 | 9984.8474 | 263.1074 | 9721.74 | 0 | 0 | 0 | 0 | 0 | 8.2809e-06 | 0.0002639 | 0 | 0.0002639 | 0.00027865 | 0 | 0.00027865 | 0.00025382 | 0 | 0.00025382 | 0.00024174 | 0 | 0.00024174
[79 empty] | WLDFR | HFTD - Distribution - Tier 3 - 1QU CoRE ¦ 2QU LoRE | Non-Red Flag Warning - Destructive Fires | 2038 | 2.643e-08 | 2.7907e-08 | 2.5421e-08 | 2.421e-08 | 10472.8261 | 280.5544 | 10192.2718 | 0 | 0 | 0 | 0 | 0 | 8.2809e-06 | 0.00027679 | 0 | 0.00027679 | 0.00029227 | 0 | 0.00029227 | 0.00026623 | 0 | 0.00026623 | 0.00025355 | 0 | 0.00025355
[79 empty] | WLDFR | HFTD - Distribution - Tier 3 - 1QU CoRE ¦ 2QU LoRE | Non-Red Flag Warning - Destructive Fires | 2039 | 2.643e-08 | 2.7907e-08 | 2.5421e-08 | 2.421e-08 | 10472.8261 | 280.5544 | 10192.2718 | 0 | 0 | 0 | 0 | 0 | 8.2809e-06 | 0.00027679 | 0 | 0.00027679 | 0.00029227 | 0 | 0.00029227 | 0.00026623 | 0 | 0.00026623 | 0.00025355 | 0 | 0.00025355
[79 empty] | WLDFR | HFTD - Distribution - Tier 3 - 1QU CoRE ¦ 2QU LoRE | Non-Red Flag Warning - Destructive Fires | 2040 | 2.643e-08 | 2.7907e-08 | 2.5421e-08 | 2.421e-08 | 10472.8261 | 280.5544 | 10192.2718 | 0 | 0 | 0 | 0 | 0 | 8.2809e-06 | 0.00027679 | 0 | 0.00027679 | 0.00029227 | 0 | 0.00029227 | 0.00026623 | 0 | 0.00026623 | 0.00025355 | 0 | 0.00025355
[79 empty] | WLDFR | HFTD - Distribution - Tier 3 - 1QU CoRE ¦ 2QU LoRE | Non-Red Flag Warning - Destructive Fires | 2041 | 2.643e-08 | 2.7907e-08 | 2.5421e-08 | 2.421e-08 | 10472.8261 | 280.5544 | 10192.2718 | 0 | 0 | 0 | 0 | 0 | 8.2809e-06 | 0.00027679 | 0 | 0.00027679 | 0.00029227 | 0 | 0.00029227 | 0.00026623 | 0 | 0.00026623 | 0.00025355 | 0 | 0.00025355
[79 empty] | WLDFR | HFTD - Distribution - Tier 3 - 1QU CoRE ¦ 2QU LoRE | Non-Red Flag Warning - Destructive Fires | 2042 | 2.643e-08 | 2.7907e-08 | 2.5421e-08 | 2.421e-08 | 10472.8261 | 280.5544 | 10192.2718 | 0 | 0 | 0 | 0 | 0 | 8.2809e-06 | 0.00027679 | 0 | 0.00027679 | 0.00029227 | 0 | 0.00029227 | 0.00026623 | 0 | 0.00026623 | 0.00025355 | 0 | 0.00025355
[79 empty] | WLDFR | HFTD - Distribution - Tier 3 - 1QU CoRE ¦ 2QU LoRE | Non-Red Flag Warning - Destructive Fires | 2043 | 2.643e-08 | 2.7907e-08 | 2.5421e-08 | 2.421e-08 | 10992.1562 | 299.42 | 10692.7362 | 0 | 0 | 0 | 0 | 0 | 8.2809e-06 | 0.00029052 | 0 | 0.00029052 | 0.00030676 | 0 | 0.00030676 | 0.00027943 | 0 | 0.00027943 | 0.00026612 | 0 | 0.00026612
[79 empty] | WLDFR | HFTD - Distribution - Tier 3 - 1QU CoRE ¦ 2QU LoRE | Non-Red Flag Warning - Destructive Fires | 2044 | 2.643e-08 | 2.7907e-08 | 2.5421e-08 | 2.421e-08 | 10992.1562 | 299.42 | 10692.7362 | 0 | 0 | 0 | 0 | 0 | 8.2809e-06 | 0.00029052 | 0 | 0.00029052 | 0.00030676 | 0 | 0.00030676 | 0.00027943 | 0 | 0.00027943 | 0.00026612 | 0 | 0.00026612
[79 empty] | WLDFR | HFTD - Distribution - Tier 3 - 1QU CoRE ¦ 2QU LoRE | Non-Red Flag Warning - Destructive Fires | 2045 | 2.643e-08 | 2.7907e-08 | 2.5421e-08 | 2.421e-08 | 10992.1562 | 299.42 | 10692.7362 | 0 | 0 | 0 | 0 | 0 | 8.2809e-06 | 0.00029052 | 0 | 0.00029052 | 0.00030676 | 0 | 0.00030676 | 0.00027943 | 0 | 0.00027943 | 0.00026612 | 0 | 0.00026612
[79 empty] | WLDFR | HFTD - Distribution - Tier 3 - 1QU CoRE ¦ 2QU LoRE | Non-Red Flag Warning - Destructive Fires | 2046 | 2.643e-08 | 2.7907e-08 | 2.5421e-08 | 2.421e-08 | 10992.1562 | 299.42 | 10692.7362 | 0 | 0 | 0 | 0 | 0 | 8.2809e-06 | 0.00029052 | 0 | 0.00029052 | 0.00030676 | 0 | 0.00030676 | 0.00027943 | 0 | 0.00027943 | 0.00026612 | 0 | 0.00026612
[79 empty] | WLDFR | HFTD - Distribution - Tier 3 - 1QU CoRE ¦ 2QU LoRE | Non-Red Flag Warning - Destructive Fires | 2047 | 2.643e-08 | 2.7907e-08 | 2.5421e-08 | 2.421e-08 | 10992.1562 | 299.42 | 10692.7362 | 0 | 0 | 0 | 0 | 0 | 8.2809e-06 | 0.00029052 | 0 | 0.00029052 | 0.00030676 | 0 | 0.00030676 | 0.00027943 | 0 | 0.00027943 | 0.00026612 | 0 | 0.00026612
[79 empty] | WLDFR | HFTD - Distribution - Tier 3 - 1QU CoRE ¦ 2QU LoRE | Non-Red Flag Warning - Destructive Fires | 2048 | 2.643e-08 | 2.7907e-08 | 2.5421e-08 | 2.421e-08 | 11536.0538 | 319.4911 | 11216.5626 | 0 | 0 | 0 | 0 | 0 | 8.2809e-06 | 0.00030489 | 0 | 0.00030489 | 0.00032194 | 0 | 0.00032194 | 0.00029326 | 0 | 0.00029326 | 0.00027929 | 0 | 0.00027929
[79 empty] | WLDFR | HFTD - Distribution - Tier 3 - 1QU CoRE ¦ 2QU LoRE | Non-Red Flag Warning - Destructive Fires | 2049 | 2.643e-08 | 2.7907e-08 | 2.5421e-08 | 2.421e-08 | 11536.0538 | 319.4911 | 11216.5626 | 0 | 0 | 0 | 0 | 0 | 8.2809e-06 | 0.00030489 | 0 | 0.00030489 | 0.00032194 | 0 | 0.00032194 | 0.00029326 | 0 | 0.00029326 | 0.00027929 | 0 | 0.00027929
[79 empty] | WLDFR | HFTD - Distribution - Tier 3 - 1QU CoRE ¦ 2QU LoRE | Non-Red Flag Warning - Destructive Fires | 2050 | 0 | 2.7907e-08 | 2.5421e-08 | 2.421e-08 | 11536.0538 | 319.4911 | 11216.5626 | 0 | 0 | 0 | 0 | 0 | 8.2809e-06 | 0 | 0 | 0 | 0.00032194 | 0 | 0.00032194 | 0.00029326 | 0 | 0.00029326 | 0.00027929 | 0 | 0.00027929
[79 empty] | WLDFR | HFTD - Distribution - Tier 3 - 1QU CoRE ¦ 2QU LoRE | Non-Red Flag Warning - Destructive Fires | 2051 | 0 | 0 | 2.5421e-08 | 2.421e-08 | 11536.0538 | 319.4911 | 11216.5626 | 0 | 0 | 0 | 0 | 0 | 8.2809e-06 | 0 | 0 | 0 | 0 | 0 | 0 | 0.00029326 | 0 | 0.00029326 | 0.00027929 | 0 | 0.00027929
[79 empty] | WLDFR | HFTD - Distribution - Tier 3 - 1QU CoRE ¦ 2QU LoRE | Non-Red Flag Warning - Destructive Fires | 2052 | 0 | 0 | 0 | 2.421e-08 | 11536.0538 | 319.4911 | 11216.5626 | 0 | 0 | 0 | 0 | 0 | 8.2809e-06 | 0 | 0 | 0 | 0 | 0 | 0 | 0 | 0 | 0 | 0.00027929 | 0 | 0.00027929
[79 empty] | WLDFR | HFTD - Distribution - Tier 3 - 1QU CoRE ¦ 2QU LoRE | Non-Red Flag Warning - Large Fires | 2020 | 3.7491e-07 | 0 | 0 | 0 | 5.2406 | 0.69642 | 2.942 | 1.6022 | 0 | 0 | 0 | 0 | 5.3892e-05 | 1.9647e-06 | 0 | 1.9647e-06 | 0 | 0 | 0 | 0 | 0 | 0 | 0 | 0 | 0
[79 empty] | WLDFR | HFTD - Distribution - Tier 3 - 1QU CoRE ¦ 2QU LoRE | Non-Red Flag Warning - Large Fires | 2021 | 1.7635e-07 | 3.9587e-07 | 0 | 0 | 5.2406 | 0.69642 | 2.942 | 1.6022 | 0 | 0 | 0 | 0 | 5.3892e-05 | 9.2415e-07 | 0 | 9.2415e-07 | 2.0746e-06 | 0 | 2.0746e-06 | 0 | 0 | 0 | 0 | 0 | 0
[79 empty] | WLDFR | HFTD - Distribution - Tier 3 - 1QU CoRE ¦ 2QU LoRE | Non-Red Flag Warning - Large Fires | 2022 | 1.8168e-07 | 1.9183e-07 | 3.9236e-07 | 0 | 5.2406 | 0.69642 | 2.942 | 1.6022 | 0 | 0 | 0 | 0 | 5.8953e-05 | 9.5208e-07 | 0 | 9.5208e-07 | 1.0053e-06 | 0 | 1.0053e-06 | 2.0562e-06 | 0 | 2.0562e-06 | 0 | 0 | 0
[79 empty] | WLDFR | HFTD - Distribution - Tier 3 - 1QU CoRE ¦ 2QU LoRE | Non-Red Flag Warning - Large Fires | 2023 | 1.8168e-07 | 1.9183e-07 | 1.7474e-07 | 3.7367e-07 | 5.475 | 0.71896 | 3.0715 | 1.6846 | 0 | 0 | 0 | 0 | 5.8953e-05 | 9.9468e-07 | 0 | 9.9468e-07 | 1.0503e-06 | 0 | 1.0503e-06 | 9.5671e-07 | 0 | 9.5671e-07 | 2.0459e-06 | 0 | 2.0459e-06
[79 empty] | WLDFR | HFTD - Distribution - Tier 3 - 1QU CoRE ¦ 2QU LoRE | Non-Red Flag Warning - Large Fires | 2024 | 1.8168e-07 | 1.9183e-07 | 1.7474e-07 | 1.6642e-07 | 5.475 | 0.71896 | 3.0715 | 1.6846 | 0 | 0 | 0 | 0 | 5.8953e-05 | 9.9468e-07 | 0 | 9.9468e-07 | 1.0503e-06 | 0 | 1.0503e-06 | 9.5671e-07 | 0 | 9.5671e-07 | 9.1115e-07 | 0 | 9.1115e-07
[79 empty] | WLDFR | HFTD - Distribution - Tier 3 - 1QU CoRE ¦ 2QU LoRE | Non-Red Flag Warning - Large Fires | 2025 | 1.8168e-07 | 1.9183e-07 | 1.7474e-07 | 1.6642e-07 | 5.475 | 0.71896 | 3.0715 | 1.6846 | 0 | 0 | 0 | 0 | 5.8953e-05 | 9.9468e-07 | 0 | 9.9468e-07 | 1.0503e-06 | 0 | 1.0503e-06 | 9.5671e-07 | 0 | 9.5671e-07 | 9.1115e-07 | 0 | 9.1115e-07
[79 empty] | WLDFR | HFTD - Distribution - Tier 3 - 1QU CoRE ¦ 2QU LoRE | Non-Red Flag Warning - Large Fires | 2026 | 1.8168e-07 | 1.9183e-07 | 1.7474e-07 | 1.6642e-07 | 5.475 | 0.71896 | 3.0715 | 1.6846 | 0 | 0 | 0 | 0 | 5.8953e-05 | 9.9468e-07 | 0 | 9.9468e-07 | 1.0503e-06 | 0 | 1.0503e-06 | 9.5671e-07 | 0 | 9.5671e-07 | 9.1115e-07 | 0 | 9.1115e-07
[79 empty] | WLDFR | HFTD - Distribution - Tier 3 - 1QU CoRE ¦ 2QU LoRE | Non-Red Flag Warning - Large Fires | 2027 | 1.8168e-07 | 1.9183e-07 | 1.7474e-07 | 1.6642e-07 | 5.475 | 0.71896 | 3.0715 | 1.6846 | 0 | 0 | 0 | 0 | 5.8953e-05 | 9.9468e-07 | 0 | 9.9468e-07 | 1.0503e-06 | 0 | 1.0503e-06 | 9.5671e-07 | 0 | 9.5671e-07 | 9.1115e-07 | 0 | 9.1115e-07
[79 empty] | WLDFR | HFTD - Distribution - Tier 3 - 1QU CoRE ¦ 2QU LoRE | Non-Red Flag Warning - Large Fires | 2028 | 1.8168e-07 | 1.9183e-07 | 1.7474e-07 | 1.6642e-07 | 5.777 | 0.74734 | 3.238 | 1.7917 | 0 | 0 | 0 | 0 | 5.8953e-05 | 1.0495e-06 | 0 | 1.0495e-06 | 1.1082e-06 | 0 | 1.1082e-06 | 1.0095e-06 | 0 | 1.0095e-06 | 9.6141e-07 | 0 | 9.6141e-07
[79 empty] | WLDFR | HFTD - Distribution - Tier 3 - 1QU CoRE ¦ 2QU LoRE | Non-Red Flag Warning - Large Fires | 2029 | 1.8168e-07 | 1.9183e-07 | 1.7474e-07 | 1.6642e-07 | 5.777 | 0.74734 | 3.238 | 1.7917 | 0 | 0 | 0 | 0 | 5.8953e-05 | 1.0495e-06 | 0 | 1.0495e-06 | 1.1082e-06 | 0 | 1.1082e-06 | 1.0095e-06 | 0 | 1.0095e-06 | 9.6141e-07 | 0 | 9.6141e-07
[79 empty] | WLDFR | HFTD - Distribution - Tier 3 - 1QU CoRE ¦ 2QU LoRE | Non-Red Flag Warning - Large Fires | 2030 | 1.8168e-07 | 1.9183e-07 | 1.7474e-07 | 1.6642e-07 | 5.777 | 0.74734 | 3.238 | 1.7917 | 0 | 0 | 0 | 0 | 5.8953e-05 | 1.0495e-06 | 0 | 1.0495e-06 | 1.1082e-06 | 0 | 1.1082e-06 | 1.0095e-06 | 0 | 1.0095e-06 | 9.6141e-07 | 0 | 9.6141e-07
[79 empty] | WLDFR | HFTD - Distribution - Tier 3 - 1QU CoRE ¦ 2QU LoRE | Non-Red Flag Warning - Large Fires | 2031 | 1.8168e-07 | 1.9183e-07 | 1.7474e-07 | 1.6642e-07 | 5.777 | 0.74734 | 3.238 | 1.7917 | 0 | 0 | 0 | 0 | 5.8953e-05 | 1.0495e-06 | 0 | 1.0495e-06 | 1.1082e-06 | 0 | 1.1082e-06 | 1.0095e-06 | 0 | 1.0095e-06 | 9.6141e-07 | 0 | 9.6141e-07
[79 empty] | WLDFR | HFTD - Distribution - Tier 3 - 1QU CoRE ¦ 2QU LoRE | Non-Red Flag Warning - Large Fires | 2032 | 1.8168e-07 | 1.9183e-07 | 1.7474e-07 | 1.6642e-07 | 5.777 | 0.74734 | 3.238 | 1.7917 | 0 | 0 | 0 | 0 | 5.8953e-05 | 1.0495e-06 | 0 | 1.0495e-06 | 1.1082e-06 | 0 | 1.1082e-06 | 1.0095e-06 | 0 | 1.0095e-06 | 9.6141e-07 | 0 | 9.6141e-07
[79 empty] | WLDFR | HFTD - Distribution - Tier 3 - 1QU CoRE ¦ 2QU LoRE | Non-Red Flag Warning - Large Fires | 2033 | 1.8168e-07 | 1.9183e-07 | 1.7474e-07 | 1.6642e-07 | 6.1205 | 0.77885 | 3.4265 | 1.9151 | 0 | 0 | 0 | 0 | 5.8953e-05 | 1.1119e-06 | 0 | 1.1119e-06 | 1.1741e-06 | 0 | 1.1741e-06 | 1.0695e-06 | 0 | 1.0695e-06 | 1.0186e-06 | 0 | 1.0186e-06
[79 empty] | WLDFR | HFTD - Distribution - Tier 3 - 1QU CoRE ¦ 2QU LoRE | Non-Red Flag Warning - Large Fires | 2034 | 1.8168e-07 | 1.9183e-07 | 1.7474e-07 | 1.6642e-07 | 6.1205 | 0.77885 | 3.4265 | 1.9151 | 0 | 0 | 0 | 0 | 5.8953e-05 | 1.1119e-06 | 0 | 1.1119e-06 | 1.1741e-06 | 0 | 1.1741e-06 | 1.0695e-06 | 0 | 1.0695e-06 | 1.0186e-06 | 0 | 1.0186e-06
[79 empty] | WLDFR | HFTD - Distribution - Tier 3 - 1QU CoRE ¦ 2QU LoRE | Non-Red Flag Warning - Large Fires | 2035 | 1.8168e-07 | 1.9183e-07 | 1.7474e-07 | 1.6642e-07 | 6.1205 | 0.77885 | 3.4265 | 1.9151 | 0 | 0 | 0 | 0 | 5.8953e-05 | 1.1119e-06 | 0 | 1.1119e-06 | 1.1741e-06 | 0 | 1.1741e-06 | 1.0695e-06 | 0 | 1.0695e-06 | 1.0186e-06 | 0 | 1.0186e-06
[79 empty] | WLDFR | HFTD - Distribution - Tier 3 - 1QU CoRE ¦ 2QU LoRE | Non-Red Flag Warning - Large Fires | 2036 | 1.8168e-07 | 1.9183e-07 | 1.7474e-07 | 1.6642e-07 | 6.1205 | 0.77885 | 3.4265 | 1.9151 | 0 | 0 | 0 | 0 | 5.8953e-05 | 1.1119e-06 | 0 | 1.1119e-06 | 1.1741e-06 | 0 | 1.1741e-06 | 1.0695e-06 | 0 | 1.0695e-06 | 1.0186e-06 | 0 | 1.0186e-06
[79 empty] | WLDFR | HFTD - Distribution - Tier 3 - 1QU CoRE ¦ 2QU LoRE | Non-Red Flag Warning - Large Fires | 2037 | 1.8168e-07 | 1.9183e-07 | 1.7474e-07 | 1.6642e-07 | 6.1205 | 0.77885 | 3.4265 | 1.9151 | 0 | 0 | 0 | 0 | 5.8953e-05 | 1.1119e-06 | 0 | 1.1119e-06 | 1.1741e-06 | 0 | 1.1741e-06 | 1.0695e-06 | 0 | 1.0695e-06 | 1.0186e-06 | 0 | 1.0186e-06
[79 empty] | WLDFR | HFTD - Distribution - Tier 3 - 1QU CoRE ¦ 2QU LoRE | Non-Red Flag Warning - Large Fires | 2038 | 1.8168e-07 | 1.9183e-07 | 1.7474e-07 | 1.6642e-07 | 6.5028 | 0.81304 | 3.6355 | 2.0543 | 0 | 0 | 0 | 0 | 5.8953e-05 | 1.1814e-06 | 0 | 1.1814e-06 | 1.2475e-06 | 0 | 1.2475e-06 | 1.1363e-06 | 0 | 1.1363e-06 | 1.0822e-06 | 0 | 1.0822e-06
[79 empty] | WLDFR | HFTD - Distribution - Tier 3 - 1QU CoRE ¦ 2QU LoRE | Non-Red Flag Warning - Large Fires | 2039 | 1.8168e-07 | 1.9183e-07 | 1.7474e-07 | 1.6642e-07 | 6.5028 | 0.81304 | 3.6355 | 2.0543 | 0 | 0 | 0 | 0 | 5.8953e-05 | 1.1814e-06 | 0 | 1.1814e-06 | 1.2475e-06 | 0 | 1.2475e-06 | 1.1363e-06 | 0 | 1.1363e-06 | 1.0822e-06 | 0 | 1.0822e-06
[79 empty] | WLDFR | HFTD - Distribution - Tier 3 - 1QU CoRE ¦ 2QU LoRE | Non-Red Flag Warning - Large Fires | 2040 | 1.8168e-07 | 1.9183e-07 | 1.7474e-07 | 1.6642e-07 | 6.5028 | 0.81304 | 3.6355 | 2.0543 | 0 | 0 | 0 | 0 | 5.8953e-05 | 1.1814e-06 | 0 | 1.1814e-06 | 1.2475e-06 | 0 | 1.2475e-06 | 1.1363e-06 | 0 | 1.1363e-06 | 1.0822e-06 | 0 | 1.0822e-06
[79 empty] | WLDFR | HFTD - Distribution - Tier 3 - 1QU CoRE ¦ 2QU LoRE | Non-Red Flag Warning - Large Fires | 2041 | 1.8168e-07 | 1.9183e-07 | 1.7474e-07 | 1.6642e-07 | 6.5028 | 0.81304 | 3.6355 | 2.0543 | 0 | 0 | 0 | 0 | 5.8953e-05 | 1.1814e-06 | 0 | 1.1814e-06 | 1.2475e-06 | 0 | 1.2475e-06 | 1.1363e-06 | 0 | 1.1363e-06 | 1.0822e-06 | 0 | 1.0822e-06
[79 empty] | WLDFR | HFTD - Distribution - Tier 3 - 1QU CoRE ¦ 2QU LoRE | Non-Red Flag Warning - Large Fires | 2042 | 1.8168e-07 | 1.9183e-07 | 1.7474e-07 | 1.6642e-07 | 6.5028 | 0.81304 | 3.6355 | 2.0543 | 0 | 0 | 0 | 0 | 5.8953e-05 | 1.1814e-06 | 0 | 1.1814e-06 | 1.2475e-06 | 0 | 1.2475e-06 | 1.1363e-06 | 0 | 1.1363e-06 | 1.0822e-06 | 0 | 1.0822e-06
[79 empty] | WLDFR | HFTD - Distribution - Tier 3 - 1QU CoRE ¦ 2QU LoRE | Non-Red Flag Warning - Large Fires | 2043 | 1.8168e-07 | 1.9183e-07 | 1.7474e-07 | 1.6642e-07 | 6.9209 | 0.84944 | 3.8632 | 2.2083 | 0 | 0 | 0 | 0 | 5.8953e-05 | 1.2574e-06 | 0 | 1.2574e-06 | 1.3277e-06 | 0 | 1.3277e-06 | 1.2094e-06 | 0 | 1.2094e-06 | 1.1518e-06 | 0 | 1.1518e-06
[79 empty] | WLDFR | HFTD - Distribution - Tier 3 - 1QU CoRE ¦ 2QU LoRE | Non-Red Flag Warning - Large Fires | 2044 | 1.8168e-07 | 1.9183e-07 | 1.7474e-07 | 1.6642e-07 | 6.9209 | 0.84944 | 3.8632 | 2.2083 | 0 | 0 | 0 | 0 | 5.8953e-05 | 1.2574e-06 | 0 | 1.2574e-06 | 1.3277e-06 | 0 | 1.3277e-06 | 1.2094e-06 | 0 | 1.2094e-06 | 1.1518e-06 | 0 | 1.1518e-06
[79 empty] | WLDFR | HFTD - Distribution - Tier 3 - 1QU CoRE ¦ 2QU LoRE | Non-Red Flag Warning - Large Fires | 2045 | 1.8168e-07 | 1.9183e-07 | 1.7474e-07 | 1.6642e-07 | 6.9209 | 0.84944 | 3.8632 | 2.2083 | 0 | 0 | 0 | 0 | 5.8953e-05 | 1.2574e-06 | 0 | 1.2574e-06 | 1.3277e-06 | 0 | 1.3277e-06 | 1.2094e-06 | 0 | 1.2094e-06 | 1.1518e-06 | 0 | 1.1518e-06
[79 empty] | WLDFR | HFTD - Distribution - Tier 3 - 1QU CoRE ¦ 2QU LoRE | Non-Red Flag Warning - Large Fires | 2046 | 1.8168e-07 | 1.9183e-07 | 1.7474e-07 | 1.6642e-07 | 6.9209 | 0.84944 | 3.8632 | 2.2083 | 0 | 0 | 0 | 0 | 5.8953e-05 | 1.2574e-06 | 0 | 1.2574e-06 | 1.3277e-06 | 0 | 1.3277e-06 | 1.2094e-06 | 0 | 1.2094e-06 | 1.1518e-06 | 0 | 1.1518e-06
[79 empty] | WLDFR | HFTD - Distribution - Tier 3 - 1QU CoRE ¦ 2QU LoRE | Non-Red Flag Warning - Large Fires | 2047 | 1.8168e-07 | 1.9183e-07 | 1.7474e-07 | 1.6642e-07 | 6.9209 | 0.84944 | 3.8632 | 2.2083 | 0 | 0 | 0 | 0 | 5.8953e-05 | 1.2574e-06 | 0 | 1.2574e-06 | 1.3277e-06 | 0 | 1.3277e-06 | 1.2094e-06 | 0 | 1.2094e-06 | 1.1518e-06 | 0 | 1.1518e-06
[79 empty] | WLDFR | HFTD - Distribution - Tier 3 - 1QU CoRE ¦ 2QU LoRE | Non-Red Flag Warning - Large Fires | 2048 | 1.8168e-07 | 1.9183e-07 | 1.7474e-07 | 1.6642e-07 | 7.3713 | 0.88759 | 4.1075 | 2.3763 | 0 | 0 | 0 | 0 | 5.8953e-05 | 1.3392e-06 | 0 | 1.3392e-06 | 1.4141e-06 | 0 | 1.4141e-06 | 1.2881e-06 | 0 | 1.2881e-06 | 1.2267e-06 | 0 | 1.2267e-06
[79 empty] | WLDFR | HFTD - Distribution - Tier 3 - 1QU CoRE ¦ 2QU LoRE | Non-Red Flag Warning - Large Fires | 2049 | 1.8168e-07 | 1.9183e-07 | 1.7474e-07 | 1.6642e-07 | 7.3713 | 0.88759 | 4.1075 | 2.3763 | 0 | 0 | 0 | 0 | 5.8953e-05 | 1.3392e-06 | 0 | 1.3392e-06 | 1.4141e-06 | 0 | 1.4141e-06 | 1.2881e-06 | 0 | 1.2881e-06 | 1.2267e-06 | 0 | 1.2267e-06
[79 empty] | WLDFR | HFTD - Distribution - Tier 3 - 1QU CoRE ¦ 2QU LoRE | Non-Red Flag Warning - Large Fires | 2050 | 0 | 1.9183e-07 | 1.7474e-07 | 1.6642e-07 | 7.3713 | 0.88759 | 4.1075 | 2.3763 | 0 | 0 | 0 | 0 | 5.8953e-05 | 0 | 0 | 0 | 1.4141e-06 | 0 | 1.4141e-06 | 1.2881e-06 | 0 | 1.2881e-06 | 1.2267e-06 | 0 | 1.2267e-06
[79 empty] | WLDFR | HFTD - Distribution - Tier 3 - 1QU CoRE ¦ 2QU LoRE | Non-Red Flag Warning - Large Fires | 2051 | 0 | 0 | 1.7474e-07 | 1.6642e-07 | 7.3713 | 0.88759 | 4.1075 | 2.3763 | 0 | 0 | 0 | 0 | 5.8953e-05 | 0 | 0 | 0 | 0 | 0 | 0 | 1.2881e-06 | 0 | 1.2881e-06 | 1.2267e-06 | 0 | 1.2267e-06
[79 empty] | WLDFR | HFTD - Distribution - Tier 3 - 1QU CoRE ¦ 2QU LoRE | Non-Red Flag Warning - Large Fires | 2052 | 0 | 0 | 0 | 1.6642e-07 | 7.3713 | 0.88759 | 4.1075 | 2.3763 | 0 | 0 | 0 | 0 | 5.8953e-05 | 0 | 0 | 0 | 0 | 0 | 0 | 0 | 0 | 0 | 1.2267e-06 | 0 | 1.2267e-06
[79 empty] | WLDFR | HFTD - Distribution - Tier 3 - 1QU CoRE ¦ 2QU LoRE | Non-Red Flag Warning - Small Fires | 2020 | 4.4117e-05 | 0 | 0 | 0 | 0.077901 | 0.036425 | 0.0015809 | 0.039895 | 0 | 0 | 0 | 0 | 0.0053268 | 3.4367e-06 | 0 | 3.4367e-06 | 0 | 0 | 0 | 0 | 0 | 0 | 0 | 0 | 0
[79 empty] | WLDFR | HFTD - Distribution - Tier 3 - 1QU CoRE ¦ 2QU LoRE | Non-Red Flag Warning - Small Fires | 2021 | 2.2062e-05 | 4.6583e-05 | 0 | 0 | 0.077901 | 0.036425 | 0.0015809 | 0.039895 | 0 | 0 | 0 | 0 | 0.0053268 | 1.7186e-06 | 0 | 1.7186e-06 | 3.6289e-06 | 0 | 3.6289e-06 | 0 | 0 | 0 | 0 | 0 | 0
[79 empty] | WLDFR | HFTD - Distribution - Tier 3 - 1QU CoRE ¦ 2QU LoRE | Non-Red Flag Warning - Small Fires | 2022 | 2.1465e-05 | 2.2665e-05 | 4.3064e-05 | 0 | 0.077901 | 0.036425 | 0.0015809 | 0.039895 | 0 | 0 | 0 | 0 | 0.0053887 | 1.6721e-06 | 0 | 1.6721e-06 | 1.7656e-06 | 0 | 1.7656e-06 | 3.3547e-06 | 0 | 3.3547e-06 | 0 | 0 | 0
[79 empty] | WLDFR | HFTD - Distribution - Tier 3 - 1QU CoRE ¦ 2QU LoRE | Non-Red Flag Warning - Small Fires | 2023 | 2.1465e-05 | 2.2665e-05 | 2.0646e-05 | 4.1013e-05 | 0.080408 | 0.03759 | 0.0016314 | 0.041187 | 0 | 0 | 0 | 0 | 0.0053887 | 1.726e-06 | 0 | 1.726e-06 | 1.8225e-06 | 0 | 1.8225e-06 | 1.6601e-06 | 0 | 1.6601e-06 | 3.2978e-06 | 0 | 3.2978e-06
[79 empty] | WLDFR | HFTD - Distribution - Tier 3 - 1QU CoRE ¦ 2QU LoRE | Non-Red Flag Warning - Small Fires | 2024 | 2.1465e-05 | 2.2665e-05 | 2.0646e-05 | 1.9663e-05 | 0.080408 | 0.03759 | 0.0016314 | 0.041187 | 0 | 0 | 0 | 0 | 0.0053887 | 1.726e-06 | 0 | 1.726e-06 | 1.8225e-06 | 0 | 1.8225e-06 | 1.6601e-06 | 0 | 1.6601e-06 | 1.581e-06 | 0 | 1.581e-06
[79 empty] | WLDFR | HFTD - Distribution - Tier 3 - 1QU CoRE ¦ 2QU LoRE | Non-Red Flag Warning - Small Fires | 2025 | 2.1465e-05 | 2.2665e-05 | 2.0646e-05 | 1.9663e-05 | 0.080408 | 0.03759 | 0.0016314 | 0.041187 | 0 | 0 | 0 | 0 | 0.0053887 | 1.726e-06 | 0 | 1.726e-06 | 1.8225e-06 | 0 | 1.8225e-06 | 1.6601e-06 | 0 | 1.6601e-06 | 1.581e-06 | 0 | 1.581e-06
[79 empty] | WLDFR | HFTD - Distribution - Tier 3 - 1QU CoRE ¦ 2QU LoRE | Non-Red Flag Warning - Small Fires | 2026 | 2.1465e-05 | 2.2665e-05 | 2.0646e-05 | 1.9663e-05 | 0.080408 | 0.03759 | 0.0016314 | 0.041187 | 0 | 0 | 0 | 0 | 0.0053887 | 1.726e-06 | 0 | 1.726e-06 | 1.8225e-06 | 0 | 1.8225e-06 | 1.6601e-06 | 0 | 1.6601e-06 | 1.581e-06 | 0 | 1.581e-06
[79 empty] | WLDFR | HFTD - Distribution - Tier 3 - 1QU CoRE ¦ 2QU LoRE | Non-Red Flag Warning - Small Fires | 2027 | 2.1465e-05 | 2.2665e-05 | 2.0646e-05 | 1.9663e-05 | 0.080408 | 0.03759 | 0.0016314 | 0.041187 | 0 | 0 | 0 | 0 | 0.0053887 | 1.726e-06 | 0 | 1.726e-06 | 1.8225e-06 | 0 | 1.8225e-06 | 1.6601e-06 | 0 | 1.6601e-06 | 1.581e-06 | 0 | 1.581e-06
[79 empty] | WLDFR | HFTD - Distribution - Tier 3 - 1QU CoRE ¦ 2QU LoRE | Non-Red Flag Warning - Small Fires | 2028 | 2.1465e-05 | 2.2665e-05 | 2.0646e-05 | 1.9663e-05 | 0.083606 | 0.039055 | 0.001695 | 0.042856 | 0 | 0 | 0 | 0 | 0.0053887 | 1.7946e-06 | 0 | 1.7946e-06 | 1.895e-06 | 0 | 1.895e-06 | 1.7261e-06 | 0 | 1.7261e-06 | 1.6439e-06 | 0 | 1.6439e-06
[79 empty] | WLDFR | HFTD - Distribution - Tier 3 - 1QU CoRE ¦ 2QU LoRE | Non-Red Flag Warning - Small Fires | 2029 | 2.1465e-05 | 2.2665e-05 | 2.0646e-05 | 1.9663e-05 | 0.083606 | 0.039055 | 0.001695 | 0.042856 | 0 | 0 | 0 | 0 | 0.0053887 | 1.7946e-06 | 0 | 1.7946e-06 | 1.895e-06 | 0 | 1.895e-06 | 1.7261e-06 | 0 | 1.7261e-06 | 1.6439e-06 | 0 | 1.6439e-06
[79 empty] | WLDFR | HFTD - Distribution - Tier 3 - 1QU CoRE ¦ 2QU LoRE | Non-Red Flag Warning - Small Fires | 2030 | 2.1465e-05 | 2.2665e-05 | 2.0646e-05 | 1.9663e-05 | 0.083606 | 0.039055 | 0.001695 | 0.042856 | 0 | 0 | 0 | 0 | 0.0053887 | 1.7946e-06 | 0 | 1.7946e-06 | 1.895e-06 | 0 | 1.895e-06 | 1.7261e-06 | 0 | 1.7261e-06 | 1.6439e-06 | 0 | 1.6439e-06
[79 empty] | WLDFR | HFTD - Distribution - Tier 3 - 1QU CoRE ¦ 2QU LoRE | Non-Red Flag Warning - Small Fires | 2031 | 2.1465e-05 | 2.2665e-05 | 2.0646e-05 | 1.9663e-05 | 0.083606 | 0.039055 | 0.001695 | 0.042856 | 0 | 0 | 0 | 0 | 0.0053887 | 1.7946e-06 | 0 | 1.7946e-06 | 1.895e-06 | 0 | 1.895e-06 | 1.7261e-06 | 0 | 1.7261e-06 | 1.6439e-06 | 0 | 1.6439e-06
[79 empty] | WLDFR | HFTD - Distribution - Tier 3 - 1QU CoRE ¦ 2QU LoRE | Non-Red Flag Warning - Small Fires | 2032 | 2.1465e-05 | 2.2665e-05 | 2.0646e-05 | 1.9663e-05 | 0.083606 | 0.039055 | 0.001695 | 0.042856 | 0 | 0 | 0 | 0 | 0.0053887 | 1.7946e-06 | 0 | 1.7946e-06 | 1.895e-06 | 0 | 1.895e-06 | 1.7261e-06 | 0 | 1.7261e-06 | 1.6439e-06 | 0 | 1.6439e-06
[79 empty] | WLDFR | HFTD - Distribution - Tier 3 - 1QU CoRE ¦ 2QU LoRE | Non-Red Flag Warning - Small Fires | 2033 | 2.1465e-05 | 2.2665e-05 | 2.0646e-05 | 1.9663e-05 | 0.087211 | 0.040679 | 0.0017655 | 0.044766 | 0 | 0 | 0 | 0 | 0.0053887 | 1.872e-06 | 0 | 1.872e-06 | 1.9767e-06 | 0 | 1.9767e-06 | 1.8005e-06 | 0 | 1.8005e-06 | 1.7148e-06 | 0 | 1.7148e-06
[79 empty] | WLDFR | HFTD - Distribution - Tier 3 - 1QU CoRE ¦ 2QU LoRE | Non-Red Flag Warning - Small Fires | 2034 | 2.1465e-05 | 2.2665e-05 | 2.0646e-05 | 1.9663e-05 | 0.087211 | 0.040679 | 0.0017655 | 0.044766 | 0 | 0 | 0 | 0 | 0.0053887 | 1.872e-06 | 0 | 1.872e-06 | 1.9767e-06 | 0 | 1.9767e-06 | 1.8005e-06 | 0 | 1.8005e-06 | 1.7148e-06 | 0 | 1.7148e-06
[79 empty] | WLDFR | HFTD - Distribution - Tier 3 - 1QU CoRE ¦ 2QU LoRE | Non-Red Flag Warning - Small Fires | 2035 | 2.1465e-05 | 2.2665e-05 | 2.0646e-05 | 1.9663e-05 | 0.087211 | 0.040679 | 0.0017655 | 0.044766 | 0 | 0 | 0 | 0 | 0.0053887 | 1.872e-06 | 0 | 1.872e-06 | 1.9767e-06 | 0 | 1.9767e-06 | 1.8005e-06 | 0 | 1.8005e-06 | 1.7148e-06 | 0 | 1.7148e-06
[79 empty] | WLDFR | HFTD - Distribution - Tier 3 - 1QU CoRE ¦ 2QU LoRE | Non-Red Flag Warning - Small Fires | 2036 | 2.1465e-05 | 2.2665e-05 | 2.0646e-05 | 1.9663e-05 | 0.087211 | 0.040679 | 0.0017655 | 0.044766 | 0 | 0 | 0 | 0 | 0.0053887 | 1.872e-06 | 0 | 1.872e-06 | 1.9767e-06 | 0 | 1.9767e-06 | 1.8005e-06 | 0 | 1.8005e-06 | 1.7148e-06 | 0 | 1.7148e-06
[79 empty] | WLDFR | HFTD - Distribution - Tier 3 - 1QU CoRE ¦ 2QU LoRE | Non-Red Flag Warning - Small Fires | 2037 | 2.1465e-05 | 2.2665e-05 | 2.0646e-05 | 1.9663e-05 | 0.087211 | 0.040679 | 0.0017655 | 0.044766 | 0 | 0 | 0 | 0 | 0.0053887 | 1.872e-06 | 0 | 1.872e-06 | 1.9767e-06 | 0 | 1.9767e-06 | 1.8005e-06 | 0 | 1.8005e-06 | 1.7148e-06 | 0 | 1.7148e-06
[79 empty] | WLDFR | HFTD - Distribution - Tier 3 - 1QU CoRE ¦ 2QU LoRE | Non-Red Flag Warning - Small Fires | 2038 | 2.1465e-05 | 2.2665e-05 | 2.0646e-05 | 1.9663e-05 | 0.091184 | 0.042438 | 0.0018418 | 0.046905 | 0 | 0 | 0 | 0 | 0.0053887 | 1.9573e-06 | 0 | 1.9573e-06 | 2.0667e-06 | 0 | 2.0667e-06 | 1.8826e-06 | 0 | 1.8826e-06 | 1.7929e-06 | 0 | 1.7929e-06
[79 empty] | WLDFR | HFTD - Distribution - Tier 3 - 1QU CoRE ¦ 2QU LoRE | Non-Red Flag Warning - Small Fires | 2039 | 2.1465e-05 | 2.2665e-05 | 2.0646e-05 | 1.9663e-05 | 0.091184 | 0.042438 | 0.0018418 | 0.046905 | 0 | 0 | 0 | 0 | 0.0053887 | 1.9573e-06 | 0 | 1.9573e-06 | 2.0667e-06 | 0 | 2.0667e-06 | 1.8826e-06 | 0 | 1.8826e-06 | 1.7929e-06 | 0 | 1.7929e-06
[79 empty] | WLDFR | HFTD - Distribution - Tier 3 - 1QU CoRE ¦ 2QU LoRE | Non-Red Flag Warning - Small Fires | 2040 | 2.1465e-05 | 2.2665e-05 | 2.0646e-05 | 1.9663e-05 | 0.091184 | 0.042438 | 0.0018418 | 0.046905 | 0 | 0 | 0 | 0 | 0.0053887 | 1.9573e-06 | 0 | 1.9573e-06 | 2.0667e-06 | 0 | 2.0667e-06 | 1.8826e-06 | 0 | 1.8826e-06 | 1.7929e-06 | 0 | 1.7929e-06
[79 empty] | WLDFR | HFTD - Distribution - Tier 3 - 1QU CoRE ¦ 2QU LoRE | Non-Red Flag Warning - Small Fires | 2041 | 2.1465e-05 | 2.2665e-05 | 2.0646e-05 | 1.9663e-05 | 0.091184 | 0.042438 | 0.0018418 | 0.046905 | 0 | 0 | 0 | 0 | 0.0053887 | 1.9573e-06 | 0 | 1.9573e-06 | 2.0667e-06 | 0 | 2.0667e-06 | 1.8826e-06 | 0 | 1.8826e-06 | 1.7929e-06 | 0 | 1.7929e-06
[79 empty] | WLDFR | HFTD - Distribution - Tier 3 - 1QU CoRE ¦ 2QU LoRE | Non-Red Flag Warning - Small Fires | 2042 | 2.1465e-05 | 2.2665e-05 | 2.0646e-05 | 1.9663e-05 | 0.091184 | 0.042438 | 0.0018418 | 0.046905 | 0 | 0 | 0 | 0 | 0.0053887 | 1.9573e-06 | 0 | 1.9573e-06 | 2.0667e-06 | 0 | 2.0667e-06 | 1.8826e-06 | 0 | 1.8826e-06 | 1.7929e-06 | 0 | 1.7929e-06
[79 empty] | WLDFR | HFTD - Distribution - Tier 3 - 1QU CoRE ¦ 2QU LoRE | Non-Red Flag Warning - Small Fires | 2043 | 2.1465e-05 | 2.2665e-05 | 2.0646e-05 | 1.9663e-05 | 0.095486 | 0.044306 | 0.0019228 | 0.049257 | 0 | 0 | 0 | 0 | 0.0053887 | 2.0496e-06 | 0 | 2.0496e-06 | 2.1642e-06 | 0 | 2.1642e-06 | 1.9714e-06 | 0 | 1.9714e-06 | 1.8775e-06 | 0 | 1.8775e-06
[79 empty] | WLDFR | HFTD - Distribution - Tier 3 - 1QU CoRE ¦ 2QU LoRE | Non-Red Flag Warning - Small Fires | 2044 | 2.1465e-05 | 2.2665e-05 | 2.0646e-05 | 1.9663e-05 | 0.095486 | 0.044306 | 0.0019228 | 0.049257 | 0 | 0 | 0 | 0 | 0.0053887 | 2.0496e-06 | 0 | 2.0496e-06 | 2.1642e-06 | 0 | 2.1642e-06 | 1.9714e-06 | 0 | 1.9714e-06 | 1.8775e-06 | 0 | 1.8775e-06
[79 empty] | WLDFR | HFTD - Distribution - Tier 3 - 1QU CoRE ¦ 2QU LoRE | Non-Red Flag Warning - Small Fires | 2045 | 2.1465e-05 | 2.2665e-05 | 2.0646e-05 | 1.9663e-05 | 0.095486 | 0.044306 | 0.0019228 | 0.049257 | 0 | 0 | 0 | 0 | 0.0053887 | 2.0496e-06 | 0 | 2.0496e-06 | 2.1642e-06 | 0 | 2.1642e-06 | 1.9714e-06 | 0 | 1.9714e-06 | 1.8775e-06 | 0 | 1.8775e-06
[79 empty] | WLDFR | HFTD - Distribution - Tier 3 - 1QU CoRE ¦ 2QU LoRE | Non-Red Flag Warning - Small Fires | 2046 | 2.1465e-05 | 2.2665e-05 | 2.0646e-05 | 1.9663e-05 | 0.095486 | 0.044306 | 0.0019228 | 0.049257 | 0 | 0 | 0 | 0 | 0.0053887 | 2.0496e-06 | 0 | 2.0496e-06 | 2.1642e-06 | 0 | 2.1642e-06 | 1.9714e-06 | 0 | 1.9714e-06 | 1.8775e-06 | 0 | 1.8775e-06
[79 empty] | WLDFR | HFTD - Distribution - Tier 3 - 1QU CoRE ¦ 2QU LoRE | Non-Red Flag Warning - Small Fires | 2047 | 2.1465e-05 | 2.2665e-05 | 2.0646e-05 | 1.9663e-05 | 0.095486 | 0.044306 | 0.0019228 | 0.049257 | 0 | 0 | 0 | 0 | 0.0053887 | 2.0496e-06 | 0 | 2.0496e-06 | 2.1642e-06 | 0 | 2.1642e-06 | 1.9714e-06 | 0 | 1.9714e-06 | 1.8775e-06 | 0 | 1.8775e-06
[79 empty] | WLDFR | HFTD - Distribution - Tier 3 - 1QU CoRE ¦ 2QU LoRE | Non-Red Flag Warning - Small Fires | 2048 | 2.1465e-05 | 2.2665e-05 | 2.0646e-05 | 1.9663e-05 | 0.10007 | 0.04626 | 0.0020076 | 0.051804 | 0 | 0 | 0 | 0 | 0.0053887 | 2.148e-06 | 0 | 2.148e-06 | 2.2681e-06 | 0 | 2.2681e-06 | 2.066e-06 | 0 | 2.066e-06 | 1.9677e-06 | 0 | 1.9677e-06
[79 empty] | WLDFR | HFTD - Distribution - Tier 3 - 1QU CoRE ¦ 2QU LoRE | Non-Red Flag Warning - Small Fires | 2049 | 2.1465e-05 | 2.2665e-05 | 2.0646e-05 | 1.9663e-05 | 0.10007 | 0.04626 | 0.0020076 | 0.051804 | 0 | 0 | 0 | 0 | 0.0053887 | 2.148e-06 | 0 | 2.148e-06 | 2.2681e-06 | 0 | 2.2681e-06 | 2.066e-06 | 0 | 2.066e-06 | 1.9677e-06 | 0 | 1.9677e-06
[79 empty] | WLDFR | HFTD - Distribution - Tier 3 - 1QU CoRE ¦ 2QU LoRE | Non-Red Flag Warning - Small Fires | 2050 | 0 | 2.2665e-05 | 2.0646e-05 | 1.9663e-05 | 0.10007 | 0.04626 | 0.0020076 | 0.051804 | 0 | 0 | 0 | 0 | 0.0053887 | 0 | 0 | 0 | 2.2681e-06 | 0 | 2.2681e-06 | 2.066e-06 | 0 | 2.066e-06 | 1.9677e-06 | 0 | 1.9677e-06
[79 empty] | WLDFR | HFTD - Distribution - Tier 3 - 1QU CoRE ¦ 2QU LoRE | Non-Red Flag Warning - Small Fires | 2051 | 0 | 0 | 2.0646e-05 | 1.9663e-05 | 0.10007 | 0.04626 | 0.0020076 | 0.051804 | 0 | 0 | 0 | 0 | 0.0053887 | 0 | 0 | 0 | 0 | 0 | 0 | 2.066e-06 | 0 | 2.066e-06 | 1.9677e-06 | 0 | 1.9677e-06
[79 empty] | WLDFR | HFTD - Distribution - Tier 3 - 1QU CoRE ¦ 2QU LoRE | Non-Red Flag Warning - Small Fires | 2052 | 0 | 0 | 0 | 1.9663e-05 | 0.10007 | 0.04626 | 0.0020076 | 0.051804 | 0 | 0 | 0 | 0 | 0.0053887 | 0 | 0 | 0 | 0 | 0 | 0 | 0 | 0 | 0 | 1.9677e-06 | 0 | 1.9677e-06
[79 empty] | WLDFR | HFTD - Distribution - Tier 3 - 1QU CoRE ¦ 2QU LoRE | Red Flag Warning - Catastrophic Fires | 2020 | 2.3561e-06 | 0 | 0 | 0 | 14146.1306 | 222.2294 | 8585.7228 | 5338.1784 | 0 | 0 | 0 | 0 | 0.00018307 | 0.03333 | 0 | 0.03333 | 0 | 0 | 0 | 0 | 0 | 0 | 0 | 0 | 0
[79 empty] | WLDFR | HFTD - Distribution - Tier 3 - 1QU CoRE ¦ 2QU LoRE | Red Flag Warning - Catastrophic Fires | 2021 | 1.4479e-06 | 2.4878e-06 | 0 | 0 | 14146.1306 | 222.2294 | 8585.7228 | 5338.1784 | 0 | 0 | 0 | 0 | 0.00018307 | 0.020482 | 0 | 0.020482 | 0.035193 | 0 | 0.035193 | 0 | 0 | 0 | 0 | 0 | 0
[79 empty] | WLDFR | HFTD - Distribution - Tier 3 - 1QU CoRE ¦ 2QU LoRE | Red Flag Warning - Catastrophic Fires | 2022 | 1.4317e-06 | 1.5117e-06 | 2.306e-06 | 0 | 14146.1306 | 222.2294 | 8585.7228 | 5338.1784 | 0 | 0 | 0 | 0 | 0.00018451 | 0.020253 | 0 | 0.020253 | 0.021385 | 0 | 0.021385 | 0.03262 | 0 | 0.03262 | 0 | 0 | 0
[79 empty] | WLDFR | HFTD - Distribution - Tier 3 - 1QU CoRE ¦ 2QU LoRE | Red Flag Warning - Catastrophic Fires | 2023 | 1.4317e-06 | 1.5117e-06 | 1.377e-06 | 2.1961e-06 | 14664.6376 | 233.2301 | 8896.516 | 5534.8915 | 0 | 0 | 0 | 0 | 0.00018451 | 0.020995 | 0 | 0.020995 | 0.022169 | 0 | 0.022169 | 0.020194 | 0 | 0.020194 | 0.032206 | 0 | 0.032206
[79 empty] | WLDFR | HFTD - Distribution - Tier 3 - 1QU CoRE ¦ 2QU LoRE | Red Flag Warning - Catastrophic Fires | 2024 | 1.4317e-06 | 1.5117e-06 | 1.377e-06 | 1.3115e-06 | 14664.6376 | 233.2301 | 8896.516 | 5534.8915 | 0 | 0 | 0 | 0 | 0.00018451 | 0.020995 | 0 | 0.020995 | 0.022169 | 0 | 0.022169 | 0.020194 | 0 | 0.020194 | 0.019232 | 0 | 0.019232
[79 empty] | WLDFR | HFTD - Distribution - Tier 3 - 1QU CoRE ¦ 2QU LoRE | Red Flag Warning - Catastrophic Fires | 2025 | 1.4317e-06 | 1.5117e-06 | 1.377e-06 | 1.3115e-06 | 14664.6376 | 233.2301 | 8896.516 | 5534.8915 | 0 | 0 | 0 | 0 | 0.00018451 | 0.020995 | 0 | 0.020995 | 0.022169 | 0 | 0.022169 | 0.020194 | 0 | 0.020194 | 0.019232 | 0 | 0.019232
[79 empty] | WLDFR | HFTD - Distribution - Tier 3 - 1QU CoRE ¦ 2QU LoRE | Red Flag Warning - Catastrophic Fires | 2026 | 1.4317e-06 | 1.5117e-06 | 1.377e-06 | 1.3115e-06 | 14664.6376 | 233.2301 | 8896.516 | 5534.8915 | 0 | 0 | 0 | 0 | 0.00018451 | 0.020995 | 0 | 0.020995 | 0.022169 | 0 | 0.022169 | 0.020194 | 0 | 0.020194 | 0.019232 | 0 | 0.019232
[79 empty] | WLDFR | HFTD - Distribution - Tier 3 - 1QU CoRE ¦ 2QU LoRE | Red Flag Warning - Catastrophic Fires | 2027 | 1.4317e-06 | 1.5117e-06 | 1.377e-06 | 1.3115e-06 | 14664.6376 | 233.2301 | 8896.516 | 5534.8915 | 0 | 0 | 0 | 0 | 0.00018451 | 0.020995 | 0 | 0.020995 | 0.022169 | 0 | 0.022169 | 0.020194 | 0 | 0.020194 | 0.019232 | 0 | 0.019232
[79 empty] | WLDFR | HFTD - Distribution - Tier 3 - 1QU CoRE ¦ 2QU LoRE | Red Flag Warning - Catastrophic Fires | 2028 | 1.4317e-06 | 1.5117e-06 | 1.377e-06 | 1.3115e-06 | 15317.9909 | 247.273 | 9287.6491 | 5783.0689 | 0 | 0 | 0 | 0 | 0.00018451 | 0.021931 | 0 | 0.021931 | 0.023157 | 0 | 0.023157 | 0.021094 | 0 | 0.021094 | 0.020089 | 0 | 0.020089
[79 empty] | WLDFR | HFTD - Distribution - Tier 3 - 1QU CoRE ¦ 2QU LoRE | Red Flag Warning - Catastrophic Fires | 2029 | 1.4317e-06 | 1.5117e-06 | 1.377e-06 | 1.3115e-06 | 15317.9909 | 247.273 | 9287.6491 | 5783.0689 | 0 | 0 | 0 | 0 | 0.00018451 | 0.021931 | 0 | 0.021931 | 0.023157 | 0 | 0.023157 | 0.021094 | 0 | 0.021094 | 0.020089 | 0 | 0.020089
[79 empty] | WLDFR | HFTD - Distribution - Tier 3 - 1QU CoRE ¦ 2QU LoRE | Red Flag Warning - Catastrophic Fires | 2030 | 1.4317e-06 | 1.5117e-06 | 1.377e-06 | 1.3115e-06 | 15317.9909 | 247.273 | 9287.6491 | 5783.0689 | 0 | 0 | 0 | 0 | 0.00018451 | 0.021931 | 0 | 0.021931 | 0.023157 | 0 | 0.023157 | 0.021094 | 0 | 0.021094 | 0.020089 | 0 | 0.020089
[79 empty] | WLDFR | HFTD - Distribution - Tier 3 - 1QU CoRE ¦ 2QU LoRE | Red Flag Warning - Catastrophic Fires | 2031 | 1.4317e-06 | 1.5117e-06 | 1.377e-06 | 1.3115e-06 | 15317.9909 | 247.273 | 9287.6491 | 5783.0689 | 0 | 0 | 0 | 0 | 0.00018451 | 0.021931 | 0 | 0.021931 | 0.023157 | 0 | 0.023157 | 0.021094 | 0 | 0.021094 | 0.020089 | 0 | 0.020089
[79 empty] | WLDFR | HFTD - Distribution - Tier 3 - 1QU CoRE ¦ 2QU LoRE | Red Flag Warning - Catastrophic Fires | 2032 | 1.4317e-06 | 1.5117e-06 | 1.377e-06 | 1.3115e-06 | 15317.9909 | 247.273 | 9287.6491 | 5783.0689 | 0 | 0 | 0 | 0 | 0.00018451 | 0.021931 | 0 | 0.021931 | 0.023157 | 0 | 0.023157 | 0.021094 | 0 | 0.021094 | 0.020089 | 0 | 0.020089
[79 empty] | WLDFR | HFTD - Distribution - Tier 3 - 1QU CoRE ¦ 2QU LoRE | Red Flag Warning - Catastrophic Fires | 2033 | 1.4317e-06 | 1.5117e-06 | 1.377e-06 | 1.3115e-06 | 16044.1264 | 263.1074 | 9721.74 | 6059.2791 | 0 | 0 | 0 | 0 | 0.00018451 | 0.02297 | 0 | 0.02297 | 0.024255 | 0 | 0.024255 | 0.022093 | 0 | 0.022093 | 0.021041 | 0 | 0.021041
[79 empty] | WLDFR | HFTD - Distribution - Tier 3 - 1QU CoRE ¦ 2QU LoRE | Red Flag Warning - Catastrophic Fires | 2034 | 1.4317e-06 | 1.5117e-06 | 1.377e-06 | 1.3115e-06 | 16044.1264 | 263.1074 | 9721.74 | 6059.2791 | 0 | 0 | 0 | 0 | 0.00018451 | 0.02297 | 0 | 0.02297 | 0.024255 | 0 | 0.024255 | 0.022093 | 0 | 0.022093 | 0.021041 | 0 | 0.021041
[79 empty] | WLDFR | HFTD - Distribution - Tier 3 - 1QU CoRE ¦ 2QU LoRE | Red Flag Warning - Catastrophic Fires | 2035 | 1.4317e-06 | 1.5117e-06 | 1.377e-06 | 1.3115e-06 | 16044.1264 | 263.1074 | 9721.74 | 6059.2791 | 0 | 0 | 0 | 0 | 0.00018451 | 0.02297 | 0 | 0.02297 | 0.024255 | 0 | 0.024255 | 0.022093 | 0 | 0.022093 | 0.021041 | 0 | 0.021041
[79 empty] | WLDFR | HFTD - Distribution - Tier 3 - 1QU CoRE ¦ 2QU LoRE | Red Flag Warning - Catastrophic Fires | 2036 | 1.4317e-06 | 1.5117e-06 | 1.377e-06 | 1.3115e-06 | 16044.1264 | 263.1074 | 9721.74 | 6059.2791 | 0 | 0 | 0 | 0 | 0.00018451 | 0.02297 | 0 | 0.02297 | 0.024255 | 0 | 0.024255 | 0.022093 | 0 | 0.022093 | 0.021041 | 0 | 0.021041
[79 empty] | WLDFR | HFTD - Distribution - Tier 3 - 1QU CoRE ¦ 2QU LoRE | Red Flag Warning - Catastrophic Fires | 2037 | 1.4317e-06 | 1.5117e-06 | 1.377e-06 | 1.3115e-06 | 16044.1264 | 263.1074 | 9721.74 | 6059.2791 | 0 | 0 | 0 | 0 | 0.00018451 | 0.02297 | 0 | 0.02297 | 0.024255 | 0 | 0.024255 | 0.022093 | 0 | 0.022093 | 0.021041 | 0 | 0.021041
[79 empty] | WLDFR | HFTD - Distribution - Tier 3 - 1QU CoRE ¦ 2QU LoRE | Red Flag Warning - Catastrophic Fires | 2038 | 1.4317e-06 | 1.5117e-06 | 1.377e-06 | 1.3115e-06 | 16832.3912 | 280.5544 | 10192.2718 | 6359.5651 | 0 | 0 | 0 | 0 | 0.00018451 | 0.024099 | 0 | 0.024099 | 0.025446 | 0 | 0.025446 | 0.023179 | 0 | 0.023179 | 0.022075 | 0 | 0.022075
[79 empty] | WLDFR | HFTD - Distribution - Tier 3 - 1QU CoRE ¦ 2QU LoRE | Red Flag Warning - Catastrophic Fires | 2039 | 1.4317e-06 | 1.5117e-06 | 1.377e-06 | 1.3115e-06 | 16832.3912 | 280.5544 | 10192.2718 | 6359.5651 | 0 | 0 | 0 | 0 | 0.00018451 | 0.024099 | 0 | 0.024099 | 0.025446 | 0 | 0.025446 | 0.023179 | 0 | 0.023179 | 0.022075 | 0 | 0.022075
[79 empty] | WLDFR | HFTD - Distribution - Tier 3 - 1QU CoRE ¦ 2QU LoRE | Red Flag Warning - Catastrophic Fires | 2040 | 1.4317e-06 | 1.5117e-06 | 1.377e-06 | 1.3115e-06 | 16832.3912 | 280.5544 | 10192.2718 | 6359.5651 | 0 | 0 | 0 | 0 | 0.00018451 | 0.024099 | 0 | 0.024099 | 0.025446 | 0 | 0.025446 | 0.023179 | 0 | 0.023179 | 0.022075 | 0 | 0.022075
[79 empty] | WLDFR | HFTD - Distribution - Tier 3 - 1QU CoRE ¦ 2QU LoRE | Red Flag Warning - Catastrophic Fires | 2041 | 1.4317e-06 | 1.5117e-06 | 1.377e-06 | 1.3115e-06 | 16832.3912 | 280.5544 | 10192.2718 | 6359.5651 | 0 | 0 | 0 | 0 | 0.00018451 | 0.024099 | 0 | 0.024099 | 0.025446 | 0 | 0.025446 | 0.023179 | 0 | 0.023179 | 0.022075 | 0 | 0.022075
[79 empty] | WLDFR | HFTD - Distribution - Tier 3 - 1QU CoRE ¦ 2QU LoRE | Red Flag Warning - Catastrophic Fires | 2042 | 1.4317e-06 | 1.5117e-06 | 1.377e-06 | 1.3115e-06 | 16832.3912 | 280.5544 | 10192.2718 | 6359.5651 | 0 | 0 | 0 | 0 | 0.00018451 | 0.024099 | 0 | 0.024099 | 0.025446 | 0 | 0.025446 | 0.023179 | 0 | 0.023179 | 0.022075 | 0 | 0.022075
[79 empty] | WLDFR | HFTD - Distribution - Tier 3 - 1QU CoRE ¦ 2QU LoRE | Red Flag Warning - Catastrophic Fires | 2043 | 1.4317e-06 | 1.5117e-06 | 1.377e-06 | 1.3115e-06 | 17672.0852 | 299.42 | 10692.7362 | 6679.929 | 0 | 0 | 0 | 0 | 0.00018451 | 0.025301 | 0 | 0.025301 | 0.026716 | 0 | 0.026716 | 0.024335 | 0 | 0.024335 | 0.023176 | 0 | 0.023176
[79 empty] | WLDFR | HFTD - Distribution - Tier 3 - 1QU CoRE ¦ 2QU LoRE | Red Flag Warning - Catastrophic Fires | 2044 | 1.4317e-06 | 1.5117e-06 | 1.377e-06 | 1.3115e-06 | 17672.0852 | 299.42 | 10692.7362 | 6679.929 | 0 | 0 | 0 | 0 | 0.00018451 | 0.025301 | 0 | 0.025301 | 0.026716 | 0 | 0.026716 | 0.024335 | 0 | 0.024335 | 0.023176 | 0 | 0.023176
[79 empty] | WLDFR | HFTD - Distribution - Tier 3 - 1QU CoRE ¦ 2QU LoRE | Red Flag Warning - Catastrophic Fires | 2045 | 1.4317e-06 | 1.5117e-06 | 1.377e-06 | 1.3115e-06 | 17672.0852 | 299.42 | 10692.7362 | 6679.929 | 0 | 0 | 0 | 0 | 0.00018451 | 0.025301 | 0 | 0.025301 | 0.026716 | 0 | 0.026716 | 0.024335 | 0 | 0.024335 | 0.023176 | 0 | 0.023176
[79 empty] | WLDFR | HFTD - Distribution - Tier 3 - 1QU CoRE ¦ 2QU LoRE | Red Flag Warning - Catastrophic Fires | 2046 | 1.4317e-06 | 1.5117e-06 | 1.377e-06 | 1.3115e-06 | 17672.0852 | 299.42 | 10692.7362 | 6679.929 | 0 | 0 | 0 | 0 | 0.00018451 | 0.025301 | 0 | 0.025301 | 0.026716 | 0 | 0.026716 | 0.024335 | 0 | 0.024335 | 0.023176 | 0 | 0.023176
[79 empty] | WLDFR | HFTD - Distribution - Tier 3 - 1QU CoRE ¦ 2QU LoRE | Red Flag Warning - Catastrophic Fires | 2047 | 1.4317e-06 | 1.5117e-06 | 1.377e-06 | 1.3115e-06 | 17672.0852 | 299.42 | 10692.7362 | 6679.929 | 0 | 0 | 0 | 0 | 0.00018451 | 0.025301 | 0 | 0.025301 | 0.026716 | 0 | 0.026716 | 0.024335 | 0 | 0.024335 | 0.023176 | 0 | 0.023176
[79 empty] | WLDFR | HFTD - Distribution - Tier 3 - 1QU CoRE ¦ 2QU LoRE | Red Flag Warning - Catastrophic Fires | 2048 | 1.4317e-06 | 1.5117e-06 | 1.377e-06 | 1.3115e-06 | 18552.3348 | 319.4911 | 11216.5626 | 7016.281 | 0 | 0 | 0 | 0 | 0.00018451 | 0.026561 | 0 | 0.026561 | 0.028046 | 0 | 0.028046 | 0.025547 | 0 | 0.025547 | 0.024331 | 0 | 0.024331
[79 empty] | WLDFR | HFTD - Distribution - Tier 3 - 1QU CoRE ¦ 2QU LoRE | Red Flag Warning - Catastrophic Fires | 2049 | 1.4317e-06 | 1.5117e-06 | 1.377e-06 | 1.3115e-06 | 18552.3348 | 319.4911 | 11216.5626 | 7016.281 | 0 | 0 | 0 | 0 | 0.00018451 | 0.026561 | 0 | 0.026561 | 0.028046 | 0 | 0.028046 | 0.025547 | 0 | 0.025547 | 0.024331 | 0 | 0.024331
[79 empty] | WLDFR | HFTD - Distribution - Tier 3 - 1QU CoRE ¦ 2QU LoRE | Red Flag Warning - Catastrophic Fires | 2050 | 0 | 1.5117e-06 | 1.377e-06 | 1.3115e-06 | 18552.3348 | 319.4911 | 11216.5626 | 7016.281 | 0 | 0 | 0 | 0 | 0.00018451 | 0 | 0 | 0 | 0.028046 | 0 | 0.028046 | 0.025547 | 0 | 0.025547 | 0.024331 | 0 | 0.024331
[79 empty] | WLDFR | HFTD - Distribution - Tier 3 - 1QU CoRE ¦ 2QU LoRE | Red Flag Warning - Catastrophic Fires | 2051 | 0 | 0 | 1.377e-06 | 1.3115e-06 | 18552.3348 | 319.4911 | 11216.5626 | 7016.281 | 0 | 0 | 0 | 0 | 0.00018451 | 0 | 0 | 0 | 0 | 0 | 0 | 0.025547 | 0 | 0.025547 | 0.024331 | 0 | 0.024331
[79 empty] | WLDFR | HFTD - Distribution - Tier 3 - 1QU CoRE ¦ 2QU LoRE | Red Flag Warning - Catastrophic Fires | 2052 | 0 | 0 | 0 | 1.3115e-06 | 18552.3348 | 319.4911 | 11216.5626 | 7016.281 | 0 | 0 | 0 | 0 | 0.00018451 | 0 | 0 | 0 | 0 | 0 | 0 | 0 | 0 | 0 | 0.024331 | 0 | 0.024331
[79 empty] | WLDFR | HFTD - Distribution - Tier 3 - 1QU CoRE ¦ 2QU LoRE | Red Flag Warning - Destructive Fires | 2020 | 2.7255e-07 | 0 | 0 | 0 | 8807.9522 | 222.2294 | 8585.7228 | 0 | 0 | 0 | 0 | 0 | 2.3034e-05 | 0.0024006 | 0 | 0.0024006 | 0 | 0 | 0 | 0 | 0 | 0 | 0 | 0 | 0
[79 empty] | WLDFR | HFTD - Distribution - Tier 3 - 1QU CoRE ¦ 2QU LoRE | Red Flag Warning - Destructive Fires | 2021 | 1.6736e-07 | 2.8779e-07 | 0 | 0 | 8807.9522 | 222.2294 | 8585.7228 | 0 | 0 | 0 | 0 | 0 | 2.3034e-05 | 0.0014741 | 0 | 0.0014741 | 0.0025348 | 0 | 0.0025348 | 0 | 0 | 0 | 0 | 0 | 0
[79 empty] | WLDFR | HFTD - Distribution - Tier 3 - 1QU CoRE ¦ 2QU LoRE | Red Flag Warning - Destructive Fires | 2022 | 1.6538e-07 | 1.7463e-07 | 2.6664e-07 | 0 | 8807.9522 | 222.2294 | 8585.7228 | 0 | 0 | 0 | 0 | 0 | 2.3226e-05 | 0.0014567 | 0 | 0.0014567 | 0.0015381 | 0 | 0.0015381 | 0.0023486 | 0 | 0.0023486 | 0 | 0 | 0
[79 empty] | WLDFR | HFTD - Distribution - Tier 3 - 1QU CoRE ¦ 2QU LoRE | Red Flag Warning - Destructive Fires | 2023 | 1.6538e-07 | 1.7463e-07 | 1.5907e-07 | 2.5394e-07 | 9129.7461 | 233.2301 | 8896.516 | 0 | 0 | 0 | 0 | 0 | 2.3226e-05 | 0.0015099 | 0 | 0.0015099 | 0.0015943 | 0 | 0.0015943 | 0.0014523 | 0 | 0.0014523 | 0.0023184 | 0 | 0.0023184
[79 empty] | WLDFR | HFTD - Distribution - Tier 3 - 1QU CoRE ¦ 2QU LoRE | Red Flag Warning - Destructive Fires | 2024 | 1.6538e-07 | 1.7463e-07 | 1.5907e-07 | 1.515e-07 | 9129.7461 | 233.2301 | 8896.516 | 0 | 0 | 0 | 0 | 0 | 2.3226e-05 | 0.0015099 | 0 | 0.0015099 | 0.0015943 | 0 | 0.0015943 | 0.0014523 | 0 | 0.0014523 | 0.0013831 | 0 | 0.0013831
[79 empty] | WLDFR | HFTD - Distribution - Tier 3 - 1QU CoRE ¦ 2QU LoRE | Red Flag Warning - Destructive Fires | 2025 | 1.6538e-07 | 1.7463e-07 | 1.5907e-07 | 1.515e-07 | 9129.7461 | 233.2301 | 8896.516 | 0 | 0 | 0 | 0 | 0 | 2.3226e-05 | 0.0015099 | 0 | 0.0015099 | 0.0015943 | 0 | 0.0015943 | 0.0014523 | 0 | 0.0014523 | 0.0013831 | 0 | 0.0013831
[79 empty] | WLDFR | HFTD - Distribution - Tier 3 - 1QU CoRE ¦ 2QU LoRE | Red Flag Warning - Destructive Fires | 2026 | 1.6538e-07 | 1.7463e-07 | 1.5907e-07 | 1.515e-07 | 9129.7461 | 233.2301 | 8896.516 | 0 | 0 | 0 | 0 | 0 | 2.3226e-05 | 0.0015099 | 0 | 0.0015099 | 0.0015943 | 0 | 0.0015943 | 0.0014523 | 0 | 0.0014523 | 0.0013831 | 0 | 0.0013831
[79 empty] | WLDFR | HFTD - Distribution - Tier 3 - 1QU CoRE ¦ 2QU LoRE | Red Flag Warning - Destructive Fires | 2027 | 1.6538e-07 | 1.7463e-07 | 1.5907e-07 | 1.515e-07 | 9129.7461 | 233.2301 | 8896.516 | 0 | 0 | 0 | 0 | 0 | 2.3226e-05 | 0.0015099 | 0 | 0.0015099 | 0.0015943 | 0 | 0.0015943 | 0.0014523 | 0 | 0.0014523 | 0.0013831 | 0 | 0.0013831
[79 empty] | WLDFR | HFTD - Distribution - Tier 3 - 1QU CoRE ¦ 2QU LoRE | Red Flag Warning - Destructive Fires | 2028 | 1.6538e-07 | 1.7463e-07 | 1.5907e-07 | 1.515e-07 | 9534.9221 | 247.273 | 9287.6491 | 0 | 0 | 0 | 0 | 0 | 2.3226e-05 | 0.0015769 | 0 | 0.0015769 | 0.0016651 | 0 | 0.0016651 | 0.0015167 | 0 | 0.0015167 | 0.0014445 | 0 | 0.0014445
[79 empty] | WLDFR | HFTD - Distribution - Tier 3 - 1QU CoRE ¦ 2QU LoRE | Red Flag Warning - Destructive Fires | 2029 | 1.6538e-07 | 1.7463e-07 | 1.5907e-07 | 1.515e-07 | 9534.9221 | 247.273 | 9287.6491 | 0 | 0 | 0 | 0 | 0 | 2.3226e-05 | 0.0015769 | 0 | 0.0015769 | 0.0016651 | 0 | 0.0016651 | 0.0015167 | 0 | 0.0015167 | 0.0014445 | 0 | 0.0014445
[79 empty] | WLDFR | HFTD - Distribution - Tier 3 - 1QU CoRE ¦ 2QU LoRE | Red Flag Warning - Destructive Fires | 2030 | 1.6538e-07 | 1.7463e-07 | 1.5907e-07 | 1.515e-07 | 9534.9221 | 247.273 | 9287.6491 | 0 | 0 | 0 | 0 | 0 | 2.3226e-05 | 0.0015769 | 0 | 0.0015769 | 0.0016651 | 0 | 0.0016651 | 0.0015167 | 0 | 0.0015167 | 0.0014445 | 0 | 0.0014445
[79 empty] | WLDFR | HFTD - Distribution - Tier 3 - 1QU CoRE ¦ 2QU LoRE | Red Flag Warning - Destructive Fires | 2031 | 1.6538e-07 | 1.7463e-07 | 1.5907e-07 | 1.515e-07 | 9534.9221 | 247.273 | 9287.6491 | 0 | 0 | 0 | 0 | 0 | 2.3226e-05 | 0.0015769 | 0 | 0.0015769 | 0.0016651 | 0 | 0.0016651 | 0.0015167 | 0 | 0.0015167 | 0.0014445 | 0 | 0.0014445
[79 empty] | WLDFR | HFTD - Distribution - Tier 3 - 1QU CoRE ¦ 2QU LoRE | Red Flag Warning - Destructive Fires | 2032 | 1.6538e-07 | 1.7463e-07 | 1.5907e-07 | 1.515e-07 | 9534.9221 | 247.273 | 9287.6491 | 0 | 0 | 0 | 0 | 0 | 2.3226e-05 | 0.0015769 | 0 | 0.0015769 | 0.0016651 | 0 | 0.0016651 | 0.0015167 | 0 | 0.0015167 | 0.0014445 | 0 | 0.0014445
[79 empty] | WLDFR | HFTD - Distribution - Tier 3 - 1QU CoRE ¦ 2QU LoRE | Red Flag Warning - Destructive Fires | 2033 | 1.6538e-07 | 1.7463e-07 | 1.5907e-07 | 1.515e-07 | 9984.8474 | 263.1074 | 9721.74 | 0 | 0 | 0 | 0 | 0 | 2.3226e-05 | 0.0016513 | 0 | 0.0016513 | 0.0017437 | 0 | 0.0017437 | 0.0015883 | 0 | 0.0015883 | 0.0015127 | 0 | 0.0015127
[79 empty] | WLDFR | HFTD - Distribution - Tier 3 - 1QU CoRE ¦ 2QU LoRE | Red Flag Warning - Destructive Fires | 2034 | 1.6538e-07 | 1.7463e-07 | 1.5907e-07 | 1.515e-07 | 9984.8474 | 263.1074 | 9721.74 | 0 | 0 | 0 | 0 | 0 | 2.3226e-05 | 0.0016513 | 0 | 0.0016513 | 0.0017437 | 0 | 0.0017437 | 0.0015883 | 0 | 0.0015883 | 0.0015127 | 0 | 0.0015127
[79 empty] | WLDFR | HFTD - Distribution - Tier 3 - 1QU CoRE ¦ 2QU LoRE | Red Flag Warning - Destructive Fires | 2035 | 1.6538e-07 | 1.7463e-07 | 1.5907e-07 | 1.515e-07 | 9984.8474 | 263.1074 | 9721.74 | 0 | 0 | 0 | 0 | 0 | 2.3226e-05 | 0.0016513 | 0 | 0.0016513 | 0.0017437 | 0 | 0.0017437 | 0.0015883 | 0 | 0.0015883 | 0.0015127 | 0 | 0.0015127
[79 empty] | WLDFR | HFTD - Distribution - Tier 3 - 1QU CoRE ¦ 2QU LoRE | Red Flag Warning - Destructive Fires | 2036 | 1.6538e-07 | 1.7463e-07 | 1.5907e-07 | 1.515e-07 | 9984.8474 | 263.1074 | 9721.74 | 0 | 0 | 0 | 0 | 0 | 2.3226e-05 | 0.0016513 | 0 | 0.0016513 | 0.0017437 | 0 | 0.0017437 | 0.0015883 | 0 | 0.0015883 | 0.0015127 | 0 | 0.0015127
[79 empty] | WLDFR | HFTD - Distribution - Tier 3 - 1QU CoRE ¦ 2QU LoRE | Red Flag Warning - Destructive Fires | 2037 | 1.6538e-07 | 1.7463e-07 | 1.5907e-07 | 1.515e-07 | 9984.8474 | 263.1074 | 9721.74 | 0 | 0 | 0 | 0 | 0 | 2.3226e-05 | 0.0016513 | 0 | 0.0016513 | 0.0017437 | 0 | 0.0017437 | 0.0015883 | 0 | 0.0015883 | 0.0015127 | 0 | 0.0015127
[79 empty] | WLDFR | HFTD - Distribution - Tier 3 - 1QU CoRE ¦ 2QU LoRE | Red Flag Warning - Destructive Fires | 2038 | 1.6538e-07 | 1.7463e-07 | 1.5907e-07 | 1.515e-07 | 10472.8261 | 280.5544 | 10192.2718 | 0 | 0 | 0 | 0 | 0 | 2.3226e-05 | 0.001732 | 0 | 0.001732 | 0.0018289 | 0 | 0.0018289 | 0.0016659 | 0 | 0.0016659 | 0.0015866 | 0 | 0.0015866
[79 empty] | WLDFR | HFTD - Distribution - Tier 3 - 1QU CoRE ¦ 2QU LoRE | Red Flag Warning - Destructive Fires | 2039 | 1.6538e-07 | 1.7463e-07 | 1.5907e-07 | 1.515e-07 | 10472.8261 | 280.5544 | 10192.2718 | 0 | 0 | 0 | 0 | 0 | 2.3226e-05 | 0.001732 | 0 | 0.001732 | 0.0018289 | 0 | 0.0018289 | 0.0016659 | 0 | 0.0016659 | 0.0015866 | 0 | 0.0015866
[79 empty] | WLDFR | HFTD - Distribution - Tier 3 - 1QU CoRE ¦ 2QU LoRE | Red Flag Warning - Destructive Fires | 2040 | 1.6538e-07 | 1.7463e-07 | 1.5907e-07 | 1.515e-07 | 10472.8261 | 280.5544 | 10192.2718 | 0 | 0 | 0 | 0 | 0 | 2.3226e-05 | 0.001732 | 0 | 0.001732 | 0.0018289 | 0 | 0.0018289 | 0.0016659 | 0 | 0.0016659 | 0.0015866 | 0 | 0.0015866
[79 empty] | WLDFR | HFTD - Distribution - Tier 3 - 1QU CoRE ¦ 2QU LoRE | Red Flag Warning - Destructive Fires | 2041 | 1.6538e-07 | 1.7463e-07 | 1.5907e-07 | 1.515e-07 | 10472.8261 | 280.5544 | 10192.2718 | 0 | 0 | 0 | 0 | 0 | 2.3226e-05 | 0.001732 | 0 | 0.001732 | 0.0018289 | 0 | 0.0018289 | 0.0016659 | 0 | 0.0016659 | 0.0015866 | 0 | 0.0015866
[79 empty] | WLDFR | HFTD - Distribution - Tier 3 - 1QU CoRE ¦ 2QU LoRE | Red Flag Warning - Destructive Fires | 2042 | 1.6538e-07 | 1.7463e-07 | 1.5907e-07 | 1.515e-07 | 10472.8261 | 280.5544 | 10192.2718 | 0 | 0 | 0 | 0 | 0 | 2.3226e-05 | 0.001732 | 0 | 0.001732 | 0.0018289 | 0 | 0.0018289 | 0.0016659 | 0 | 0.0016659 | 0.0015866 | 0 | 0.0015866
[79 empty] | WLDFR | HFTD - Distribution - Tier 3 - 1QU CoRE ¦ 2QU LoRE | Red Flag Warning - Destructive Fires | 2043 | 1.6538e-07 | 1.7463e-07 | 1.5907e-07 | 1.515e-07 | 10992.1562 | 299.42 | 10692.7362 | 0 | 0 | 0 | 0 | 0 | 2.3226e-05 | 0.0018179 | 0 | 0.0018179 | 0.0019196 | 0 | 0.0019196 | 0.0017485 | 0 | 0.0017485 | 0.0016653 | 0 | 0.0016653
[79 empty] | WLDFR | HFTD - Distribution - Tier 3 - 1QU CoRE ¦ 2QU LoRE | Red Flag Warning - Destructive Fires | 2044 | 1.6538e-07 | 1.7463e-07 | 1.5907e-07 | 1.515e-07 | 10992.1562 | 299.42 | 10692.7362 | 0 | 0 | 0 | 0 | 0 | 2.3226e-05 | 0.0018179 | 0 | 0.0018179 | 0.0019196 | 0 | 0.0019196 | 0.0017485 | 0 | 0.0017485 | 0.0016653 | 0 | 0.0016653
[79 empty] | WLDFR | HFTD - Distribution - Tier 3 - 1QU CoRE ¦ 2QU LoRE | Red Flag Warning - Destructive Fires | 2045 | 1.6538e-07 | 1.7463e-07 | 1.5907e-07 | 1.515e-07 | 10992.1562 | 299.42 | 10692.7362 | 0 | 0 | 0 | 0 | 0 | 2.3226e-05 | 0.0018179 | 0 | 0.0018179 | 0.0019196 | 0 | 0.0019196 | 0.0017485 | 0 | 0.0017485 | 0.0016653 | 0 | 0.0016653
[79 empty] | WLDFR | HFTD - Distribution - Tier 3 - 1QU CoRE ¦ 2QU LoRE | Red Flag Warning - Destructive Fires | 2046 | 1.6538e-07 | 1.7463e-07 | 1.5907e-07 | 1.515e-07 | 10992.1562 | 299.42 | 10692.7362 | 0 | 0 | 0 | 0 | 0 | 2.3226e-05 | 0.0018179 | 0 | 0.0018179 | 0.0019196 | 0 | 0.0019196 | 0.0017485 | 0 | 0.0017485 | 0.0016653 | 0 | 0.0016653
[79 empty] | WLDFR | HFTD - Distribution - Tier 3 - 1QU CoRE ¦ 2QU LoRE | Red Flag Warning - Destructive Fires | 2047 | 1.6538e-07 | 1.7463e-07 | 1.5907e-07 | 1.515e-07 | 10992.1562 | 299.42 | 10692.7362 | 0 | 0 | 0 | 0 | 0 | 2.3226e-05 | 0.0018179 | 0 | 0.0018179 | 0.0019196 | 0 | 0.0019196 | 0.0017485 | 0 | 0.0017485 | 0.0016653 | 0 | 0.0016653
[79 empty] | WLDFR | HFTD - Distribution - Tier 3 - 1QU CoRE ¦ 2QU LoRE | Red Flag Warning - Destructive Fires | 2048 | 1.6538e-07 | 1.7463e-07 | 1.5907e-07 | 1.515e-07 | 11536.0538 | 319.4911 | 11216.5626 | 0 | 0 | 0 | 0 | 0 | 2.3226e-05 | 0.0019079 | 0 | 0.0019079 | 0.0020146 | 0 | 0.0020146 | 0.0018351 | 0 | 0.0018351 | 0.0017477 | 0 | 0.0017477
[79 empty] | WLDFR | HFTD - Distribution - Tier 3 - 1QU CoRE ¦ 2QU LoRE | Red Flag Warning - Destructive Fires | 2049 | 1.6538e-07 | 1.7463e-07 | 1.5907e-07 | 1.515e-07 | 11536.0538 | 319.4911 | 11216.5626 | 0 | 0 | 0 | 0 | 0 | 2.3226e-05 | 0.0019079 | 0 | 0.0019079 | 0.0020146 | 0 | 0.0020146 | 0.0018351 | 0 | 0.0018351 | 0.0017477 | 0 | 0.0017477
[79 empty] | WLDFR | HFTD - Distribution - Tier 3 - 1QU CoRE ¦ 2QU LoRE | Red Flag Warning - Destructive Fires | 2050 | 0 | 1.7463e-07 | 1.5907e-07 | 1.515e-07 | 11536.0538 | 319.4911 | 11216.5626 | 0 | 0 | 0 | 0 | 0 | 2.3226e-05 | 0 | 0 | 0 | 0.0020146 | 0 | 0.0020146 | 0.0018351 | 0 | 0.0018351 | 0.0017477 | 0 | 0.0017477
[79 empty] | WLDFR | HFTD - Distribution - Tier 3 - 1QU CoRE ¦ 2QU LoRE | Red Flag Warning - Destructive Fires | 2051 | 0 | 0 | 1.5907e-07 | 1.515e-07 | 11536.0538 | 319.4911 | 11216.5626 | 0 | 0 | 0 | 0 | 0 | 2.3226e-05 | 0 | 0 | 0 | 0 | 0 | 0 | 0.0018351 | 0 | 0.0018351 | 0.0017477 | 0 | 0.0017477
[79 empty] | WLDFR | HFTD - Distribution - Tier 3 - 1QU CoRE ¦ 2QU LoRE | Red Flag Warning - Destructive Fires | 2052 | 0 | 0 | 0 | 1.515e-07 | 11536.0538 | 319.4911 | 11216.5626 | 0 | 0 | 0 | 0 | 0 | 2.3226e-05 | 0 | 0 | 0 | 0 | 0 | 0 | 0 | 0 | 0 | 0.0017477 | 0 | 0.0017477
[79 empty] | WLDFR | HFTD - Distribution - Tier 3 - 1QU CoRE ¦ 2QU LoRE | Red Flag Warning - Large Fires | 2020 | 1.0094e-06 | 0 | 0 | 0 | 5.2406 | 0.69642 | 2.942 | 1.6022 | 0 | 0 | 0 | 0 | 9.3294e-05 | 5.2896e-06 | 0 | 5.2896e-06 | 0 | 0 | 0 | 0 | 0 | 0 | 0 | 0 | 0
[79 empty] | WLDFR | HFTD - Distribution - Tier 3 - 1QU CoRE ¦ 2QU LoRE | Red Flag Warning - Large Fires | 2021 | 6.0329e-07 | 1.0658e-06 | 0 | 0 | 5.2406 | 0.69642 | 2.942 | 1.6022 | 0 | 0 | 0 | 0 | 9.3294e-05 | 3.1616e-06 | 0 | 3.1616e-06 | 5.5853e-06 | 0 | 5.5853e-06 | 0 | 0 | 0 | 0 | 0 | 0
[79 empty] | WLDFR | HFTD - Distribution - Tier 3 - 1QU CoRE ¦ 2QU LoRE | Red Flag Warning - Large Fires | 2022 | 6.2189e-07 | 6.5666e-07 | 1.0432e-06 | 0 | 5.2406 | 0.69642 | 2.942 | 1.6022 | 0 | 0 | 0 | 0 | 9.9764e-05 | 3.259e-06 | 0 | 3.259e-06 | 3.4413e-06 | 0 | 3.4413e-06 | 5.4669e-06 | 0 | 5.4669e-06 | 0 | 0 | 0
[79 empty] | WLDFR | HFTD - Distribution - Tier 3 - 1QU CoRE ¦ 2QU LoRE | Red Flag Warning - Large Fires | 2023 | 6.2189e-07 | 6.5666e-07 | 5.9815e-07 | 9.9351e-07 | 5.475 | 0.71896 | 3.0715 | 1.6846 | 0 | 0 | 0 | 0 | 9.9764e-05 | 3.4049e-06 | 0 | 3.4049e-06 | 3.5952e-06 | 0 | 3.5952e-06 | 3.2749e-06 | 0 | 3.2749e-06 | 5.4395e-06 | 0 | 5.4395e-06
[79 empty] | WLDFR | HFTD - Distribution - Tier 3 - 1QU CoRE ¦ 2QU LoRE | Red Flag Warning - Large Fires | 2024 | 6.2189e-07 | 6.5666e-07 | 5.9815e-07 | 5.6967e-07 | 5.475 | 0.71896 | 3.0715 | 1.6846 | 0 | 0 | 0 | 0 | 9.9764e-05 | 3.4049e-06 | 0 | 3.4049e-06 | 3.5952e-06 | 0 | 3.5952e-06 | 3.2749e-06 | 0 | 3.2749e-06 | 3.1189e-06 | 0 | 3.1189e-06
[79 empty] | WLDFR | HFTD - Distribution - Tier 3 - 1QU CoRE ¦ 2QU LoRE | Red Flag Warning - Large Fires | 2025 | 6.2189e-07 | 6.5666e-07 | 5.9815e-07 | 5.6967e-07 | 5.475 | 0.71896 | 3.0715 | 1.6846 | 0 | 0 | 0 | 0 | 9.9764e-05 | 3.4049e-06 | 0 | 3.4049e-06 | 3.5952e-06 | 0 | 3.5952e-06 | 3.2749e-06 | 0 | 3.2749e-06 | 3.1189e-06 | 0 | 3.1189e-06
[79 empty] | WLDFR | HFTD - Distribution - Tier 3 - 1QU CoRE ¦ 2QU LoRE | Red Flag Warning - Large Fires | 2026 | 6.2189e-07 | 6.5666e-07 | 5.9815e-07 | 5.6967e-07 | 5.475 | 0.71896 | 3.0715 | 1.6846 | 0 | 0 | 0 | 0 | 9.9764e-05 | 3.4049e-06 | 0 | 3.4049e-06 | 3.5952e-06 | 0 | 3.5952e-06 | 3.2749e-06 | 0 | 3.2749e-06 | 3.1189e-06 | 0 | 3.1189e-06
[79 empty] | WLDFR | HFTD - Distribution - Tier 3 - 1QU CoRE ¦ 2QU LoRE | Red Flag Warning - Large Fires | 2027 | 6.2189e-07 | 6.5666e-07 | 5.9815e-07 | 5.6967e-07 | 5.475 | 0.71896 | 3.0715 | 1.6846 | 0 | 0 | 0 | 0 | 9.9764e-05 | 3.4049e-06 | 0 | 3.4049e-06 | 3.5952e-06 | 0 | 3.5952e-06 | 3.2749e-06 | 0 | 3.2749e-06 | 3.1189e-06 | 0 | 3.1189e-06
[79 empty] | WLDFR | HFTD - Distribution - Tier 3 - 1QU CoRE ¦ 2QU LoRE | Red Flag Warning - Large Fires | 2028 | 6.2189e-07 | 6.5666e-07 | 5.9815e-07 | 5.6967e-07 | 5.777 | 0.74734 | 3.238 | 1.7917 | 0 | 0 | 0 | 0 | 9.9764e-05 | 3.5927e-06 | 0 | 3.5927e-06 | 3.7935e-06 | 0 | 3.7935e-06 | 3.4555e-06 | 0 | 3.4555e-06 | 3.291e-06 | 0 | 3.291e-06
[79 empty] | WLDFR | HFTD - Distribution - Tier 3 - 1QU CoRE ¦ 2QU LoRE | Red Flag Warning - Large Fires | 2029 | 6.2189e-07 | 6.5666e-07 | 5.9815e-07 | 5.6967e-07 | 5.777 | 0.74734 | 3.238 | 1.7917 | 0 | 0 | 0 | 0 | 9.9764e-05 | 3.5927e-06 | 0 | 3.5927e-06 | 3.7935e-06 | 0 | 3.7935e-06 | 3.4555e-06 | 0 | 3.4555e-06 | 3.291e-06 | 0 | 3.291e-06
[79 empty] | WLDFR | HFTD - Distribution - Tier 3 - 1QU CoRE ¦ 2QU LoRE | Red Flag Warning - Large Fires | 2030 | 6.2189e-07 | 6.5666e-07 | 5.9815e-07 | 5.6967e-07 | 5.777 | 0.74734 | 3.238 | 1.7917 | 0 | 0 | 0 | 0 | 9.9764e-05 | 3.5927e-06 | 0 | 3.5927e-06 | 3.7935e-06 | 0 | 3.7935e-06 | 3.4555e-06 | 0 | 3.4555e-06 | 3.291e-06 | 0 | 3.291e-06
[79 empty] | WLDFR | HFTD - Distribution - Tier 3 - 1QU CoRE ¦ 2QU LoRE | Red Flag Warning - Large Fires | 2031 | 6.2189e-07 | 6.5666e-07 | 5.9815e-07 | 5.6967e-07 | 5.777 | 0.74734 | 3.238 | 1.7917 | 0 | 0 | 0 | 0 | 9.9764e-05 | 3.5927e-06 | 0 | 3.5927e-06 | 3.7935e-06 | 0 | 3.7935e-06 | 3.4555e-06 | 0 | 3.4555e-06 | 3.291e-06 | 0 | 3.291e-06
[79 empty] | WLDFR | HFTD - Distribution - Tier 3 - 1QU CoRE ¦ 2QU LoRE | Red Flag Warning - Large Fires | 2032 | 6.2189e-07 | 6.5666e-07 | 5.9815e-07 | 5.6967e-07 | 5.777 | 0.74734 | 3.238 | 1.7917 | 0 | 0 | 0 | 0 | 9.9764e-05 | 3.5927e-06 | 0 | 3.5927e-06 | 3.7935e-06 | 0 | 3.7935e-06 | 3.4555e-06 | 0 | 3.4555e-06 | 3.291e-06 | 0 | 3.291e-06
[79 empty] | WLDFR | HFTD - Distribution - Tier 3 - 1QU CoRE ¦ 2QU LoRE | Red Flag Warning - Large Fires | 2033 | 6.2189e-07 | 6.5666e-07 | 5.9815e-07 | 5.6967e-07 | 6.1205 | 0.77885 | 3.4265 | 1.9151 | 0 | 0 | 0 | 0 | 9.9764e-05 | 3.8063e-06 | 0 | 3.8063e-06 | 4.0191e-06 | 0 | 4.0191e-06 | 3.661e-06 | 0 | 3.661e-06 | 3.4866e-06 | 0 | 3.4866e-06
[79 empty] | WLDFR | HFTD - Distribution - Tier 3 - 1QU CoRE ¦ 2QU LoRE | Red Flag Warning - Large Fires | 2034 | 6.2189e-07 | 6.5666e-07 | 5.9815e-07 | 5.6967e-07 | 6.1205 | 0.77885 | 3.4265 | 1.9151 | 0 | 0 | 0 | 0 | 9.9764e-05 | 3.8063e-06 | 0 | 3.8063e-06 | 4.0191e-06 | 0 | 4.0191e-06 | 3.661e-06 | 0 | 3.661e-06 | 3.4866e-06 | 0 | 3.4866e-06
[79 empty] | WLDFR | HFTD - Distribution - Tier 3 - 1QU CoRE ¦ 2QU LoRE | Red Flag Warning - Large Fires | 2035 | 6.2189e-07 | 6.5666e-07 | 5.9815e-07 | 5.6967e-07 | 6.1205 | 0.77885 | 3.4265 | 1.9151 | 0 | 0 | 0 | 0 | 9.9764e-05 | 3.8063e-06 | 0 | 3.8063e-06 | 4.0191e-06 | 0 | 4.0191e-06 | 3.661e-06 | 0 | 3.661e-06 | 3.4866e-06 | 0 | 3.4866e-06
[79 empty] | WLDFR | HFTD - Distribution - Tier 3 - 1QU CoRE ¦ 2QU LoRE | Red Flag Warning - Large Fires | 2036 | 6.2189e-07 | 6.5666e-07 | 5.9815e-07 | 5.6967e-07 | 6.1205 | 0.77885 | 3.4265 | 1.9151 | 0 | 0 | 0 | 0 | 9.9764e-05 | 3.8063e-06 | 0 | 3.8063e-06 | 4.0191e-06 | 0 | 4.0191e-06 | 3.661e-06 | 0 | 3.661e-06 | 3.4866e-06 | 0 | 3.4866e-06
[79 empty] | WLDFR | HFTD - Distribution - Tier 3 - 1QU CoRE ¦ 2QU LoRE | Red Flag Warning - Large Fires | 2037 | 6.2189e-07 | 6.5666e-07 | 5.9815e-07 | 5.6967e-07 | 6.1205 | 0.77885 | 3.4265 | 1.9151 | 0 | 0 | 0 | 0 | 9.9764e-05 | 3.8063e-06 | 0 | 3.8063e-06 | 4.0191e-06 | 0 | 4.0191e-06 | 3.661e-06 | 0 | 3.661e-06 | 3.4866e-06 | 0 | 3.4866e-06
[79 empty] | WLDFR | HFTD - Distribution - Tier 3 - 1QU CoRE ¦ 2QU LoRE | Red Flag Warning - Large Fires | 2038 | 6.2189e-07 | 6.5666e-07 | 5.9815e-07 | 5.6967e-07 | 6.5028 | 0.81304 | 3.6355 | 2.0543 | 0 | 0 | 0 | 0 | 9.9764e-05 | 4.044e-06 | 0 | 4.044e-06 | 4.2701e-06 | 0 | 4.2701e-06 | 3.8897e-06 | 0 | 3.8897e-06 | 3.7044e-06 | 0 | 3.7044e-06
[79 empty] | WLDFR | HFTD - Distribution - Tier 3 - 1QU CoRE ¦ 2QU LoRE | Red Flag Warning - Large Fires | 2039 | 6.2189e-07 | 6.5666e-07 | 5.9815e-07 | 5.6967e-07 | 6.5028 | 0.81304 | 3.6355 | 2.0543 | 0 | 0 | 0 | 0 | 9.9764e-05 | 4.044e-06 | 0 | 4.044e-06 | 4.2701e-06 | 0 | 4.2701e-06 | 3.8897e-06 | 0 | 3.8897e-06 | 3.7044e-06 | 0 | 3.7044e-06
[79 empty] | WLDFR | HFTD - Distribution - Tier 3 - 1QU CoRE ¦ 2QU LoRE | Red Flag Warning - Large Fires | 2040 | 6.2189e-07 | 6.5666e-07 | 5.9815e-07 | 5.6967e-07 | 6.5028 | 0.81304 | 3.6355 | 2.0543 | 0 | 0 | 0 | 0 | 9.9764e-05 | 4.044e-06 | 0 | 4.044e-06 | 4.2701e-06 | 0 | 4.2701e-06 | 3.8897e-06 | 0 | 3.8897e-06 | 3.7044e-06 | 0 | 3.7044e-06
[79 empty] | WLDFR | HFTD - Distribution - Tier 3 - 1QU CoRE ¦ 2QU LoRE | Red Flag Warning - Large Fires | 2041 | 6.2189e-07 | 6.5666e-07 | 5.9815e-07 | 5.6967e-07 | 6.5028 | 0.81304 | 3.6355 | 2.0543 | 0 | 0 | 0 | 0 | 9.9764e-05 | 4.044e-06 | 0 | 4.044e-06 | 4.2701e-06 | 0 | 4.2701e-06 | 3.8897e-06 | 0 | 3.8897e-06 | 3.7044e-06 | 0 | 3.7044e-06
[79 empty] | WLDFR | HFTD - Distribution - Tier 3 - 1QU CoRE ¦ 2QU LoRE | Red Flag Warning - Large Fires | 2042 | 6.2189e-07 | 6.5666e-07 | 5.9815e-07 | 5.6967e-07 | 6.5028 | 0.81304 | 3.6355 | 2.0543 | 0 | 0 | 0 | 0 | 9.9764e-05 | 4.044e-06 | 0 | 4.044e-06 | 4.2701e-06 | 0 | 4.2701e-06 | 3.8897e-06 | 0 | 3.8897e-06 | 3.7044e-06 | 0 | 3.7044e-06
[79 empty] | WLDFR | HFTD - Distribution - Tier 3 - 1QU CoRE ¦ 2QU LoRE | Red Flag Warning - Large Fires | 2043 | 6.2189e-07 | 6.5666e-07 | 5.9815e-07 | 5.6967e-07 | 6.9209 | 0.84944 | 3.8632 | 2.2083 | 0 | 0 | 0 | 0 | 9.9764e-05 | 4.3041e-06 | 0 | 4.3041e-06 | 4.5447e-06 | 0 | 4.5447e-06 | 4.1398e-06 | 0 | 4.1398e-06 | 3.9426e-06 | 0 | 3.9426e-06
[79 empty] | WLDFR | HFTD - Distribution - Tier 3 - 1QU CoRE ¦ 2QU LoRE | Red Flag Warning - Large Fires | 2044 | 6.2189e-07 | 6.5666e-07 | 5.9815e-07 | 5.6967e-07 | 6.9209 | 0.84944 | 3.8632 | 2.2083 | 0 | 0 | 0 | 0 | 9.9764e-05 | 4.3041e-06 | 0 | 4.3041e-06 | 4.5447e-06 | 0 | 4.5447e-06 | 4.1398e-06 | 0 | 4.1398e-06 | 3.9426e-06 | 0 | 3.9426e-06
[79 empty] | WLDFR | HFTD - Distribution - Tier 3 - 1QU CoRE ¦ 2QU LoRE | Red Flag Warning - Large Fires | 2045 | 6.2189e-07 | 6.5666e-07 | 5.9815e-07 | 5.6967e-07 | 6.9209 | 0.84944 | 3.8632 | 2.2083 | 0 | 0 | 0 | 0 | 9.9764e-05 | 4.3041e-06 | 0 | 4.3041e-06 | 4.5447e-06 | 0 | 4.5447e-06 | 4.1398e-06 | 0 | 4.1398e-06 | 3.9426e-06 | 0 | 3.9426e-06
[79 empty] | WLDFR | HFTD - Distribution - Tier 3 - 1QU CoRE ¦ 2QU LoRE | Red Flag Warning - Large Fires | 2046 | 6.2189e-07 | 6.5666e-07 | 5.9815e-07 | 5.6967e-07 | 6.9209 | 0.84944 | 3.8632 | 2.2083 | 0 | 0 | 0 | 0 | 9.9764e-05 | 4.3041e-06 | 0 | 4.3041e-06 | 4.5447e-06 | 0 | 4.5447e-06 | 4.1398e-06 | 0 | 4.1398e-06 | 3.9426e-06 | 0 | 3.9426e-06
[79 empty] | WLDFR | HFTD - Distribution - Tier 3 - 1QU CoRE ¦ 2QU LoRE | Red Flag Warning - Large Fires | 2047 | 6.2189e-07 | 6.5666e-07 | 5.9815e-07 | 5.6967e-07 | 6.9209 | 0.84944 | 3.8632 | 2.2083 | 0 | 0 | 0 | 0 | 9.9764e-05 | 4.3041e-06 | 0 | 4.3041e-06 | 4.5447e-06 | 0 | 4.5447e-06 | 4.1398e-06 | 0 | 4.1398e-06 | 3.9426e-06 | 0 | 3.9426e-06
[79 empty] | WLDFR | HFTD - Distribution - Tier 3 - 1QU CoRE ¦ 2QU LoRE | Red Flag Warning - Large Fires | 2048 | 6.2189e-07 | 6.5666e-07 | 5.9815e-07 | 5.6967e-07 | 7.3713 | 0.88759 | 4.1075 | 2.3763 | 0 | 0 | 0 | 0 | 9.9764e-05 | 4.5842e-06 | 0 | 4.5842e-06 | 4.8405e-06 | 0 | 4.8405e-06 | 4.4092e-06 | 0 | 4.4092e-06 | 4.1992e-06 | 0 | 4.1992e-06
[79 empty] | WLDFR | HFTD - Distribution - Tier 3 - 1QU CoRE ¦ 2QU LoRE | Red Flag Warning - Large Fires | 2049 | 6.2189e-07 | 6.5666e-07 | 5.9815e-07 | 5.6967e-07 | 7.3713 | 0.88759 | 4.1075 | 2.3763 | 0 | 0 | 0 | 0 | 9.9764e-05 | 4.5842e-06 | 0 | 4.5842e-06 | 4.8405e-06 | 0 | 4.8405e-06 | 4.4092e-06 | 0 | 4.4092e-06 | 4.1992e-06 | 0 | 4.1992e-06
[79 empty] | WLDFR | HFTD - Distribution - Tier 3 - 1QU CoRE ¦ 2QU LoRE | Red Flag Warning - Large Fires | 2050 | 0 | 6.5666e-07 | 5.9815e-07 | 5.6967e-07 | 7.3713 | 0.88759 | 4.1075 | 2.3763 | 0 | 0 | 0 | 0 | 9.9764e-05 | 0 | 0 | 0 | 4.8405e-06 | 0 | 4.8405e-06 | 4.4092e-06 | 0 | 4.4092e-06 | 4.1992e-06 | 0 | 4.1992e-06
[79 empty] | WLDFR | HFTD - Distribution - Tier 3 - 1QU CoRE ¦ 2QU LoRE | Red Flag Warning - Large Fires | 2051 | 0 | 0 | 5.9815e-07 | 5.6967e-07 | 7.3713 | 0.88759 | 4.1075 | 2.3763 | 0 | 0 | 0 | 0 | 9.9764e-05 | 0 | 0 | 0 | 0 | 0 | 0 | 4.4092e-06 | 0 | 4.4092e-06 | 4.1992e-06 | 0 | 4.1992e-06
[79 empty] | WLDFR | HFTD - Distribution - Tier 3 - 1QU CoRE ¦ 2QU LoRE | Red Flag Warning - Large Fires | 2052 | 0 | 0 | 0 | 5.6967e-07 | 7.3713 | 0.88759 | 4.1075 | 2.3763 | 0 | 0 | 0 | 0 | 9.9764e-05 | 0 | 0 | 0 | 0 | 0 | 0 | 0 | 0 | 0 | 4.1992e-06 | 0 | 4.1992e-06
[79 empty] | WLDFR | HFTD - Distribution - Tier 3 - 1QU CoRE ¦ 2QU LoRE | Red Flag Warning - Small Fires | 2020 | 1.0905e-05 | 0 | 0 | 0 | 0.077901 | 0.036425 | 0.0015809 | 0.039895 | 0 | 0 | 0 | 0 | 0.00078797 | 8.4948e-07 | 0 | 8.4948e-07 | 0 | 0 | 0 | 0 | 0 | 0 | 0 | 0 | 0
[79 empty] | WLDFR | HFTD - Distribution - Tier 3 - 1QU CoRE ¦ 2QU LoRE | Red Flag Warning - Small Fires | 2021 | 6.8241e-06 | 1.1514e-05 | 0 | 0 | 0.077901 | 0.036425 | 0.0015809 | 0.039895 | 0 | 0 | 0 | 0 | 0.00078797 | 5.316e-07 | 0 | 5.316e-07 | 8.9697e-07 | 0 | 8.9697e-07 | 0 | 0 | 0 | 0 | 0 | 0
[79 empty] | WLDFR | HFTD - Distribution - Tier 3 - 1QU CoRE ¦ 2QU LoRE | Red Flag Warning - Small Fires | 2022 | 6.6423e-06 | 7.0137e-06 | 1.0536e-05 | 0 | 0.077901 | 0.036425 | 0.0015809 | 0.039895 | 0 | 0 | 0 | 0 | 0.00078851 | 5.1744e-07 | 0 | 5.1744e-07 | 5.4637e-07 | 0 | 5.4637e-07 | 8.208e-07 | 0 | 8.208e-07 | 0 | 0 | 0
[79 empty] | WLDFR | HFTD - Distribution - Tier 3 - 1QU CoRE ¦ 2QU LoRE | Red Flag Warning - Small Fires | 2023 | 6.6423e-06 | 7.0137e-06 | 6.3888e-06 | 1.0035e-05 | 0.080408 | 0.03759 | 0.0016314 | 0.041187 | 0 | 0 | 0 | 0 | 0.00078851 | 5.341e-07 | 0 | 5.341e-07 | 5.6396e-07 | 0 | 5.6396e-07 | 5.1371e-07 | 0 | 5.1371e-07 | 8.0688e-07 | 0 | 8.0688e-07
[79 empty] | WLDFR | HFTD - Distribution - Tier 3 - 1QU CoRE ¦ 2QU LoRE | Red Flag Warning - Small Fires | 2024 | 6.6423e-06 | 7.0137e-06 | 6.3888e-06 | 6.0845e-06 | 0.080408 | 0.03759 | 0.0016314 | 0.041187 | 0 | 0 | 0 | 0 | 0.00078851 | 5.341e-07 | 0 | 5.341e-07 | 5.6396e-07 | 0 | 5.6396e-07 | 5.1371e-07 | 0 | 5.1371e-07 | 4.8925e-07 | 0 | 4.8925e-07
[79 empty] | WLDFR | HFTD - Distribution - Tier 3 - 1QU CoRE ¦ 2QU LoRE | Red Flag Warning - Small Fires | 2025 | 6.6423e-06 | 7.0137e-06 | 6.3888e-06 | 6.0845e-06 | 0.080408 | 0.03759 | 0.0016314 | 0.041187 | 0 | 0 | 0 | 0 | 0.00078851 | 5.341e-07 | 0 | 5.341e-07 | 5.6396e-07 | 0 | 5.6396e-07 | 5.1371e-07 | 0 | 5.1371e-07 | 4.8925e-07 | 0 | 4.8925e-07
[79 empty] | WLDFR | HFTD - Distribution - Tier 3 - 1QU CoRE ¦ 2QU LoRE | Red Flag Warning - Small Fires | 2026 | 6.6423e-06 | 7.0137e-06 | 6.3888e-06 | 6.0845e-06 | 0.080408 | 0.03759 | 0.0016314 | 0.041187 | 0 | 0 | 0 | 0 | 0.00078851 | 5.341e-07 | 0 | 5.341e-07 | 5.6396e-07 | 0 | 5.6396e-07 | 5.1371e-07 | 0 | 5.1371e-07 | 4.8925e-07 | 0 | 4.8925e-07
[79 empty] | WLDFR | HFTD - Distribution - Tier 3 - 1QU CoRE ¦ 2QU LoRE | Red Flag Warning - Small Fires | 2027 | 6.6423e-06 | 7.0137e-06 | 6.3888e-06 | 6.0845e-06 | 0.080408 | 0.03759 | 0.0016314 | 0.041187 | 0 | 0 | 0 | 0 | 0.00078851 | 5.341e-07 | 0 | 5.341e-07 | 5.6396e-07 | 0 | 5.6396e-07 | 5.1371e-07 | 0 | 5.1371e-07 | 4.8925e-07 | 0 | 4.8925e-07
[79 empty] | WLDFR | HFTD - Distribution - Tier 3 - 1QU CoRE ¦ 2QU LoRE | Red Flag Warning - Small Fires | 2028 | 6.6423e-06 | 7.0137e-06 | 6.3888e-06 | 6.0845e-06 | 0.083606 | 0.039055 | 0.001695 | 0.042856 | 0 | 0 | 0 | 0 | 0.00078851 | 5.5534e-07 | 0 | 5.5534e-07 | 5.8639e-07 | 0 | 5.8639e-07 | 5.3414e-07 | 0 | 5.3414e-07 | 5.0871e-07 | 0 | 5.0871e-07
[79 empty] | WLDFR | HFTD - Distribution - Tier 3 - 1QU CoRE ¦ 2QU LoRE | Red Flag Warning - Small Fires | 2029 | 6.6423e-06 | 7.0137e-06 | 6.3888e-06 | 6.0845e-06 | 0.083606 | 0.039055 | 0.001695 | 0.042856 | 0 | 0 | 0 | 0 | 0.00078851 | 5.5534e-07 | 0 | 5.5534e-07 | 5.8639e-07 | 0 | 5.8639e-07 | 5.3414e-07 | 0 | 5.3414e-07 | 5.0871e-07 | 0 | 5.0871e-07
[79 empty] | WLDFR | HFTD - Distribution - Tier 3 - 1QU CoRE ¦ 2QU LoRE | Red Flag Warning - Small Fires | 2030 | 6.6423e-06 | 7.0137e-06 | 6.3888e-06 | 6.0845e-06 | 0.083606 | 0.039055 | 0.001695 | 0.042856 | 0 | 0 | 0 | 0 | 0.00078851 | 5.5534e-07 | 0 | 5.5534e-07 | 5.8639e-07 | 0 | 5.8639e-07 | 5.3414e-07 | 0 | 5.3414e-07 | 5.0871e-07 | 0 | 5.0871e-07
[79 empty] | WLDFR | HFTD - Distribution - Tier 3 - 1QU CoRE ¦ 2QU LoRE | Red Flag Warning - Small Fires | 2031 | 6.6423e-06 | 7.0137e-06 | 6.3888e-06 | 6.0845e-06 | 0.083606 | 0.039055 | 0.001695 | 0.042856 | 0 | 0 | 0 | 0 | 0.00078851 | 5.5534e-07 | 0 | 5.5534e-07 | 5.8639e-07 | 0 | 5.8639e-07 | 5.3414e-07 | 0 | 5.3414e-07 | 5.0871e-07 | 0 | 5.0871e-07
[79 empty] | WLDFR | HFTD - Distribution - Tier 3 - 1QU CoRE ¦ 2QU LoRE | Red Flag Warning - Small Fires | 2032 | 6.6423e-06 | 7.0137e-06 | 6.3888e-06 | 6.0845e-06 | 0.083606 | 0.039055 | 0.001695 | 0.042856 | 0 | 0 | 0 | 0 | 0.00078851 | 5.5534e-07 | 0 | 5.5534e-07 | 5.8639e-07 | 0 | 5.8639e-07 | 5.3414e-07 | 0 | 5.3414e-07 | 5.0871e-07 | 0 | 5.0871e-07
[79 empty] | WLDFR | HFTD - Distribution - Tier 3 - 1QU CoRE ¦ 2QU LoRE | Red Flag Warning - Small Fires | 2033 | 6.6423e-06 | 7.0137e-06 | 6.3888e-06 | 6.0845e-06 | 0.087211 | 0.040679 | 0.0017655 | 0.044766 | 0 | 0 | 0 | 0 | 0.00078851 | 5.7928e-07 | 0 | 5.7928e-07 | 6.1167e-07 | 0 | 6.1167e-07 | 5.5717e-07 | 0 | 5.5717e-07 | 5.3064e-07 | 0 | 5.3064e-07
[79 empty] | WLDFR | HFTD - Distribution - Tier 3 - 1QU CoRE ¦ 2QU LoRE | Red Flag Warning - Small Fires | 2034 | 6.6423e-06 | 7.0137e-06 | 6.3888e-06 | 6.0845e-06 | 0.087211 | 0.040679 | 0.0017655 | 0.044766 | 0 | 0 | 0 | 0 | 0.00078851 | 5.7928e-07 | 0 | 5.7928e-07 | 6.1167e-07 | 0 | 6.1167e-07 | 5.5717e-07 | 0 | 5.5717e-07 | 5.3064e-07 | 0 | 5.3064e-07
[79 empty] | WLDFR | HFTD - Distribution - Tier 3 - 1QU CoRE ¦ 2QU LoRE | Red Flag Warning - Small Fires | 2035 | 6.6423e-06 | 7.0137e-06 | 6.3888e-06 | 6.0845e-06 | 0.087211 | 0.040679 | 0.0017655 | 0.044766 | 0 | 0 | 0 | 0 | 0.00078851 | 5.7928e-07 | 0 | 5.7928e-07 | 6.1167e-07 | 0 | 6.1167e-07 | 5.5717e-07 | 0 | 5.5717e-07 | 5.3064e-07 | 0 | 5.3064e-07
[79 empty] | WLDFR | HFTD - Distribution - Tier 3 - 1QU CoRE ¦ 2QU LoRE | Red Flag Warning - Small Fires | 2036 | 6.6423e-06 | 7.0137e-06 | 6.3888e-06 | 6.0845e-06 | 0.087211 | 0.040679 | 0.0017655 | 0.044766 | 0 | 0 | 0 | 0 | 0.00078851 | 5.7928e-07 | 0 | 5.7928e-07 | 6.1167e-07 | 0 | 6.1167e-07 | 5.5717e-07 | 0 | 5.5717e-07 | 5.3064e-07 | 0 | 5.3064e-07
[79 empty] | WLDFR | HFTD - Distribution - Tier 3 - 1QU CoRE ¦ 2QU LoRE | Red Flag Warning - Small Fires | 2037 | 6.6423e-06 | 7.0137e-06 | 6.3888e-06 | 6.0845e-06 | 0.087211 | 0.040679 | 0.0017655 | 0.044766 | 0 | 0 | 0 | 0 | 0.00078851 | 5.7928e-07 | 0 | 5.7928e-07 | 6.1167e-07 | 0 | 6.1167e-07 | 5.5717e-07 | 0 | 5.5717e-07 | 5.3064e-07 | 0 | 5.3064e-07
[79 empty] | WLDFR | HFTD - Distribution - Tier 3 - 1QU CoRE ¦ 2QU LoRE | Red Flag Warning - Small Fires | 2038 | 6.6423e-06 | 7.0137e-06 | 6.3888e-06 | 6.0845e-06 | 0.091184 | 0.042438 | 0.0018418 | 0.046905 | 0 | 0 | 0 | 0 | 0.00078851 | 6.0567e-07 | 0 | 6.0567e-07 | 6.3954e-07 | 0 | 6.3954e-07 | 5.8255e-07 | 0 | 5.8255e-07 | 5.5481e-07 | 0 | 5.5481e-07
[79 empty] | WLDFR | HFTD - Distribution - Tier 3 - 1QU CoRE ¦ 2QU LoRE | Red Flag Warning - Small Fires | 2039 | 6.6423e-06 | 7.0137e-06 | 6.3888e-06 | 6.0845e-06 | 0.091184 | 0.042438 | 0.0018418 | 0.046905 | 0 | 0 | 0 | 0 | 0.00078851 | 6.0567e-07 | 0 | 6.0567e-07 | 6.3954e-07 | 0 | 6.3954e-07 | 5.8255e-07 | 0 | 5.8255e-07 | 5.5481e-07 | 0 | 5.5481e-07
[79 empty] | WLDFR | HFTD - Distribution - Tier 3 - 1QU CoRE ¦ 2QU LoRE | Red Flag Warning - Small Fires | 2040 | 6.6423e-06 | 7.0137e-06 | 6.3888e-06 | 6.0845e-06 | 0.091184 | 0.042438 | 0.0018418 | 0.046905 | 0 | 0 | 0 | 0 | 0.00078851 | 6.0567e-07 | 0 | 6.0567e-07 | 6.3954e-07 | 0 | 6.3954e-07 | 5.8255e-07 | 0 | 5.8255e-07 | 5.5481e-07 | 0 | 5.5481e-07
[79 empty] | WLDFR | HFTD - Distribution - Tier 3 - 1QU CoRE ¦ 2QU LoRE | Red Flag Warning - Small Fires | 2041 | 6.6423e-06 | 7.0137e-06 | 6.3888e-06 | 6.0845e-06 | 0.091184 | 0.042438 | 0.0018418 | 0.046905 | 0 | 0 | 0 | 0 | 0.00078851 | 6.0567e-07 | 0 | 6.0567e-07 | 6.3954e-07 | 0 | 6.3954e-07 | 5.8255e-07 | 0 | 5.8255e-07 | 5.5481e-07 | 0 | 5.5481e-07
[79 empty] | WLDFR | HFTD - Distribution - Tier 3 - 1QU CoRE ¦ 2QU LoRE | Red Flag Warning - Small Fires | 2042 | 6.6423e-06 | 7.0137e-06 | 6.3888e-06 | 6.0845e-06 | 0.091184 | 0.042438 | 0.0018418 | 0.046905 | 0 | 0 | 0 | 0 | 0.00078851 | 6.0567e-07 | 0 | 6.0567e-07 | 6.3954e-07 | 0 | 6.3954e-07 | 5.8255e-07 | 0 | 5.8255e-07 | 5.5481e-07 | 0 | 5.5481e-07
[79 empty] | WLDFR | HFTD - Distribution - Tier 3 - 1QU CoRE ¦ 2QU LoRE | Red Flag Warning - Small Fires | 2043 | 6.6423e-06 | 7.0137e-06 | 6.3888e-06 | 6.0845e-06 | 0.095486 | 0.044306 | 0.0019228 | 0.049257 | 0 | 0 | 0 | 0 | 0.00078851 | 6.3425e-07 | 0 | 6.3425e-07 | 6.6971e-07 | 0 | 6.6971e-07 | 6.1004e-07 | 0 | 6.1004e-07 | 5.8099e-07 | 0 | 5.8099e-07
[79 empty] | WLDFR | HFTD - Distribution - Tier 3 - 1QU CoRE ¦ 2QU LoRE | Red Flag Warning - Small Fires | 2044 | 6.6423e-06 | 7.0137e-06 | 6.3888e-06 | 6.0845e-06 | 0.095486 | 0.044306 | 0.0019228 | 0.049257 | 0 | 0 | 0 | 0 | 0.00078851 | 6.3425e-07 | 0 | 6.3425e-07 | 6.6971e-07 | 0 | 6.6971e-07 | 6.1004e-07 | 0 | 6.1004e-07 | 5.8099e-07 | 0 | 5.8099e-07
[79 empty] | WLDFR | HFTD - Distribution - Tier 3 - 1QU CoRE ¦ 2QU LoRE | Red Flag Warning - Small Fires | 2045 | 6.6423e-06 | 7.0137e-06 | 6.3888e-06 | 6.0845e-06 | 0.095486 | 0.044306 | 0.0019228 | 0.049257 | 0 | 0 | 0 | 0 | 0.00078851 | 6.3425e-07 | 0 | 6.3425e-07 | 6.6971e-07 | 0 | 6.6971e-07 | 6.1004e-07 | 0 | 6.1004e-07 | 5.8099e-07 | 0 | 5.8099e-07
[79 empty] | WLDFR | HFTD - Distribution - Tier 3 - 1QU CoRE ¦ 2QU LoRE | Red Flag Warning - Small Fires | 2046 | 6.6423e-06 | 7.0137e-06 | 6.3888e-06 | 6.0845e-06 | 0.095486 | 0.044306 | 0.0019228 | 0.049257 | 0 | 0 | 0 | 0 | 0.00078851 | 6.3425e-07 | 0 | 6.3425e-07 | 6.6971e-07 | 0 | 6.6971e-07 | 6.1004e-07 | 0 | 6.1004e-07 | 5.8099e-07 | 0 | 5.8099e-07
[79 empty] | WLDFR | HFTD - Distribution - Tier 3 - 1QU CoRE ¦ 2QU LoRE | Red Flag Warning - Small Fires | 2047 | 6.6423e-06 | 7.0137e-06 | 6.3888e-06 | 6.0845e-06 | 0.095486 | 0.044306 | 0.0019228 | 0.049257 | 0 | 0 | 0 | 0 | 0.00078851 | 6.3425e-07 | 0 | 6.3425e-07 | 6.6971e-07 | 0 | 6.6971e-07 | 6.1004e-07 | 0 | 6.1004e-07 | 5.8099e-07 | 0 | 5.8099e-07
[79 empty] | WLDFR | HFTD - Distribution - Tier 3 - 1QU CoRE ¦ 2QU LoRE | Red Flag Warning - Small Fires | 2048 | 6.6423e-06 | 7.0137e-06 | 6.3888e-06 | 6.0845e-06 | 0.10007 | 0.04626 | 0.0020076 | 0.051804 | 0 | 0 | 0 | 0 | 0.00078851 | 6.6471e-07 | 0 | 6.6471e-07 | 7.0187e-07 | 0 | 7.0187e-07 | 6.3933e-07 | 0 | 6.3933e-07 | 6.0889e-07 | 0 | 6.0889e-07
[79 empty] | WLDFR | HFTD - Distribution - Tier 3 - 1QU CoRE ¦ 2QU LoRE | Red Flag Warning - Small Fires | 2049 | 6.6423e-06 | 7.0137e-06 | 6.3888e-06 | 6.0845e-06 | 0.10007 | 0.04626 | 0.0020076 | 0.051804 | 0 | 0 | 0 | 0 | 0.00078851 | 6.6471e-07 | 0 | 6.6471e-07 | 7.0187e-07 | 0 | 7.0187e-07 | 6.3933e-07 | 0 | 6.3933e-07 | 6.0889e-07 | 0 | 6.0889e-07
[79 empty] | WLDFR | HFTD - Distribution - Tier 3 - 1QU CoRE ¦ 2QU LoRE | Red Flag Warning - Small Fires | 2050 | 0 | 7.0137e-06 | 6.3888e-06 | 6.0845e-06 | 0.10007 | 0.04626 | 0.0020076 | 0.051804 | 0 | 0 | 0 | 0 | 0.00078851 | 0 | 0 | 0 | 7.0187e-07 | 0 | 7.0187e-07 | 6.3933e-07 | 0 | 6.3933e-07 | 6.0889e-07 | 0 | 6.0889e-07
[79 empty] | WLDFR | HFTD - Distribution - Tier 3 - 1QU CoRE ¦ 2QU LoRE | Red Flag Warning - Small Fires | 2051 | 0 | 0 | 6.3888e-06 | 6.0845e-06 | 0.10007 | 0.04626 | 0.0020076 | 0.051804 | 0 | 0 | 0 | 0 | 0.00078851 | 0 | 0 | 0 | 0 | 0 | 0 | 6.3933e-07 | 0 | 6.3933e-07 | 6.0889e-07 | 0 | 6.0889e-07
[79 empty] | WLDFR | HFTD - Distribution - Tier 3 - 1QU CoRE ¦ 2QU LoRE | Red Flag Warning - Small Fires | 2052 | 0 | 0 | 0 | 6.0845e-06 | 0.10007 | 0.04626 | 0.0020076 | 0.051804 | 0 | 0 | 0 | 0 | 0.00078851 | 0 | 0 | 0 | 0 | 0 | 0 | 0 | 0 | 0 | 6.0889e-07 | 0 | 6.0889e-07
[79 empty] | WLDFR | HFTD - Distribution - Tier 3 - 1QU CoRE ¦ 2QU LoRE | Seismic - Non-Red Flag Warning - Catastrophic Fires | 2020 | 1.2477e-12 | 0 | 0 | 0 | 21083.8428 | 409.2237 | 13469.0878 | 7205.5313 | 0 | 0 | 0 | 0 | 2.0615e-10 | 2.6306e-08 | 0 | 2.6306e-08 | 0 | 0 | 0 | 0 | 0 | 0 | 0 | 0 | 0
[79 empty] | WLDFR | HFTD - Distribution - Tier 3 - 1QU CoRE ¦ 2QU LoRE | Seismic - Non-Red Flag Warning - Catastrophic Fires | 2021 | 0 | 1.3174e-12 | 0 | 0 | 21083.8428 | 409.2237 | 13469.0878 | 7205.5313 | 0 | 0 | 0 | 0 | 2.0615e-10 | 0 | 0 | 0 | 2.7777e-08 | 0 | 2.7777e-08 | 0 | 0 | 0 | 0 | 0 | 0
[79 empty] | WLDFR | HFTD - Distribution - Tier 3 - 1QU CoRE ¦ 2QU LoRE | Seismic - Non-Red Flag Warning - Catastrophic Fires | 2022 | 0 | 0 | 1.3075e-12 | 0 | 21083.8428 | 409.2237 | 13469.0878 | 7205.5313 | 0 | 0 | 0 | 0 | 2.1466e-10 | 0 | 0 | 0 | 0 | 0 | 0 | 2.7566e-08 | 0 | 2.7566e-08 | 0 | 0 | 0
[79 empty] | WLDFR | HFTD - Distribution - Tier 3 - 1QU CoRE ¦ 2QU LoRE | Seismic - Non-Red Flag Warning - Catastrophic Fires | 2023 | 0 | 0 | 0 | 1.2452e-12 | 21835.9781 | 428.6023 | 13939.561 | 7467.8148 | 0 | 0 | 0 | 0 | 2.1466e-10 | 0 | 0 | 0 | 0 | 0 | 0 | 0 | 0 | 0 | 2.719e-08 | 0 | 2.719e-08
[79 empty] | WLDFR | HFTD - Distribution - Tier 3 - 1QU CoRE ¦ 2QU LoRE | Seismic - Red Flag Warning - Catastrophic Fires | 2020 | 5.38e-11 | 0 | 0 | 0 | 21083.8428 | 409.2237 | 13469.0878 | 7205.5313 | 0 | 0 | 0 | 0 | 8.8892e-09 | 1.1343e-06 | 0 | 1.1343e-06 | 0 | 0 | 0 | 0 | 0 | 0 | 0 | 0 | 0
[79 empty] | WLDFR | HFTD - Distribution - Tier 3 - 1QU CoRE ¦ 2QU LoRE | Seismic - Red Flag Warning - Catastrophic Fires | 2021 | 0 | 5.6808e-11 | 0 | 0 | 21083.8428 | 409.2237 | 13469.0878 | 7205.5313 | 0 | 0 | 0 | 0 | 8.8892e-09 | 0 | 0 | 0 | 1.1977e-06 | 0 | 1.1977e-06 | 0 | 0 | 0 | 0 | 0 | 0
[79 empty] | WLDFR | HFTD - Distribution - Tier 3 - 1QU CoRE ¦ 2QU LoRE | Seismic - Red Flag Warning - Catastrophic Fires | 2022 | 0 | 0 | 5.6378e-11 | 0 | 21083.8428 | 409.2237 | 13469.0878 | 7205.5313 | 0 | 0 | 0 | 0 | 9.256e-09 | 0 | 0 | 0 | 0 | 0 | 0 | 1.1887e-06 | 0 | 1.1887e-06 | 0 | 0 | 0
[79 empty] | WLDFR | HFTD - Distribution - Tier 3 - 1QU CoRE ¦ 2QU LoRE | Seismic - Red Flag Warning - Catastrophic Fires | 2023 | 0 | 0 | 0 | 5.3693e-11 | 21835.9781 | 428.6023 | 13939.561 | 7467.8148 | 0 | 0 | 0 | 0 | 9.256e-09 | 0 | 0 | 0 | 0 | 0 | 0 | 0 | 0 | 0 | 1.1724e-06 | 0 | 1.1724e-06
[79 empty] | WLDFR | HFTD - Distribution - Tier 3 - 1QU CoRE ¦ 3QU LoRE | Non-Red Flag Warning - Catastrophic Fires | 2020 | 1.7183e-08 | 0 | 0 | 0 | 14146.1306 | 222.2294 | 8585.7228 | 5338.1784 | 0 | 0 | 0 | 0 | 2.7344e-06 | 0.00024307 | 0 | 0.00024307 | 0 | 0 | 0 | 0 | 0 | 0 | 0 | 0 | 0
[79 empty] | WLDFR | HFTD - Distribution - Tier 3 - 1QU CoRE ¦ 3QU LoRE | Non-Red Flag Warning - Catastrophic Fires | 2021 | 7.9291e-09 | 1.8143e-08 | 0 | 0 | 14146.1306 | 222.2294 | 8585.7228 | 5338.1784 | 0 | 0 | 0 | 0 | 2.7344e-06 | 0.00011217 | 0 | 0.00011217 | 0.00025666 | 0 | 0.00025666 | 0 | 0 | 0 | 0 | 0 | 0
[79 empty] | WLDFR | HFTD - Distribution - Tier 3 - 1QU CoRE ¦ 3QU LoRE | Non-Red Flag Warning - Catastrophic Fires | 2022 | 4.3138e-09 | 4.555e-09 | 1.5443e-08 | 0 | 14146.1306 | 222.2294 | 8585.7228 | 5338.1784 | 0 | 0 | 0 | 0 | 3.015e-06 | 6.1024e-05 | 0 | 6.1024e-05 | 6.4436e-05 | 0 | 6.4436e-05 | 0.00021847 | 0 | 0.00021847 | 0 | 0 | 0
[79 empty] | WLDFR | HFTD - Distribution - Tier 3 - 1QU CoRE ¦ 3QU LoRE | Non-Red Flag Warning - Catastrophic Fires | 2023 | 4.3138e-09 | 4.555e-09 | 6.2552e-09 | 1.4708e-08 | 14664.6376 | 233.2301 | 8896.516 | 5534.8915 | 0 | 0 | 0 | 0 | 3.015e-06 | 6.3261e-05 | 0 | 6.3261e-05 | 6.6798e-05 | 0 | 6.6798e-05 | 9.173e-05 | 0 | 9.173e-05 | 0.00021569 | 0 | 0.00021569
[79 empty] | WLDFR | HFTD - Distribution - Tier 3 - 1QU CoRE ¦ 3QU LoRE | Non-Red Flag Warning - Catastrophic Fires | 2024 | 4.3138e-09 | 4.555e-09 | 6.2552e-09 | 5.9573e-09 | 14664.6376 | 233.2301 | 8896.516 | 5534.8915 | 0 | 0 | 0 | 0 | 3.015e-06 | 6.3261e-05 | 0 | 6.3261e-05 | 6.6798e-05 | 0 | 6.6798e-05 | 9.173e-05 | 0 | 9.173e-05 | 8.7362e-05 | 0 | 8.7362e-05
[79 empty] | WLDFR | HFTD - Distribution - Tier 3 - 1QU CoRE ¦ 3QU LoRE | Non-Red Flag Warning - Catastrophic Fires | 2025 | 4.3138e-09 | 4.555e-09 | 6.2552e-09 | 5.9573e-09 | 14664.6376 | 233.2301 | 8896.516 | 5534.8915 | 0 | 0 | 0 | 0 | 3.015e-06 | 6.3261e-05 | 0 | 6.3261e-05 | 6.6798e-05 | 0 | 6.6798e-05 | 9.173e-05 | 0 | 9.173e-05 | 8.7362e-05 | 0 | 8.7362e-05
[79 empty] | WLDFR | HFTD - Distribution - Tier 3 - 1QU CoRE ¦ 3QU LoRE | Non-Red Flag Warning - Catastrophic Fires | 2026 | 4.3138e-09 | 4.555e-09 | 6.2552e-09 | 5.9573e-09 | 14664.6376 | 233.2301 | 8896.516 | 5534.8915 | 0 | 0 | 0 | 0 | 3.015e-06 | 6.3261e-05 | 0 | 6.3261e-05 | 6.6798e-05 | 0 | 6.6798e-05 | 9.173e-05 | 0 | 9.173e-05 | 8.7362e-05 | 0 | 8.7362e-05
[79 empty] | WLDFR | HFTD - Distribution - Tier 3 - 1QU CoRE ¦ 3QU LoRE | Non-Red Flag Warning - Catastrophic Fires | 2027 | 4.3138e-09 | 4.555e-09 | 6.2552e-09 | 5.9573e-09 | 14664.6376 | 233.2301 | 8896.516 | 5534.8915 | 0 | 0 | 0 | 0 | 3.015e-06 | 6.3261e-05 | 0 | 6.3261e-05 | 6.6798e-05 | 0 | 6.6798e-05 | 9.173e-05 | 0 | 9.173e-05 | 8.7362e-05 | 0 | 8.7362e-05
[79 empty] | WLDFR | HFTD - Distribution - Tier 3 - 1QU CoRE ¦ 3QU LoRE | Non-Red Flag Warning - Catastrophic Fires | 2028 | 4.3138e-09 | 4.555e-09 | 6.2552e-09 | 5.9573e-09 | 15317.9909 | 247.273 | 9287.6491 | 5783.0689 | 0 | 0 | 0 | 0 | 3.015e-06 | 6.6079e-05 | 0 | 6.6079e-05 | 6.9774e-05 | 0 | 6.9774e-05 | 9.5817e-05 | 0 | 9.5817e-05 | 9.1254e-05 | 0 | 9.1254e-05
[79 empty] | WLDFR | HFTD - Distribution - Tier 3 - 1QU CoRE ¦ 3QU LoRE | Non-Red Flag Warning - Catastrophic Fires | 2029 | 4.3138e-09 | 4.555e-09 | 6.2552e-09 | 5.9573e-09 | 15317.9909 | 247.273 | 9287.6491 | 5783.0689 | 0 | 0 | 0 | 0 | 3.015e-06 | 6.6079e-05 | 0 | 6.6079e-05 | 6.9774e-05 | 0 | 6.9774e-05 | 9.5817e-05 | 0 | 9.5817e-05 | 9.1254e-05 | 0 | 9.1254e-05
[79 empty] | WLDFR | HFTD - Distribution - Tier 3 - 1QU CoRE ¦ 3QU LoRE | Non-Red Flag Warning - Catastrophic Fires | 2030 | 4.3138e-09 | 4.555e-09 | 6.2552e-09 | 5.9573e-09 | 15317.9909 | 247.273 | 9287.6491 | 5783.0689 | 0 | 0 | 0 | 0 | 3.015e-06 | 6.6079e-05 | 0 | 6.6079e-05 | 6.9774e-05 | 0 | 6.9774e-05 | 9.5817e-05 | 0 | 9.5817e-05 | 9.1254e-05 | 0 | 9.1254e-05
[79 empty] | WLDFR | HFTD - Distribution - Tier 3 - 1QU CoRE ¦ 3QU LoRE | Non-Red Flag Warning - Catastrophic Fires | 2031 | 4.3138e-09 | 4.555e-09 | 6.2552e-09 | 5.9573e-09 | 15317.9909 | 247.273 | 9287.6491 | 5783.0689 | 0 | 0 | 0 | 0 | 3.015e-06 | 6.6079e-05 | 0 | 6.6079e-05 | 6.9774e-05 | 0 | 6.9774e-05 | 9.5817e-05 | 0 | 9.5817e-05 | 9.1254e-05 | 0 | 9.1254e-05
[79 empty] | WLDFR | HFTD - Distribution - Tier 3 - 1QU CoRE ¦ 3QU LoRE | Non-Red Flag Warning - Catastrophic Fires | 2032 | 4.3138e-09 | 4.555e-09 | 6.2552e-09 | 5.9573e-09 | 15317.9909 | 247.273 | 9287.6491 | 5783.0689 | 0 | 0 | 0 | 0 | 3.015e-06 | 6.6079e-05 | 0 | 6.6079e-05 | 6.9774e-05 | 0 | 6.9774e-05 | 9.5817e-05 | 0 | 9.5817e-05 | 9.1254e-05 | 0 | 9.1254e-05
[79 empty] | WLDFR | HFTD - Distribution - Tier 3 - 1QU CoRE ¦ 3QU LoRE | Non-Red Flag Warning - Catastrophic Fires | 2033 | 4.3138e-09 | 4.555e-09 | 6.2552e-09 | 5.9573e-09 | 16044.1264 | 263.1074 | 9721.74 | 6059.2791 | 0 | 0 | 0 | 0 | 3.015e-06 | 6.9212e-05 | 0 | 6.9212e-05 | 7.3081e-05 | 0 | 7.3081e-05 | 0.00010036 | 0 | 0.00010036 | 9.558e-05 | 0 | 9.558e-05
[79 empty] | WLDFR | HFTD - Distribution - Tier 3 - 1QU CoRE ¦ 3QU LoRE | Non-Red Flag Warning - Catastrophic Fires | 2034 | 4.3138e-09 | 4.555e-09 | 6.2552e-09 | 5.9573e-09 | 16044.1264 | 263.1074 | 9721.74 | 6059.2791 | 0 | 0 | 0 | 0 | 3.015e-06 | 6.9212e-05 | 0 | 6.9212e-05 | 7.3081e-05 | 0 | 7.3081e-05 | 0.00010036 | 0 | 0.00010036 | 9.558e-05 | 0 | 9.558e-05
[79 empty] | WLDFR | HFTD - Distribution - Tier 3 - 1QU CoRE ¦ 3QU LoRE | Non-Red Flag Warning - Catastrophic Fires | 2035 | 4.3138e-09 | 4.555e-09 | 6.2552e-09 | 5.9573e-09 | 16044.1264 | 263.1074 | 9721.74 | 6059.2791 | 0 | 0 | 0 | 0 | 3.015e-06 | 6.9212e-05 | 0 | 6.9212e-05 | 7.3081e-05 | 0 | 7.3081e-05 | 0.00010036 | 0 | 0.00010036 | 9.558e-05 | 0 | 9.558e-05
[79 empty] | WLDFR | HFTD - Distribution - Tier 3 - 1QU CoRE ¦ 3QU LoRE | Non-Red Flag Warning - Catastrophic Fires | 2036 | 4.3138e-09 | 4.555e-09 | 6.2552e-09 | 5.9573e-09 | 16044.1264 | 263.1074 | 9721.74 | 6059.2791 | 0 | 0 | 0 | 0 | 3.015e-06 | 6.9212e-05 | 0 | 6.9212e-05 | 7.3081e-05 | 0 | 7.3081e-05 | 0.00010036 | 0 | 0.00010036 | 9.558e-05 | 0 | 9.558e-05
[79 empty] | WLDFR | HFTD - Distribution - Tier 3 - 1QU CoRE ¦ 3QU LoRE | Non-Red Flag Warning - Catastrophic Fires | 2037 | 4.3138e-09 | 4.555e-09 | 6.2552e-09 | 5.9573e-09 | 16044.1264 | 263.1074 | 9721.74 | 6059.2791 | 0 | 0 | 0 | 0 | 3.015e-06 | 6.9212e-05 | 0 | 6.9212e-05 | 7.3081e-05 | 0 | 7.3081e-05 | 0.00010036 | 0 | 0.00010036 | 9.558e-05 | 0 | 9.558e-05
[79 empty] | WLDFR | HFTD - Distribution - Tier 3 - 1QU CoRE ¦ 3QU LoRE | Non-Red Flag Warning - Catastrophic Fires | 2038 | 4.3138e-09 | 4.555e-09 | 6.2552e-09 | 5.9573e-09 | 16832.3912 | 280.5544 | 10192.2718 | 6359.5651 | 0 | 0 | 0 | 0 | 3.015e-06 | 7.2612e-05 | 0 | 7.2612e-05 | 7.6672e-05 | 0 | 7.6672e-05 | 0.00010529 | 0 | 0.00010529 | 0.00010028 | 0 | 0.00010028
[79 empty] | WLDFR | HFTD - Distribution - Tier 3 - 1QU CoRE ¦ 3QU LoRE | Non-Red Flag Warning - Catastrophic Fires | 2039 | 4.3138e-09 | 4.555e-09 | 6.2552e-09 | 5.9573e-09 | 16832.3912 | 280.5544 | 10192.2718 | 6359.5651 | 0 | 0 | 0 | 0 | 3.015e-06 | 7.2612e-05 | 0 | 7.2612e-05 | 7.6672e-05 | 0 | 7.6672e-05 | 0.00010529 | 0 | 0.00010529 | 0.00010028 | 0 | 0.00010028
[79 empty] | WLDFR | HFTD - Distribution - Tier 3 - 1QU CoRE ¦ 3QU LoRE | Non-Red Flag Warning - Catastrophic Fires | 2040 | 4.3138e-09 | 4.555e-09 | 6.2552e-09 | 5.9573e-09 | 16832.3912 | 280.5544 | 10192.2718 | 6359.5651 | 0 | 0 | 0 | 0 | 3.015e-06 | 7.2612e-05 | 0 | 7.2612e-05 | 7.6672e-05 | 0 | 7.6672e-05 | 0.00010529 | 0 | 0.00010529 | 0.00010028 | 0 | 0.00010028
[79 empty] | WLDFR | HFTD - Distribution - Tier 3 - 1QU CoRE ¦ 3QU LoRE | Non-Red Flag Warning - Catastrophic Fires | 2041 | 4.3138e-09 | 4.555e-09 | 6.2552e-09 | 5.9573e-09 | 16832.3912 | 280.5544 | 10192.2718 | 6359.5651 | 0 | 0 | 0 | 0 | 3.015e-06 | 7.2612e-05 | 0 | 7.2612e-05 | 7.6672e-05 | 0 | 7.6672e-05 | 0.00010529 | 0 | 0.00010529 | 0.00010028 | 0 | 0.00010028
[79 empty] | WLDFR | HFTD - Distribution - Tier 3 - 1QU CoRE ¦ 3QU LoRE | Non-Red Flag Warning - Catastrophic Fires | 2042 | 4.3138e-09 | 4.555e-09 | 6.2552e-09 | 5.9573e-09 | 16832.3912 | 280.5544 | 10192.2718 | 6359.5651 | 0 | 0 | 0 | 0 | 3.015e-06 | 7.2612e-05 | 0 | 7.2612e-05 | 7.6672e-05 | 0 | 7.6672e-05 | 0.00010529 | 0 | 0.00010529 | 0.00010028 | 0 | 0.00010028
[79 empty] | WLDFR | HFTD - Distribution - Tier 3 - 1QU CoRE ¦ 3QU LoRE | Non-Red Flag Warning - Catastrophic Fires | 2043 | 4.3138e-09 | 4.555e-09 | 6.2552e-09 | 5.9573e-09 | 17672.0852 | 299.42 | 10692.7362 | 6679.929 | 0 | 0 | 0 | 0 | 3.015e-06 | 7.6234e-05 | 0 | 7.6234e-05 | 8.0497e-05 | 0 | 8.0497e-05 | 0.00011054 | 0 | 0.00011054 | 0.00010528 | 0 | 0.00010528
[79 empty] | WLDFR | HFTD - Distribution - Tier 3 - 1QU CoRE ¦ 3QU LoRE | Non-Red Flag Warning - Catastrophic Fires | 2044 | 4.3138e-09 | 4.555e-09 | 6.2552e-09 | 5.9573e-09 | 17672.0852 | 299.42 | 10692.7362 | 6679.929 | 0 | 0 | 0 | 0 | 3.015e-06 | 7.6234e-05 | 0 | 7.6234e-05 | 8.0497e-05 | 0 | 8.0497e-05 | 0.00011054 | 0 | 0.00011054 | 0.00010528 | 0 | 0.00010528
[79 empty] | WLDFR | HFTD - Distribution - Tier 3 - 1QU CoRE ¦ 3QU LoRE | Non-Red Flag Warning - Catastrophic Fires | 2045 | 4.3138e-09 | 4.555e-09 | 6.2552e-09 | 5.9573e-09 | 17672.0852 | 299.42 | 10692.7362 | 6679.929 | 0 | 0 | 0 | 0 | 3.015e-06 | 7.6234e-05 | 0 | 7.6234e-05 | 8.0497e-05 | 0 | 8.0497e-05 | 0.00011054 | 0 | 0.00011054 | 0.00010528 | 0 | 0.00010528
[79 empty] | WLDFR | HFTD - Distribution - Tier 3 - 1QU CoRE ¦ 3QU LoRE | Non-Red Flag Warning - Catastrophic Fires | 2046 | 4.3138e-09 | 4.555e-09 | 6.2552e-09 | 5.9573e-09 | 17672.0852 | 299.42 | 10692.7362 | 6679.929 | 0 | 0 | 0 | 0 | 3.015e-06 | 7.6234e-05 | 0 | 7.6234e-05 | 8.0497e-05 | 0 | 8.0497e-05 | 0.00011054 | 0 | 0.00011054 | 0.00010528 | 0 | 0.00010528
[79 empty] | WLDFR | HFTD - Distribution - Tier 3 - 1QU CoRE ¦ 3QU LoRE | Non-Red Flag Warning - Catastrophic Fires | 2047 | 4.3138e-09 | 4.555e-09 | 6.2552e-09 | 5.9573e-09 | 17672.0852 | 299.42 | 10692.7362 | 6679.929 | 0 | 0 | 0 | 0 | 3.015e-06 | 7.6234e-05 | 0 | 7.6234e-05 | 8.0497e-05 | 0 | 8.0497e-05 | 0.00011054 | 0 | 0.00011054 | 0.00010528 | 0 | 0.00010528
[79 empty] | WLDFR | HFTD - Distribution - Tier 3 - 1QU CoRE ¦ 3QU LoRE | Non-Red Flag Warning - Catastrophic Fires | 2048 | 4.3138e-09 | 4.555e-09 | 6.2552e-09 | 5.9573e-09 | 18552.3348 | 319.4911 | 11216.5626 | 7016.281 | 0 | 0 | 0 | 0 | 3.015e-06 | 8.0032e-05 | 0 | 8.0032e-05 | 8.4506e-05 | 0 | 8.4506e-05 | 0.00011605 | 0 | 0.00011605 | 0.00011052 | 0 | 0.00011052
[79 empty] | WLDFR | HFTD - Distribution - Tier 3 - 1QU CoRE ¦ 3QU LoRE | Non-Red Flag Warning - Catastrophic Fires | 2049 | 4.3138e-09 | 4.555e-09 | 6.2552e-09 | 5.9573e-09 | 18552.3348 | 319.4911 | 11216.5626 | 7016.281 | 0 | 0 | 0 | 0 | 3.015e-06 | 8.0032e-05 | 0 | 8.0032e-05 | 8.4506e-05 | 0 | 8.4506e-05 | 0.00011605 | 0 | 0.00011605 | 0.00011052 | 0 | 0.00011052
[79 empty] | WLDFR | HFTD - Distribution - Tier 3 - 1QU CoRE ¦ 3QU LoRE | Non-Red Flag Warning - Catastrophic Fires | 2050 | 0 | 4.555e-09 | 6.2552e-09 | 5.9573e-09 | 18552.3348 | 319.4911 | 11216.5626 | 7016.281 | 0 | 0 | 0 | 0 | 3.015e-06 | 0 | 0 | 0 | 8.4506e-05 | 0 | 8.4506e-05 | 0.00011605 | 0 | 0.00011605 | 0.00011052 | 0 | 0.00011052
[79 empty] | WLDFR | HFTD - Distribution - Tier 3 - 1QU CoRE ¦ 3QU LoRE | Non-Red Flag Warning - Catastrophic Fires | 2051 | 0 | 0 | 6.2552e-09 | 5.9573e-09 | 18552.3348 | 319.4911 | 11216.5626 | 7016.281 | 0 | 0 | 0 | 0 | 3.015e-06 | 0 | 0 | 0 | 0 | 0 | 0 | 0.00011605 | 0 | 0.00011605 | 0.00011052 | 0 | 0.00011052
[79 empty] | WLDFR | HFTD - Distribution - Tier 3 - 1QU CoRE ¦ 3QU LoRE | Non-Red Flag Warning - Catastrophic Fires | 2052 | 0 | 0 | 0 | 5.9573e-09 | 18552.3348 | 319.4911 | 11216.5626 | 7016.281 | 0 | 0 | 0 | 0 | 3.015e-06 | 0 | 0 | 0 | 0 | 0 | 0 | 0 | 0 | 0 | 0.00011052 | 0 | 0.00011052
[79 empty] | WLDFR | HFTD - Distribution - Tier 3 - 1QU CoRE ¦ 3QU LoRE | Non-Red Flag Warning - Destructive Fires | 2020 | 3.9933e-08 | 0 | 0 | 0 | 8807.9522 | 222.2294 | 8585.7228 | 0 | 0 | 0 | 0 | 0 | 4.1375e-06 | 0.00035172 | 0 | 0.00035172 | 0 | 0 | 0 | 0 | 0 | 0 | 0 | 0 | 0
[79 empty] | WLDFR | HFTD - Distribution - Tier 3 - 1QU CoRE ¦ 3QU LoRE | Non-Red Flag Warning - Destructive Fires | 2021 | 1.8415e-08 | 4.2165e-08 | 0 | 0 | 8807.9522 | 222.2294 | 8585.7228 | 0 | 0 | 0 | 0 | 0 | 4.1375e-06 | 0.0001622 | 0 | 0.0001622 | 0.00037139 | 0 | 0.00037139 | 0 | 0 | 0 | 0 | 0 | 0
[79 empty] | WLDFR | HFTD - Distribution - Tier 3 - 1QU CoRE ¦ 3QU LoRE | Non-Red Flag Warning - Destructive Fires | 2022 | 1.0011e-08 | 1.0571e-08 | 3.5845e-08 | 0 | 8807.9522 | 222.2294 | 8585.7228 | 0 | 0 | 0 | 0 | 0 | 4.2307e-06 | 8.8177e-05 | 0 | 8.8177e-05 | 9.3107e-05 | 0 | 9.3107e-05 | 0.00031572 | 0 | 0.00031572 | 0 | 0 | 0
[79 empty] | WLDFR | HFTD - Distribution - Tier 3 - 1QU CoRE ¦ 3QU LoRE | Non-Red Flag Warning - Destructive Fires | 2023 | 1.0011e-08 | 1.0571e-08 | 1.4516e-08 | 3.4138e-08 | 9129.7461 | 233.2301 | 8896.516 | 0 | 0 | 0 | 0 | 0 | 4.2307e-06 | 9.1399e-05 | 0 | 9.1399e-05 | 9.6509e-05 | 0 | 9.6509e-05 | 0.00013253 | 0 | 0.00013253 | 0.00031167 | 0 | 0.00031167
[79 empty] | WLDFR | HFTD - Distribution - Tier 3 - 1QU CoRE ¦ 3QU LoRE | Non-Red Flag Warning - Destructive Fires | 2024 | 1.0011e-08 | 1.0571e-08 | 1.4516e-08 | 1.3825e-08 | 9129.7461 | 233.2301 | 8896.516 | 0 | 0 | 0 | 0 | 0 | 4.2307e-06 | 9.1399e-05 | 0 | 9.1399e-05 | 9.6509e-05 | 0 | 9.6509e-05 | 0.00013253 | 0 | 0.00013253 | 0.00012622 | 0 | 0.00012622
[79 empty] | WLDFR | HFTD - Distribution - Tier 3 - 1QU CoRE ¦ 3QU LoRE | Non-Red Flag Warning - Destructive Fires | 2025 | 1.0011e-08 | 1.0571e-08 | 1.4516e-08 | 1.3825e-08 | 9129.7461 | 233.2301 | 8896.516 | 0 | 0 | 0 | 0 | 0 | 4.2307e-06 | 9.1399e-05 | 0 | 9.1399e-05 | 9.6509e-05 | 0 | 9.6509e-05 | 0.00013253 | 0 | 0.00013253 | 0.00012622 | 0 | 0.00012622
[79 empty] | WLDFR | HFTD - Distribution - Tier 3 - 1QU CoRE ¦ 3QU LoRE | Non-Red Flag Warning - Destructive Fires | 2026 | 1.0011e-08 | 1.0571e-08 | 1.4516e-08 | 1.3825e-08 | 9129.7461 | 233.2301 | 8896.516 | 0 | 0 | 0 | 0 | 0 | 4.2307e-06 | 9.1399e-05 | 0 | 9.1399e-05 | 9.6509e-05 | 0 | 9.6509e-05 | 0.00013253 | 0 | 0.00013253 | 0.00012622 | 0 | 0.00012622
[79 empty] | WLDFR | HFTD - Distribution - Tier 3 - 1QU CoRE ¦ 3QU LoRE | Non-Red Flag Warning - Destructive Fires | 2027 | 1.0011e-08 | 1.0571e-08 | 1.4516e-08 | 1.3825e-08 | 9129.7461 | 233.2301 | 8896.516 | 0 | 0 | 0 | 0 | 0 | 4.2307e-06 | 9.1399e-05 | 0 | 9.1399e-05 | 9.6509e-05 | 0 | 9.6509e-05 | 0.00013253 | 0 | 0.00013253 | 0.00012622 | 0 | 0.00012622
[79 empty] | WLDFR | HFTD - Distribution - Tier 3 - 1QU CoRE ¦ 3QU LoRE | Non-Red Flag Warning - Destructive Fires | 2028 | 1.0011e-08 | 1.0571e-08 | 1.4516e-08 | 1.3825e-08 | 9534.9221 | 247.273 | 9287.6491 | 0 | 0 | 0 | 0 | 0 | 4.2307e-06 | 9.5455e-05 | 0 | 9.5455e-05 | 0.00010079 | 0 | 0.00010079 | 0.00013841 | 0 | 0.00013841 | 0.00013182 | 0 | 0.00013182
[79 empty] | WLDFR | HFTD - Distribution - Tier 3 - 1QU CoRE ¦ 3QU LoRE | Non-Red Flag Warning - Destructive Fires | 2029 | 1.0011e-08 | 1.0571e-08 | 1.4516e-08 | 1.3825e-08 | 9534.9221 | 247.273 | 9287.6491 | 0 | 0 | 0 | 0 | 0 | 4.2307e-06 | 9.5455e-05 | 0 | 9.5455e-05 | 0.00010079 | 0 | 0.00010079 | 0.00013841 | 0 | 0.00013841 | 0.00013182 | 0 | 0.00013182
[79 empty] | WLDFR | HFTD - Distribution - Tier 3 - 1QU CoRE ¦ 3QU LoRE | Non-Red Flag Warning - Destructive Fires | 2030 | 1.0011e-08 | 1.0571e-08 | 1.4516e-08 | 1.3825e-08 | 9534.9221 | 247.273 | 9287.6491 | 0 | 0 | 0 | 0 | 0 | 4.2307e-06 | 9.5455e-05 | 0 | 9.5455e-05 | 0.00010079 | 0 | 0.00010079 | 0.00013841 | 0 | 0.00013841 | 0.00013182 | 0 | 0.00013182
[79 empty] | WLDFR | HFTD - Distribution - Tier 3 - 1QU CoRE ¦ 3QU LoRE | Non-Red Flag Warning - Destructive Fires | 2031 | 1.0011e-08 | 1.0571e-08 | 1.4516e-08 | 1.3825e-08 | 9534.9221 | 247.273 | 9287.6491 | 0 | 0 | 0 | 0 | 0 | 4.2307e-06 | 9.5455e-05 | 0 | 9.5455e-05 | 0.00010079 | 0 | 0.00010079 | 0.00013841 | 0 | 0.00013841 | 0.00013182 | 0 | 0.00013182
[79 empty] | WLDFR | HFTD - Distribution - Tier 3 - 1QU CoRE ¦ 3QU LoRE | Non-Red Flag Warning - Destructive Fires | 2032 | 1.0011e-08 | 1.0571e-08 | 1.4516e-08 | 1.3825e-08 | 9534.9221 | 247.273 | 9287.6491 | 0 | 0 | 0 | 0 | 0 | 4.2307e-06 | 9.5455e-05 | 0 | 9.5455e-05 | 0.00010079 | 0 | 0.00010079 | 0.00013841 | 0 | 0.00013841 | 0.00013182 | 0 | 0.00013182
[79 empty] | WLDFR | HFTD - Distribution - Tier 3 - 1QU CoRE ¦ 3QU LoRE | Non-Red Flag Warning - Destructive Fires | 2033 | 1.0011e-08 | 1.0571e-08 | 1.4516e-08 | 1.3825e-08 | 9984.8474 | 263.1074 | 9721.74 | 0 | 0 | 0 | 0 | 0 | 4.2307e-06 | 9.9959e-05 | 0 | 9.9959e-05 | 0.00010555 | 0 | 0.00010555 | 0.00014494 | 0 | 0.00014494 | 0.00013804 | 0 | 0.00013804
[79 empty] | WLDFR | HFTD - Distribution - Tier 3 - 1QU CoRE ¦ 3QU LoRE | Non-Red Flag Warning - Destructive Fires | 2034 | 1.0011e-08 | 1.0571e-08 | 1.4516e-08 | 1.3825e-08 | 9984.8474 | 263.1074 | 9721.74 | 0 | 0 | 0 | 0 | 0 | 4.2307e-06 | 9.9959e-05 | 0 | 9.9959e-05 | 0.00010555 | 0 | 0.00010555 | 0.00014494 | 0 | 0.00014494 | 0.00013804 | 0 | 0.00013804
[79 empty] | WLDFR | HFTD - Distribution - Tier 3 - 1QU CoRE ¦ 3QU LoRE | Non-Red Flag Warning - Destructive Fires | 2035 | 1.0011e-08 | 1.0571e-08 | 1.4516e-08 | 1.3825e-08 | 9984.8474 | 263.1074 | 9721.74 | 0 | 0 | 0 | 0 | 0 | 4.2307e-06 | 9.9959e-05 | 0 | 9.9959e-05 | 0.00010555 | 0 | 0.00010555 | 0.00014494 | 0 | 0.00014494 | 0.00013804 | 0 | 0.00013804
[79 empty] | WLDFR | HFTD - Distribution - Tier 3 - 1QU CoRE ¦ 3QU LoRE | Non-Red Flag Warning - Destructive Fires | 2036 | 1.0011e-08 | 1.0571e-08 | 1.4516e-08 | 1.3825e-08 | 9984.8474 | 263.1074 | 9721.74 | 0 | 0 | 0 | 0 | 0 | 4.2307e-06 | 9.9959e-05 | 0 | 9.9959e-05 | 0.00010555 | 0 | 0.00010555 | 0.00014494 | 0 | 0.00014494 | 0.00013804 | 0 | 0.00013804
[79 empty] | WLDFR | HFTD - Distribution - Tier 3 - 1QU CoRE ¦ 3QU LoRE | Non-Red Flag Warning - Destructive Fires | 2037 | 1.0011e-08 | 1.0571e-08 | 1.4516e-08 | 1.3825e-08 | 9984.8474 | 263.1074 | 9721.74 | 0 | 0 | 0 | 0 | 0 | 4.2307e-06 | 9.9959e-05 | 0 | 9.9959e-05 | 0.00010555 | 0 | 0.00010555 | 0.00014494 | 0 | 0.00014494 | 0.00013804 | 0 | 0.00013804
[79 empty] | WLDFR | HFTD - Distribution - Tier 3 - 1QU CoRE ¦ 3QU LoRE | Non-Red Flag Warning - Destructive Fires | 2038 | 1.0011e-08 | 1.0571e-08 | 1.4516e-08 | 1.3825e-08 | 10472.8261 | 280.5544 | 10192.2718 | 0 | 0 | 0 | 0 | 0 | 4.2307e-06 | 0.00010484 | 0 | 0.00010484 | 0.00011071 | 0 | 0.00011071 | 0.00015203 | 0 | 0.00015203 | 0.00014479 | 0 | 0.00014479
[79 empty] | WLDFR | HFTD - Distribution - Tier 3 - 1QU CoRE ¦ 3QU LoRE | Non-Red Flag Warning - Destructive Fires | 2039 | 1.0011e-08 | 1.0571e-08 | 1.4516e-08 | 1.3825e-08 | 10472.8261 | 280.5544 | 10192.2718 | 0 | 0 | 0 | 0 | 0 | 4.2307e-06 | 0.00010484 | 0 | 0.00010484 | 0.00011071 | 0 | 0.00011071 | 0.00015203 | 0 | 0.00015203 | 0.00014479 | 0 | 0.00014479
[79 empty] | WLDFR | HFTD - Distribution - Tier 3 - 1QU CoRE ¦ 3QU LoRE | Non-Red Flag Warning - Destructive Fires | 2040 | 1.0011e-08 | 1.0571e-08 | 1.4516e-08 | 1.3825e-08 | 10472.8261 | 280.5544 | 10192.2718 | 0 | 0 | 0 | 0 | 0 | 4.2307e-06 | 0.00010484 | 0 | 0.00010484 | 0.00011071 | 0 | 0.00011071 | 0.00015203 | 0 | 0.00015203 | 0.00014479 | 0 | 0.00014479
[79 empty] | WLDFR | HFTD - Distribution - Tier 3 - 1QU CoRE ¦ 3QU LoRE | Non-Red Flag Warning - Destructive Fires | 2041 | 1.0011e-08 | 1.0571e-08 | 1.4516e-08 | 1.3825e-08 | 10472.8261 | 280.5544 | 10192.2718 | 0 | 0 | 0 | 0 | 0 | 4.2307e-06 | 0.00010484 | 0 | 0.00010484 | 0.00011071 | 0 | 0.00011071 | 0.00015203 | 0 | 0.00015203 | 0.00014479 | 0 | 0.00014479
[79 empty] | WLDFR | HFTD - Distribution - Tier 3 - 1QU CoRE ¦ 3QU LoRE | Non-Red Flag Warning - Destructive Fires | 2042 | 1.0011e-08 | 1.0571e-08 | 1.4516e-08 | 1.3825e-08 | 10472.8261 | 280.5544 | 10192.2718 | 0 | 0 | 0 | 0 | 0 | 4.2307e-06 | 0.00010484 | 0 | 0.00010484 | 0.00011071 | 0 | 0.00011071 | 0.00015203 | 0 | 0.00015203 | 0.00014479 | 0 | 0.00014479
[79 empty] | WLDFR | HFTD - Distribution - Tier 3 - 1QU CoRE ¦ 3QU LoRE | Non-Red Flag Warning - Destructive Fires | 2043 | 1.0011e-08 | 1.0571e-08 | 1.4516e-08 | 1.3825e-08 | 10992.1562 | 299.42 | 10692.7362 | 0 | 0 | 0 | 0 | 0 | 4.2307e-06 | 0.00011004 | 0 | 0.00011004 | 0.0001162 | 0 | 0.0001162 | 0.00015957 | 0 | 0.00015957 | 0.00015197 | 0 | 0.00015197
[79 empty] | WLDFR | HFTD - Distribution - Tier 3 - 1QU CoRE ¦ 3QU LoRE | Non-Red Flag Warning - Destructive Fires | 2044 | 1.0011e-08 | 1.0571e-08 | 1.4516e-08 | 1.3825e-08 | 10992.1562 | 299.42 | 10692.7362 | 0 | 0 | 0 | 0 | 0 | 4.2307e-06 | 0.00011004 | 0 | 0.00011004 | 0.0001162 | 0 | 0.0001162 | 0.00015957 | 0 | 0.00015957 | 0.00015197 | 0 | 0.00015197
[79 empty] | WLDFR | HFTD - Distribution - Tier 3 - 1QU CoRE ¦ 3QU LoRE | Non-Red Flag Warning - Destructive Fires | 2045 | 1.0011e-08 | 1.0571e-08 | 1.4516e-08 | 1.3825e-08 | 10992.1562 | 299.42 | 10692.7362 | 0 | 0 | 0 | 0 | 0 | 4.2307e-06 | 0.00011004 | 0 | 0.00011004 | 0.0001162 | 0 | 0.0001162 | 0.00015957 | 0 | 0.00015957 | 0.00015197 | 0 | 0.00015197
[79 empty] | WLDFR | HFTD - Distribution - Tier 3 - 1QU CoRE ¦ 3QU LoRE | Non-Red Flag Warning - Destructive Fires | 2046 | 1.0011e-08 | 1.0571e-08 | 1.4516e-08 | 1.3825e-08 | 10992.1562 | 299.42 | 10692.7362 | 0 | 0 | 0 | 0 | 0 | 4.2307e-06 | 0.00011004 | 0 | 0.00011004 | 0.0001162 | 0 | 0.0001162 | 0.00015957 | 0 | 0.00015957 | 0.00015197 | 0 | 0.00015197
[79 empty] | WLDFR | HFTD - Distribution - Tier 3 - 1QU CoRE ¦ 3QU LoRE | Non-Red Flag Warning - Destructive Fires | 2047 | 1.0011e-08 | 1.0571e-08 | 1.4516e-08 | 1.3825e-08 | 10992.1562 | 299.42 | 10692.7362 | 0 | 0 | 0 | 0 | 0 | 4.2307e-06 | 0.00011004 | 0 | 0.00011004 | 0.0001162 | 0 | 0.0001162 | 0.00015957 | 0 | 0.00015957 | 0.00015197 | 0 | 0.00015197
[79 empty] | WLDFR | HFTD - Distribution - Tier 3 - 1QU CoRE ¦ 3QU LoRE | Non-Red Flag Warning - Destructive Fires | 2048 | 1.0011e-08 | 1.0571e-08 | 1.4516e-08 | 1.3825e-08 | 11536.0538 | 319.4911 | 11216.5626 | 0 | 0 | 0 | 0 | 0 | 4.2307e-06 | 0.00011549 | 0 | 0.00011549 | 0.00012195 | 0 | 0.00012195 | 0.00016746 | 0 | 0.00016746 | 0.00015949 | 0 | 0.00015949
[79 empty] | WLDFR | HFTD - Distribution - Tier 3 - 1QU CoRE ¦ 3QU LoRE | Non-Red Flag Warning - Destructive Fires | 2049 | 1.0011e-08 | 1.0571e-08 | 1.4516e-08 | 1.3825e-08 | 11536.0538 | 319.4911 | 11216.5626 | 0 | 0 | 0 | 0 | 0 | 4.2307e-06 | 0.00011549 | 0 | 0.00011549 | 0.00012195 | 0 | 0.00012195 | 0.00016746 | 0 | 0.00016746 | 0.00015949 | 0 | 0.00015949
[79 empty] | WLDFR | HFTD - Distribution - Tier 3 - 1QU CoRE ¦ 3QU LoRE | Non-Red Flag Warning - Destructive Fires | 2050 | 0 | 1.0571e-08 | 1.4516e-08 | 1.3825e-08 | 11536.0538 | 319.4911 | 11216.5626 | 0 | 0 | 0 | 0 | 0 | 4.2307e-06 | 0 | 0 | 0 | 0.00012195 | 0 | 0.00012195 | 0.00016746 | 0 | 0.00016746 | 0.00015949 | 0 | 0.00015949
[79 empty] | WLDFR | HFTD - Distribution - Tier 3 - 1QU CoRE ¦ 3QU LoRE | Non-Red Flag Warning - Destructive Fires | 2051 | 0 | 0 | 1.4516e-08 | 1.3825e-08 | 11536.0538 | 319.4911 | 11216.5626 | 0 | 0 | 0 | 0 | 0 | 4.2307e-06 | 0 | 0 | 0 | 0 | 0 | 0 | 0.00016746 | 0 | 0.00016746 | 0.00015949 | 0 | 0.00015949
[79 empty] | WLDFR | HFTD - Distribution - Tier 3 - 1QU CoRE ¦ 3QU LoRE | Non-Red Flag Warning - Destructive Fires | 2052 | 0 | 0 | 0 | 1.3825e-08 | 11536.0538 | 319.4911 | 11216.5626 | 0 | 0 | 0 | 0 | 0 | 4.2307e-06 | 0 | 0 | 0 | 0 | 0 | 0 | 0 | 0 | 0 | 0.00015949 | 0 | 0.00015949
[79 empty] | WLDFR | HFTD - Distribution - Tier 3 - 1QU CoRE ¦ 3QU LoRE | Non-Red Flag Warning - Large Fires | 2020 | 5.0504e-07 | 0 | 0 | 0 | 5.2406 | 0.69642 | 2.942 | 1.6022 | 0 | 0 | 0 | 0 | 4.9713e-05 | 2.6467e-06 | 0 | 2.6467e-06 | 0 | 0 | 0 | 0 | 0 | 0 | 0 | 0 | 0
[79 empty] | WLDFR | HFTD - Distribution - Tier 3 - 1QU CoRE ¦ 3QU LoRE | Non-Red Flag Warning - Large Fires | 2021 | 2.2431e-07 | 5.3328e-07 | 0 | 0 | 5.2406 | 0.69642 | 2.942 | 1.6022 | 0 | 0 | 0 | 0 | 4.9713e-05 | 1.1755e-06 | 0 | 1.1755e-06 | 2.7947e-06 | 0 | 2.7947e-06 | 0 | 0 | 0 | 0 | 0 | 0
[79 empty] | WLDFR | HFTD - Distribution - Tier 3 - 1QU CoRE ¦ 3QU LoRE | Non-Red Flag Warning - Large Fires | 2022 | 1.1466e-07 | 1.2107e-07 | 4.0053e-07 | 0 | 5.2406 | 0.69642 | 2.942 | 1.6022 | 0 | 0 | 0 | 0 | 4.2455e-05 | 6.009e-07 | 0 | 6.009e-07 | 6.345e-07 | 0 | 6.345e-07 | 2.099e-06 | 0 | 2.099e-06 | 0 | 0 | 0
[79 empty] | WLDFR | HFTD - Distribution - Tier 3 - 1QU CoRE ¦ 3QU LoRE | Non-Red Flag Warning - Large Fires | 2023 | 1.1466e-07 | 1.2107e-07 | 1.6627e-07 | 3.8146e-07 | 5.475 | 0.71896 | 3.0715 | 1.6846 | 0 | 0 | 0 | 0 | 4.2455e-05 | 6.2779e-07 | 0 | 6.2779e-07 | 6.6289e-07 | 0 | 6.6289e-07 | 9.1031e-07 | 0 | 9.1031e-07 | 2.0885e-06 | 0 | 2.0885e-06
[79 empty] | WLDFR | HFTD - Distribution - Tier 3 - 1QU CoRE ¦ 3QU LoRE | Non-Red Flag Warning - Large Fires | 2024 | 1.1466e-07 | 1.2107e-07 | 1.6627e-07 | 1.5835e-07 | 5.475 | 0.71896 | 3.0715 | 1.6846 | 0 | 0 | 0 | 0 | 4.2455e-05 | 6.2779e-07 | 0 | 6.2779e-07 | 6.6289e-07 | 0 | 6.6289e-07 | 9.1031e-07 | 0 | 9.1031e-07 | 8.6696e-07 | 0 | 8.6696e-07
[79 empty] | WLDFR | HFTD - Distribution - Tier 3 - 1QU CoRE ¦ 3QU LoRE | Non-Red Flag Warning - Large Fires | 2025 | 1.1466e-07 | 1.2107e-07 | 1.6627e-07 | 1.5835e-07 | 5.475 | 0.71896 | 3.0715 | 1.6846 | 0 | 0 | 0 | 0 | 4.2455e-05 | 6.2779e-07 | 0 | 6.2779e-07 | 6.6289e-07 | 0 | 6.6289e-07 | 9.1031e-07 | 0 | 9.1031e-07 | 8.6696e-07 | 0 | 8.6696e-07
[79 empty] | WLDFR | HFTD - Distribution - Tier 3 - 1QU CoRE ¦ 3QU LoRE | Non-Red Flag Warning - Large Fires | 2026 | 1.1466e-07 | 1.2107e-07 | 1.6627e-07 | 1.5835e-07 | 5.475 | 0.71896 | 3.0715 | 1.6846 | 0 | 0 | 0 | 0 | 4.2455e-05 | 6.2779e-07 | 0 | 6.2779e-07 | 6.6289e-07 | 0 | 6.6289e-07 | 9.1031e-07 | 0 | 9.1031e-07 | 8.6696e-07 | 0 | 8.6696e-07
[79 empty] | WLDFR | HFTD - Distribution - Tier 3 - 1QU CoRE ¦ 3QU LoRE | Non-Red Flag Warning - Large Fires | 2027 | 1.1466e-07 | 1.2107e-07 | 1.6627e-07 | 1.5835e-07 | 5.475 | 0.71896 | 3.0715 | 1.6846 | 0 | 0 | 0 | 0 | 4.2455e-05 | 6.2779e-07 | 0 | 6.2779e-07 | 6.6289e-07 | 0 | 6.6289e-07 | 9.1031e-07 | 0 | 9.1031e-07 | 8.6696e-07 | 0 | 8.6696e-07
[79 empty] | WLDFR | HFTD - Distribution - Tier 3 - 1QU CoRE ¦ 3QU LoRE | Non-Red Flag Warning - Large Fires | 2028 | 1.1466e-07 | 1.2107e-07 | 1.6627e-07 | 1.5835e-07 | 5.777 | 0.74734 | 3.238 | 1.7917 | 0 | 0 | 0 | 0 | 4.2455e-05 | 6.6241e-07 | 0 | 6.6241e-07 | 6.9945e-07 | 0 | 6.9945e-07 | 9.6052e-07 | 0 | 9.6052e-07 | 9.1478e-07 | 0 | 9.1478e-07
[79 empty] | WLDFR | HFTD - Distribution - Tier 3 - 1QU CoRE ¦ 3QU LoRE | Non-Red Flag Warning - Large Fires | 2029 | 1.1466e-07 | 1.2107e-07 | 1.6627e-07 | 1.5835e-07 | 5.777 | 0.74734 | 3.238 | 1.7917 | 0 | 0 | 0 | 0 | 4.2455e-05 | 6.6241e-07 | 0 | 6.6241e-07 | 6.9945e-07 | 0 | 6.9945e-07 | 9.6052e-07 | 0 | 9.6052e-07 | 9.1478e-07 | 0 | 9.1478e-07
[79 empty] | WLDFR | HFTD - Distribution - Tier 3 - 1QU CoRE ¦ 3QU LoRE | Non-Red Flag Warning - Large Fires | 2030 | 1.1466e-07 | 1.2107e-07 | 1.6627e-07 | 1.5835e-07 | 5.777 | 0.74734 | 3.238 | 1.7917 | 0 | 0 | 0 | 0 | 4.2455e-05 | 6.6241e-07 | 0 | 6.6241e-07 | 6.9945e-07 | 0 | 6.9945e-07 | 9.6052e-07 | 0 | 9.6052e-07 | 9.1478e-07 | 0 | 9.1478e-07
[79 empty] | WLDFR | HFTD - Distribution - Tier 3 - 1QU CoRE ¦ 3QU LoRE | Non-Red Flag Warning - Large Fires | 2031 | 1.1466e-07 | 1.2107e-07 | 1.6627e-07 | 1.5835e-07 | 5.777 | 0.74734 | 3.238 | 1.7917 | 0 | 0 | 0 | 0 | 4.2455e-05 | 6.6241e-07 | 0 | 6.6241e-07 | 6.9945e-07 | 0 | 6.9945e-07 | 9.6052e-07 | 0 | 9.6052e-07 | 9.1478e-07 | 0 | 9.1478e-07
[79 empty] | WLDFR | HFTD - Distribution - Tier 3 - 1QU CoRE ¦ 3QU LoRE | Non-Red Flag Warning - Large Fires | 2032 | 1.1466e-07 | 1.2107e-07 | 1.6627e-07 | 1.5835e-07 | 5.777 | 0.74734 | 3.238 | 1.7917 | 0 | 0 | 0 | 0 | 4.2455e-05 | 6.6241e-07 | 0 | 6.6241e-07 | 6.9945e-07 | 0 | 6.9945e-07 | 9.6052e-07 | 0 | 9.6052e-07 | 9.1478e-07 | 0 | 9.1478e-07
[79 empty] | WLDFR | HFTD - Distribution - Tier 3 - 1QU CoRE ¦ 3QU LoRE | Non-Red Flag Warning - Large Fires | 2033 | 1.1466e-07 | 1.2107e-07 | 1.6627e-07 | 1.5835e-07 | 6.1205 | 0.77885 | 3.4265 | 1.9151 | 0 | 0 | 0 | 0 | 4.2455e-05 | 7.018e-07 | 0 | 7.018e-07 | 7.4104e-07 | 0 | 7.4104e-07 | 1.0176e-06 | 0 | 1.0176e-06 | 9.6917e-07 | 0 | 9.6917e-07
[79 empty] | WLDFR | HFTD - Distribution - Tier 3 - 1QU CoRE ¦ 3QU LoRE | Non-Red Flag Warning - Large Fires | 2034 | 1.1466e-07 | 1.2107e-07 | 1.6627e-07 | 1.5835e-07 | 6.1205 | 0.77885 | 3.4265 | 1.9151 | 0 | 0 | 0 | 0 | 4.2455e-05 | 7.018e-07 | 0 | 7.018e-07 | 7.4104e-07 | 0 | 7.4104e-07 | 1.0176e-06 | 0 | 1.0176e-06 | 9.6917e-07 | 0 | 9.6917e-07
[79 empty] | WLDFR | HFTD - Distribution - Tier 3 - 1QU CoRE ¦ 3QU LoRE | Non-Red Flag Warning - Large Fires | 2035 | 1.1466e-07 | 1.2107e-07 | 1.6627e-07 | 1.5835e-07 | 6.1205 | 0.77885 | 3.4265 | 1.9151 | 0 | 0 | 0 | 0 | 4.2455e-05 | 7.018e-07 | 0 | 7.018e-07 | 7.4104e-07 | 0 | 7.4104e-07 | 1.0176e-06 | 0 | 1.0176e-06 | 9.6917e-07 | 0 | 9.6917e-07
[79 empty] | WLDFR | HFTD - Distribution - Tier 3 - 1QU CoRE ¦ 3QU LoRE | Non-Red Flag Warning - Large Fires | 2036 | 1.1466e-07 | 1.2107e-07 | 1.6627e-07 | 1.5835e-07 | 6.1205 | 0.77885 | 3.4265 | 1.9151 | 0 | 0 | 0 | 0 | 4.2455e-05 | 7.018e-07 | 0 | 7.018e-07 | 7.4104e-07 | 0 | 7.4104e-07 | 1.0176e-06 | 0 | 1.0176e-06 | 9.6917e-07 | 0 | 9.6917e-07
[79 empty] | WLDFR | HFTD - Distribution - Tier 3 - 1QU CoRE ¦ 3QU LoRE | Non-Red Flag Warning - Large Fires | 2037 | 1.1466e-07 | 1.2107e-07 | 1.6627e-07 | 1.5835e-07 | 6.1205 | 0.77885 | 3.4265 | 1.9151 | 0 | 0 | 0 | 0 | 4.2455e-05 | 7.018e-07 | 0 | 7.018e-07 | 7.4104e-07 | 0 | 7.4104e-07 | 1.0176e-06 | 0 | 1.0176e-06 | 9.6917e-07 | 0 | 9.6917e-07
[79 empty] | WLDFR | HFTD - Distribution - Tier 3 - 1QU CoRE ¦ 3QU LoRE | Non-Red Flag Warning - Large Fires | 2038 | 1.1466e-07 | 1.2107e-07 | 1.6627e-07 | 1.5835e-07 | 6.5028 | 0.81304 | 3.6355 | 2.0543 | 0 | 0 | 0 | 0 | 4.2455e-05 | 7.4564e-07 | 0 | 7.4564e-07 | 7.8733e-07 | 0 | 7.8733e-07 | 1.0812e-06 | 0 | 1.0812e-06 | 1.0297e-06 | 0 | 1.0297e-06
[79 empty] | WLDFR | HFTD - Distribution - Tier 3 - 1QU CoRE ¦ 3QU LoRE | Non-Red Flag Warning - Large Fires | 2039 | 1.1466e-07 | 1.2107e-07 | 1.6627e-07 | 1.5835e-07 | 6.5028 | 0.81304 | 3.6355 | 2.0543 | 0 | 0 | 0 | 0 | 4.2455e-05 | 7.4564e-07 | 0 | 7.4564e-07 | 7.8733e-07 | 0 | 7.8733e-07 | 1.0812e-06 | 0 | 1.0812e-06 | 1.0297e-06 | 0 | 1.0297e-06
[79 empty] | WLDFR | HFTD - Distribution - Tier 3 - 1QU CoRE ¦ 3QU LoRE | Non-Red Flag Warning - Large Fires | 2040 | 1.1466e-07 | 1.2107e-07 | 1.6627e-07 | 1.5835e-07 | 6.5028 | 0.81304 | 3.6355 | 2.0543 | 0 | 0 | 0 | 0 | 4.2455e-05 | 7.4564e-07 | 0 | 7.4564e-07 | 7.8733e-07 | 0 | 7.8733e-07 | 1.0812e-06 | 0 | 1.0812e-06 | 1.0297e-06 | 0 | 1.0297e-06
[79 empty] | WLDFR | HFTD - Distribution - Tier 3 - 1QU CoRE ¦ 3QU LoRE | Non-Red Flag Warning - Large Fires | 2041 | 1.1466e-07 | 1.2107e-07 | 1.6627e-07 | 1.5835e-07 | 6.5028 | 0.81304 | 3.6355 | 2.0543 | 0 | 0 | 0 | 0 | 4.2455e-05 | 7.4564e-07 | 0 | 7.4564e-07 | 7.8733e-07 | 0 | 7.8733e-07 | 1.0812e-06 | 0 | 1.0812e-06 | 1.0297e-06 | 0 | 1.0297e-06
[79 empty] | WLDFR | HFTD - Distribution - Tier 3 - 1QU CoRE ¦ 3QU LoRE | Non-Red Flag Warning - Large Fires | 2042 | 1.1466e-07 | 1.2107e-07 | 1.6627e-07 | 1.5835e-07 | 6.5028 | 0.81304 | 3.6355 | 2.0543 | 0 | 0 | 0 | 0 | 4.2455e-05 | 7.4564e-07 | 0 | 7.4564e-07 | 7.8733e-07 | 0 | 7.8733e-07 | 1.0812e-06 | 0 | 1.0812e-06 | 1.0297e-06 | 0 | 1.0297e-06
[79 empty] | WLDFR | HFTD - Distribution - Tier 3 - 1QU CoRE ¦ 3QU LoRE | Non-Red Flag Warning - Large Fires | 2043 | 1.1466e-07 | 1.2107e-07 | 1.6627e-07 | 1.5835e-07 | 6.9209 | 0.84944 | 3.8632 | 2.2083 | 0 | 0 | 0 | 0 | 4.2455e-05 | 7.9358e-07 | 0 | 7.9358e-07 | 8.3795e-07 | 0 | 8.3795e-07 | 1.1507e-06 | 0 | 1.1507e-06 | 1.0959e-06 | 0 | 1.0959e-06
[79 empty] | WLDFR | HFTD - Distribution - Tier 3 - 1QU CoRE ¦ 3QU LoRE | Non-Red Flag Warning - Large Fires | 2044 | 1.1466e-07 | 1.2107e-07 | 1.6627e-07 | 1.5835e-07 | 6.9209 | 0.84944 | 3.8632 | 2.2083 | 0 | 0 | 0 | 0 | 4.2455e-05 | 7.9358e-07 | 0 | 7.9358e-07 | 8.3795e-07 | 0 | 8.3795e-07 | 1.1507e-06 | 0 | 1.1507e-06 | 1.0959e-06 | 0 | 1.0959e-06
[79 empty] | WLDFR | HFTD - Distribution - Tier 3 - 1QU CoRE ¦ 3QU LoRE | Non-Red Flag Warning - Large Fires | 2045 | 1.1466e-07 | 1.2107e-07 | 1.6627e-07 | 1.5835e-07 | 6.9209 | 0.84944 | 3.8632 | 2.2083 | 0 | 0 | 0 | 0 | 4.2455e-05 | 7.9358e-07 | 0 | 7.9358e-07 | 8.3795e-07 | 0 | 8.3795e-07 | 1.1507e-06 | 0 | 1.1507e-06 | 1.0959e-06 | 0 | 1.0959e-06
[79 empty] | WLDFR | HFTD - Distribution - Tier 3 - 1QU CoRE ¦ 3QU LoRE | Non-Red Flag Warning - Large Fires | 2046 | 1.1466e-07 | 1.2107e-07 | 1.6627e-07 | 1.5835e-07 | 6.9209 | 0.84944 | 3.8632 | 2.2083 | 0 | 0 | 0 | 0 | 4.2455e-05 | 7.9358e-07 | 0 | 7.9358e-07 | 8.3795e-07 | 0 | 8.3795e-07 | 1.1507e-06 | 0 | 1.1507e-06 | 1.0959e-06 | 0 | 1.0959e-06
[79 empty] | WLDFR | HFTD - Distribution - Tier 3 - 1QU CoRE ¦ 3QU LoRE | Non-Red Flag Warning - Large Fires | 2047 | 1.1466e-07 | 1.2107e-07 | 1.6627e-07 | 1.5835e-07 | 6.9209 | 0.84944 | 3.8632 | 2.2083 | 0 | 0 | 0 | 0 | 4.2455e-05 | 7.9358e-07 | 0 | 7.9358e-07 | 8.3795e-07 | 0 | 8.3795e-07 | 1.1507e-06 | 0 | 1.1507e-06 | 1.0959e-06 | 0 | 1.0959e-06
[79 empty] | WLDFR | HFTD - Distribution - Tier 3 - 1QU CoRE ¦ 3QU LoRE | Non-Red Flag Warning - Large Fires | 2048 | 1.1466e-07 | 1.2107e-07 | 1.6627e-07 | 1.5835e-07 | 7.3713 | 0.88759 | 4.1075 | 2.3763 | 0 | 0 | 0 | 0 | 4.2455e-05 | 8.4523e-07 | 0 | 8.4523e-07 | 8.9248e-07 | 0 | 8.9248e-07 | 1.2256e-06 | 0 | 1.2256e-06 | 1.1672e-06 | 0 | 1.1672e-06
[79 empty] | WLDFR | HFTD - Distribution - Tier 3 - 1QU CoRE ¦ 3QU LoRE | Non-Red Flag Warning - Large Fires | 2049 | 1.1466e-07 | 1.2107e-07 | 1.6627e-07 | 1.5835e-07 | 7.3713 | 0.88759 | 4.1075 | 2.3763 | 0 | 0 | 0 | 0 | 4.2455e-05 | 8.4523e-07 | 0 | 8.4523e-07 | 8.9248e-07 | 0 | 8.9248e-07 | 1.2256e-06 | 0 | 1.2256e-06 | 1.1672e-06 | 0 | 1.1672e-06
[79 empty] | WLDFR | HFTD - Distribution - Tier 3 - 1QU CoRE ¦ 3QU LoRE | Non-Red Flag Warning - Large Fires | 2050 | 0 | 1.2107e-07 | 1.6627e-07 | 1.5835e-07 | 7.3713 | 0.88759 | 4.1075 | 2.3763 | 0 | 0 | 0 | 0 | 4.2455e-05 | 0 | 0 | 0 | 8.9248e-07 | 0 | 8.9248e-07 | 1.2256e-06 | 0 | 1.2256e-06 | 1.1672e-06 | 0 | 1.1672e-06
[79 empty] | WLDFR | HFTD - Distribution - Tier 3 - 1QU CoRE ¦ 3QU LoRE | Non-Red Flag Warning - Large Fires | 2051 | 0 | 0 | 1.6627e-07 | 1.5835e-07 | 7.3713 | 0.88759 | 4.1075 | 2.3763 | 0 | 0 | 0 | 0 | 4.2455e-05 | 0 | 0 | 0 | 0 | 0 | 0 | 1.2256e-06 | 0 | 1.2256e-06 | 1.1672e-06 | 0 | 1.1672e-06
[79 empty] | WLDFR | HFTD - Distribution - Tier 3 - 1QU CoRE ¦ 3QU LoRE | Non-Red Flag Warning - Large Fires | 2052 | 0 | 0 | 0 | 1.5835e-07 | 7.3713 | 0.88759 | 4.1075 | 2.3763 | 0 | 0 | 0 | 0 | 4.2455e-05 | 0 | 0 | 0 | 0 | 0 | 0 | 0 | 0 | 0 | 1.1672e-06 | 0 | 1.1672e-06
[79 empty] | WLDFR | HFTD - Distribution - Tier 3 - 1QU CoRE ¦ 3QU LoRE | Non-Red Flag Warning - Small Fires | 2020 | 3.5289e-05 | 0 | 0 | 0 | 0.077901 | 0.036425 | 0.0015809 | 0.039895 | 0 | 0 | 0 | 0 | 0.0037723 | 2.749e-06 | 0 | 2.749e-06 | 0 | 0 | 0 | 0 | 0 | 0 | 0 | 0 | 0
[79 empty] | WLDFR | HFTD - Distribution - Tier 3 - 1QU CoRE ¦ 3QU LoRE | Non-Red Flag Warning - Small Fires | 2021 | 1.5677e-05 | 3.7262e-05 | 0 | 0 | 0.077901 | 0.036425 | 0.0015809 | 0.039895 | 0 | 0 | 0 | 0 | 0.0037723 | 1.2213e-06 | 0 | 1.2213e-06 | 2.9027e-06 | 0 | 2.9027e-06 | 0 | 0 | 0 | 0 | 0 | 0
[79 empty] | WLDFR | HFTD - Distribution - Tier 3 - 1QU CoRE ¦ 3QU LoRE | Non-Red Flag Warning - Small Fires | 2022 | 8.7383e-06 | 9.2269e-06 | 3.2689e-05 | 0 | 0.077901 | 0.036425 | 0.0015809 | 0.039895 | 0 | 0 | 0 | 0 | 0.0039708 | 6.8072e-07 | 0 | 6.8072e-07 | 7.1878e-07 | 0 | 7.1878e-07 | 2.5465e-06 | 0 | 2.5465e-06 | 0 | 0 | 0
[79 empty] | WLDFR | HFTD - Distribution - Tier 3 - 1QU CoRE ¦ 3QU LoRE | Non-Red Flag Warning - Small Fires | 2023 | 8.7383e-06 | 9.2269e-06 | 1.2671e-05 | 3.1132e-05 | 0.080408 | 0.03759 | 0.0016314 | 0.041187 | 0 | 0 | 0 | 0 | 0.0039708 | 7.0263e-07 | 0 | 7.0263e-07 | 7.4192e-07 | 0 | 7.4192e-07 | 1.0188e-06 | 0 | 1.0188e-06 | 2.5033e-06 | 0 | 2.5033e-06
[79 empty] | WLDFR | HFTD - Distribution - Tier 3 - 1QU CoRE ¦ 3QU LoRE | Non-Red Flag Warning - Small Fires | 2024 | 8.7383e-06 | 9.2269e-06 | 1.2671e-05 | 1.2067e-05 | 0.080408 | 0.03759 | 0.0016314 | 0.041187 | 0 | 0 | 0 | 0 | 0.0039708 | 7.0263e-07 | 0 | 7.0263e-07 | 7.4192e-07 | 0 | 7.4192e-07 | 1.0188e-06 | 0 | 1.0188e-06 | 9.7032e-07 | 0 | 9.7032e-07
[79 empty] | WLDFR | HFTD - Distribution - Tier 3 - 1QU CoRE ¦ 3QU LoRE | Non-Red Flag Warning - Small Fires | 2025 | 8.7383e-06 | 9.2269e-06 | 1.2671e-05 | 1.2067e-05 | 0.080408 | 0.03759 | 0.0016314 | 0.041187 | 0 | 0 | 0 | 0 | 0.0039708 | 7.0263e-07 | 0 | 7.0263e-07 | 7.4192e-07 | 0 | 7.4192e-07 | 1.0188e-06 | 0 | 1.0188e-06 | 9.7032e-07 | 0 | 9.7032e-07
[79 empty] | WLDFR | HFTD - Distribution - Tier 3 - 1QU CoRE ¦ 3QU LoRE | Non-Red Flag Warning - Small Fires | 2026 | 8.7383e-06 | 9.2269e-06 | 1.2671e-05 | 1.2067e-05 | 0.080408 | 0.03759 | 0.0016314 | 0.041187 | 0 | 0 | 0 | 0 | 0.0039708 | 7.0263e-07 | 0 | 7.0263e-07 | 7.4192e-07 | 0 | 7.4192e-07 | 1.0188e-06 | 0 | 1.0188e-06 | 9.7032e-07 | 0 | 9.7032e-07
[79 empty] | WLDFR | HFTD - Distribution - Tier 3 - 1QU CoRE ¦ 3QU LoRE | Non-Red Flag Warning - Small Fires | 2027 | 8.7383e-06 | 9.2269e-06 | 1.2671e-05 | 1.2067e-05 | 0.080408 | 0.03759 | 0.0016314 | 0.041187 | 0 | 0 | 0 | 0 | 0.0039708 | 7.0263e-07 | 0 | 7.0263e-07 | 7.4192e-07 | 0 | 7.4192e-07 | 1.0188e-06 | 0 | 1.0188e-06 | 9.7032e-07 | 0 | 9.7032e-07
[79 empty] | WLDFR | HFTD - Distribution - Tier 3 - 1QU CoRE ¦ 3QU LoRE | Non-Red Flag Warning - Small Fires | 2028 | 8.7383e-06 | 9.2269e-06 | 1.2671e-05 | 1.2067e-05 | 0.083606 | 0.039055 | 0.001695 | 0.042856 | 0 | 0 | 0 | 0 | 0.0039708 | 7.3058e-07 | 0 | 7.3058e-07 | 7.7142e-07 | 0 | 7.7142e-07 | 1.0594e-06 | 0 | 1.0594e-06 | 1.0089e-06 | 0 | 1.0089e-06
[79 empty] | WLDFR | HFTD - Distribution - Tier 3 - 1QU CoRE ¦ 3QU LoRE | Non-Red Flag Warning - Small Fires | 2029 | 8.7383e-06 | 9.2269e-06 | 1.2671e-05 | 1.2067e-05 | 0.083606 | 0.039055 | 0.001695 | 0.042856 | 0 | 0 | 0 | 0 | 0.0039708 | 7.3058e-07 | 0 | 7.3058e-07 | 7.7142e-07 | 0 | 7.7142e-07 | 1.0594e-06 | 0 | 1.0594e-06 | 1.0089e-06 | 0 | 1.0089e-06
[79 empty] | WLDFR | HFTD - Distribution - Tier 3 - 1QU CoRE ¦ 3QU LoRE | Non-Red Flag Warning - Small Fires | 2030 | 8.7383e-06 | 9.2269e-06 | 1.2671e-05 | 1.2067e-05 | 0.083606 | 0.039055 | 0.001695 | 0.042856 | 0 | 0 | 0 | 0 | 0.0039708 | 7.3058e-07 | 0 | 7.3058e-07 | 7.7142e-07 | 0 | 7.7142e-07 | 1.0594e-06 | 0 | 1.0594e-06 | 1.0089e-06 | 0 | 1.0089e-06
[79 empty] | WLDFR | HFTD - Distribution - Tier 3 - 1QU CoRE ¦ 3QU LoRE | Non-Red Flag Warning - Small Fires | 2031 | 8.7383e-06 | 9.2269e-06 | 1.2671e-05 | 1.2067e-05 | 0.083606 | 0.039055 | 0.001695 | 0.042856 | 0 | 0 | 0 | 0 | 0.0039708 | 7.3058e-07 | 0 | 7.3058e-07 | 7.7142e-07 | 0 | 7.7142e-07 | 1.0594e-06 | 0 | 1.0594e-06 | 1.0089e-06 | 0 | 1.0089e-06
[79 empty] | WLDFR | HFTD - Distribution - Tier 3 - 1QU CoRE ¦ 3QU LoRE | Non-Red Flag Warning - Small Fires | 2032 | 8.7383e-06 | 9.2269e-06 | 1.2671e-05 | 1.2067e-05 | 0.083606 | 0.039055 | 0.001695 | 0.042856 | 0 | 0 | 0 | 0 | 0.0039708 | 7.3058e-07 | 0 | 7.3058e-07 | 7.7142e-07 | 0 | 7.7142e-07 | 1.0594e-06 | 0 | 1.0594e-06 | 1.0089e-06 | 0 | 1.0089e-06
[79 empty] | WLDFR | HFTD - Distribution - Tier 3 - 1QU CoRE ¦ 3QU LoRE | Non-Red Flag Warning - Small Fires | 2033 | 8.7383e-06 | 9.2269e-06 | 1.2671e-05 | 1.2067e-05 | 0.087211 | 0.040679 | 0.0017655 | 0.044766 | 0 | 0 | 0 | 0 | 0.0039708 | 7.6208e-07 | 0 | 7.6208e-07 | 8.0468e-07 | 0 | 8.0468e-07 | 1.105e-06 | 0 | 1.105e-06 | 1.0524e-06 | 0 | 1.0524e-06
[79 empty] | WLDFR | HFTD - Distribution - Tier 3 - 1QU CoRE ¦ 3QU LoRE | Non-Red Flag Warning - Small Fires | 2034 | 8.7383e-06 | 9.2269e-06 | 1.2671e-05 | 1.2067e-05 | 0.087211 | 0.040679 | 0.0017655 | 0.044766 | 0 | 0 | 0 | 0 | 0.0039708 | 7.6208e-07 | 0 | 7.6208e-07 | 8.0468e-07 | 0 | 8.0468e-07 | 1.105e-06 | 0 | 1.105e-06 | 1.0524e-06 | 0 | 1.0524e-06
[79 empty] | WLDFR | HFTD - Distribution - Tier 3 - 1QU CoRE ¦ 3QU LoRE | Non-Red Flag Warning - Small Fires | 2035 | 8.7383e-06 | 9.2269e-06 | 1.2671e-05 | 1.2067e-05 | 0.087211 | 0.040679 | 0.0017655 | 0.044766 | 0 | 0 | 0 | 0 | 0.0039708 | 7.6208e-07 | 0 | 7.6208e-07 | 8.0468e-07 | 0 | 8.0468e-07 | 1.105e-06 | 0 | 1.105e-06 | 1.0524e-06 | 0 | 1.0524e-06
[79 empty] | WLDFR | HFTD - Distribution - Tier 3 - 1QU CoRE ¦ 3QU LoRE | Non-Red Flag Warning - Small Fires | 2036 | 8.7383e-06 | 9.2269e-06 | 1.2671e-05 | 1.2067e-05 | 0.087211 | 0.040679 | 0.0017655 | 0.044766 | 0 | 0 | 0 | 0 | 0.0039708 | 7.6208e-07 | 0 | 7.6208e-07 | 8.0468e-07 | 0 | 8.0468e-07 | 1.105e-06 | 0 | 1.105e-06 | 1.0524e-06 | 0 | 1.0524e-06
[79 empty] | WLDFR | HFTD - Distribution - Tier 3 - 1QU CoRE ¦ 3QU LoRE | Non-Red Flag Warning - Small Fires | 2037 | 8.7383e-06 | 9.2269e-06 | 1.2671e-05 | 1.2067e-05 | 0.087211 | 0.040679 | 0.0017655 | 0.044766 | 0 | 0 | 0 | 0 | 0.0039708 | 7.6208e-07 | 0 | 7.6208e-07 | 8.0468e-07 | 0 | 8.0468e-07 | 1.105e-06 | 0 | 1.105e-06 | 1.0524e-06 | 0 | 1.0524e-06
[79 empty] | WLDFR | HFTD - Distribution - Tier 3 - 1QU CoRE ¦ 3QU LoRE | Non-Red Flag Warning - Small Fires | 2038 | 8.7383e-06 | 9.2269e-06 | 1.2671e-05 | 1.2067e-05 | 0.091184 | 0.042438 | 0.0018418 | 0.046905 | 0 | 0 | 0 | 0 | 0.0039708 | 7.9679e-07 | 0 | 7.9679e-07 | 8.4134e-07 | 0 | 8.4134e-07 | 1.1554e-06 | 0 | 1.1554e-06 | 1.1004e-06 | 0 | 1.1004e-06
[79 empty] | WLDFR | HFTD - Distribution - Tier 3 - 1QU CoRE ¦ 3QU LoRE | Non-Red Flag Warning - Small Fires | 2039 | 8.7383e-06 | 9.2269e-06 | 1.2671e-05 | 1.2067e-05 | 0.091184 | 0.042438 | 0.0018418 | 0.046905 | 0 | 0 | 0 | 0 | 0.0039708 | 7.9679e-07 | 0 | 7.9679e-07 | 8.4134e-07 | 0 | 8.4134e-07 | 1.1554e-06 | 0 | 1.1554e-06 | 1.1004e-06 | 0 | 1.1004e-06
[79 empty] | WLDFR | HFTD - Distribution - Tier 3 - 1QU CoRE ¦ 3QU LoRE | Non-Red Flag Warning - Small Fires | 2040 | 8.7383e-06 | 9.2269e-06 | 1.2671e-05 | 1.2067e-05 | 0.091184 | 0.042438 | 0.0018418 | 0.046905 | 0 | 0 | 0 | 0 | 0.0039708 | 7.9679e-07 | 0 | 7.9679e-07 | 8.4134e-07 | 0 | 8.4134e-07 | 1.1554e-06 | 0 | 1.1554e-06 | 1.1004e-06 | 0 | 1.1004e-06
[79 empty] | WLDFR | HFTD - Distribution - Tier 3 - 1QU CoRE ¦ 3QU LoRE | Non-Red Flag Warning - Small Fires | 2041 | 8.7383e-06 | 9.2269e-06 | 1.2671e-05 | 1.2067e-05 | 0.091184 | 0.042438 | 0.0018418 | 0.046905 | 0 | 0 | 0 | 0 | 0.0039708 | 7.9679e-07 | 0 | 7.9679e-07 | 8.4134e-07 | 0 | 8.4134e-07 | 1.1554e-06 | 0 | 1.1554e-06 | 1.1004e-06 | 0 | 1.1004e-06
[79 empty] | WLDFR | HFTD - Distribution - Tier 3 - 1QU CoRE ¦ 3QU LoRE | Non-Red Flag Warning - Small Fires | 2042 | 8.7383e-06 | 9.2269e-06 | 1.2671e-05 | 1.2067e-05 | 0.091184 | 0.042438 | 0.0018418 | 0.046905 | 0 | 0 | 0 | 0 | 0.0039708 | 7.9679e-07 | 0 | 7.9679e-07 | 8.4134e-07 | 0 | 8.4134e-07 | 1.1554e-06 | 0 | 1.1554e-06 | 1.1004e-06 | 0 | 1.1004e-06
[79 empty] | WLDFR | HFTD - Distribution - Tier 3 - 1QU CoRE ¦ 3QU LoRE | Non-Red Flag Warning - Small Fires | 2043 | 8.7383e-06 | 9.2269e-06 | 1.2671e-05 | 1.2067e-05 | 0.095486 | 0.044306 | 0.0019228 | 0.049257 | 0 | 0 | 0 | 0 | 0.0039708 | 8.3438e-07 | 0 | 8.3438e-07 | 8.8103e-07 | 0 | 8.8103e-07 | 1.2099e-06 | 0 | 1.2099e-06 | 1.1523e-06 | 0 | 1.1523e-06
[79 empty] | WLDFR | HFTD - Distribution - Tier 3 - 1QU CoRE ¦ 3QU LoRE | Non-Red Flag Warning - Small Fires | 2044 | 8.7383e-06 | 9.2269e-06 | 1.2671e-05 | 1.2067e-05 | 0.095486 | 0.044306 | 0.0019228 | 0.049257 | 0 | 0 | 0 | 0 | 0.0039708 | 8.3438e-07 | 0 | 8.3438e-07 | 8.8103e-07 | 0 | 8.8103e-07 | 1.2099e-06 | 0 | 1.2099e-06 | 1.1523e-06 | 0 | 1.1523e-06
[79 empty] | WLDFR | HFTD - Distribution - Tier 3 - 1QU CoRE ¦ 3QU LoRE | Non-Red Flag Warning - Small Fires | 2045 | 8.7383e-06 | 9.2269e-06 | 1.2671e-05 | 1.2067e-05 | 0.095486 | 0.044306 | 0.0019228 | 0.049257 | 0 | 0 | 0 | 0 | 0.0039708 | 8.3438e-07 | 0 | 8.3438e-07 | 8.8103e-07 | 0 | 8.8103e-07 | 1.2099e-06 | 0 | 1.2099e-06 | 1.1523e-06 | 0 | 1.1523e-06
[79 empty] | WLDFR | HFTD - Distribution - Tier 3 - 1QU CoRE ¦ 3QU LoRE | Non-Red Flag Warning - Small Fires | 2046 | 8.7383e-06 | 9.2269e-06 | 1.2671e-05 | 1.2067e-05 | 0.095486 | 0.044306 | 0.0019228 | 0.049257 | 0 | 0 | 0 | 0 | 0.0039708 | 8.3438e-07 | 0 | 8.3438e-07 | 8.8103e-07 | 0 | 8.8103e-07 | 1.2099e-06 | 0 | 1.2099e-06 | 1.1523e-06 | 0 | 1.1523e-06
[79 empty] | WLDFR | HFTD - Distribution - Tier 3 - 1QU CoRE ¦ 3QU LoRE | Non-Red Flag Warning - Small Fires | 2047 | 8.7383e-06 | 9.2269e-06 | 1.2671e-05 | 1.2067e-05 | 0.095486 | 0.044306 | 0.0019228 | 0.049257 | 0 | 0 | 0 | 0 | 0.0039708 | 8.3438e-07 | 0 | 8.3438e-07 | 8.8103e-07 | 0 | 8.8103e-07 | 1.2099e-06 | 0 | 1.2099e-06 | 1.1523e-06 | 0 | 1.1523e-06
[79 empty] | WLDFR | HFTD - Distribution - Tier 3 - 1QU CoRE ¦ 3QU LoRE | Non-Red Flag Warning - Small Fires | 2048 | 8.7383e-06 | 9.2269e-06 | 1.2671e-05 | 1.2067e-05 | 0.10007 | 0.04626 | 0.0020076 | 0.051804 | 0 | 0 | 0 | 0 | 0.0039708 | 8.7446e-07 | 0 | 8.7446e-07 | 9.2335e-07 | 0 | 9.2335e-07 | 1.268e-06 | 0 | 1.268e-06 | 1.2076e-06 | 0 | 1.2076e-06
[79 empty] | WLDFR | HFTD - Distribution - Tier 3 - 1QU CoRE ¦ 3QU LoRE | Non-Red Flag Warning - Small Fires | 2049 | 8.7383e-06 | 9.2269e-06 | 1.2671e-05 | 1.2067e-05 | 0.10007 | 0.04626 | 0.0020076 | 0.051804 | 0 | 0 | 0 | 0 | 0.0039708 | 8.7446e-07 | 0 | 8.7446e-07 | 9.2335e-07 | 0 | 9.2335e-07 | 1.268e-06 | 0 | 1.268e-06 | 1.2076e-06 | 0 | 1.2076e-06
[79 empty] | WLDFR | HFTD - Distribution - Tier 3 - 1QU CoRE ¦ 3QU LoRE | Non-Red Flag Warning - Small Fires | 2050 | 0 | 9.2269e-06 | 1.2671e-05 | 1.2067e-05 | 0.10007 | 0.04626 | 0.0020076 | 0.051804 | 0 | 0 | 0 | 0 | 0.0039708 | 0 | 0 | 0 | 9.2335e-07 | 0 | 9.2335e-07 | 1.268e-06 | 0 | 1.268e-06 | 1.2076e-06 | 0 | 1.2076e-06
[79 empty] | WLDFR | HFTD - Distribution - Tier 3 - 1QU CoRE ¦ 3QU LoRE | Non-Red Flag Warning - Small Fires | 2051 | 0 | 0 | 1.2671e-05 | 1.2067e-05 | 0.10007 | 0.04626 | 0.0020076 | 0.051804 | 0 | 0 | 0 | 0 | 0.0039708 | 0 | 0 | 0 | 0 | 0 | 0 | 1.268e-06 | 0 | 1.268e-06 | 1.2076e-06 | 0 | 1.2076e-06
[79 empty] | WLDFR | HFTD - Distribution - Tier 3 - 1QU CoRE ¦ 3QU LoRE | Non-Red Flag Warning - Small Fires | 2052 | 0 | 0 | 0 | 1.2067e-05 | 0.10007 | 0.04626 | 0.0020076 | 0.051804 | 0 | 0 | 0 | 0 | 0.0039708 | 0 | 0 | 0 | 0 | 0 | 0 | 0 | 0 | 0 | 1.2076e-06 | 0 | 1.2076e-06
[79 empty] | WLDFR | HFTD - Distribution - Tier 3 - 1QU CoRE ¦ 3QU LoRE | Red Flag Warning - Catastrophic Fires | 2020 | 1.6752e-06 | 0 | 0 | 0 | 14146.1306 | 222.2294 | 8585.7228 | 5338.1784 | 0 | 0 | 0 | 0 | 0.00012909 | 0.023698 | 0 | 0.023698 | 0 | 0 | 0 | 0 | 0 | 0 | 0 | 0 | 0
[79 empty] | WLDFR | HFTD - Distribution - Tier 3 - 1QU CoRE ¦ 3QU LoRE | Red Flag Warning - Catastrophic Fires | 2021 | 9.8687e-07 | 1.7689e-06 | 0 | 0 | 14146.1306 | 222.2294 | 8585.7228 | 5338.1784 | 0 | 0 | 0 | 0 | 0.00012909 | 0.01396 | 0 | 0.01396 | 0.025022 | 0 | 0.025022 | 0 | 0 | 0 | 0 | 0 | 0
[79 empty] | WLDFR | HFTD - Distribution - Tier 3 - 1QU CoRE ¦ 3QU LoRE | Red Flag Warning - Catastrophic Fires | 2022 | 5.3773e-07 | 5.678e-07 | 1.4632e-06 | 0 | 14146.1306 | 222.2294 | 8585.7228 | 5338.1784 | 0 | 0 | 0 | 0 | 0.00012367 | 0.0076068 | 0 | 0.0076068 | 0.0080321 | 0 | 0.0080321 | 0.020699 | 0 | 0.020699 | 0 | 0 | 0
[79 empty] | WLDFR | HFTD - Distribution - Tier 3 - 1QU CoRE ¦ 3QU LoRE | Red Flag Warning - Catastrophic Fires | 2023 | 5.3773e-07 | 5.678e-07 | 7.7973e-07 | 1.3935e-06 | 14664.6376 | 233.2301 | 8896.516 | 5534.8915 | 0 | 0 | 0 | 0 | 0.00012367 | 0.0078856 | 0 | 0.0078856 | 0.0083265 | 0 | 0.0083265 | 0.011434 | 0 | 0.011434 | 0.020436 | 0 | 0.020436
[79 empty] | WLDFR | HFTD - Distribution - Tier 3 - 1QU CoRE ¦ 3QU LoRE | Red Flag Warning - Catastrophic Fires | 2024 | 5.3773e-07 | 5.678e-07 | 7.7973e-07 | 7.426e-07 | 14664.6376 | 233.2301 | 8896.516 | 5534.8915 | 0 | 0 | 0 | 0 | 0.00012367 | 0.0078856 | 0 | 0.0078856 | 0.0083265 | 0 | 0.0083265 | 0.011434 | 0 | 0.011434 | 0.01089 | 0 | 0.01089
[79 empty] | WLDFR | HFTD - Distribution - Tier 3 - 1QU CoRE ¦ 3QU LoRE | Red Flag Warning - Catastrophic Fires | 2025 | 5.3773e-07 | 5.678e-07 | 7.7973e-07 | 7.426e-07 | 14664.6376 | 233.2301 | 8896.516 | 5534.8915 | 0 | 0 | 0 | 0 | 0.00012367 | 0.0078856 | 0 | 0.0078856 | 0.0083265 | 0 | 0.0083265 | 0.011434 | 0 | 0.011434 | 0.01089 | 0 | 0.01089
[79 empty] | WLDFR | HFTD - Distribution - Tier 3 - 1QU CoRE ¦ 3QU LoRE | Red Flag Warning - Catastrophic Fires | 2026 | 5.3773e-07 | 5.678e-07 | 7.7973e-07 | 7.426e-07 | 14664.6376 | 233.2301 | 8896.516 | 5534.8915 | 0 | 0 | 0 | 0 | 0.00012367 | 0.0078856 | 0 | 0.0078856 | 0.0083265 | 0 | 0.0083265 | 0.011434 | 0 | 0.011434 | 0.01089 | 0 | 0.01089
[79 empty] | WLDFR | HFTD - Distribution - Tier 3 - 1QU CoRE ¦ 3QU LoRE | Red Flag Warning - Catastrophic Fires | 2027 | 5.3773e-07 | 5.678e-07 | 7.7973e-07 | 7.426e-07 | 14664.6376 | 233.2301 | 8896.516 | 5534.8915 | 0 | 0 | 0 | 0 | 0.00012367 | 0.0078856 | 0 | 0.0078856 | 0.0083265 | 0 | 0.0083265 | 0.011434 | 0 | 0.011434 | 0.01089 | 0 | 0.01089
[79 empty] | WLDFR | HFTD - Distribution - Tier 3 - 1QU CoRE ¦ 3QU LoRE | Red Flag Warning - Catastrophic Fires | 2028 | 5.3773e-07 | 5.678e-07 | 7.7973e-07 | 7.426e-07 | 15317.9909 | 247.273 | 9287.6491 | 5783.0689 | 0 | 0 | 0 | 0 | 0.00012367 | 0.008237 | 0 | 0.008237 | 0.0086975 | 0 | 0.0086975 | 0.011944 | 0 | 0.011944 | 0.011375 | 0 | 0.011375
[79 empty] | WLDFR | HFTD - Distribution - Tier 3 - 1QU CoRE ¦ 3QU LoRE | Red Flag Warning - Catastrophic Fires | 2029 | 5.3773e-07 | 5.678e-07 | 7.7973e-07 | 7.426e-07 | 15317.9909 | 247.273 | 9287.6491 | 5783.0689 | 0 | 0 | 0 | 0 | 0.00012367 | 0.008237 | 0 | 0.008237 | 0.0086975 | 0 | 0.0086975 | 0.011944 | 0 | 0.011944 | 0.011375 | 0 | 0.011375
[79 empty] | WLDFR | HFTD - Distribution - Tier 3 - 1QU CoRE ¦ 3QU LoRE | Red Flag Warning - Catastrophic Fires | 2030 | 5.3773e-07 | 5.678e-07 | 7.7973e-07 | 7.426e-07 | 15317.9909 | 247.273 | 9287.6491 | 5783.0689 | 0 | 0 | 0 | 0 | 0.00012367 | 0.008237 | 0 | 0.008237 | 0.0086975 | 0 | 0.0086975 | 0.011944 | 0 | 0.011944 | 0.011375 | 0 | 0.011375
[79 empty] | WLDFR | HFTD - Distribution - Tier 3 - 1QU CoRE ¦ 3QU LoRE | Red Flag Warning - Catastrophic Fires | 2031 | 5.3773e-07 | 5.678e-07 | 7.7973e-07 | 7.426e-07 | 15317.9909 | 247.273 | 9287.6491 | 5783.0689 | 0 | 0 | 0 | 0 | 0.00012367 | 0.008237 | 0 | 0.008237 | 0.0086975 | 0 | 0.0086975 | 0.011944 | 0 | 0.011944 | 0.011375 | 0 | 0.011375
[79 empty] | WLDFR | HFTD - Distribution - Tier 3 - 1QU CoRE ¦ 3QU LoRE | Red Flag Warning - Catastrophic Fires | 2032 | 5.3773e-07 | 5.678e-07 | 7.7973e-07 | 7.426e-07 | 15317.9909 | 247.273 | 9287.6491 | 5783.0689 | 0 | 0 | 0 | 0 | 0.00012367 | 0.008237 | 0 | 0.008237 | 0.0086975 | 0 | 0.0086975 | 0.011944 | 0 | 0.011944 | 0.011375 | 0 | 0.011375
[79 empty] | WLDFR | HFTD - Distribution - Tier 3 - 1QU CoRE ¦ 3QU LoRE | Red Flag Warning - Catastrophic Fires | 2033 | 5.3773e-07 | 5.678e-07 | 7.7973e-07 | 7.426e-07 | 16044.1264 | 263.1074 | 9721.74 | 6059.2791 | 0 | 0 | 0 | 0 | 0.00012367 | 0.0086274 | 0 | 0.0086274 | 0.0091098 | 0 | 0.0091098 | 0.01251 | 0 | 0.01251 | 0.011914 | 0 | 0.011914
[79 empty] | WLDFR | HFTD - Distribution - Tier 3 - 1QU CoRE ¦ 3QU LoRE | Red Flag Warning - Catastrophic Fires | 2034 | 5.3773e-07 | 5.678e-07 | 7.7973e-07 | 7.426e-07 | 16044.1264 | 263.1074 | 9721.74 | 6059.2791 | 0 | 0 | 0 | 0 | 0.00012367 | 0.0086274 | 0 | 0.0086274 | 0.0091098 | 0 | 0.0091098 | 0.01251 | 0 | 0.01251 | 0.011914 | 0 | 0.011914
[79 empty] | WLDFR | HFTD - Distribution - Tier 3 - 1QU CoRE ¦ 3QU LoRE | Red Flag Warning - Catastrophic Fires | 2035 | 5.3773e-07 | 5.678e-07 | 7.7973e-07 | 7.426e-07 | 16044.1264 | 263.1074 | 9721.74 | 6059.2791 | 0 | 0 | 0 | 0 | 0.00012367 | 0.0086274 | 0 | 0.0086274 | 0.0091098 | 0 | 0.0091098 | 0.01251 | 0 | 0.01251 | 0.011914 | 0 | 0.011914
[79 empty] | WLDFR | HFTD - Distribution - Tier 3 - 1QU CoRE ¦ 3QU LoRE | Red Flag Warning - Catastrophic Fires | 2036 | 5.3773e-07 | 5.678e-07 | 7.7973e-07 | 7.426e-07 | 16044.1264 | 263.1074 | 9721.74 | 6059.2791 | 0 | 0 | 0 | 0 | 0.00012367 | 0.0086274 | 0 | 0.0086274 | 0.0091098 | 0 | 0.0091098 | 0.01251 | 0 | 0.01251 | 0.011914 | 0 | 0.011914
[79 empty] | WLDFR | HFTD - Distribution - Tier 3 - 1QU CoRE ¦ 3QU LoRE | Red Flag Warning - Catastrophic Fires | 2037 | 5.3773e-07 | 5.678e-07 | 7.7973e-07 | 7.426e-07 | 16044.1264 | 263.1074 | 9721.74 | 6059.2791 | 0 | 0 | 0 | 0 | 0.00012367 | 0.0086274 | 0 | 0.0086274 | 0.0091098 | 0 | 0.0091098 | 0.01251 | 0 | 0.01251 | 0.011914 | 0 | 0.011914
[79 empty] | WLDFR | HFTD - Distribution - Tier 3 - 1QU CoRE ¦ 3QU LoRE | Red Flag Warning - Catastrophic Fires | 2038 | 5.3773e-07 | 5.678e-07 | 7.7973e-07 | 7.426e-07 | 16832.3912 | 280.5544 | 10192.2718 | 6359.5651 | 0 | 0 | 0 | 0 | 0.00012367 | 0.0090513 | 0 | 0.0090513 | 0.0095574 | 0 | 0.0095574 | 0.013125 | 0 | 0.013125 | 0.0125 | 0 | 0.0125
[79 empty] | WLDFR | HFTD - Distribution - Tier 3 - 1QU CoRE ¦ 3QU LoRE | Red Flag Warning - Catastrophic Fires | 2039 | 5.3773e-07 | 5.678e-07 | 7.7973e-07 | 7.426e-07 | 16832.3912 | 280.5544 | 10192.2718 | 6359.5651 | 0 | 0 | 0 | 0 | 0.00012367 | 0.0090513 | 0 | 0.0090513 | 0.0095574 | 0 | 0.0095574 | 0.013125 | 0 | 0.013125 | 0.0125 | 0 | 0.0125
[79 empty] | WLDFR | HFTD - Distribution - Tier 3 - 1QU CoRE ¦ 3QU LoRE | Red Flag Warning - Catastrophic Fires | 2040 | 5.3773e-07 | 5.678e-07 | 7.7973e-07 | 7.426e-07 | 16832.3912 | 280.5544 | 10192.2718 | 6359.5651 | 0 | 0 | 0 | 0 | 0.00012367 | 0.0090513 | 0 | 0.0090513 | 0.0095574 | 0 | 0.0095574 | 0.013125 | 0 | 0.013125 | 0.0125 | 0 | 0.0125
[79 empty] | WLDFR | HFTD - Distribution - Tier 3 - 1QU CoRE ¦ 3QU LoRE | Red Flag Warning - Catastrophic Fires | 2041 | 5.3773e-07 | 5.678e-07 | 7.7973e-07 | 7.426e-07 | 16832.3912 | 280.5544 | 10192.2718 | 6359.5651 | 0 | 0 | 0 | 0 | 0.00012367 | 0.0090513 | 0 | 0.0090513 | 0.0095574 | 0 | 0.0095574 | 0.013125 | 0 | 0.013125 | 0.0125 | 0 | 0.0125
[79 empty] | WLDFR | HFTD - Distribution - Tier 3 - 1QU CoRE ¦ 3QU LoRE | Red Flag Warning - Catastrophic Fires | 2042 | 5.3773e-07 | 5.678e-07 | 7.7973e-07 | 7.426e-07 | 16832.3912 | 280.5544 | 10192.2718 | 6359.5651 | 0 | 0 | 0 | 0 | 0.00012367 | 0.0090513 | 0 | 0.0090513 | 0.0095574 | 0 | 0.0095574 | 0.013125 | 0 | 0.013125 | 0.0125 | 0 | 0.0125
[79 empty] | WLDFR | HFTD - Distribution - Tier 3 - 1QU CoRE ¦ 3QU LoRE | Red Flag Warning - Catastrophic Fires | 2043 | 5.3773e-07 | 5.678e-07 | 7.7973e-07 | 7.426e-07 | 17672.0852 | 299.42 | 10692.7362 | 6679.929 | 0 | 0 | 0 | 0 | 0.00012367 | 0.0095028 | 0 | 0.0095028 | 0.010034 | 0 | 0.010034 | 0.013779 | 0 | 0.013779 | 0.013123 | 0 | 0.013123
[79 empty] | WLDFR | HFTD - Distribution - Tier 3 - 1QU CoRE ¦ 3QU LoRE | Red Flag Warning - Catastrophic Fires | 2044 | 5.3773e-07 | 5.678e-07 | 7.7973e-07 | 7.426e-07 | 17672.0852 | 299.42 | 10692.7362 | 6679.929 | 0 | 0 | 0 | 0 | 0.00012367 | 0.0095028 | 0 | 0.0095028 | 0.010034 | 0 | 0.010034 | 0.013779 | 0 | 0.013779 | 0.013123 | 0 | 0.013123
[79 empty] | WLDFR | HFTD - Distribution - Tier 3 - 1QU CoRE ¦ 3QU LoRE | Red Flag Warning - Catastrophic Fires | 2045 | 5.3773e-07 | 5.678e-07 | 7.7973e-07 | 7.426e-07 | 17672.0852 | 299.42 | 10692.7362 | 6679.929 | 0 | 0 | 0 | 0 | 0.00012367 | 0.0095028 | 0 | 0.0095028 | 0.010034 | 0 | 0.010034 | 0.013779 | 0 | 0.013779 | 0.013123 | 0 | 0.013123
[79 empty] | WLDFR | HFTD - Distribution - Tier 3 - 1QU CoRE ¦ 3QU LoRE | Red Flag Warning - Catastrophic Fires | 2046 | 5.3773e-07 | 5.678e-07 | 7.7973e-07 | 7.426e-07 | 17672.0852 | 299.42 | 10692.7362 | 6679.929 | 0 | 0 | 0 | 0 | 0.00012367 | 0.0095028 | 0 | 0.0095028 | 0.010034 | 0 | 0.010034 | 0.013779 | 0 | 0.013779 | 0.013123 | 0 | 0.013123
[79 empty] | WLDFR | HFTD - Distribution - Tier 3 - 1QU CoRE ¦ 3QU LoRE | Red Flag Warning - Catastrophic Fires | 2047 | 5.3773e-07 | 5.678e-07 | 7.7973e-07 | 7.426e-07 | 17672.0852 | 299.42 | 10692.7362 | 6679.929 | 0 | 0 | 0 | 0 | 0.00012367 | 0.0095028 | 0 | 0.0095028 | 0.010034 | 0 | 0.010034 | 0.013779 | 0 | 0.013779 | 0.013123 | 0 | 0.013123
[79 empty] | WLDFR | HFTD - Distribution - Tier 3 - 1QU CoRE ¦ 3QU LoRE | Red Flag Warning - Catastrophic Fires | 2048 | 5.3773e-07 | 5.678e-07 | 7.7973e-07 | 7.426e-07 | 18552.3348 | 319.4911 | 11216.5626 | 7016.281 | 0 | 0 | 0 | 0 | 0.00012367 | 0.0099762 | 0 | 0.0099762 | 0.010534 | 0 | 0.010534 | 0.014466 | 0 | 0.014466 | 0.013777 | 0 | 0.013777
[79 empty] | WLDFR | HFTD - Distribution - Tier 3 - 1QU CoRE ¦ 3QU LoRE | Red Flag Warning - Catastrophic Fires | 2049 | 5.3773e-07 | 5.678e-07 | 7.7973e-07 | 7.426e-07 | 18552.3348 | 319.4911 | 11216.5626 | 7016.281 | 0 | 0 | 0 | 0 | 0.00012367 | 0.0099762 | 0 | 0.0099762 | 0.010534 | 0 | 0.010534 | 0.014466 | 0 | 0.014466 | 0.013777 | 0 | 0.013777
[79 empty] | WLDFR | HFTD - Distribution - Tier 3 - 1QU CoRE ¦ 3QU LoRE | Red Flag Warning - Catastrophic Fires | 2050 | 0 | 5.678e-07 | 7.7973e-07 | 7.426e-07 | 18552.3348 | 319.4911 | 11216.5626 | 7016.281 | 0 | 0 | 0 | 0 | 0.00012367 | 0 | 0 | 0 | 0.010534 | 0 | 0.010534 | 0.014466 | 0 | 0.014466 | 0.013777 | 0 | 0.013777
[79 empty] | WLDFR | HFTD - Distribution - Tier 3 - 1QU CoRE ¦ 3QU LoRE | Red Flag Warning - Catastrophic Fires | 2051 | 0 | 0 | 7.7973e-07 | 7.426e-07 | 18552.3348 | 319.4911 | 11216.5626 | 7016.281 | 0 | 0 | 0 | 0 | 0.00012367 | 0 | 0 | 0 | 0 | 0 | 0 | 0.014466 | 0 | 0.014466 | 0.013777 | 0 | 0.013777
[79 empty] | WLDFR | HFTD - Distribution - Tier 3 - 1QU CoRE ¦ 3QU LoRE | Red Flag Warning - Catastrophic Fires | 2052 | 0 | 0 | 0 | 7.426e-07 | 18552.3348 | 319.4911 | 11216.5626 | 7016.281 | 0 | 0 | 0 | 0 | 0.00012367 | 0 | 0 | 0 | 0 | 0 | 0 | 0 | 0 | 0 | 0.013777 | 0 | 0.013777
[79 empty] | WLDFR | HFTD - Distribution - Tier 3 - 1QU CoRE ¦ 3QU LoRE | Red Flag Warning - Destructive Fires | 2020 | 1.9574e-07 | 0 | 0 | 0 | 8807.9522 | 222.2294 | 8585.7228 | 0 | 0 | 0 | 0 | 0 | 1.6073e-05 | 0.0017241 | 0 | 0.0017241 | 0 | 0 | 0 | 0 | 0 | 0 | 0 | 0 | 0
[79 empty] | WLDFR | HFTD - Distribution - Tier 3 - 1QU CoRE ¦ 3QU LoRE | Red Flag Warning - Destructive Fires | 2021 | 1.1526e-07 | 2.0669e-07 | 0 | 0 | 8807.9522 | 222.2294 | 8585.7228 | 0 | 0 | 0 | 0 | 0 | 1.6073e-05 | 0.0010152 | 0 | 0.0010152 | 0.0018205 | 0 | 0.0018205 | 0 | 0 | 0 | 0 | 0 | 0
[79 empty] | WLDFR | HFTD - Distribution - Tier 3 - 1QU CoRE ¦ 3QU LoRE | Red Flag Warning - Destructive Fires | 2022 | 6.2752e-08 | 6.6261e-08 | 1.7077e-07 | 0 | 8807.9522 | 222.2294 | 8585.7228 | 0 | 0 | 0 | 0 | 0 | 1.537e-05 | 0.00055272 | 0 | 0.00055272 | 0.00058362 | 0 | 0.00058362 | 0.0015042 | 0 | 0.0015042 | 0 | 0 | 0
[79 empty] | WLDFR | HFTD - Distribution - Tier 3 - 1QU CoRE ¦ 3QU LoRE | Red Flag Warning - Destructive Fires | 2023 | 6.2752e-08 | 6.6261e-08 | 9.0992e-08 | 1.6264e-07 | 9129.7461 | 233.2301 | 8896.516 | 0 | 0 | 0 | 0 | 0 | 1.537e-05 | 0.00057291 | 0 | 0.00057291 | 0.00060494 | 0 | 0.00060494 | 0.00083074 | 0 | 0.00083074 | 0.0014849 | 0 | 0.0014849
[79 empty] | WLDFR | HFTD - Distribution - Tier 3 - 1QU CoRE ¦ 3QU LoRE | Red Flag Warning - Destructive Fires | 2024 | 6.2752e-08 | 6.6261e-08 | 9.0992e-08 | 8.666e-08 | 9129.7461 | 233.2301 | 8896.516 | 0 | 0 | 0 | 0 | 0 | 1.537e-05 | 0.00057291 | 0 | 0.00057291 | 0.00060494 | 0 | 0.00060494 | 0.00083074 | 0 | 0.00083074 | 0.00079118 | 0 | 0.00079118
[79 empty] | WLDFR | HFTD - Distribution - Tier 3 - 1QU CoRE ¦ 3QU LoRE | Red Flag Warning - Destructive Fires | 2025 | 6.2752e-08 | 6.6261e-08 | 9.0992e-08 | 8.666e-08 | 9129.7461 | 233.2301 | 8896.516 | 0 | 0 | 0 | 0 | 0 | 1.537e-05 | 0.00057291 | 0 | 0.00057291 | 0.00060494 | 0 | 0.00060494 | 0.00083074 | 0 | 0.00083074 | 0.00079118 | 0 | 0.00079118
[79 empty] | WLDFR | HFTD - Distribution - Tier 3 - 1QU CoRE ¦ 3QU LoRE | Red Flag Warning - Destructive Fires | 2026 | 6.2752e-08 | 6.6261e-08 | 9.0992e-08 | 8.666e-08 | 9129.7461 | 233.2301 | 8896.516 | 0 | 0 | 0 | 0 | 0 | 1.537e-05 | 0.00057291 | 0 | 0.00057291 | 0.00060494 | 0 | 0.00060494 | 0.00083074 | 0 | 0.00083074 | 0.00079118 | 0 | 0.00079118
[79 empty] | WLDFR | HFTD - Distribution - Tier 3 - 1QU CoRE ¦ 3QU LoRE | Red Flag Warning - Destructive Fires | 2027 | 6.2752e-08 | 6.6261e-08 | 9.0992e-08 | 8.666e-08 | 9129.7461 | 233.2301 | 8896.516 | 0 | 0 | 0 | 0 | 0 | 1.537e-05 | 0.00057291 | 0 | 0.00057291 | 0.00060494 | 0 | 0.00060494 | 0.00083074 | 0 | 0.00083074 | 0.00079118 | 0 | 0.00079118
[79 empty] | WLDFR | HFTD - Distribution - Tier 3 - 1QU CoRE ¦ 3QU LoRE | Red Flag Warning - Destructive Fires | 2028 | 6.2752e-08 | 6.6261e-08 | 9.0992e-08 | 8.666e-08 | 9534.9221 | 247.273 | 9287.6491 | 0 | 0 | 0 | 0 | 0 | 1.537e-05 | 0.00059834 | 0 | 0.00059834 | 0.00063179 | 0 | 0.00063179 | 0.00086761 | 0 | 0.00086761 | 0.00082629 | 0 | 0.00082629
[79 empty] | WLDFR | HFTD - Distribution - Tier 3 - 1QU CoRE ¦ 3QU LoRE | Red Flag Warning - Destructive Fires | 2029 | 6.2752e-08 | 6.6261e-08 | 9.0992e-08 | 8.666e-08 | 9534.9221 | 247.273 | 9287.6491 | 0 | 0 | 0 | 0 | 0 | 1.537e-05 | 0.00059834 | 0 | 0.00059834 | 0.00063179 | 0 | 0.00063179 | 0.00086761 | 0 | 0.00086761 | 0.00082629 | 0 | 0.00082629
[79 empty] | WLDFR | HFTD - Distribution - Tier 3 - 1QU CoRE ¦ 3QU LoRE | Red Flag Warning - Destructive Fires | 2030 | 6.2752e-08 | 6.6261e-08 | 9.0992e-08 | 8.666e-08 | 9534.9221 | 247.273 | 9287.6491 | 0 | 0 | 0 | 0 | 0 | 1.537e-05 | 0.00059834 | 0 | 0.00059834 | 0.00063179 | 0 | 0.00063179 | 0.00086761 | 0 | 0.00086761 | 0.00082629 | 0 | 0.00082629
[79 empty] | WLDFR | HFTD - Distribution - Tier 3 - 1QU CoRE ¦ 3QU LoRE | Red Flag Warning - Destructive Fires | 2031 | 6.2752e-08 | 6.6261e-08 | 9.0992e-08 | 8.666e-08 | 9534.9221 | 247.273 | 9287.6491 | 0 | 0 | 0 | 0 | 0 | 1.537e-05 | 0.00059834 | 0 | 0.00059834 | 0.00063179 | 0 | 0.00063179 | 0.00086761 | 0 | 0.00086761 | 0.00082629 | 0 | 0.00082629
[79 empty] | WLDFR | HFTD - Distribution - Tier 3 - 1QU CoRE ¦ 3QU LoRE | Red Flag Warning - Destructive Fires | 2032 | 6.2752e-08 | 6.6261e-08 | 9.0992e-08 | 8.666e-08 | 9534.9221 | 247.273 | 9287.6491 | 0 | 0 | 0 | 0 | 0 | 1.537e-05 | 0.00059834 | 0 | 0.00059834 | 0.00063179 | 0 | 0.00063179 | 0.00086761 | 0 | 0.00086761 | 0.00082629 | 0 | 0.00082629
[79 empty] | WLDFR | HFTD - Distribution - Tier 3 - 1QU CoRE ¦ 3QU LoRE | Red Flag Warning - Destructive Fires | 2033 | 6.2752e-08 | 6.6261e-08 | 9.0992e-08 | 8.666e-08 | 9984.8474 | 263.1074 | 9721.74 | 0 | 0 | 0 | 0 | 0 | 1.537e-05 | 0.00062657 | 0 | 0.00062657 | 0.0006616 | 0 | 0.0006616 | 0.00090855 | 0 | 0.00090855 | 0.00086528 | 0 | 0.00086528
[79 empty] | WLDFR | HFTD - Distribution - Tier 3 - 1QU CoRE ¦ 3QU LoRE | Red Flag Warning - Destructive Fires | 2034 | 6.2752e-08 | 6.6261e-08 | 9.0992e-08 | 8.666e-08 | 9984.8474 | 263.1074 | 9721.74 | 0 | 0 | 0 | 0 | 0 | 1.537e-05 | 0.00062657 | 0 | 0.00062657 | 0.0006616 | 0 | 0.0006616 | 0.00090855 | 0 | 0.00090855 | 0.00086528 | 0 | 0.00086528
[79 empty] | WLDFR | HFTD - Distribution - Tier 3 - 1QU CoRE ¦ 3QU LoRE | Red Flag Warning - Destructive Fires | 2035 | 6.2752e-08 | 6.6261e-08 | 9.0992e-08 | 8.666e-08 | 9984.8474 | 263.1074 | 9721.74 | 0 | 0 | 0 | 0 | 0 | 1.537e-05 | 0.00062657 | 0 | 0.00062657 | 0.0006616 | 0 | 0.0006616 | 0.00090855 | 0 | 0.00090855 | 0.00086528 | 0 | 0.00086528
[79 empty] | WLDFR | HFTD - Distribution - Tier 3 - 1QU CoRE ¦ 3QU LoRE | Red Flag Warning - Destructive Fires | 2036 | 6.2752e-08 | 6.6261e-08 | 9.0992e-08 | 8.666e-08 | 9984.8474 | 263.1074 | 9721.74 | 0 | 0 | 0 | 0 | 0 | 1.537e-05 | 0.00062657 | 0 | 0.00062657 | 0.0006616 | 0 | 0.0006616 | 0.00090855 | 0 | 0.00090855 | 0.00086528 | 0 | 0.00086528
[79 empty] | WLDFR | HFTD - Distribution - Tier 3 - 1QU CoRE ¦ 3QU LoRE | Red Flag Warning - Destructive Fires | 2037 | 6.2752e-08 | 6.6261e-08 | 9.0992e-08 | 8.666e-08 | 9984.8474 | 263.1074 | 9721.74 | 0 | 0 | 0 | 0 | 0 | 1.537e-05 | 0.00062657 | 0 | 0.00062657 | 0.0006616 | 0 | 0.0006616 | 0.00090855 | 0 | 0.00090855 | 0.00086528 | 0 | 0.00086528
[79 empty] | WLDFR | HFTD - Distribution - Tier 3 - 1QU CoRE ¦ 3QU LoRE | Red Flag Warning - Destructive Fires | 2038 | 6.2752e-08 | 6.6261e-08 | 9.0992e-08 | 8.666e-08 | 10472.8261 | 280.5544 | 10192.2718 | 0 | 0 | 0 | 0 | 0 | 1.537e-05 | 0.00065719 | 0 | 0.00065719 | 0.00069394 | 0 | 0.00069394 | 0.00095295 | 0 | 0.00095295 | 0.00090757 | 0 | 0.00090757
[79 empty] | WLDFR | HFTD - Distribution - Tier 3 - 1QU CoRE ¦ 3QU LoRE | Red Flag Warning - Destructive Fires | 2039 | 6.2752e-08 | 6.6261e-08 | 9.0992e-08 | 8.666e-08 | 10472.8261 | 280.5544 | 10192.2718 | 0 | 0 | 0 | 0 | 0 | 1.537e-05 | 0.00065719 | 0 | 0.00065719 | 0.00069394 | 0 | 0.00069394 | 0.00095295 | 0 | 0.00095295 | 0.00090757 | 0 | 0.00090757
[79 empty] | WLDFR | HFTD - Distribution - Tier 3 - 1QU CoRE ¦ 3QU LoRE | Red Flag Warning - Destructive Fires | 2040 | 6.2752e-08 | 6.6261e-08 | 9.0992e-08 | 8.666e-08 | 10472.8261 | 280.5544 | 10192.2718 | 0 | 0 | 0 | 0 | 0 | 1.537e-05 | 0.00065719 | 0 | 0.00065719 | 0.00069394 | 0 | 0.00069394 | 0.00095295 | 0 | 0.00095295 | 0.00090757 | 0 | 0.00090757
[79 empty] | WLDFR | HFTD - Distribution - Tier 3 - 1QU CoRE ¦ 3QU LoRE | Red Flag Warning - Destructive Fires | 2041 | 6.2752e-08 | 6.6261e-08 | 9.0992e-08 | 8.666e-08 | 10472.8261 | 280.5544 | 10192.2718 | 0 | 0 | 0 | 0 | 0 | 1.537e-05 | 0.00065719 | 0 | 0.00065719 | 0.00069394 | 0 | 0.00069394 | 0.00095295 | 0 | 0.00095295 | 0.00090757 | 0 | 0.00090757
[79 empty] | WLDFR | HFTD - Distribution - Tier 3 - 1QU CoRE ¦ 3QU LoRE | Red Flag Warning - Destructive Fires | 2042 | 6.2752e-08 | 6.6261e-08 | 9.0992e-08 | 8.666e-08 | 10472.8261 | 280.5544 | 10192.2718 | 0 | 0 | 0 | 0 | 0 | 1.537e-05 | 0.00065719 | 0 | 0.00065719 | 0.00069394 | 0 | 0.00069394 | 0.00095295 | 0 | 0.00095295 | 0.00090757 | 0 | 0.00090757
[79 empty] | WLDFR | HFTD - Distribution - Tier 3 - 1QU CoRE ¦ 3QU LoRE | Red Flag Warning - Destructive Fires | 2043 | 6.2752e-08 | 6.6261e-08 | 9.0992e-08 | 8.666e-08 | 10992.1562 | 299.42 | 10692.7362 | 0 | 0 | 0 | 0 | 0 | 1.537e-05 | 0.00068978 | 0 | 0.00068978 | 0.00072835 | 0 | 0.00072835 | 0.0010002 | 0 | 0.0010002 | 0.00095257 | 0 | 0.00095257
[79 empty] | WLDFR | HFTD - Distribution - Tier 3 - 1QU CoRE ¦ 3QU LoRE | Red Flag Warning - Destructive Fires | 2044 | 6.2752e-08 | 6.6261e-08 | 9.0992e-08 | 8.666e-08 | 10992.1562 | 299.42 | 10692.7362 | 0 | 0 | 0 | 0 | 0 | 1.537e-05 | 0.00068978 | 0 | 0.00068978 | 0.00072835 | 0 | 0.00072835 | 0.0010002 | 0 | 0.0010002 | 0.00095257 | 0 | 0.00095257
[79 empty] | WLDFR | HFTD - Distribution - Tier 3 - 1QU CoRE ¦ 3QU LoRE | Red Flag Warning - Destructive Fires | 2045 | 6.2752e-08 | 6.6261e-08 | 9.0992e-08 | 8.666e-08 | 10992.1562 | 299.42 | 10692.7362 | 0 | 0 | 0 | 0 | 0 | 1.537e-05 | 0.00068978 | 0 | 0.00068978 | 0.00072835 | 0 | 0.00072835 | 0.0010002 | 0 | 0.0010002 | 0.00095257 | 0 | 0.00095257
[79 empty] | WLDFR | HFTD - Distribution - Tier 3 - 1QU CoRE ¦ 3QU LoRE | Red Flag Warning - Destructive Fires | 2046 | 6.2752e-08 | 6.6261e-08 | 9.0992e-08 | 8.666e-08 | 10992.1562 | 299.42 | 10692.7362 | 0 | 0 | 0 | 0 | 0 | 1.537e-05 | 0.00068978 | 0 | 0.00068978 | 0.00072835 | 0 | 0.00072835 | 0.0010002 | 0 | 0.0010002 | 0.00095257 | 0 | 0.00095257
[79 empty] | WLDFR | HFTD - Distribution - Tier 3 - 1QU CoRE ¦ 3QU LoRE | Red Flag Warning - Destructive Fires | 2047 | 6.2752e-08 | 6.6261e-08 | 9.0992e-08 | 8.666e-08 | 10992.1562 | 299.42 | 10692.7362 | 0 | 0 | 0 | 0 | 0 | 1.537e-05 | 0.00068978 | 0 | 0.00068978 | 0.00072835 | 0 | 0.00072835 | 0.0010002 | 0 | 0.0010002 | 0.00095257 | 0 | 0.00095257
[79 empty] | WLDFR | HFTD - Distribution - Tier 3 - 1QU CoRE ¦ 3QU LoRE | Red Flag Warning - Destructive Fires | 2048 | 6.2752e-08 | 6.6261e-08 | 9.0992e-08 | 8.666e-08 | 11536.0538 | 319.4911 | 11216.5626 | 0 | 0 | 0 | 0 | 0 | 1.537e-05 | 0.00072391 | 0 | 0.00072391 | 0.00076439 | 0 | 0.00076439 | 0.0010497 | 0 | 0.0010497 | 0.00099971 | 0 | 0.00099971
[79 empty] | WLDFR | HFTD - Distribution - Tier 3 - 1QU CoRE ¦ 3QU LoRE | Red Flag Warning - Destructive Fires | 2049 | 6.2752e-08 | 6.6261e-08 | 9.0992e-08 | 8.666e-08 | 11536.0538 | 319.4911 | 11216.5626 | 0 | 0 | 0 | 0 | 0 | 1.537e-05 | 0.00072391 | 0 | 0.00072391 | 0.00076439 | 0 | 0.00076439 | 0.0010497 | 0 | 0.0010497 | 0.00099971 | 0 | 0.00099971
[79 empty] | WLDFR | HFTD - Distribution - Tier 3 - 1QU CoRE ¦ 3QU LoRE | Red Flag Warning - Destructive Fires | 2050 | 0 | 6.6261e-08 | 9.0992e-08 | 8.666e-08 | 11536.0538 | 319.4911 | 11216.5626 | 0 | 0 | 0 | 0 | 0 | 1.537e-05 | 0 | 0 | 0 | 0.00076439 | 0 | 0.00076439 | 0.0010497 | 0 | 0.0010497 | 0.00099971 | 0 | 0.00099971
[79 empty] | WLDFR | HFTD - Distribution - Tier 3 - 1QU CoRE ¦ 3QU LoRE | Red Flag Warning - Destructive Fires | 2051 | 0 | 0 | 9.0992e-08 | 8.666e-08 | 11536.0538 | 319.4911 | 11216.5626 | 0 | 0 | 0 | 0 | 0 | 1.537e-05 | 0 | 0 | 0 | 0 | 0 | 0 | 0.0010497 | 0 | 0.0010497 | 0.00099971 | 0 | 0.00099971
[79 empty] | WLDFR | HFTD - Distribution - Tier 3 - 1QU CoRE ¦ 3QU LoRE | Red Flag Warning - Destructive Fires | 2052 | 0 | 0 | 0 | 8.666e-08 | 11536.0538 | 319.4911 | 11216.5626 | 0 | 0 | 0 | 0 | 0 | 1.537e-05 | 0 | 0 | 0 | 0 | 0 | 0 | 0 | 0 | 0 | 0.00099971 | 0 | 0.00099971
[79 empty] | WLDFR | HFTD - Distribution - Tier 3 - 1QU CoRE ¦ 3QU LoRE | Red Flag Warning - Large Fires | 2020 | 1.342e-06 | 0 | 0 | 0 | 5.2406 | 0.69642 | 2.942 | 1.6022 | 0 | 0 | 0 | 0 | 0.00011393 | 7.0327e-06 | 0 | 7.0327e-06 | 0 | 0 | 0 | 0 | 0 | 0 | 0 | 0 | 0
[79 empty] | WLDFR | HFTD - Distribution - Tier 3 - 1QU CoRE ¦ 3QU LoRE | Red Flag Warning - Large Fires | 2021 | 7.6787e-07 | 1.417e-06 | 0 | 0 | 5.2406 | 0.69642 | 2.942 | 1.6022 | 0 | 0 | 0 | 0 | 0.00011393 | 4.0241e-06 | 0 | 4.0241e-06 | 7.4259e-06 | 0 | 7.4259e-06 | 0 | 0 | 0 | 0 | 0 | 0
[79 empty] | WLDFR | HFTD - Distribution - Tier 3 - 1QU CoRE ¦ 3QU LoRE | Red Flag Warning - Large Fires | 2022 | 3.9283e-07 | 4.148e-07 | 1.0487e-06 | 0 | 5.2406 | 0.69642 | 2.942 | 1.6022 | 0 | 0 | 0 | 0 | 9.3396e-05 | 2.0587e-06 | 0 | 2.0587e-06 | 2.1738e-06 | 0 | 2.1738e-06 | 5.4958e-06 | 0 | 5.4958e-06 | 0 | 0 | 0
[79 empty] | WLDFR | HFTD - Distribution - Tier 3 - 1QU CoRE ¦ 3QU LoRE | Red Flag Warning - Large Fires | 2023 | 3.9283e-07 | 4.148e-07 | 5.6962e-07 | 9.9876e-07 | 5.475 | 0.71896 | 3.0715 | 1.6846 | 0 | 0 | 0 | 0 | 9.3396e-05 | 2.1508e-06 | 0 | 2.1508e-06 | 2.271e-06 | 0 | 2.271e-06 | 3.1187e-06 | 0 | 3.1187e-06 | 5.4683e-06 | 0 | 5.4683e-06
[79 empty] | WLDFR | HFTD - Distribution - Tier 3 - 1QU CoRE ¦ 3QU LoRE | Red Flag Warning - Large Fires | 2024 | 3.9283e-07 | 4.148e-07 | 5.6962e-07 | 5.4249e-07 | 5.475 | 0.71896 | 3.0715 | 1.6846 | 0 | 0 | 0 | 0 | 9.3396e-05 | 2.1508e-06 | 0 | 2.1508e-06 | 2.271e-06 | 0 | 2.271e-06 | 3.1187e-06 | 0 | 3.1187e-06 | 2.9702e-06 | 0 | 2.9702e-06
[79 empty] | WLDFR | HFTD - Distribution - Tier 3 - 1QU CoRE ¦ 3QU LoRE | Red Flag Warning - Large Fires | 2025 | 3.9283e-07 | 4.148e-07 | 5.6962e-07 | 5.4249e-07 | 5.475 | 0.71896 | 3.0715 | 1.6846 | 0 | 0 | 0 | 0 | 9.3396e-05 | 2.1508e-06 | 0 | 2.1508e-06 | 2.271e-06 | 0 | 2.271e-06 | 3.1187e-06 | 0 | 3.1187e-06 | 2.9702e-06 | 0 | 2.9702e-06
[79 empty] | WLDFR | HFTD - Distribution - Tier 3 - 1QU CoRE ¦ 3QU LoRE | Red Flag Warning - Large Fires | 2026 | 3.9283e-07 | 4.148e-07 | 5.6962e-07 | 5.4249e-07 | 5.475 | 0.71896 | 3.0715 | 1.6846 | 0 | 0 | 0 | 0 | 9.3396e-05 | 2.1508e-06 | 0 | 2.1508e-06 | 2.271e-06 | 0 | 2.271e-06 | 3.1187e-06 | 0 | 3.1187e-06 | 2.9702e-06 | 0 | 2.9702e-06
[79 empty] | WLDFR | HFTD - Distribution - Tier 3 - 1QU CoRE ¦ 3QU LoRE | Red Flag Warning - Large Fires | 2027 | 3.9283e-07 | 4.148e-07 | 5.6962e-07 | 5.4249e-07 | 5.475 | 0.71896 | 3.0715 | 1.6846 | 0 | 0 | 0 | 0 | 9.3396e-05 | 2.1508e-06 | 0 | 2.1508e-06 | 2.271e-06 | 0 | 2.271e-06 | 3.1187e-06 | 0 | 3.1187e-06 | 2.9702e-06 | 0 | 2.9702e-06
[79 empty] | WLDFR | HFTD - Distribution - Tier 3 - 1QU CoRE ¦ 3QU LoRE | Red Flag Warning - Large Fires | 2028 | 3.9283e-07 | 4.148e-07 | 5.6962e-07 | 5.4249e-07 | 5.777 | 0.74734 | 3.238 | 1.7917 | 0 | 0 | 0 | 0 | 9.3396e-05 | 2.2694e-06 | 0 | 2.2694e-06 | 2.3963e-06 | 0 | 2.3963e-06 | 3.2907e-06 | 0 | 3.2907e-06 | 3.134e-06 | 0 | 3.134e-06
[79 empty] | WLDFR | HFTD - Distribution - Tier 3 - 1QU CoRE ¦ 3QU LoRE | Red Flag Warning - Large Fires | 2029 | 3.9283e-07 | 4.148e-07 | 5.6962e-07 | 5.4249e-07 | 5.777 | 0.74734 | 3.238 | 1.7917 | 0 | 0 | 0 | 0 | 9.3396e-05 | 2.2694e-06 | 0 | 2.2694e-06 | 2.3963e-06 | 0 | 2.3963e-06 | 3.2907e-06 | 0 | 3.2907e-06 | 3.134e-06 | 0 | 3.134e-06
[79 empty] | WLDFR | HFTD - Distribution - Tier 3 - 1QU CoRE ¦ 3QU LoRE | Red Flag Warning - Large Fires | 2030 | 3.9283e-07 | 4.148e-07 | 5.6962e-07 | 5.4249e-07 | 5.777 | 0.74734 | 3.238 | 1.7917 | 0 | 0 | 0 | 0 | 9.3396e-05 | 2.2694e-06 | 0 | 2.2694e-06 | 2.3963e-06 | 0 | 2.3963e-06 | 3.2907e-06 | 0 | 3.2907e-06 | 3.134e-06 | 0 | 3.134e-06
[79 empty] | WLDFR | HFTD - Distribution - Tier 3 - 1QU CoRE ¦ 3QU LoRE | Red Flag Warning - Large Fires | 2031 | 3.9283e-07 | 4.148e-07 | 5.6962e-07 | 5.4249e-07 | 5.777 | 0.74734 | 3.238 | 1.7917 | 0 | 0 | 0 | 0 | 9.3396e-05 | 2.2694e-06 | 0 | 2.2694e-06 | 2.3963e-06 | 0 | 2.3963e-06 | 3.2907e-06 | 0 | 3.2907e-06 | 3.134e-06 | 0 | 3.134e-06
[79 empty] | WLDFR | HFTD - Distribution - Tier 3 - 1QU CoRE ¦ 3QU LoRE | Red Flag Warning - Large Fires | 2032 | 3.9283e-07 | 4.148e-07 | 5.6962e-07 | 5.4249e-07 | 5.777 | 0.74734 | 3.238 | 1.7917 | 0 | 0 | 0 | 0 | 9.3396e-05 | 2.2694e-06 | 0 | 2.2694e-06 | 2.3963e-06 | 0 | 2.3963e-06 | 3.2907e-06 | 0 | 3.2907e-06 | 3.134e-06 | 0 | 3.134e-06
[79 empty] | WLDFR | HFTD - Distribution - Tier 3 - 1QU CoRE ¦ 3QU LoRE | Red Flag Warning - Large Fires | 2033 | 3.9283e-07 | 4.148e-07 | 5.6962e-07 | 5.4249e-07 | 6.1205 | 0.77885 | 3.4265 | 1.9151 | 0 | 0 | 0 | 0 | 9.3396e-05 | 2.4043e-06 | 0 | 2.4043e-06 | 2.5388e-06 | 0 | 2.5388e-06 | 3.4864e-06 | 0 | 3.4864e-06 | 3.3203e-06 | 0 | 3.3203e-06
[79 empty] | WLDFR | HFTD - Distribution - Tier 3 - 1QU CoRE ¦ 3QU LoRE | Red Flag Warning - Large Fires | 2034 | 3.9283e-07 | 4.148e-07 | 5.6962e-07 | 5.4249e-07 | 6.1205 | 0.77885 | 3.4265 | 1.9151 | 0 | 0 | 0 | 0 | 9.3396e-05 | 2.4043e-06 | 0 | 2.4043e-06 | 2.5388e-06 | 0 | 2.5388e-06 | 3.4864e-06 | 0 | 3.4864e-06 | 3.3203e-06 | 0 | 3.3203e-06
[79 empty] | WLDFR | HFTD - Distribution - Tier 3 - 1QU CoRE ¦ 3QU LoRE | Red Flag Warning - Large Fires | 2035 | 3.9283e-07 | 4.148e-07 | 5.6962e-07 | 5.4249e-07 | 6.1205 | 0.77885 | 3.4265 | 1.9151 | 0 | 0 | 0 | 0 | 9.3396e-05 | 2.4043e-06 | 0 | 2.4043e-06 | 2.5388e-06 | 0 | 2.5388e-06 | 3.4864e-06 | 0 | 3.4864e-06 | 3.3203e-06 | 0 | 3.3203e-06
[79 empty] | WLDFR | HFTD - Distribution - Tier 3 - 1QU CoRE ¦ 3QU LoRE | Red Flag Warning - Large Fires | 2036 | 3.9283e-07 | 4.148e-07 | 5.6962e-07 | 5.4249e-07 | 6.1205 | 0.77885 | 3.4265 | 1.9151 | 0 | 0 | 0 | 0 | 9.3396e-05 | 2.4043e-06 | 0 | 2.4043e-06 | 2.5388e-06 | 0 | 2.5388e-06 | 3.4864e-06 | 0 | 3.4864e-06 | 3.3203e-06 | 0 | 3.3203e-06
[79 empty] | WLDFR | HFTD - Distribution - Tier 3 - 1QU CoRE ¦ 3QU LoRE | Red Flag Warning - Large Fires | 2037 | 3.9283e-07 | 4.148e-07 | 5.6962e-07 | 5.4249e-07 | 6.1205 | 0.77885 | 3.4265 | 1.9151 | 0 | 0 | 0 | 0 | 9.3396e-05 | 2.4043e-06 | 0 | 2.4043e-06 | 2.5388e-06 | 0 | 2.5388e-06 | 3.4864e-06 | 0 | 3.4864e-06 | 3.3203e-06 | 0 | 3.3203e-06
[79 empty] | WLDFR | HFTD - Distribution - Tier 3 - 1QU CoRE ¦ 3QU LoRE | Red Flag Warning - Large Fires | 2038 | 3.9283e-07 | 4.148e-07 | 5.6962e-07 | 5.4249e-07 | 6.5028 | 0.81304 | 3.6355 | 2.0543 | 0 | 0 | 0 | 0 | 9.3396e-05 | 2.5545e-06 | 0 | 2.5545e-06 | 2.6973e-06 | 0 | 2.6973e-06 | 3.7041e-06 | 0 | 3.7041e-06 | 3.5277e-06 | 0 | 3.5277e-06
[79 empty] | WLDFR | HFTD - Distribution - Tier 3 - 1QU CoRE ¦ 3QU LoRE | Red Flag Warning - Large Fires | 2039 | 3.9283e-07 | 4.148e-07 | 5.6962e-07 | 5.4249e-07 | 6.5028 | 0.81304 | 3.6355 | 2.0543 | 0 | 0 | 0 | 0 | 9.3396e-05 | 2.5545e-06 | 0 | 2.5545e-06 | 2.6973e-06 | 0 | 2.6973e-06 | 3.7041e-06 | 0 | 3.7041e-06 | 3.5277e-06 | 0 | 3.5277e-06
[79 empty] | WLDFR | HFTD - Distribution - Tier 3 - 1QU CoRE ¦ 3QU LoRE | Red Flag Warning - Large Fires | 2040 | 3.9283e-07 | 4.148e-07 | 5.6962e-07 | 5.4249e-07 | 6.5028 | 0.81304 | 3.6355 | 2.0543 | 0 | 0 | 0 | 0 | 9.3396e-05 | 2.5545e-06 | 0 | 2.5545e-06 | 2.6973e-06 | 0 | 2.6973e-06 | 3.7041e-06 | 0 | 3.7041e-06 | 3.5277e-06 | 0 | 3.5277e-06
[79 empty] | WLDFR | HFTD - Distribution - Tier 3 - 1QU CoRE ¦ 3QU LoRE | Red Flag Warning - Large Fires | 2041 | 3.9283e-07 | 4.148e-07 | 5.6962e-07 | 5.4249e-07 | 6.5028 | 0.81304 | 3.6355 | 2.0543 | 0 | 0 | 0 | 0 | 9.3396e-05 | 2.5545e-06 | 0 | 2.5545e-06 | 2.6973e-06 | 0 | 2.6973e-06 | 3.7041e-06 | 0 | 3.7041e-06 | 3.5277e-06 | 0 | 3.5277e-06
[79 empty] | WLDFR | HFTD - Distribution - Tier 3 - 1QU CoRE ¦ 3QU LoRE | Red Flag Warning - Large Fires | 2042 | 3.9283e-07 | 4.148e-07 | 5.6962e-07 | 5.4249e-07 | 6.5028 | 0.81304 | 3.6355 | 2.0543 | 0 | 0 | 0 | 0 | 9.3396e-05 | 2.5545e-06 | 0 | 2.5545e-06 | 2.6973e-06 | 0 | 2.6973e-06 | 3.7041e-06 | 0 | 3.7041e-06 | 3.5277e-06 | 0 | 3.5277e-06
[79 empty] | WLDFR | HFTD - Distribution - Tier 3 - 1QU CoRE ¦ 3QU LoRE | Red Flag Warning - Large Fires | 2043 | 3.9283e-07 | 4.148e-07 | 5.6962e-07 | 5.4249e-07 | 6.9209 | 0.84944 | 3.8632 | 2.2083 | 0 | 0 | 0 | 0 | 9.3396e-05 | 2.7188e-06 | 0 | 2.7188e-06 | 2.8708e-06 | 0 | 2.8708e-06 | 3.9423e-06 | 0 | 3.9423e-06 | 3.7546e-06 | 0 | 3.7546e-06
[79 empty] | WLDFR | HFTD - Distribution - Tier 3 - 1QU CoRE ¦ 3QU LoRE | Red Flag Warning - Large Fires | 2044 | 3.9283e-07 | 4.148e-07 | 5.6962e-07 | 5.4249e-07 | 6.9209 | 0.84944 | 3.8632 | 2.2083 | 0 | 0 | 0 | 0 | 9.3396e-05 | 2.7188e-06 | 0 | 2.7188e-06 | 2.8708e-06 | 0 | 2.8708e-06 | 3.9423e-06 | 0 | 3.9423e-06 | 3.7546e-06 | 0 | 3.7546e-06
[79 empty] | WLDFR | HFTD - Distribution - Tier 3 - 1QU CoRE ¦ 3QU LoRE | Red Flag Warning - Large Fires | 2045 | 3.9283e-07 | 4.148e-07 | 5.6962e-07 | 5.4249e-07 | 6.9209 | 0.84944 | 3.8632 | 2.2083 | 0 | 0 | 0 | 0 | 9.3396e-05 | 2.7188e-06 | 0 | 2.7188e-06 | 2.8708e-06 | 0 | 2.8708e-06 | 3.9423e-06 | 0 | 3.9423e-06 | 3.7546e-06 | 0 | 3.7546e-06
[79 empty] | WLDFR | HFTD - Distribution - Tier 3 - 1QU CoRE ¦ 3QU LoRE | Red Flag Warning - Large Fires | 2046 | 3.9283e-07 | 4.148e-07 | 5.6962e-07 | 5.4249e-07 | 6.9209 | 0.84944 | 3.8632 | 2.2083 | 0 | 0 | 0 | 0 | 9.3396e-05 | 2.7188e-06 | 0 | 2.7188e-06 | 2.8708e-06 | 0 | 2.8708e-06 | 3.9423e-06 | 0 | 3.9423e-06 | 3.7546e-06 | 0 | 3.7546e-06
[79 empty] | WLDFR | HFTD - Distribution - Tier 3 - 1QU CoRE ¦ 3QU LoRE | Red Flag Warning - Large Fires | 2047 | 3.9283e-07 | 4.148e-07 | 5.6962e-07 | 5.4249e-07 | 6.9209 | 0.84944 | 3.8632 | 2.2083 | 0 | 0 | 0 | 0 | 9.3396e-05 | 2.7188e-06 | 0 | 2.7188e-06 | 2.8708e-06 | 0 | 2.8708e-06 | 3.9423e-06 | 0 | 3.9423e-06 | 3.7546e-06 | 0 | 3.7546e-06
[79 empty] | WLDFR | HFTD - Distribution - Tier 3 - 1QU CoRE ¦ 3QU LoRE | Red Flag Warning - Large Fires | 2048 | 3.9283e-07 | 4.148e-07 | 5.6962e-07 | 5.4249e-07 | 7.3713 | 0.88759 | 4.1075 | 2.3763 | 0 | 0 | 0 | 0 | 9.3396e-05 | 2.8957e-06 | 0 | 2.8957e-06 | 3.0576e-06 | 0 | 3.0576e-06 | 4.1989e-06 | 0 | 4.1989e-06 | 3.9989e-06 | 0 | 3.9989e-06
[79 empty] | WLDFR | HFTD - Distribution - Tier 3 - 1QU CoRE ¦ 3QU LoRE | Red Flag Warning - Large Fires | 2049 | 3.9283e-07 | 4.148e-07 | 5.6962e-07 | 5.4249e-07 | 7.3713 | 0.88759 | 4.1075 | 2.3763 | 0 | 0 | 0 | 0 | 9.3396e-05 | 2.8957e-06 | 0 | 2.8957e-06 | 3.0576e-06 | 0 | 3.0576e-06 | 4.1989e-06 | 0 | 4.1989e-06 | 3.9989e-06 | 0 | 3.9989e-06
[79 empty] | WLDFR | HFTD - Distribution - Tier 3 - 1QU CoRE ¦ 3QU LoRE | Red Flag Warning - Large Fires | 2050 | 0 | 4.148e-07 | 5.6962e-07 | 5.4249e-07 | 7.3713 | 0.88759 | 4.1075 | 2.3763 | 0 | 0 | 0 | 0 | 9.3396e-05 | 0 | 0 | 0 | 3.0576e-06 | 0 | 3.0576e-06 | 4.1989e-06 | 0 | 4.1989e-06 | 3.9989e-06 | 0 | 3.9989e-06
[79 empty] | WLDFR | HFTD - Distribution - Tier 3 - 1QU CoRE ¦ 3QU LoRE | Red Flag Warning - Large Fires | 2051 | 0 | 0 | 5.6962e-07 | 5.4249e-07 | 7.3713 | 0.88759 | 4.1075 | 2.3763 | 0 | 0 | 0 | 0 | 9.3396e-05 | 0 | 0 | 0 | 0 | 0 | 0 | 4.1989e-06 | 0 | 4.1989e-06 | 3.9989e-06 | 0 | 3.9989e-06
[79 empty] | WLDFR | HFTD - Distribution - Tier 3 - 1QU CoRE ¦ 3QU LoRE | Red Flag Warning - Large Fires | 2052 | 0 | 0 | 0 | 5.4249e-07 | 7.3713 | 0.88759 | 4.1075 | 2.3763 | 0 | 0 | 0 | 0 | 9.3396e-05 | 0 | 0 | 0 | 0 | 0 | 0 | 0 | 0 | 0 | 3.9989e-06 | 0 | 3.9989e-06
[79 empty] | WLDFR | HFTD - Distribution - Tier 3 - 1QU CoRE ¦ 3QU LoRE | Red Flag Warning - Small Fires | 2020 | 8.484e-06 | 0 | 0 | 0 | 0.077901 | 0.036425 | 0.0015809 | 0.039895 | 0 | 0 | 0 | 0 | 0.00064598 | 6.6091e-07 | 0 | 6.6091e-07 | 0 | 0 | 0 | 0 | 0 | 0 | 0 | 0 | 0
[79 empty] | WLDFR | HFTD - Distribution - Tier 3 - 1QU CoRE ¦ 3QU LoRE | Red Flag Warning - Small Fires | 2021 | 4.8554e-06 | 8.9583e-06 | 0 | 0 | 0.077901 | 0.036425 | 0.0015809 | 0.039895 | 0 | 0 | 0 | 0 | 0.00064598 | 3.7824e-07 | 0 | 3.7824e-07 | 6.9786e-07 | 0 | 6.9786e-07 | 0 | 0 | 0 | 0 | 0 | 0
[79 empty] | WLDFR | HFTD - Distribution - Tier 3 - 1QU CoRE ¦ 3QU LoRE | Red Flag Warning - Small Fires | 2022 | 2.7108e-06 | 2.8624e-06 | 7.6345e-06 | 0 | 0.077901 | 0.036425 | 0.0015809 | 0.039895 | 0 | 0 | 0 | 0 | 0.00064263 | 2.1118e-07 | 0 | 2.1118e-07 | 2.2298e-07 | 0 | 2.2298e-07 | 5.9473e-07 | 0 | 5.9473e-07 | 0 | 0 | 0
[79 empty] | WLDFR | HFTD - Distribution - Tier 3 - 1QU CoRE ¦ 3QU LoRE | Red Flag Warning - Small Fires | 2023 | 2.7108e-06 | 2.8624e-06 | 3.9308e-06 | 7.271e-06 | 0.080408 | 0.03759 | 0.0016314 | 0.041187 | 0 | 0 | 0 | 0 | 0.00064263 | 2.1797e-07 | 0 | 2.1797e-07 | 2.3016e-07 | 0 | 2.3016e-07 | 3.1607e-07 | 0 | 3.1607e-07 | 5.8465e-07 | 0 | 5.8465e-07
[79 empty] | WLDFR | HFTD - Distribution - Tier 3 - 1QU CoRE ¦ 3QU LoRE | Red Flag Warning - Small Fires | 2024 | 2.7108e-06 | 2.8624e-06 | 3.9308e-06 | 3.7436e-06 | 0.080408 | 0.03759 | 0.0016314 | 0.041187 | 0 | 0 | 0 | 0 | 0.00064263 | 2.1797e-07 | 0 | 2.1797e-07 | 2.3016e-07 | 0 | 2.3016e-07 | 3.1607e-07 | 0 | 3.1607e-07 | 3.0102e-07 | 0 | 3.0102e-07
[79 empty] | WLDFR | HFTD - Distribution - Tier 3 - 1QU CoRE ¦ 3QU LoRE | Red Flag Warning - Small Fires | 2025 | 2.7108e-06 | 2.8624e-06 | 3.9308e-06 | 3.7436e-06 | 0.080408 | 0.03759 | 0.0016314 | 0.041187 | 0 | 0 | 0 | 0 | 0.00064263 | 2.1797e-07 | 0 | 2.1797e-07 | 2.3016e-07 | 0 | 2.3016e-07 | 3.1607e-07 | 0 | 3.1607e-07 | 3.0102e-07 | 0 | 3.0102e-07
[79 empty] | WLDFR | HFTD - Distribution - Tier 3 - 1QU CoRE ¦ 3QU LoRE | Red Flag Warning - Small Fires | 2026 | 2.7108e-06 | 2.8624e-06 | 3.9308e-06 | 3.7436e-06 | 0.080408 | 0.03759 | 0.0016314 | 0.041187 | 0 | 0 | 0 | 0 | 0.00064263 | 2.1797e-07 | 0 | 2.1797e-07 | 2.3016e-07 | 0 | 2.3016e-07 | 3.1607e-07 | 0 | 3.1607e-07 | 3.0102e-07 | 0 | 3.0102e-07
[79 empty] | WLDFR | HFTD - Distribution - Tier 3 - 1QU CoRE ¦ 3QU LoRE | Red Flag Warning - Small Fires | 2027 | 2.7108e-06 | 2.8624e-06 | 3.9308e-06 | 3.7436e-06 | 0.080408 | 0.03759 | 0.0016314 | 0.041187 | 0 | 0 | 0 | 0 | 0.00064263 | 2.1797e-07 | 0 | 2.1797e-07 | 2.3016e-07 | 0 | 2.3016e-07 | 3.1607e-07 | 0 | 3.1607e-07 | 3.0102e-07 | 0 | 3.0102e-07
[79 empty] | WLDFR | HFTD - Distribution - Tier 3 - 1QU CoRE ¦ 3QU LoRE | Red Flag Warning - Small Fires | 2028 | 2.7108e-06 | 2.8624e-06 | 3.9308e-06 | 3.7436e-06 | 0.083606 | 0.039055 | 0.001695 | 0.042856 | 0 | 0 | 0 | 0 | 0.00064263 | 2.2664e-07 | 0 | 2.2664e-07 | 2.3931e-07 | 0 | 2.3931e-07 | 3.2864e-07 | 0 | 3.2864e-07 | 3.1299e-07 | 0 | 3.1299e-07
[79 empty] | WLDFR | HFTD - Distribution - Tier 3 - 1QU CoRE ¦ 3QU LoRE | Red Flag Warning - Small Fires | 2029 | 2.7108e-06 | 2.8624e-06 | 3.9308e-06 | 3.7436e-06 | 0.083606 | 0.039055 | 0.001695 | 0.042856 | 0 | 0 | 0 | 0 | 0.00064263 | 2.2664e-07 | 0 | 2.2664e-07 | 2.3931e-07 | 0 | 2.3931e-07 | 3.2864e-07 | 0 | 3.2864e-07 | 3.1299e-07 | 0 | 3.1299e-07
[79 empty] | WLDFR | HFTD - Distribution - Tier 3 - 1QU CoRE ¦ 3QU LoRE | Red Flag Warning - Small Fires | 2030 | 2.7108e-06 | 2.8624e-06 | 3.9308e-06 | 3.7436e-06 | 0.083606 | 0.039055 | 0.001695 | 0.042856 | 0 | 0 | 0 | 0 | 0.00064263 | 2.2664e-07 | 0 | 2.2664e-07 | 2.3931e-07 | 0 | 2.3931e-07 | 3.2864e-07 | 0 | 3.2864e-07 | 3.1299e-07 | 0 | 3.1299e-07
[79 empty] | WLDFR | HFTD - Distribution - Tier 3 - 1QU CoRE ¦ 3QU LoRE | Red Flag Warning - Small Fires | 2031 | 2.7108e-06 | 2.8624e-06 | 3.9308e-06 | 3.7436e-06 | 0.083606 | 0.039055 | 0.001695 | 0.042856 | 0 | 0 | 0 | 0 | 0.00064263 | 2.2664e-07 | 0 | 2.2664e-07 | 2.3931e-07 | 0 | 2.3931e-07 | 3.2864e-07 | 0 | 3.2864e-07 | 3.1299e-07 | 0 | 3.1299e-07
[79 empty] | WLDFR | HFTD - Distribution - Tier 3 - 1QU CoRE ¦ 3QU LoRE | Red Flag Warning - Small Fires | 2032 | 2.7108e-06 | 2.8624e-06 | 3.9308e-06 | 3.7436e-06 | 0.083606 | 0.039055 | 0.001695 | 0.042856 | 0 | 0 | 0 | 0 | 0.00064263 | 2.2664e-07 | 0 | 2.2664e-07 | 2.3931e-07 | 0 | 2.3931e-07 | 3.2864e-07 | 0 | 3.2864e-07 | 3.1299e-07 | 0 | 3.1299e-07
[79 empty] | WLDFR | HFTD - Distribution - Tier 3 - 1QU CoRE ¦ 3QU LoRE | Red Flag Warning - Small Fires | 2033 | 2.7108e-06 | 2.8624e-06 | 3.9308e-06 | 3.7436e-06 | 0.087211 | 0.040679 | 0.0017655 | 0.044766 | 0 | 0 | 0 | 0 | 0.00064263 | 2.3641e-07 | 0 | 2.3641e-07 | 2.4963e-07 | 0 | 2.4963e-07 | 3.4281e-07 | 0 | 3.4281e-07 | 3.2648e-07 | 0 | 3.2648e-07
[79 empty] | WLDFR | HFTD - Distribution - Tier 3 - 1QU CoRE ¦ 3QU LoRE | Red Flag Warning - Small Fires | 2034 | 2.7108e-06 | 2.8624e-06 | 3.9308e-06 | 3.7436e-06 | 0.087211 | 0.040679 | 0.0017655 | 0.044766 | 0 | 0 | 0 | 0 | 0.00064263 | 2.3641e-07 | 0 | 2.3641e-07 | 2.4963e-07 | 0 | 2.4963e-07 | 3.4281e-07 | 0 | 3.4281e-07 | 3.2648e-07 | 0 | 3.2648e-07
[79 empty] | WLDFR | HFTD - Distribution - Tier 3 - 1QU CoRE ¦ 3QU LoRE | Red Flag Warning - Small Fires | 2035 | 2.7108e-06 | 2.8624e-06 | 3.9308e-06 | 3.7436e-06 | 0.087211 | 0.040679 | 0.0017655 | 0.044766 | 0 | 0 | 0 | 0 | 0.00064263 | 2.3641e-07 | 0 | 2.3641e-07 | 2.4963e-07 | 0 | 2.4963e-07 | 3.4281e-07 | 0 | 3.4281e-07 | 3.2648e-07 | 0 | 3.2648e-07
[79 empty] | WLDFR | HFTD - Distribution - Tier 3 - 1QU CoRE ¦ 3QU LoRE | Red Flag Warning - Small Fires | 2036 | 2.7108e-06 | 2.8624e-06 | 3.9308e-06 | 3.7436e-06 | 0.087211 | 0.040679 | 0.0017655 | 0.044766 | 0 | 0 | 0 | 0 | 0.00064263 | 2.3641e-07 | 0 | 2.3641e-07 | 2.4963e-07 | 0 | 2.4963e-07 | 3.4281e-07 | 0 | 3.4281e-07 | 3.2648e-07 | 0 | 3.2648e-07
[79 empty] | WLDFR | HFTD - Distribution - Tier 3 - 1QU CoRE ¦ 3QU LoRE | Red Flag Warning - Small Fires | 2037 | 2.7108e-06 | 2.8624e-06 | 3.9308e-06 | 3.7436e-06 | 0.087211 | 0.040679 | 0.0017655 | 0.044766 | 0 | 0 | 0 | 0 | 0.00064263 | 2.3641e-07 | 0 | 2.3641e-07 | 2.4963e-07 | 0 | 2.4963e-07 | 3.4281e-07 | 0 | 3.4281e-07 | 3.2648e-07 | 0 | 3.2648e-07
[79 empty] | WLDFR | HFTD - Distribution - Tier 3 - 1QU CoRE ¦ 3QU LoRE | Red Flag Warning - Small Fires | 2038 | 2.7108e-06 | 2.8624e-06 | 3.9308e-06 | 3.7436e-06 | 0.091184 | 0.042438 | 0.0018418 | 0.046905 | 0 | 0 | 0 | 0 | 0.00064263 | 2.4718e-07 | 0 | 2.4718e-07 | 2.6101e-07 | 0 | 2.6101e-07 | 3.5843e-07 | 0 | 3.5843e-07 | 3.4136e-07 | 0 | 3.4136e-07
[79 empty] | WLDFR | HFTD - Distribution - Tier 3 - 1QU CoRE ¦ 3QU LoRE | Red Flag Warning - Small Fires | 2039 | 2.7108e-06 | 2.8624e-06 | 3.9308e-06 | 3.7436e-06 | 0.091184 | 0.042438 | 0.0018418 | 0.046905 | 0 | 0 | 0 | 0 | 0.00064263 | 2.4718e-07 | 0 | 2.4718e-07 | 2.6101e-07 | 0 | 2.6101e-07 | 3.5843e-07 | 0 | 3.5843e-07 | 3.4136e-07 | 0 | 3.4136e-07
[79 empty] | WLDFR | HFTD - Distribution - Tier 3 - 1QU CoRE ¦ 3QU LoRE | Red Flag Warning - Small Fires | 2040 | 2.7108e-06 | 2.8624e-06 | 3.9308e-06 | 3.7436e-06 | 0.091184 | 0.042438 | 0.0018418 | 0.046905 | 0 | 0 | 0 | 0 | 0.00064263 | 2.4718e-07 | 0 | 2.4718e-07 | 2.6101e-07 | 0 | 2.6101e-07 | 3.5843e-07 | 0 | 3.5843e-07 | 3.4136e-07 | 0 | 3.4136e-07
[79 empty] | WLDFR | HFTD - Distribution - Tier 3 - 1QU CoRE ¦ 3QU LoRE | Red Flag Warning - Small Fires | 2041 | 2.7108e-06 | 2.8624e-06 | 3.9308e-06 | 3.7436e-06 | 0.091184 | 0.042438 | 0.0018418 | 0.046905 | 0 | 0 | 0 | 0 | 0.00064263 | 2.4718e-07 | 0 | 2.4718e-07 | 2.6101e-07 | 0 | 2.6101e-07 | 3.5843e-07 | 0 | 3.5843e-07 | 3.4136e-07 | 0 | 3.4136e-07
[79 empty] | WLDFR | HFTD - Distribution - Tier 3 - 1QU CoRE ¦ 3QU LoRE | Red Flag Warning - Small Fires | 2042 | 2.7108e-06 | 2.8624e-06 | 3.9308e-06 | 3.7436e-06 | 0.091184 | 0.042438 | 0.0018418 | 0.046905 | 0 | 0 | 0 | 0 | 0.00064263 | 2.4718e-07 | 0 | 2.4718e-07 | 2.6101e-07 | 0 | 2.6101e-07 | 3.5843e-07 | 0 | 3.5843e-07 | 3.4136e-07 | 0 | 3.4136e-07
[79 empty] | WLDFR | HFTD - Distribution - Tier 3 - 1QU CoRE ¦ 3QU LoRE | Red Flag Warning - Small Fires | 2043 | 2.7108e-06 | 2.8624e-06 | 3.9308e-06 | 3.7436e-06 | 0.095486 | 0.044306 | 0.0019228 | 0.049257 | 0 | 0 | 0 | 0 | 0.00064263 | 2.5885e-07 | 0 | 2.5885e-07 | 2.7332e-07 | 0 | 2.7332e-07 | 3.7533e-07 | 0 | 3.7533e-07 | 3.5746e-07 | 0 | 3.5746e-07
[79 empty] | WLDFR | HFTD - Distribution - Tier 3 - 1QU CoRE ¦ 3QU LoRE | Red Flag Warning - Small Fires | 2044 | 2.7108e-06 | 2.8624e-06 | 3.9308e-06 | 3.7436e-06 | 0.095486 | 0.044306 | 0.0019228 | 0.049257 | 0 | 0 | 0 | 0 | 0.00064263 | 2.5885e-07 | 0 | 2.5885e-07 | 2.7332e-07 | 0 | 2.7332e-07 | 3.7533e-07 | 0 | 3.7533e-07 | 3.5746e-07 | 0 | 3.5746e-07
[79 empty] | WLDFR | HFTD - Distribution - Tier 3 - 1QU CoRE ¦ 3QU LoRE | Red Flag Warning - Small Fires | 2045 | 2.7108e-06 | 2.8624e-06 | 3.9308e-06 | 3.7436e-06 | 0.095486 | 0.044306 | 0.0019228 | 0.049257 | 0 | 0 | 0 | 0 | 0.00064263 | 2.5885e-07 | 0 | 2.5885e-07 | 2.7332e-07 | 0 | 2.7332e-07 | 3.7533e-07 | 0 | 3.7533e-07 | 3.5746e-07 | 0 | 3.5746e-07
[79 empty] | WLDFR | HFTD - Distribution - Tier 3 - 1QU CoRE ¦ 3QU LoRE | Red Flag Warning - Small Fires | 2046 | 2.7108e-06 | 2.8624e-06 | 3.9308e-06 | 3.7436e-06 | 0.095486 | 0.044306 | 0.0019228 | 0.049257 | 0 | 0 | 0 | 0 | 0.00064263 | 2.5885e-07 | 0 | 2.5885e-07 | 2.7332e-07 | 0 | 2.7332e-07 | 3.7533e-07 | 0 | 3.7533e-07 | 3.5746e-07 | 0 | 3.5746e-07
[79 empty] | WLDFR | HFTD - Distribution - Tier 3 - 1QU CoRE ¦ 3QU LoRE | Red Flag Warning - Small Fires | 2047 | 2.7108e-06 | 2.8624e-06 | 3.9308e-06 | 3.7436e-06 | 0.095486 | 0.044306 | 0.0019228 | 0.049257 | 0 | 0 | 0 | 0 | 0.00064263 | 2.5885e-07 | 0 | 2.5885e-07 | 2.7332e-07 | 0 | 2.7332e-07 | 3.7533e-07 | 0 | 3.7533e-07 | 3.5746e-07 | 0 | 3.5746e-07
[79 empty] | WLDFR | HFTD - Distribution - Tier 3 - 1QU CoRE ¦ 3QU LoRE | Red Flag Warning - Small Fires | 2048 | 2.7108e-06 | 2.8624e-06 | 3.9308e-06 | 3.7436e-06 | 0.10007 | 0.04626 | 0.0020076 | 0.051804 | 0 | 0 | 0 | 0 | 0.00064263 | 2.7128e-07 | 0 | 2.7128e-07 | 2.8644e-07 | 0 | 2.8644e-07 | 3.9336e-07 | 0 | 3.9336e-07 | 3.7463e-07 | 0 | 3.7463e-07
[79 empty] | WLDFR | HFTD - Distribution - Tier 3 - 1QU CoRE ¦ 3QU LoRE | Red Flag Warning - Small Fires | 2049 | 2.7108e-06 | 2.8624e-06 | 3.9308e-06 | 3.7436e-06 | 0.10007 | 0.04626 | 0.0020076 | 0.051804 | 0 | 0 | 0 | 0 | 0.00064263 | 2.7128e-07 | 0 | 2.7128e-07 | 2.8644e-07 | 0 | 2.8644e-07 | 3.9336e-07 | 0 | 3.9336e-07 | 3.7463e-07 | 0 | 3.7463e-07
[79 empty] | WLDFR | HFTD - Distribution - Tier 3 - 1QU CoRE ¦ 3QU LoRE | Red Flag Warning - Small Fires | 2050 | 0 | 2.8624e-06 | 3.9308e-06 | 3.7436e-06 | 0.10007 | 0.04626 | 0.0020076 | 0.051804 | 0 | 0 | 0 | 0 | 0.00064263 | 0 | 0 | 0 | 2.8644e-07 | 0 | 2.8644e-07 | 3.9336e-07 | 0 | 3.9336e-07 | 3.7463e-07 | 0 | 3.7463e-07
[79 empty] | WLDFR | HFTD - Distribution - Tier 3 - 1QU CoRE ¦ 3QU LoRE | Red Flag Warning - Small Fires | 2051 | 0 | 0 | 3.9308e-06 | 3.7436e-06 | 0.10007 | 0.04626 | 0.0020076 | 0.051804 | 0 | 0 | 0 | 0 | 0.00064263 | 0 | 0 | 0 | 0 | 0 | 0 | 3.9336e-07 | 0 | 3.9336e-07 | 3.7463e-07 | 0 | 3.7463e-07
[79 empty] | WLDFR | HFTD - Distribution - Tier 3 - 1QU CoRE ¦ 3QU LoRE | Red Flag Warning - Small Fires | 2052 | 0 | 0 | 0 | 3.7436e-06 | 0.10007 | 0.04626 | 0.0020076 | 0.051804 | 0 | 0 | 0 | 0 | 0.00064263 | 0 | 0 | 0 | 0 | 0 | 0 | 0 | 0 | 0 | 3.7463e-07 | 0 | 3.7463e-07
[79 empty] | WLDFR | HFTD - Distribution - Tier 3 - 1QU CoRE ¦ 3QU LoRE | Seismic - Non-Red Flag Warning - Catastrophic Fires | 2020 | 1.1942e-12 | 0 | 0 | 0 | 21083.8428 | 409.2237 | 13469.0878 | 7205.5313 | 0 | 0 | 0 | 0 | 1.9732e-10 | 2.5179e-08 | 0 | 2.5179e-08 | 0 | 0 | 0 | 0 | 0 | 0 | 0 | 0 | 0
[79 empty] | WLDFR | HFTD - Distribution - Tier 3 - 1QU CoRE ¦ 3QU LoRE | Seismic - Non-Red Flag Warning - Catastrophic Fires | 2021 | 0 | 1.261e-12 | 0 | 0 | 21083.8428 | 409.2237 | 13469.0878 | 7205.5313 | 0 | 0 | 0 | 0 | 1.9732e-10 | 0 | 0 | 0 | 2.6587e-08 | 0 | 2.6587e-08 | 0 | 0 | 0 | 0 | 0 | 0
[79 empty] | WLDFR | HFTD - Distribution - Tier 3 - 1QU CoRE ¦ 3QU LoRE | Seismic - Non-Red Flag Warning - Catastrophic Fires | 2022 | 0 | 0 | 8.3011e-13 | 0 | 21083.8428 | 409.2237 | 13469.0878 | 7205.5313 | 0 | 0 | 0 | 0 | 1.3629e-10 | 0 | 0 | 0 | 0 | 0 | 0 | 1.7502e-08 | 0 | 1.7502e-08 | 0 | 0 | 0
[79 empty] | WLDFR | HFTD - Distribution - Tier 3 - 1QU CoRE ¦ 3QU LoRE | Seismic - Non-Red Flag Warning - Catastrophic Fires | 2023 | 0 | 0 | 0 | 7.9058e-13 | 21835.9781 | 428.6023 | 13939.561 | 7467.8148 | 0 | 0 | 0 | 0 | 1.3629e-10 | 0 | 0 | 0 | 0 | 0 | 0 | 0 | 0 | 0 | 1.7263e-08 | 0 | 1.7263e-08
[79 empty] | WLDFR | HFTD - Distribution - Tier 3 - 1QU CoRE ¦ 3QU LoRE | Seismic - Red Flag Warning - Catastrophic Fires | 2020 | 5.1495e-11 | 0 | 0 | 0 | 21083.8428 | 409.2237 | 13469.0878 | 7205.5313 | 0 | 0 | 0 | 0 | 8.5084e-09 | 1.0857e-06 | 0 | 1.0857e-06 | 0 | 0 | 0 | 0 | 0 | 0 | 0 | 0 | 0
[79 empty] | WLDFR | HFTD - Distribution - Tier 3 - 1QU CoRE ¦ 3QU LoRE | Seismic - Red Flag Warning - Catastrophic Fires | 2021 | 0 | 5.4374e-11 | 0 | 0 | 21083.8428 | 409.2237 | 13469.0878 | 7205.5313 | 0 | 0 | 0 | 0 | 8.5084e-09 | 0 | 0 | 0 | 1.1464e-06 | 0 | 1.1464e-06 | 0 | 0 | 0 | 0 | 0 | 0
[79 empty] | WLDFR | HFTD - Distribution - Tier 3 - 1QU CoRE ¦ 3QU LoRE | Seismic - Red Flag Warning - Catastrophic Fires | 2022 | 0 | 0 | 3.5794e-11 | 0 | 21083.8428 | 409.2237 | 13469.0878 | 7205.5313 | 0 | 0 | 0 | 0 | 5.8766e-09 | 0 | 0 | 0 | 0 | 0 | 0 | 7.5468e-07 | 0 | 7.5468e-07 | 0 | 0 | 0
[79 empty] | WLDFR | HFTD - Distribution - Tier 3 - 1QU CoRE ¦ 3QU LoRE | Seismic - Red Flag Warning - Catastrophic Fires | 2023 | 0 | 0 | 0 | 3.409e-11 | 21835.9781 | 428.6023 | 13939.561 | 7467.8148 | 0 | 0 | 0 | 0 | 5.8766e-09 | 0 | 0 | 0 | 0 | 0 | 0 | 0 | 0 | 0 | 7.4438e-07 | 0 | 7.4438e-07
[79 empty] | WLDFR | HFTD - Distribution - Tier 3 - 1QU CoRE ¦ 4QU LoRE | Non-Red Flag Warning - Catastrophic Fires | 2020 | 1.3065e-08 | 0 | 0 | 0 | 14146.1306 | 222.2294 | 8585.7228 | 5338.1784 | 0 | 0 | 0 | 0 | 3.2365e-06 | 0.00018481 | 0 | 0.00018481 | 0 | 0 | 0 | 0 | 0 | 0 | 0 | 0 | 0
[79 empty] | WLDFR | HFTD - Distribution - Tier 3 - 1QU CoRE ¦ 4QU LoRE | Non-Red Flag Warning - Catastrophic Fires | 2021 | 6.369e-09 | 1.3795e-08 | 0 | 0 | 14146.1306 | 222.2294 | 8585.7228 | 5338.1784 | 0 | 0 | 0 | 0 | 3.2365e-06 | 9.0096e-05 | 0 | 9.0096e-05 | 0.00019515 | 0 | 0.00019515 | 0 | 0 | 0 | 0 | 0 | 0
[79 empty] | WLDFR | HFTD - Distribution - Tier 3 - 1QU CoRE ¦ 4QU LoRE | Non-Red Flag Warning - Catastrophic Fires | 2022 | 5.1127e-09 | 5.3986e-09 | 1.1429e-08 | 0 | 14146.1306 | 222.2294 | 8585.7228 | 5338.1784 | 0 | 0 | 0 | 0 | 3.3628e-06 | 7.2325e-05 | 0 | 7.2325e-05 | 7.6369e-05 | 0 | 7.6369e-05 | 0.00016168 | 0 | 0.00016168 | 0 | 0 | 0
[79 empty] | WLDFR | HFTD - Distribution - Tier 3 - 1QU CoRE ¦ 4QU LoRE | Non-Red Flag Warning - Catastrophic Fires | 2023 | 5.1127e-09 | 5.3986e-09 | 4.7754e-09 | 1.0885e-08 | 14664.6376 | 233.2301 | 8896.516 | 5534.8915 | 0 | 0 | 0 | 0 | 3.3628e-06 | 7.4976e-05 | 0 | 7.4976e-05 | 7.9168e-05 | 0 | 7.9168e-05 | 7.0029e-05 | 0 | 7.0029e-05 | 0.00015962 | 0 | 0.00015962
[79 empty] | WLDFR | HFTD - Distribution - Tier 3 - 1QU CoRE ¦ 4QU LoRE | Non-Red Flag Warning - Catastrophic Fires | 2024 | 5.1127e-09 | 5.3986e-09 | 4.7754e-09 | 4.548e-09 | 14664.6376 | 233.2301 | 8896.516 | 5534.8915 | 0 | 0 | 0 | 0 | 3.3628e-06 | 7.4976e-05 | 0 | 7.4976e-05 | 7.9168e-05 | 0 | 7.9168e-05 | 7.0029e-05 | 0 | 7.0029e-05 | 6.6694e-05 | 0 | 6.6694e-05
[79 empty] | WLDFR | HFTD - Distribution - Tier 3 - 1QU CoRE ¦ 4QU LoRE | Non-Red Flag Warning - Catastrophic Fires | 2025 | 5.1127e-09 | 5.3986e-09 | 4.7754e-09 | 4.548e-09 | 14664.6376 | 233.2301 | 8896.516 | 5534.8915 | 0 | 0 | 0 | 0 | 3.3628e-06 | 7.4976e-05 | 0 | 7.4976e-05 | 7.9168e-05 | 0 | 7.9168e-05 | 7.0029e-05 | 0 | 7.0029e-05 | 6.6694e-05 | 0 | 6.6694e-05
[79 empty] | WLDFR | HFTD - Distribution - Tier 3 - 1QU CoRE ¦ 4QU LoRE | Non-Red Flag Warning - Catastrophic Fires | 2026 | 5.1127e-09 | 5.3986e-09 | 4.7754e-09 | 4.548e-09 | 14664.6376 | 233.2301 | 8896.516 | 5534.8915 | 0 | 0 | 0 | 0 | 3.3628e-06 | 7.4976e-05 | 0 | 7.4976e-05 | 7.9168e-05 | 0 | 7.9168e-05 | 7.0029e-05 | 0 | 7.0029e-05 | 6.6694e-05 | 0 | 6.6694e-05
[79 empty] | WLDFR | HFTD - Distribution - Tier 3 - 1QU CoRE ¦ 4QU LoRE | Non-Red Flag Warning - Catastrophic Fires | 2027 | 5.1127e-09 | 5.3986e-09 | 4.7754e-09 | 4.548e-09 | 14664.6376 | 233.2301 | 8896.516 | 5534.8915 | 0 | 0 | 0 | 0 | 3.3628e-06 | 7.4976e-05 | 0 | 7.4976e-05 | 7.9168e-05 | 0 | 7.9168e-05 | 7.0029e-05 | 0 | 7.0029e-05 | 6.6694e-05 | 0 | 6.6694e-05
[79 empty] | WLDFR | HFTD - Distribution - Tier 3 - 1QU CoRE ¦ 4QU LoRE | Non-Red Flag Warning - Catastrophic Fires | 2028 | 5.1127e-09 | 5.3986e-09 | 4.7754e-09 | 4.548e-09 | 15317.9909 | 247.273 | 9287.6491 | 5783.0689 | 0 | 0 | 0 | 0 | 3.3628e-06 | 7.8316e-05 | 0 | 7.8316e-05 | 8.2695e-05 | 0 | 8.2695e-05 | 7.3149e-05 | 0 | 7.3149e-05 | 6.9666e-05 | 0 | 6.9666e-05
[79 empty] | WLDFR | HFTD - Distribution - Tier 3 - 1QU CoRE ¦ 4QU LoRE | Non-Red Flag Warning - Catastrophic Fires | 2029 | 5.1127e-09 | 5.3986e-09 | 4.7754e-09 | 4.548e-09 | 15317.9909 | 247.273 | 9287.6491 | 5783.0689 | 0 | 0 | 0 | 0 | 3.3628e-06 | 7.8316e-05 | 0 | 7.8316e-05 | 8.2695e-05 | 0 | 8.2695e-05 | 7.3149e-05 | 0 | 7.3149e-05 | 6.9666e-05 | 0 | 6.9666e-05
[79 empty] | WLDFR | HFTD - Distribution - Tier 3 - 1QU CoRE ¦ 4QU LoRE | Non-Red Flag Warning - Catastrophic Fires | 2030 | 5.1127e-09 | 5.3986e-09 | 4.7754e-09 | 4.548e-09 | 15317.9909 | 247.273 | 9287.6491 | 5783.0689 | 0 | 0 | 0 | 0 | 3.3628e-06 | 7.8316e-05 | 0 | 7.8316e-05 | 8.2695e-05 | 0 | 8.2695e-05 | 7.3149e-05 | 0 | 7.3149e-05 | 6.9666e-05 | 0 | 6.9666e-05
[79 empty] | WLDFR | HFTD - Distribution - Tier 3 - 1QU CoRE ¦ 4QU LoRE | Non-Red Flag Warning - Catastrophic Fires | 2031 | 5.1127e-09 | 5.3986e-09 | 4.7754e-09 | 4.548e-09 | 15317.9909 | 247.273 | 9287.6491 | 5783.0689 | 0 | 0 | 0 | 0 | 3.3628e-06 | 7.8316e-05 | 0 | 7.8316e-05 | 8.2695e-05 | 0 | 8.2695e-05 | 7.3149e-05 | 0 | 7.3149e-05 | 6.9666e-05 | 0 | 6.9666e-05
[79 empty] | WLDFR | HFTD - Distribution - Tier 3 - 1QU CoRE ¦ 4QU LoRE | Non-Red Flag Warning - Catastrophic Fires | 2032 | 5.1127e-09 | 5.3986e-09 | 4.7754e-09 | 4.548e-09 | 15317.9909 | 247.273 | 9287.6491 | 5783.0689 | 0 | 0 | 0 | 0 | 3.3628e-06 | 7.8316e-05 | 0 | 7.8316e-05 | 8.2695e-05 | 0 | 8.2695e-05 | 7.3149e-05 | 0 | 7.3149e-05 | 6.9666e-05 | 0 | 6.9666e-05
[79 empty] | WLDFR | HFTD - Distribution - Tier 3 - 1QU CoRE ¦ 4QU LoRE | Non-Red Flag Warning - Catastrophic Fires | 2033 | 5.1127e-09 | 5.3986e-09 | 4.7754e-09 | 4.548e-09 | 16044.1264 | 263.1074 | 9721.74 | 6059.2791 | 0 | 0 | 0 | 0 | 3.3628e-06 | 8.2029e-05 | 0 | 8.2029e-05 | 8.6615e-05 | 0 | 8.6615e-05 | 7.6616e-05 | 0 | 7.6616e-05 | 7.2968e-05 | 0 | 7.2968e-05
[79 empty] | WLDFR | HFTD - Distribution - Tier 3 - 1QU CoRE ¦ 4QU LoRE | Non-Red Flag Warning - Catastrophic Fires | 2034 | 5.1127e-09 | 5.3986e-09 | 4.7754e-09 | 4.548e-09 | 16044.1264 | 263.1074 | 9721.74 | 6059.2791 | 0 | 0 | 0 | 0 | 3.3628e-06 | 8.2029e-05 | 0 | 8.2029e-05 | 8.6615e-05 | 0 | 8.6615e-05 | 7.6616e-05 | 0 | 7.6616e-05 | 7.2968e-05 | 0 | 7.2968e-05
[79 empty] | WLDFR | HFTD - Distribution - Tier 3 - 1QU CoRE ¦ 4QU LoRE | Non-Red Flag Warning - Catastrophic Fires | 2035 | 5.1127e-09 | 5.3986e-09 | 4.7754e-09 | 4.548e-09 | 16044.1264 | 263.1074 | 9721.74 | 6059.2791 | 0 | 0 | 0 | 0 | 3.3628e-06 | 8.2029e-05 | 0 | 8.2029e-05 | 8.6615e-05 | 0 | 8.6615e-05 | 7.6616e-05 | 0 | 7.6616e-05 | 7.2968e-05 | 0 | 7.2968e-05
[79 empty] | WLDFR | HFTD - Distribution - Tier 3 - 1QU CoRE ¦ 4QU LoRE | Non-Red Flag Warning - Catastrophic Fires | 2036 | 5.1127e-09 | 5.3986e-09 | 4.7754e-09 | 4.548e-09 | 16044.1264 | 263.1074 | 9721.74 | 6059.2791 | 0 | 0 | 0 | 0 | 3.3628e-06 | 8.2029e-05 | 0 | 8.2029e-05 | 8.6615e-05 | 0 | 8.6615e-05 | 7.6616e-05 | 0 | 7.6616e-05 | 7.2968e-05 | 0 | 7.2968e-05
[79 empty] | WLDFR | HFTD - Distribution - Tier 3 - 1QU CoRE ¦ 4QU LoRE | Non-Red Flag Warning - Catastrophic Fires | 2037 | 5.1127e-09 | 5.3986e-09 | 4.7754e-09 | 4.548e-09 | 16044.1264 | 263.1074 | 9721.74 | 6059.2791 | 0 | 0 | 0 | 0 | 3.3628e-06 | 8.2029e-05 | 0 | 8.2029e-05 | 8.6615e-05 | 0 | 8.6615e-05 | 7.6616e-05 | 0 | 7.6616e-05 | 7.2968e-05 | 0 | 7.2968e-05
[79 empty] | WLDFR | HFTD - Distribution - Tier 3 - 1QU CoRE ¦ 4QU LoRE | Non-Red Flag Warning - Catastrophic Fires | 2038 | 5.1127e-09 | 5.3986e-09 | 4.7754e-09 | 4.548e-09 | 16832.3912 | 280.5544 | 10192.2718 | 6359.5651 | 0 | 0 | 0 | 0 | 3.3628e-06 | 8.6059e-05 | 0 | 8.6059e-05 | 9.0871e-05 | 0 | 9.0871e-05 | 8.0381e-05 | 0 | 8.0381e-05 | 7.6553e-05 | 0 | 7.6553e-05
[79 empty] | WLDFR | HFTD - Distribution - Tier 3 - 1QU CoRE ¦ 4QU LoRE | Non-Red Flag Warning - Catastrophic Fires | 2039 | 5.1127e-09 | 5.3986e-09 | 4.7754e-09 | 4.548e-09 | 16832.3912 | 280.5544 | 10192.2718 | 6359.5651 | 0 | 0 | 0 | 0 | 3.3628e-06 | 8.6059e-05 | 0 | 8.6059e-05 | 9.0871e-05 | 0 | 9.0871e-05 | 8.0381e-05 | 0 | 8.0381e-05 | 7.6553e-05 | 0 | 7.6553e-05
[79 empty] | WLDFR | HFTD - Distribution - Tier 3 - 1QU CoRE ¦ 4QU LoRE | Non-Red Flag Warning - Catastrophic Fires | 2040 | 5.1127e-09 | 5.3986e-09 | 4.7754e-09 | 4.548e-09 | 16832.3912 | 280.5544 | 10192.2718 | 6359.5651 | 0 | 0 | 0 | 0 | 3.3628e-06 | 8.6059e-05 | 0 | 8.6059e-05 | 9.0871e-05 | 0 | 9.0871e-05 | 8.0381e-05 | 0 | 8.0381e-05 | 7.6553e-05 | 0 | 7.6553e-05
[79 empty] | WLDFR | HFTD - Distribution - Tier 3 - 1QU CoRE ¦ 4QU LoRE | Non-Red Flag Warning - Catastrophic Fires | 2041 | 5.1127e-09 | 5.3986e-09 | 4.7754e-09 | 4.548e-09 | 16832.3912 | 280.5544 | 10192.2718 | 6359.5651 | 0 | 0 | 0 | 0 | 3.3628e-06 | 8.6059e-05 | 0 | 8.6059e-05 | 9.0871e-05 | 0 | 9.0871e-05 | 8.0381e-05 | 0 | 8.0381e-05 | 7.6553e-05 | 0 | 7.6553e-05
[79 empty] | WLDFR | HFTD - Distribution - Tier 3 - 1QU CoRE ¦ 4QU LoRE | Non-Red Flag Warning - Catastrophic Fires | 2042 | 5.1127e-09 | 5.3986e-09 | 4.7754e-09 | 4.548e-09 | 16832.3912 | 280.5544 | 10192.2718 | 6359.5651 | 0 | 0 | 0 | 0 | 3.3628e-06 | 8.6059e-05 | 0 | 8.6059e-05 | 9.0871e-05 | 0 | 9.0871e-05 | 8.0381e-05 | 0 | 8.0381e-05 | 7.6553e-05 | 0 | 7.6553e-05
[79 empty] | WLDFR | HFTD - Distribution - Tier 3 - 1QU CoRE ¦ 4QU LoRE | Non-Red Flag Warning - Catastrophic Fires | 2043 | 5.1127e-09 | 5.3986e-09 | 4.7754e-09 | 4.548e-09 | 17672.0852 | 299.42 | 10692.7362 | 6679.929 | 0 | 0 | 0 | 0 | 3.3628e-06 | 9.0352e-05 | 0 | 9.0352e-05 | 9.5404e-05 | 0 | 9.5404e-05 | 8.439e-05 | 0 | 8.439e-05 | 8.0372e-05 | 0 | 8.0372e-05
[79 empty] | WLDFR | HFTD - Distribution - Tier 3 - 1QU CoRE ¦ 4QU LoRE | Non-Red Flag Warning - Catastrophic Fires | 2044 | 5.1127e-09 | 5.3986e-09 | 4.7754e-09 | 4.548e-09 | 17672.0852 | 299.42 | 10692.7362 | 6679.929 | 0 | 0 | 0 | 0 | 3.3628e-06 | 9.0352e-05 | 0 | 9.0352e-05 | 9.5404e-05 | 0 | 9.5404e-05 | 8.439e-05 | 0 | 8.439e-05 | 8.0372e-05 | 0 | 8.0372e-05
[79 empty] | WLDFR | HFTD - Distribution - Tier 3 - 1QU CoRE ¦ 4QU LoRE | Non-Red Flag Warning - Catastrophic Fires | 2045 | 5.1127e-09 | 5.3986e-09 | 4.7754e-09 | 4.548e-09 | 17672.0852 | 299.42 | 10692.7362 | 6679.929 | 0 | 0 | 0 | 0 | 3.3628e-06 | 9.0352e-05 | 0 | 9.0352e-05 | 9.5404e-05 | 0 | 9.5404e-05 | 8.439e-05 | 0 | 8.439e-05 | 8.0372e-05 | 0 | 8.0372e-05
[79 empty] | WLDFR | HFTD - Distribution - Tier 3 - 1QU CoRE ¦ 4QU LoRE | Non-Red Flag Warning - Catastrophic Fires | 2046 | 5.1127e-09 | 5.3986e-09 | 4.7754e-09 | 4.548e-09 | 17672.0852 | 299.42 | 10692.7362 | 6679.929 | 0 | 0 | 0 | 0 | 3.3628e-06 | 9.0352e-05 | 0 | 9.0352e-05 | 9.5404e-05 | 0 | 9.5404e-05 | 8.439e-05 | 0 | 8.439e-05 | 8.0372e-05 | 0 | 8.0372e-05
[79 empty] | WLDFR | HFTD - Distribution - Tier 3 - 1QU CoRE ¦ 4QU LoRE | Non-Red Flag Warning - Catastrophic Fires | 2047 | 5.1127e-09 | 5.3986e-09 | 4.7754e-09 | 4.548e-09 | 17672.0852 | 299.42 | 10692.7362 | 6679.929 | 0 | 0 | 0 | 0 | 3.3628e-06 | 9.0352e-05 | 0 | 9.0352e-05 | 9.5404e-05 | 0 | 9.5404e-05 | 8.439e-05 | 0 | 8.439e-05 | 8.0372e-05 | 0 | 8.0372e-05
[79 empty] | WLDFR | HFTD - Distribution - Tier 3 - 1QU CoRE ¦ 4QU LoRE | Non-Red Flag Warning - Catastrophic Fires | 2048 | 5.1127e-09 | 5.3986e-09 | 4.7754e-09 | 4.548e-09 | 18552.3348 | 319.4911 | 11216.5626 | 7016.281 | 0 | 0 | 0 | 0 | 3.3628e-06 | 9.4853e-05 | 0 | 9.4853e-05 | 0.00010016 | 0 | 0.00010016 | 8.8594e-05 | 0 | 8.8594e-05 | 8.4375e-05 | 0 | 8.4375e-05
[79 empty] | WLDFR | HFTD - Distribution - Tier 3 - 1QU CoRE ¦ 4QU LoRE | Non-Red Flag Warning - Catastrophic Fires | 2049 | 5.1127e-09 | 5.3986e-09 | 4.7754e-09 | 4.548e-09 | 18552.3348 | 319.4911 | 11216.5626 | 7016.281 | 0 | 0 | 0 | 0 | 3.3628e-06 | 9.4853e-05 | 0 | 9.4853e-05 | 0.00010016 | 0 | 0.00010016 | 8.8594e-05 | 0 | 8.8594e-05 | 8.4375e-05 | 0 | 8.4375e-05
[79 empty] | WLDFR | HFTD - Distribution - Tier 3 - 1QU CoRE ¦ 4QU LoRE | Non-Red Flag Warning - Catastrophic Fires | 2050 | 0 | 5.3986e-09 | 4.7754e-09 | 4.548e-09 | 18552.3348 | 319.4911 | 11216.5626 | 7016.281 | 0 | 0 | 0 | 0 | 3.3628e-06 | 0 | 0 | 0 | 0.00010016 | 0 | 0.00010016 | 8.8594e-05 | 0 | 8.8594e-05 | 8.4375e-05 | 0 | 8.4375e-05
[79 empty] | WLDFR | HFTD - Distribution - Tier 3 - 1QU CoRE ¦ 4QU LoRE | Non-Red Flag Warning - Catastrophic Fires | 2051 | 0 | 0 | 4.7754e-09 | 4.548e-09 | 18552.3348 | 319.4911 | 11216.5626 | 7016.281 | 0 | 0 | 0 | 0 | 3.3628e-06 | 0 | 0 | 0 | 0 | 0 | 0 | 8.8594e-05 | 0 | 8.8594e-05 | 8.4375e-05 | 0 | 8.4375e-05
[79 empty] | WLDFR | HFTD - Distribution - Tier 3 - 1QU CoRE ¦ 4QU LoRE | Non-Red Flag Warning - Catastrophic Fires | 2052 | 0 | 0 | 0 | 4.548e-09 | 18552.3348 | 319.4911 | 11216.5626 | 7016.281 | 0 | 0 | 0 | 0 | 3.3628e-06 | 0 | 0 | 0 | 0 | 0 | 0 | 0 | 0 | 0 | 8.4375e-05 | 0 | 8.4375e-05
[79 empty] | WLDFR | HFTD - Distribution - Tier 3 - 1QU CoRE ¦ 4QU LoRE | Non-Red Flag Warning - Destructive Fires | 2020 | 3.0765e-08 | 0 | 0 | 0 | 8807.9522 | 222.2294 | 8585.7228 | 0 | 0 | 0 | 0 | 0 | 3.9936e-06 | 0.00027097 | 0 | 0.00027097 | 0 | 0 | 0 | 0 | 0 | 0 | 0 | 0 | 0
[79 empty] | WLDFR | HFTD - Distribution - Tier 3 - 1QU CoRE ¦ 4QU LoRE | Non-Red Flag Warning - Destructive Fires | 2021 | 1.4947e-08 | 3.2485e-08 | 0 | 0 | 8807.9522 | 222.2294 | 8585.7228 | 0 | 0 | 0 | 0 | 0 | 3.9936e-06 | 0.00013165 | 0 | 0.00013165 | 0.00028612 | 0 | 0.00028612 | 0 | 0 | 0 | 0 | 0 | 0
[79 empty] | WLDFR | HFTD - Distribution - Tier 3 - 1QU CoRE ¦ 4QU LoRE | Non-Red Flag Warning - Destructive Fires | 2022 | 1.201e-08 | 1.2682e-08 | 2.693e-08 | 0 | 8807.9522 | 222.2294 | 8585.7228 | 0 | 0 | 0 | 0 | 0 | 4.0316e-06 | 0.00010579 | 0 | 0.00010579 | 0.0001117 | 0 | 0.0001117 | 0.0002372 | 0 | 0.0002372 | 0 | 0 | 0
[79 empty] | WLDFR | HFTD - Distribution - Tier 3 - 1QU CoRE ¦ 4QU LoRE | Non-Red Flag Warning - Destructive Fires | 2023 | 1.201e-08 | 1.2682e-08 | 1.1218e-08 | 2.5647e-08 | 9129.7461 | 233.2301 | 8896.516 | 0 | 0 | 0 | 0 | 0 | 4.0316e-06 | 0.00010965 | 0 | 0.00010965 | 0.00011578 | 0 | 0.00011578 | 0.00010242 | 0 | 0.00010242 | 0.00023415 | 0 | 0.00023415
[79 empty] | WLDFR | HFTD - Distribution - Tier 3 - 1QU CoRE ¦ 4QU LoRE | Non-Red Flag Warning - Destructive Fires | 2024 | 1.201e-08 | 1.2682e-08 | 1.1218e-08 | 1.0684e-08 | 9129.7461 | 233.2301 | 8896.516 | 0 | 0 | 0 | 0 | 0 | 4.0316e-06 | 0.00010965 | 0 | 0.00010965 | 0.00011578 | 0 | 0.00011578 | 0.00010242 | 0 | 0.00010242 | 9.7539e-05 | 0 | 9.7539e-05
[79 empty] | WLDFR | HFTD - Distribution - Tier 3 - 1QU CoRE ¦ 4QU LoRE | Non-Red Flag Warning - Destructive Fires | 2025 | 1.201e-08 | 1.2682e-08 | 1.1218e-08 | 1.0684e-08 | 9129.7461 | 233.2301 | 8896.516 | 0 | 0 | 0 | 0 | 0 | 4.0316e-06 | 0.00010965 | 0 | 0.00010965 | 0.00011578 | 0 | 0.00011578 | 0.00010242 | 0 | 0.00010242 | 9.7539e-05 | 0 | 9.7539e-05
[79 empty] | WLDFR | HFTD - Distribution - Tier 3 - 1QU CoRE ¦ 4QU LoRE | Non-Red Flag Warning - Destructive Fires | 2026 | 1.201e-08 | 1.2682e-08 | 1.1218e-08 | 1.0684e-08 | 9129.7461 | 233.2301 | 8896.516 | 0 | 0 | 0 | 0 | 0 | 4.0316e-06 | 0.00010965 | 0 | 0.00010965 | 0.00011578 | 0 | 0.00011578 | 0.00010242 | 0 | 0.00010242 | 9.7539e-05 | 0 | 9.7539e-05
[79 empty] | WLDFR | HFTD - Distribution - Tier 3 - 1QU CoRE ¦ 4QU LoRE | Non-Red Flag Warning - Destructive Fires | 2027 | 1.201e-08 | 1.2682e-08 | 1.1218e-08 | 1.0684e-08 | 9129.7461 | 233.2301 | 8896.516 | 0 | 0 | 0 | 0 | 0 | 4.0316e-06 | 0.00010965 | 0 | 0.00010965 | 0.00011578 | 0 | 0.00011578 | 0.00010242 | 0 | 0.00010242 | 9.7539e-05 | 0 | 9.7539e-05
[79 empty] | WLDFR | HFTD - Distribution - Tier 3 - 1QU CoRE ¦ 4QU LoRE | Non-Red Flag Warning - Destructive Fires | 2028 | 1.201e-08 | 1.2682e-08 | 1.1218e-08 | 1.0684e-08 | 9534.9221 | 247.273 | 9287.6491 | 0 | 0 | 0 | 0 | 0 | 4.0316e-06 | 0.00011452 | 0 | 0.00011452 | 0.00012092 | 0 | 0.00012092 | 0.00010696 | 0 | 0.00010696 | 0.00010187 | 0 | 0.00010187
[79 empty] | WLDFR | HFTD - Distribution - Tier 3 - 1QU CoRE ¦ 4QU LoRE | Non-Red Flag Warning - Destructive Fires | 2029 | 1.201e-08 | 1.2682e-08 | 1.1218e-08 | 1.0684e-08 | 9534.9221 | 247.273 | 9287.6491 | 0 | 0 | 0 | 0 | 0 | 4.0316e-06 | 0.00011452 | 0 | 0.00011452 | 0.00012092 | 0 | 0.00012092 | 0.00010696 | 0 | 0.00010696 | 0.00010187 | 0 | 0.00010187
[79 empty] | WLDFR | HFTD - Distribution - Tier 3 - 1QU CoRE ¦ 4QU LoRE | Non-Red Flag Warning - Destructive Fires | 2030 | 1.201e-08 | 1.2682e-08 | 1.1218e-08 | 1.0684e-08 | 9534.9221 | 247.273 | 9287.6491 | 0 | 0 | 0 | 0 | 0 | 4.0316e-06 | 0.00011452 | 0 | 0.00011452 | 0.00012092 | 0 | 0.00012092 | 0.00010696 | 0 | 0.00010696 | 0.00010187 | 0 | 0.00010187
[79 empty] | WLDFR | HFTD - Distribution - Tier 3 - 1QU CoRE ¦ 4QU LoRE | Non-Red Flag Warning - Destructive Fires | 2031 | 1.201e-08 | 1.2682e-08 | 1.1218e-08 | 1.0684e-08 | 9534.9221 | 247.273 | 9287.6491 | 0 | 0 | 0 | 0 | 0 | 4.0316e-06 | 0.00011452 | 0 | 0.00011452 | 0.00012092 | 0 | 0.00012092 | 0.00010696 | 0 | 0.00010696 | 0.00010187 | 0 | 0.00010187
[79 empty] | WLDFR | HFTD - Distribution - Tier 3 - 1QU CoRE ¦ 4QU LoRE | Non-Red Flag Warning - Destructive Fires | 2032 | 1.201e-08 | 1.2682e-08 | 1.1218e-08 | 1.0684e-08 | 9534.9221 | 247.273 | 9287.6491 | 0 | 0 | 0 | 0 | 0 | 4.0316e-06 | 0.00011452 | 0 | 0.00011452 | 0.00012092 | 0 | 0.00012092 | 0.00010696 | 0 | 0.00010696 | 0.00010187 | 0 | 0.00010187
[79 empty] | WLDFR | HFTD - Distribution - Tier 3 - 1QU CoRE ¦ 4QU LoRE | Non-Red Flag Warning - Destructive Fires | 2033 | 1.201e-08 | 1.2682e-08 | 1.1218e-08 | 1.0684e-08 | 9984.8474 | 263.1074 | 9721.74 | 0 | 0 | 0 | 0 | 0 | 4.0316e-06 | 0.00011992 | 0 | 0.00011992 | 0.00012663 | 0 | 0.00012663 | 0.00011201 | 0 | 0.00011201 | 0.00010667 | 0 | 0.00010667
[79 empty] | WLDFR | HFTD - Distribution - Tier 3 - 1QU CoRE ¦ 4QU LoRE | Non-Red Flag Warning - Destructive Fires | 2034 | 1.201e-08 | 1.2682e-08 | 1.1218e-08 | 1.0684e-08 | 9984.8474 | 263.1074 | 9721.74 | 0 | 0 | 0 | 0 | 0 | 4.0316e-06 | 0.00011992 | 0 | 0.00011992 | 0.00012663 | 0 | 0.00012663 | 0.00011201 | 0 | 0.00011201 | 0.00010667 | 0 | 0.00010667
[79 empty] | WLDFR | HFTD - Distribution - Tier 3 - 1QU CoRE ¦ 4QU LoRE | Non-Red Flag Warning - Destructive Fires | 2035 | 1.201e-08 | 1.2682e-08 | 1.1218e-08 | 1.0684e-08 | 9984.8474 | 263.1074 | 9721.74 | 0 | 0 | 0 | 0 | 0 | 4.0316e-06 | 0.00011992 | 0 | 0.00011992 | 0.00012663 | 0 | 0.00012663 | 0.00011201 | 0 | 0.00011201 | 0.00010667 | 0 | 0.00010667
[79 empty] | WLDFR | HFTD - Distribution - Tier 3 - 1QU CoRE ¦ 4QU LoRE | Non-Red Flag Warning - Destructive Fires | 2036 | 1.201e-08 | 1.2682e-08 | 1.1218e-08 | 1.0684e-08 | 9984.8474 | 263.1074 | 9721.74 | 0 | 0 | 0 | 0 | 0 | 4.0316e-06 | 0.00011992 | 0 | 0.00011992 | 0.00012663 | 0 | 0.00012663 | 0.00011201 | 0 | 0.00011201 | 0.00010667 | 0 | 0.00010667
[79 empty] | WLDFR | HFTD - Distribution - Tier 3 - 1QU CoRE ¦ 4QU LoRE | Non-Red Flag Warning - Destructive Fires | 2037 | 1.201e-08 | 1.2682e-08 | 1.1218e-08 | 1.0684e-08 | 9984.8474 | 263.1074 | 9721.74 | 0 | 0 | 0 | 0 | 0 | 4.0316e-06 | 0.00011992 | 0 | 0.00011992 | 0.00012663 | 0 | 0.00012663 | 0.00011201 | 0 | 0.00011201 | 0.00010667 | 0 | 0.00010667
[79 empty] | WLDFR | HFTD - Distribution - Tier 3 - 1QU CoRE ¦ 4QU LoRE | Non-Red Flag Warning - Destructive Fires | 2038 | 1.201e-08 | 1.2682e-08 | 1.1218e-08 | 1.0684e-08 | 10472.8261 | 280.5544 | 10192.2718 | 0 | 0 | 0 | 0 | 0 | 4.0316e-06 | 0.00012578 | 0 | 0.00012578 | 0.00013281 | 0 | 0.00013281 | 0.00011748 | 0 | 0.00011748 | 0.00011189 | 0 | 0.00011189
[79 empty] | WLDFR | HFTD - Distribution - Tier 3 - 1QU CoRE ¦ 4QU LoRE | Non-Red Flag Warning - Destructive Fires | 2039 | 1.201e-08 | 1.2682e-08 | 1.1218e-08 | 1.0684e-08 | 10472.8261 | 280.5544 | 10192.2718 | 0 | 0 | 0 | 0 | 0 | 4.0316e-06 | 0.00012578 | 0 | 0.00012578 | 0.00013281 | 0 | 0.00013281 | 0.00011748 | 0 | 0.00011748 | 0.00011189 | 0 | 0.00011189
[79 empty] | WLDFR | HFTD - Distribution - Tier 3 - 1QU CoRE ¦ 4QU LoRE | Non-Red Flag Warning - Destructive Fires | 2040 | 1.201e-08 | 1.2682e-08 | 1.1218e-08 | 1.0684e-08 | 10472.8261 | 280.5544 | 10192.2718 | 0 | 0 | 0 | 0 | 0 | 4.0316e-06 | 0.00012578 | 0 | 0.00012578 | 0.00013281 | 0 | 0.00013281 | 0.00011748 | 0 | 0.00011748 | 0.00011189 | 0 | 0.00011189
[79 empty] | WLDFR | HFTD - Distribution - Tier 3 - 1QU CoRE ¦ 4QU LoRE | Non-Red Flag Warning - Destructive Fires | 2041 | 1.201e-08 | 1.2682e-08 | 1.1218e-08 | 1.0684e-08 | 10472.8261 | 280.5544 | 10192.2718 | 0 | 0 | 0 | 0 | 0 | 4.0316e-06 | 0.00012578 | 0 | 0.00012578 | 0.00013281 | 0 | 0.00013281 | 0.00011748 | 0 | 0.00011748 | 0.00011189 | 0 | 0.00011189
[79 empty] | WLDFR | HFTD - Distribution - Tier 3 - 1QU CoRE ¦ 4QU LoRE | Non-Red Flag Warning - Destructive Fires | 2042 | 1.201e-08 | 1.2682e-08 | 1.1218e-08 | 1.0684e-08 | 10472.8261 | 280.5544 | 10192.2718 | 0 | 0 | 0 | 0 | 0 | 4.0316e-06 | 0.00012578 | 0 | 0.00012578 | 0.00013281 | 0 | 0.00013281 | 0.00011748 | 0 | 0.00011748 | 0.00011189 | 0 | 0.00011189
[79 empty] | WLDFR | HFTD - Distribution - Tier 3 - 1QU CoRE ¦ 4QU LoRE | Non-Red Flag Warning - Destructive Fires | 2043 | 1.201e-08 | 1.2682e-08 | 1.1218e-08 | 1.0684e-08 | 10992.1562 | 299.42 | 10692.7362 | 0 | 0 | 0 | 0 | 0 | 4.0316e-06 | 0.00013202 | 0 | 0.00013202 | 0.0001394 | 0 | 0.0001394 | 0.00012331 | 0 | 0.00012331 | 0.00011744 | 0 | 0.00011744
[79 empty] | WLDFR | HFTD - Distribution - Tier 3 - 1QU CoRE ¦ 4QU LoRE | Non-Red Flag Warning - Destructive Fires | 2044 | 1.201e-08 | 1.2682e-08 | 1.1218e-08 | 1.0684e-08 | 10992.1562 | 299.42 | 10692.7362 | 0 | 0 | 0 | 0 | 0 | 4.0316e-06 | 0.00013202 | 0 | 0.00013202 | 0.0001394 | 0 | 0.0001394 | 0.00012331 | 0 | 0.00012331 | 0.00011744 | 0 | 0.00011744
[79 empty] | WLDFR | HFTD - Distribution - Tier 3 - 1QU CoRE ¦ 4QU LoRE | Non-Red Flag Warning - Destructive Fires | 2045 | 1.201e-08 | 1.2682e-08 | 1.1218e-08 | 1.0684e-08 | 10992.1562 | 299.42 | 10692.7362 | 0 | 0 | 0 | 0 | 0 | 4.0316e-06 | 0.00013202 | 0 | 0.00013202 | 0.0001394 | 0 | 0.0001394 | 0.00012331 | 0 | 0.00012331 | 0.00011744 | 0 | 0.00011744
[79 empty] | WLDFR | HFTD - Distribution - Tier 3 - 1QU CoRE ¦ 4QU LoRE | Non-Red Flag Warning - Destructive Fires | 2046 | 1.201e-08 | 1.2682e-08 | 1.1218e-08 | 1.0684e-08 | 10992.1562 | 299.42 | 10692.7362 | 0 | 0 | 0 | 0 | 0 | 4.0316e-06 | 0.00013202 | 0 | 0.00013202 | 0.0001394 | 0 | 0.0001394 | 0.00012331 | 0 | 0.00012331 | 0.00011744 | 0 | 0.00011744
[79 empty] | WLDFR | HFTD - Distribution - Tier 3 - 1QU CoRE ¦ 4QU LoRE | Non-Red Flag Warning - Destructive Fires | 2047 | 1.201e-08 | 1.2682e-08 | 1.1218e-08 | 1.0684e-08 | 10992.1562 | 299.42 | 10692.7362 | 0 | 0 | 0 | 0 | 0 | 4.0316e-06 | 0.00013202 | 0 | 0.00013202 | 0.0001394 | 0 | 0.0001394 | 0.00012331 | 0 | 0.00012331 | 0.00011744 | 0 | 0.00011744
[79 empty] | WLDFR | HFTD - Distribution - Tier 3 - 1QU CoRE ¦ 4QU LoRE | Non-Red Flag Warning - Destructive Fires | 2048 | 1.201e-08 | 1.2682e-08 | 1.1218e-08 | 1.0684e-08 | 11536.0538 | 319.4911 | 11216.5626 | 0 | 0 | 0 | 0 | 0 | 4.0316e-06 | 0.00013855 | 0 | 0.00013855 | 0.0001463 | 0 | 0.0001463 | 0.00012941 | 0 | 0.00012941 | 0.00012325 | 0 | 0.00012325
[79 empty] | WLDFR | HFTD - Distribution - Tier 3 - 1QU CoRE ¦ 4QU LoRE | Non-Red Flag Warning - Destructive Fires | 2049 | 1.201e-08 | 1.2682e-08 | 1.1218e-08 | 1.0684e-08 | 11536.0538 | 319.4911 | 11216.5626 | 0 | 0 | 0 | 0 | 0 | 4.0316e-06 | 0.00013855 | 0 | 0.00013855 | 0.0001463 | 0 | 0.0001463 | 0.00012941 | 0 | 0.00012941 | 0.00012325 | 0 | 0.00012325
[79 empty] | WLDFR | HFTD - Distribution - Tier 3 - 1QU CoRE ¦ 4QU LoRE | Non-Red Flag Warning - Destructive Fires | 2050 | 0 | 1.2682e-08 | 1.1218e-08 | 1.0684e-08 | 11536.0538 | 319.4911 | 11216.5626 | 0 | 0 | 0 | 0 | 0 | 4.0316e-06 | 0 | 0 | 0 | 0.0001463 | 0 | 0.0001463 | 0.00012941 | 0 | 0.00012941 | 0.00012325 | 0 | 0.00012325
[79 empty] | WLDFR | HFTD - Distribution - Tier 3 - 1QU CoRE ¦ 4QU LoRE | Non-Red Flag Warning - Destructive Fires | 2051 | 0 | 0 | 1.1218e-08 | 1.0684e-08 | 11536.0538 | 319.4911 | 11216.5626 | 0 | 0 | 0 | 0 | 0 | 4.0316e-06 | 0 | 0 | 0 | 0 | 0 | 0 | 0.00012941 | 0 | 0.00012941 | 0.00012325 | 0 | 0.00012325
[79 empty] | WLDFR | HFTD - Distribution - Tier 3 - 1QU CoRE ¦ 4QU LoRE | Non-Red Flag Warning - Destructive Fires | 2052 | 0 | 0 | 0 | 1.0684e-08 | 11536.0538 | 319.4911 | 11216.5626 | 0 | 0 | 0 | 0 | 0 | 4.0316e-06 | 0 | 0 | 0 | 0 | 0 | 0 | 0 | 0 | 0 | 0.00012325 | 0 | 0.00012325
[79 empty] | WLDFR | HFTD - Distribution - Tier 3 - 1QU CoRE ¦ 4QU LoRE | Non-Red Flag Warning - Large Fires | 2020 | 2.143e-07 | 0 | 0 | 0 | 5.2406 | 0.69642 | 2.942 | 1.6022 | 0 | 0 | 0 | 0 | 2.5493e-05 | 1.123e-06 | 0 | 1.123e-06 | 0 | 0 | 0 | 0 | 0 | 0 | 0 | 0 | 0
[79 empty] | WLDFR | HFTD - Distribution - Tier 3 - 1QU CoRE ¦ 4QU LoRE | Non-Red Flag Warning - Large Fires | 2021 | 1.0387e-07 | 2.2628e-07 | 0 | 0 | 5.2406 | 0.69642 | 2.942 | 1.6022 | 0 | 0 | 0 | 0 | 2.5493e-05 | 5.4434e-07 | 0 | 5.4434e-07 | 1.1858e-06 | 0 | 1.1858e-06 | 0 | 0 | 0 | 0 | 0 | 0
[79 empty] | WLDFR | HFTD - Distribution - Tier 3 - 1QU CoRE ¦ 4QU LoRE | Non-Red Flag Warning - Large Fires | 2022 | 8.2843e-08 | 8.7475e-08 | 1.8443e-07 | 0 | 5.2406 | 0.69642 | 2.942 | 1.6022 | 0 | 0 | 0 | 0 | 2.5268e-05 | 4.3414e-07 | 0 | 4.3414e-07 | 4.5842e-07 | 0 | 4.5842e-07 | 9.6653e-07 | 0 | 9.6653e-07 | 0 | 0 | 0
[79 empty] | WLDFR | HFTD - Distribution - Tier 3 - 1QU CoRE ¦ 4QU LoRE | Non-Red Flag Warning - Large Fires | 2023 | 8.2843e-08 | 8.7475e-08 | 7.7377e-08 | 1.7565e-07 | 5.475 | 0.71896 | 3.0715 | 1.6846 | 0 | 0 | 0 | 0 | 2.5268e-05 | 4.5357e-07 | 0 | 4.5357e-07 | 4.7893e-07 | 0 | 4.7893e-07 | 4.2364e-07 | 0 | 4.2364e-07 | 9.6169e-07 | 0 | 9.6169e-07
[79 empty] | WLDFR | HFTD - Distribution - Tier 3 - 1QU CoRE ¦ 4QU LoRE | Non-Red Flag Warning - Large Fires | 2024 | 8.2843e-08 | 8.7475e-08 | 7.7377e-08 | 7.3692e-08 | 5.475 | 0.71896 | 3.0715 | 1.6846 | 0 | 0 | 0 | 0 | 2.5268e-05 | 4.5357e-07 | 0 | 4.5357e-07 | 4.7893e-07 | 0 | 4.7893e-07 | 4.2364e-07 | 0 | 4.2364e-07 | 4.0347e-07 | 0 | 4.0347e-07
[79 empty] | WLDFR | HFTD - Distribution - Tier 3 - 1QU CoRE ¦ 4QU LoRE | Non-Red Flag Warning - Large Fires | 2025 | 8.2843e-08 | 8.7475e-08 | 7.7377e-08 | 7.3692e-08 | 5.475 | 0.71896 | 3.0715 | 1.6846 | 0 | 0 | 0 | 0 | 2.5268e-05 | 4.5357e-07 | 0 | 4.5357e-07 | 4.7893e-07 | 0 | 4.7893e-07 | 4.2364e-07 | 0 | 4.2364e-07 | 4.0347e-07 | 0 | 4.0347e-07
[79 empty] | WLDFR | HFTD - Distribution - Tier 3 - 1QU CoRE ¦ 4QU LoRE | Non-Red Flag Warning - Large Fires | 2026 | 8.2843e-08 | 8.7475e-08 | 7.7377e-08 | 7.3692e-08 | 5.475 | 0.71896 | 3.0715 | 1.6846 | 0 | 0 | 0 | 0 | 2.5268e-05 | 4.5357e-07 | 0 | 4.5357e-07 | 4.7893e-07 | 0 | 4.7893e-07 | 4.2364e-07 | 0 | 4.2364e-07 | 4.0347e-07 | 0 | 4.0347e-07
[79 empty] | WLDFR | HFTD - Distribution - Tier 3 - 1QU CoRE ¦ 4QU LoRE | Non-Red Flag Warning - Large Fires | 2027 | 8.2843e-08 | 8.7475e-08 | 7.7377e-08 | 7.3692e-08 | 5.475 | 0.71896 | 3.0715 | 1.6846 | 0 | 0 | 0 | 0 | 2.5268e-05 | 4.5357e-07 | 0 | 4.5357e-07 | 4.7893e-07 | 0 | 4.7893e-07 | 4.2364e-07 | 0 | 4.2364e-07 | 4.0347e-07 | 0 | 4.0347e-07
[79 empty] | WLDFR | HFTD - Distribution - Tier 3 - 1QU CoRE ¦ 4QU LoRE | Non-Red Flag Warning - Large Fires | 2028 | 8.2843e-08 | 8.7475e-08 | 7.7377e-08 | 7.3692e-08 | 5.777 | 0.74734 | 3.238 | 1.7917 | 0 | 0 | 0 | 0 | 2.5268e-05 | 4.7858e-07 | 0 | 4.7858e-07 | 5.0534e-07 | 0 | 5.0534e-07 | 4.4701e-07 | 0 | 4.4701e-07 | 4.2572e-07 | 0 | 4.2572e-07
[79 empty] | WLDFR | HFTD - Distribution - Tier 3 - 1QU CoRE ¦ 4QU LoRE | Non-Red Flag Warning - Large Fires | 2029 | 8.2843e-08 | 8.7475e-08 | 7.7377e-08 | 7.3692e-08 | 5.777 | 0.74734 | 3.238 | 1.7917 | 0 | 0 | 0 | 0 | 2.5268e-05 | 4.7858e-07 | 0 | 4.7858e-07 | 5.0534e-07 | 0 | 5.0534e-07 | 4.4701e-07 | 0 | 4.4701e-07 | 4.2572e-07 | 0 | 4.2572e-07
[79 empty] | WLDFR | HFTD - Distribution - Tier 3 - 1QU CoRE ¦ 4QU LoRE | Non-Red Flag Warning - Large Fires | 2030 | 8.2843e-08 | 8.7475e-08 | 7.7377e-08 | 7.3692e-08 | 5.777 | 0.74734 | 3.238 | 1.7917 | 0 | 0 | 0 | 0 | 2.5268e-05 | 4.7858e-07 | 0 | 4.7858e-07 | 5.0534e-07 | 0 | 5.0534e-07 | 4.4701e-07 | 0 | 4.4701e-07 | 4.2572e-07 | 0 | 4.2572e-07
[79 empty] | WLDFR | HFTD - Distribution - Tier 3 - 1QU CoRE ¦ 4QU LoRE | Non-Red Flag Warning - Large Fires | 2031 | 8.2843e-08 | 8.7475e-08 | 7.7377e-08 | 7.3692e-08 | 5.777 | 0.74734 | 3.238 | 1.7917 | 0 | 0 | 0 | 0 | 2.5268e-05 | 4.7858e-07 | 0 | 4.7858e-07 | 5.0534e-07 | 0 | 5.0534e-07 | 4.4701e-07 | 0 | 4.4701e-07 | 4.2572e-07 | 0 | 4.2572e-07
[79 empty] | WLDFR | HFTD - Distribution - Tier 3 - 1QU CoRE ¦ 4QU LoRE | Non-Red Flag Warning - Large Fires | 2032 | 8.2843e-08 | 8.7475e-08 | 7.7377e-08 | 7.3692e-08 | 5.777 | 0.74734 | 3.238 | 1.7917 | 0 | 0 | 0 | 0 | 2.5268e-05 | 4.7858e-07 | 0 | 4.7858e-07 | 5.0534e-07 | 0 | 5.0534e-07 | 4.4701e-07 | 0 | 4.4701e-07 | 4.2572e-07 | 0 | 4.2572e-07
[79 empty] | WLDFR | HFTD - Distribution - Tier 3 - 1QU CoRE ¦ 4QU LoRE | Non-Red Flag Warning - Large Fires | 2033 | 8.2843e-08 | 8.7475e-08 | 7.7377e-08 | 7.3692e-08 | 6.1205 | 0.77885 | 3.4265 | 1.9151 | 0 | 0 | 0 | 0 | 2.5268e-05 | 5.0704e-07 | 0 | 5.0704e-07 | 5.3539e-07 | 0 | 5.3539e-07 | 4.7358e-07 | 0 | 4.7358e-07 | 4.5103e-07 | 0 | 4.5103e-07
[79 empty] | WLDFR | HFTD - Distribution - Tier 3 - 1QU CoRE ¦ 4QU LoRE | Non-Red Flag Warning - Large Fires | 2034 | 8.2843e-08 | 8.7475e-08 | 7.7377e-08 | 7.3692e-08 | 6.1205 | 0.77885 | 3.4265 | 1.9151 | 0 | 0 | 0 | 0 | 2.5268e-05 | 5.0704e-07 | 0 | 5.0704e-07 | 5.3539e-07 | 0 | 5.3539e-07 | 4.7358e-07 | 0 | 4.7358e-07 | 4.5103e-07 | 0 | 4.5103e-07
[79 empty] | WLDFR | HFTD - Distribution - Tier 3 - 1QU CoRE ¦ 4QU LoRE | Non-Red Flag Warning - Large Fires | 2035 | 8.2843e-08 | 8.7475e-08 | 7.7377e-08 | 7.3692e-08 | 6.1205 | 0.77885 | 3.4265 | 1.9151 | 0 | 0 | 0 | 0 | 2.5268e-05 | 5.0704e-07 | 0 | 5.0704e-07 | 5.3539e-07 | 0 | 5.3539e-07 | 4.7358e-07 | 0 | 4.7358e-07 | 4.5103e-07 | 0 | 4.5103e-07
[79 empty] | WLDFR | HFTD - Distribution - Tier 3 - 1QU CoRE ¦ 4QU LoRE | Non-Red Flag Warning - Large Fires | 2036 | 8.2843e-08 | 8.7475e-08 | 7.7377e-08 | 7.3692e-08 | 6.1205 | 0.77885 | 3.4265 | 1.9151 | 0 | 0 | 0 | 0 | 2.5268e-05 | 5.0704e-07 | 0 | 5.0704e-07 | 5.3539e-07 | 0 | 5.3539e-07 | 4.7358e-07 | 0 | 4.7358e-07 | 4.5103e-07 | 0 | 4.5103e-07
[79 empty] | WLDFR | HFTD - Distribution - Tier 3 - 1QU CoRE ¦ 4QU LoRE | Non-Red Flag Warning - Large Fires | 2037 | 8.2843e-08 | 8.7475e-08 | 7.7377e-08 | 7.3692e-08 | 6.1205 | 0.77885 | 3.4265 | 1.9151 | 0 | 0 | 0 | 0 | 2.5268e-05 | 5.0704e-07 | 0 | 5.0704e-07 | 5.3539e-07 | 0 | 5.3539e-07 | 4.7358e-07 | 0 | 4.7358e-07 | 4.5103e-07 | 0 | 4.5103e-07
[79 empty] | WLDFR | HFTD - Distribution - Tier 3 - 1QU CoRE ¦ 4QU LoRE | Non-Red Flag Warning - Large Fires | 2038 | 8.2843e-08 | 8.7475e-08 | 7.7377e-08 | 7.3692e-08 | 6.5028 | 0.81304 | 3.6355 | 2.0543 | 0 | 0 | 0 | 0 | 2.5268e-05 | 5.3871e-07 | 0 | 5.3871e-07 | 5.6883e-07 | 0 | 5.6883e-07 | 5.0317e-07 | 0 | 5.0317e-07 | 4.7921e-07 | 0 | 4.7921e-07
[79 empty] | WLDFR | HFTD - Distribution - Tier 3 - 1QU CoRE ¦ 4QU LoRE | Non-Red Flag Warning - Large Fires | 2039 | 8.2843e-08 | 8.7475e-08 | 7.7377e-08 | 7.3692e-08 | 6.5028 | 0.81304 | 3.6355 | 2.0543 | 0 | 0 | 0 | 0 | 2.5268e-05 | 5.3871e-07 | 0 | 5.3871e-07 | 5.6883e-07 | 0 | 5.6883e-07 | 5.0317e-07 | 0 | 5.0317e-07 | 4.7921e-07 | 0 | 4.7921e-07
[79 empty] | WLDFR | HFTD - Distribution - Tier 3 - 1QU CoRE ¦ 4QU LoRE | Non-Red Flag Warning - Large Fires | 2040 | 8.2843e-08 | 8.7475e-08 | 7.7377e-08 | 7.3692e-08 | 6.5028 | 0.81304 | 3.6355 | 2.0543 | 0 | 0 | 0 | 0 | 2.5268e-05 | 5.3871e-07 | 0 | 5.3871e-07 | 5.6883e-07 | 0 | 5.6883e-07 | 5.0317e-07 | 0 | 5.0317e-07 | 4.7921e-07 | 0 | 4.7921e-07
[79 empty] | WLDFR | HFTD - Distribution - Tier 3 - 1QU CoRE ¦ 4QU LoRE | Non-Red Flag Warning - Large Fires | 2041 | 8.2843e-08 | 8.7475e-08 | 7.7377e-08 | 7.3692e-08 | 6.5028 | 0.81304 | 3.6355 | 2.0543 | 0 | 0 | 0 | 0 | 2.5268e-05 | 5.3871e-07 | 0 | 5.3871e-07 | 5.6883e-07 | 0 | 5.6883e-07 | 5.0317e-07 | 0 | 5.0317e-07 | 4.7921e-07 | 0 | 4.7921e-07
[79 empty] | WLDFR | HFTD - Distribution - Tier 3 - 1QU CoRE ¦ 4QU LoRE | Non-Red Flag Warning - Large Fires | 2042 | 8.2843e-08 | 8.7475e-08 | 7.7377e-08 | 7.3692e-08 | 6.5028 | 0.81304 | 3.6355 | 2.0543 | 0 | 0 | 0 | 0 | 2.5268e-05 | 5.3871e-07 | 0 | 5.3871e-07 | 5.6883e-07 | 0 | 5.6883e-07 | 5.0317e-07 | 0 | 5.0317e-07 | 4.7921e-07 | 0 | 4.7921e-07
[79 empty] | WLDFR | HFTD - Distribution - Tier 3 - 1QU CoRE ¦ 4QU LoRE | Non-Red Flag Warning - Large Fires | 2043 | 8.2843e-08 | 8.7475e-08 | 7.7377e-08 | 7.3692e-08 | 6.9209 | 0.84944 | 3.8632 | 2.2083 | 0 | 0 | 0 | 0 | 2.5268e-05 | 5.7335e-07 | 0 | 5.7335e-07 | 6.0541e-07 | 0 | 6.0541e-07 | 5.3552e-07 | 0 | 5.3552e-07 | 5.1002e-07 | 0 | 5.1002e-07
[79 empty] | WLDFR | HFTD - Distribution - Tier 3 - 1QU CoRE ¦ 4QU LoRE | Non-Red Flag Warning - Large Fires | 2044 | 8.2843e-08 | 8.7475e-08 | 7.7377e-08 | 7.3692e-08 | 6.9209 | 0.84944 | 3.8632 | 2.2083 | 0 | 0 | 0 | 0 | 2.5268e-05 | 5.7335e-07 | 0 | 5.7335e-07 | 6.0541e-07 | 0 | 6.0541e-07 | 5.3552e-07 | 0 | 5.3552e-07 | 5.1002e-07 | 0 | 5.1002e-07
[79 empty] | WLDFR | HFTD - Distribution - Tier 3 - 1QU CoRE ¦ 4QU LoRE | Non-Red Flag Warning - Large Fires | 2045 | 8.2843e-08 | 8.7475e-08 | 7.7377e-08 | 7.3692e-08 | 6.9209 | 0.84944 | 3.8632 | 2.2083 | 0 | 0 | 0 | 0 | 2.5268e-05 | 5.7335e-07 | 0 | 5.7335e-07 | 6.0541e-07 | 0 | 6.0541e-07 | 5.3552e-07 | 0 | 5.3552e-07 | 5.1002e-07 | 0 | 5.1002e-07
[79 empty] | WLDFR | HFTD - Distribution - Tier 3 - 1QU CoRE ¦ 4QU LoRE | Non-Red Flag Warning - Large Fires | 2046 | 8.2843e-08 | 8.7475e-08 | 7.7377e-08 | 7.3692e-08 | 6.9209 | 0.84944 | 3.8632 | 2.2083 | 0 | 0 | 0 | 0 | 2.5268e-05 | 5.7335e-07 | 0 | 5.7335e-07 | 6.0541e-07 | 0 | 6.0541e-07 | 5.3552e-07 | 0 | 5.3552e-07 | 5.1002e-07 | 0 | 5.1002e-07
[79 empty] | WLDFR | HFTD - Distribution - Tier 3 - 1QU CoRE ¦ 4QU LoRE | Non-Red Flag Warning - Large Fires | 2047 | 8.2843e-08 | 8.7475e-08 | 7.7377e-08 | 7.3692e-08 | 6.9209 | 0.84944 | 3.8632 | 2.2083 | 0 | 0 | 0 | 0 | 2.5268e-05 | 5.7335e-07 | 0 | 5.7335e-07 | 6.0541e-07 | 0 | 6.0541e-07 | 5.3552e-07 | 0 | 5.3552e-07 | 5.1002e-07 | 0 | 5.1002e-07
[79 empty] | WLDFR | HFTD - Distribution - Tier 3 - 1QU CoRE ¦ 4QU LoRE | Non-Red Flag Warning - Large Fires | 2048 | 8.2843e-08 | 8.7475e-08 | 7.7377e-08 | 7.3692e-08 | 7.3713 | 0.88759 | 4.1075 | 2.3763 | 0 | 0 | 0 | 0 | 2.5268e-05 | 6.1066e-07 | 0 | 6.1066e-07 | 6.4481e-07 | 0 | 6.4481e-07 | 5.7037e-07 | 0 | 5.7037e-07 | 5.4321e-07 | 0 | 5.4321e-07
[79 empty] | WLDFR | HFTD - Distribution - Tier 3 - 1QU CoRE ¦ 4QU LoRE | Non-Red Flag Warning - Large Fires | 2049 | 8.2843e-08 | 8.7475e-08 | 7.7377e-08 | 7.3692e-08 | 7.3713 | 0.88759 | 4.1075 | 2.3763 | 0 | 0 | 0 | 0 | 2.5268e-05 | 6.1066e-07 | 0 | 6.1066e-07 | 6.4481e-07 | 0 | 6.4481e-07 | 5.7037e-07 | 0 | 5.7037e-07 | 5.4321e-07 | 0 | 5.4321e-07
[79 empty] | WLDFR | HFTD - Distribution - Tier 3 - 1QU CoRE ¦ 4QU LoRE | Non-Red Flag Warning - Large Fires | 2050 | 0 | 8.7475e-08 | 7.7377e-08 | 7.3692e-08 | 7.3713 | 0.88759 | 4.1075 | 2.3763 | 0 | 0 | 0 | 0 | 2.5268e-05 | 0 | 0 | 0 | 6.4481e-07 | 0 | 6.4481e-07 | 5.7037e-07 | 0 | 5.7037e-07 | 5.4321e-07 | 0 | 5.4321e-07
[79 empty] | WLDFR | HFTD - Distribution - Tier 3 - 1QU CoRE ¦ 4QU LoRE | Non-Red Flag Warning - Large Fires | 2051 | 0 | 0 | 7.7377e-08 | 7.3692e-08 | 7.3713 | 0.88759 | 4.1075 | 2.3763 | 0 | 0 | 0 | 0 | 2.5268e-05 | 0 | 0 | 0 | 0 | 0 | 0 | 5.7037e-07 | 0 | 5.7037e-07 | 5.4321e-07 | 0 | 5.4321e-07
[79 empty] | WLDFR | HFTD - Distribution - Tier 3 - 1QU CoRE ¦ 4QU LoRE | Non-Red Flag Warning - Large Fires | 2052 | 0 | 0 | 0 | 7.3692e-08 | 7.3713 | 0.88759 | 4.1075 | 2.3763 | 0 | 0 | 0 | 0 | 2.5268e-05 | 0 | 0 | 0 | 0 | 0 | 0 | 0 | 0 | 0 | 5.4321e-07 | 0 | 5.4321e-07
[79 empty] | WLDFR | HFTD - Distribution - Tier 3 - 1QU CoRE ¦ 4QU LoRE | Non-Red Flag Warning - Small Fires | 2020 | 2.4923e-05 | 0 | 0 | 0 | 0.077901 | 0.036425 | 0.0015809 | 0.039895 | 0 | 0 | 0 | 0 | 0.0029857 | 1.9415e-06 | 0 | 1.9415e-06 | 0 | 0 | 0 | 0 | 0 | 0 | 0 | 0 | 0
[79 empty] | WLDFR | HFTD - Distribution - Tier 3 - 1QU CoRE ¦ 4QU LoRE | Non-Red Flag Warning - Small Fires | 2021 | 1.2436e-05 | 2.6316e-05 | 0 | 0 | 0.077901 | 0.036425 | 0.0015809 | 0.039895 | 0 | 0 | 0 | 0 | 0.0029857 | 9.6877e-07 | 0 | 9.6877e-07 | 2.05e-06 | 0 | 2.05e-06 | 0 | 0 | 0 | 0 | 0 | 0
[79 empty] | WLDFR | HFTD - Distribution - Tier 3 - 1QU CoRE ¦ 4QU LoRE | Non-Red Flag Warning - Small Fires | 2022 | 9.5423e-06 | 1.0076e-05 | 2.1031e-05 | 0 | 0.077901 | 0.036425 | 0.0015809 | 0.039895 | 0 | 0 | 0 | 0 | 0.0029513 | 7.4335e-07 | 0 | 7.4335e-07 | 7.8492e-07 | 0 | 7.8492e-07 | 1.6384e-06 | 0 | 1.6384e-06 | 0 | 0 | 0
[79 empty] | WLDFR | HFTD - Distribution - Tier 3 - 1QU CoRE ¦ 4QU LoRE | Non-Red Flag Warning - Small Fires | 2023 | 9.5423e-06 | 1.0076e-05 | 8.9127e-06 | 2.003e-05 | 0.080408 | 0.03759 | 0.0016314 | 0.041187 | 0 | 0 | 0 | 0 | 0.0029513 | 7.6728e-07 | 0 | 7.6728e-07 | 8.1018e-07 | 0 | 8.1018e-07 | 7.1666e-07 | 0 | 7.1666e-07 | 1.6106e-06 | 0 | 1.6106e-06
[79 empty] | WLDFR | HFTD - Distribution - Tier 3 - 1QU CoRE ¦ 4QU LoRE | Non-Red Flag Warning - Small Fires | 2024 | 9.5423e-06 | 1.0076e-05 | 8.9127e-06 | 8.4883e-06 | 0.080408 | 0.03759 | 0.0016314 | 0.041187 | 0 | 0 | 0 | 0 | 0.0029513 | 7.6728e-07 | 0 | 7.6728e-07 | 8.1018e-07 | 0 | 8.1018e-07 | 7.1666e-07 | 0 | 7.1666e-07 | 6.8253e-07 | 0 | 6.8253e-07
[79 empty] | WLDFR | HFTD - Distribution - Tier 3 - 1QU CoRE ¦ 4QU LoRE | Non-Red Flag Warning - Small Fires | 2025 | 9.5423e-06 | 1.0076e-05 | 8.9127e-06 | 8.4883e-06 | 0.080408 | 0.03759 | 0.0016314 | 0.041187 | 0 | 0 | 0 | 0 | 0.0029513 | 7.6728e-07 | 0 | 7.6728e-07 | 8.1018e-07 | 0 | 8.1018e-07 | 7.1666e-07 | 0 | 7.1666e-07 | 6.8253e-07 | 0 | 6.8253e-07
[79 empty] | WLDFR | HFTD - Distribution - Tier 3 - 1QU CoRE ¦ 4QU LoRE | Non-Red Flag Warning - Small Fires | 2026 | 9.5423e-06 | 1.0076e-05 | 8.9127e-06 | 8.4883e-06 | 0.080408 | 0.03759 | 0.0016314 | 0.041187 | 0 | 0 | 0 | 0 | 0.0029513 | 7.6728e-07 | 0 | 7.6728e-07 | 8.1018e-07 | 0 | 8.1018e-07 | 7.1666e-07 | 0 | 7.1666e-07 | 6.8253e-07 | 0 | 6.8253e-07
[79 empty] | WLDFR | HFTD - Distribution - Tier 3 - 1QU CoRE ¦ 4QU LoRE | Non-Red Flag Warning - Small Fires | 2027 | 9.5423e-06 | 1.0076e-05 | 8.9127e-06 | 8.4883e-06 | 0.080408 | 0.03759 | 0.0016314 | 0.041187 | 0 | 0 | 0 | 0 | 0.0029513 | 7.6728e-07 | 0 | 7.6728e-07 | 8.1018e-07 | 0 | 8.1018e-07 | 7.1666e-07 | 0 | 7.1666e-07 | 6.8253e-07 | 0 | 6.8253e-07
[79 empty] | WLDFR | HFTD - Distribution - Tier 3 - 1QU CoRE ¦ 4QU LoRE | Non-Red Flag Warning - Small Fires | 2028 | 9.5423e-06 | 1.0076e-05 | 8.9127e-06 | 8.4883e-06 | 0.083606 | 0.039055 | 0.001695 | 0.042856 | 0 | 0 | 0 | 0 | 0.0029513 | 7.978e-07 | 0 | 7.978e-07 | 8.4241e-07 | 0 | 8.4241e-07 | 7.4516e-07 | 0 | 7.4516e-07 | 7.0968e-07 | 0 | 7.0968e-07
[79 empty] | WLDFR | HFTD - Distribution - Tier 3 - 1QU CoRE ¦ 4QU LoRE | Non-Red Flag Warning - Small Fires | 2029 | 9.5423e-06 | 1.0076e-05 | 8.9127e-06 | 8.4883e-06 | 0.083606 | 0.039055 | 0.001695 | 0.042856 | 0 | 0 | 0 | 0 | 0.0029513 | 7.978e-07 | 0 | 7.978e-07 | 8.4241e-07 | 0 | 8.4241e-07 | 7.4516e-07 | 0 | 7.4516e-07 | 7.0968e-07 | 0 | 7.0968e-07
[79 empty] | WLDFR | HFTD - Distribution - Tier 3 - 1QU CoRE ¦ 4QU LoRE | Non-Red Flag Warning - Small Fires | 2030 | 9.5423e-06 | 1.0076e-05 | 8.9127e-06 | 8.4883e-06 | 0.083606 | 0.039055 | 0.001695 | 0.042856 | 0 | 0 | 0 | 0 | 0.0029513 | 7.978e-07 | 0 | 7.978e-07 | 8.4241e-07 | 0 | 8.4241e-07 | 7.4516e-07 | 0 | 7.4516e-07 | 7.0968e-07 | 0 | 7.0968e-07
[79 empty] | WLDFR | HFTD - Distribution - Tier 3 - 1QU CoRE ¦ 4QU LoRE | Non-Red Flag Warning - Small Fires | 2031 | 9.5423e-06 | 1.0076e-05 | 8.9127e-06 | 8.4883e-06 | 0.083606 | 0.039055 | 0.001695 | 0.042856 | 0 | 0 | 0 | 0 | 0.0029513 | 7.978e-07 | 0 | 7.978e-07 | 8.4241e-07 | 0 | 8.4241e-07 | 7.4516e-07 | 0 | 7.4516e-07 | 7.0968e-07 | 0 | 7.0968e-07
[79 empty] | WLDFR | HFTD - Distribution - Tier 3 - 1QU CoRE ¦ 4QU LoRE | Non-Red Flag Warning - Small Fires | 2032 | 9.5423e-06 | 1.0076e-05 | 8.9127e-06 | 8.4883e-06 | 0.083606 | 0.039055 | 0.001695 | 0.042856 | 0 | 0 | 0 | 0 | 0.0029513 | 7.978e-07 | 0 | 7.978e-07 | 8.4241e-07 | 0 | 8.4241e-07 | 7.4516e-07 | 0 | 7.4516e-07 | 7.0968e-07 | 0 | 7.0968e-07
[79 empty] | WLDFR | HFTD - Distribution - Tier 3 - 1QU CoRE ¦ 4QU LoRE | Non-Red Flag Warning - Small Fires | 2033 | 9.5423e-06 | 1.0076e-05 | 8.9127e-06 | 8.4883e-06 | 0.087211 | 0.040679 | 0.0017655 | 0.044766 | 0 | 0 | 0 | 0 | 0.0029513 | 8.322e-07 | 0 | 8.322e-07 | 8.7873e-07 | 0 | 8.7873e-07 | 7.7729e-07 | 0 | 7.7729e-07 | 7.4027e-07 | 0 | 7.4027e-07
[79 empty] | WLDFR | HFTD - Distribution - Tier 3 - 1QU CoRE ¦ 4QU LoRE | Non-Red Flag Warning - Small Fires | 2034 | 9.5423e-06 | 1.0076e-05 | 8.9127e-06 | 8.4883e-06 | 0.087211 | 0.040679 | 0.0017655 | 0.044766 | 0 | 0 | 0 | 0 | 0.0029513 | 8.322e-07 | 0 | 8.322e-07 | 8.7873e-07 | 0 | 8.7873e-07 | 7.7729e-07 | 0 | 7.7729e-07 | 7.4027e-07 | 0 | 7.4027e-07
[79 empty] | WLDFR | HFTD - Distribution - Tier 3 - 1QU CoRE ¦ 4QU LoRE | Non-Red Flag Warning - Small Fires | 2035 | 9.5423e-06 | 1.0076e-05 | 8.9127e-06 | 8.4883e-06 | 0.087211 | 0.040679 | 0.0017655 | 0.044766 | 0 | 0 | 0 | 0 | 0.0029513 | 8.322e-07 | 0 | 8.322e-07 | 8.7873e-07 | 0 | 8.7873e-07 | 7.7729e-07 | 0 | 7.7729e-07 | 7.4027e-07 | 0 | 7.4027e-07
[79 empty] | WLDFR | HFTD - Distribution - Tier 3 - 1QU CoRE ¦ 4QU LoRE | Non-Red Flag Warning - Small Fires | 2036 | 9.5423e-06 | 1.0076e-05 | 8.9127e-06 | 8.4883e-06 | 0.087211 | 0.040679 | 0.0017655 | 0.044766 | 0 | 0 | 0 | 0 | 0.0029513 | 8.322e-07 | 0 | 8.322e-07 | 8.7873e-07 | 0 | 8.7873e-07 | 7.7729e-07 | 0 | 7.7729e-07 | 7.4027e-07 | 0 | 7.4027e-07
[79 empty] | WLDFR | HFTD - Distribution - Tier 3 - 1QU CoRE ¦ 4QU LoRE | Non-Red Flag Warning - Small Fires | 2037 | 9.5423e-06 | 1.0076e-05 | 8.9127e-06 | 8.4883e-06 | 0.087211 | 0.040679 | 0.0017655 | 0.044766 | 0 | 0 | 0 | 0 | 0.0029513 | 8.322e-07 | 0 | 8.322e-07 | 8.7873e-07 | 0 | 8.7873e-07 | 7.7729e-07 | 0 | 7.7729e-07 | 7.4027e-07 | 0 | 7.4027e-07
[79 empty] | WLDFR | HFTD - Distribution - Tier 3 - 1QU CoRE ¦ 4QU LoRE | Non-Red Flag Warning - Small Fires | 2038 | 9.5423e-06 | 1.0076e-05 | 8.9127e-06 | 8.4883e-06 | 0.091184 | 0.042438 | 0.0018418 | 0.046905 | 0 | 0 | 0 | 0 | 0.0029513 | 8.7011e-07 | 0 | 8.7011e-07 | 9.1876e-07 | 0 | 9.1876e-07 | 8.127e-07 | 0 | 8.127e-07 | 7.74e-07 | 0 | 7.74e-07
[79 empty] | WLDFR | HFTD - Distribution - Tier 3 - 1QU CoRE ¦ 4QU LoRE | Non-Red Flag Warning - Small Fires | 2039 | 9.5423e-06 | 1.0076e-05 | 8.9127e-06 | 8.4883e-06 | 0.091184 | 0.042438 | 0.0018418 | 0.046905 | 0 | 0 | 0 | 0 | 0.0029513 | 8.7011e-07 | 0 | 8.7011e-07 | 9.1876e-07 | 0 | 9.1876e-07 | 8.127e-07 | 0 | 8.127e-07 | 7.74e-07 | 0 | 7.74e-07
[79 empty] | WLDFR | HFTD - Distribution - Tier 3 - 1QU CoRE ¦ 4QU LoRE | Non-Red Flag Warning - Small Fires | 2040 | 9.5423e-06 | 1.0076e-05 | 8.9127e-06 | 8.4883e-06 | 0.091184 | 0.042438 | 0.0018418 | 0.046905 | 0 | 0 | 0 | 0 | 0.0029513 | 8.7011e-07 | 0 | 8.7011e-07 | 9.1876e-07 | 0 | 9.1876e-07 | 8.127e-07 | 0 | 8.127e-07 | 7.74e-07 | 0 | 7.74e-07
[79 empty] | WLDFR | HFTD - Distribution - Tier 3 - 1QU CoRE ¦ 4QU LoRE | Non-Red Flag Warning - Small Fires | 2041 | 9.5423e-06 | 1.0076e-05 | 8.9127e-06 | 8.4883e-06 | 0.091184 | 0.042438 | 0.0018418 | 0.046905 | 0 | 0 | 0 | 0 | 0.0029513 | 8.7011e-07 | 0 | 8.7011e-07 | 9.1876e-07 | 0 | 9.1876e-07 | 8.127e-07 | 0 | 8.127e-07 | 7.74e-07 | 0 | 7.74e-07
[79 empty] | WLDFR | HFTD - Distribution - Tier 3 - 1QU CoRE ¦ 4QU LoRE | Non-Red Flag Warning - Small Fires | 2042 | 9.5423e-06 | 1.0076e-05 | 8.9127e-06 | 8.4883e-06 | 0.091184 | 0.042438 | 0.0018418 | 0.046905 | 0 | 0 | 0 | 0 | 0.0029513 | 8.7011e-07 | 0 | 8.7011e-07 | 9.1876e-07 | 0 | 9.1876e-07 | 8.127e-07 | 0 | 8.127e-07 | 7.74e-07 | 0 | 7.74e-07
[79 empty] | WLDFR | HFTD - Distribution - Tier 3 - 1QU CoRE ¦ 4QU LoRE | Non-Red Flag Warning - Small Fires | 2043 | 9.5423e-06 | 1.0076e-05 | 8.9127e-06 | 8.4883e-06 | 0.095486 | 0.044306 | 0.0019228 | 0.049257 | 0 | 0 | 0 | 0 | 0.0029513 | 9.1116e-07 | 0 | 9.1116e-07 | 9.621e-07 | 0 | 9.621e-07 | 8.5104e-07 | 0 | 8.5104e-07 | 8.1051e-07 | 0 | 8.1051e-07
[79 empty] | WLDFR | HFTD - Distribution - Tier 3 - 1QU CoRE ¦ 4QU LoRE | Non-Red Flag Warning - Small Fires | 2044 | 9.5423e-06 | 1.0076e-05 | 8.9127e-06 | 8.4883e-06 | 0.095486 | 0.044306 | 0.0019228 | 0.049257 | 0 | 0 | 0 | 0 | 0.0029513 | 9.1116e-07 | 0 | 9.1116e-07 | 9.621e-07 | 0 | 9.621e-07 | 8.5104e-07 | 0 | 8.5104e-07 | 8.1051e-07 | 0 | 8.1051e-07
[79 empty] | WLDFR | HFTD - Distribution - Tier 3 - 1QU CoRE ¦ 4QU LoRE | Non-Red Flag Warning - Small Fires | 2045 | 9.5423e-06 | 1.0076e-05 | 8.9127e-06 | 8.4883e-06 | 0.095486 | 0.044306 | 0.0019228 | 0.049257 | 0 | 0 | 0 | 0 | 0.0029513 | 9.1116e-07 | 0 | 9.1116e-07 | 9.621e-07 | 0 | 9.621e-07 | 8.5104e-07 | 0 | 8.5104e-07 | 8.1051e-07 | 0 | 8.1051e-07
[79 empty] | WLDFR | HFTD - Distribution - Tier 3 - 1QU CoRE ¦ 4QU LoRE | Non-Red Flag Warning - Small Fires | 2046 | 9.5423e-06 | 1.0076e-05 | 8.9127e-06 | 8.4883e-06 | 0.095486 | 0.044306 | 0.0019228 | 0.049257 | 0 | 0 | 0 | 0 | 0.0029513 | 9.1116e-07 | 0 | 9.1116e-07 | 9.621e-07 | 0 | 9.621e-07 | 8.5104e-07 | 0 | 8.5104e-07 | 8.1051e-07 | 0 | 8.1051e-07
[79 empty] | WLDFR | HFTD - Distribution - Tier 3 - 1QU CoRE ¦ 4QU LoRE | Non-Red Flag Warning - Small Fires | 2047 | 9.5423e-06 | 1.0076e-05 | 8.9127e-06 | 8.4883e-06 | 0.095486 | 0.044306 | 0.0019228 | 0.049257 | 0 | 0 | 0 | 0 | 0.0029513 | 9.1116e-07 | 0 | 9.1116e-07 | 9.621e-07 | 0 | 9.621e-07 | 8.5104e-07 | 0 | 8.5104e-07 | 8.1051e-07 | 0 | 8.1051e-07
[79 empty] | WLDFR | HFTD - Distribution - Tier 3 - 1QU CoRE ¦ 4QU LoRE | Non-Red Flag Warning - Small Fires | 2048 | 9.5423e-06 | 1.0076e-05 | 8.9127e-06 | 8.4883e-06 | 0.10007 | 0.04626 | 0.0020076 | 0.051804 | 0 | 0 | 0 | 0 | 0.0029513 | 9.5492e-07 | 0 | 9.5492e-07 | 1.0083e-06 | 0 | 1.0083e-06 | 8.9191e-07 | 0 | 8.9191e-07 | 8.4944e-07 | 0 | 8.4944e-07
[79 empty] | WLDFR | HFTD - Distribution - Tier 3 - 1QU CoRE ¦ 4QU LoRE | Non-Red Flag Warning - Small Fires | 2049 | 9.5423e-06 | 1.0076e-05 | 8.9127e-06 | 8.4883e-06 | 0.10007 | 0.04626 | 0.0020076 | 0.051804 | 0 | 0 | 0 | 0 | 0.0029513 | 9.5492e-07 | 0 | 9.5492e-07 | 1.0083e-06 | 0 | 1.0083e-06 | 8.9191e-07 | 0 | 8.9191e-07 | 8.4944e-07 | 0 | 8.4944e-07
[79 empty] | WLDFR | HFTD - Distribution - Tier 3 - 1QU CoRE ¦ 4QU LoRE | Non-Red Flag Warning - Small Fires | 2050 | 0 | 1.0076e-05 | 8.9127e-06 | 8.4883e-06 | 0.10007 | 0.04626 | 0.0020076 | 0.051804 | 0 | 0 | 0 | 0 | 0.0029513 | 0 | 0 | 0 | 1.0083e-06 | 0 | 1.0083e-06 | 8.9191e-07 | 0 | 8.9191e-07 | 8.4944e-07 | 0 | 8.4944e-07
[79 empty] | WLDFR | HFTD - Distribution - Tier 3 - 1QU CoRE ¦ 4QU LoRE | Non-Red Flag Warning - Small Fires | 2051 | 0 | 0 | 8.9127e-06 | 8.4883e-06 | 0.10007 | 0.04626 | 0.0020076 | 0.051804 | 0 | 0 | 0 | 0 | 0.0029513 | 0 | 0 | 0 | 0 | 0 | 0 | 8.9191e-07 | 0 | 8.9191e-07 | 8.4944e-07 | 0 | 8.4944e-07
[79 empty] | WLDFR | HFTD - Distribution - Tier 3 - 1QU CoRE ¦ 4QU LoRE | Non-Red Flag Warning - Small Fires | 2052 | 0 | 0 | 0 | 8.4883e-06 | 0.10007 | 0.04626 | 0.0020076 | 0.051804 | 0 | 0 | 0 | 0 | 0.0029513 | 0 | 0 | 0 | 0 | 0 | 0 | 0 | 0 | 0 | 8.4944e-07 | 0 | 8.4944e-07
[79 empty] | WLDFR | HFTD - Distribution - Tier 3 - 1QU CoRE ¦ 4QU LoRE | Red Flag Warning - Catastrophic Fires | 2020 | 1.2903e-06 | 0 | 0 | 0 | 14146.1306 | 222.2294 | 8585.7228 | 5338.1784 | 0 | 0 | 0 | 0 | 0.00010007 | 0.018253 | 0 | 0.018253 | 0 | 0 | 0 | 0 | 0 | 0 | 0 | 0 | 0
[79 empty] | WLDFR | HFTD - Distribution - Tier 3 - 1QU CoRE ¦ 4QU LoRE | Red Flag Warning - Catastrophic Fires | 2021 | 7.9223e-07 | 1.3624e-06 | 0 | 0 | 14146.1306 | 222.2294 | 8585.7228 | 5338.1784 | 0 | 0 | 0 | 0 | 0.00010007 | 0.011207 | 0 | 0.011207 | 0.019273 | 0 | 0.019273 | 0 | 0 | 0 | 0 | 0 | 0
[79 empty] | WLDFR | HFTD - Distribution - Tier 3 - 1QU CoRE ¦ 4QU LoRE | Red Flag Warning - Catastrophic Fires | 2022 | 6.3705e-07 | 6.7267e-07 | 1.09e-06 | 0 | 14146.1306 | 222.2294 | 8585.7228 | 5338.1784 | 0 | 0 | 0 | 0 | 9.7447e-05 | 0.0090118 | 0 | 0.0090118 | 0.0095156 | 0 | 0.0095156 | 0.015419 | 0 | 0.015419 | 0 | 0 | 0
[79 empty] | WLDFR | HFTD - Distribution - Tier 3 - 1QU CoRE ¦ 4QU LoRE | Red Flag Warning - Catastrophic Fires | 2023 | 6.3705e-07 | 6.7267e-07 | 5.9502e-07 | 1.0381e-06 | 14664.6376 | 233.2301 | 8896.516 | 5534.8915 | 0 | 0 | 0 | 0 | 9.7447e-05 | 0.0093421 | 0 | 0.0093421 | 0.0098644 | 0 | 0.0098644 | 0.0087257 | 0 | 0.0087257 | 0.015223 | 0 | 0.015223
[79 empty] | WLDFR | HFTD - Distribution - Tier 3 - 1QU CoRE ¦ 4QU LoRE | Red Flag Warning - Catastrophic Fires | 2024 | 6.3705e-07 | 6.7267e-07 | 5.9502e-07 | 5.6668e-07 | 14664.6376 | 233.2301 | 8896.516 | 5534.8915 | 0 | 0 | 0 | 0 | 9.7447e-05 | 0.0093421 | 0 | 0.0093421 | 0.0098644 | 0 | 0.0098644 | 0.0087257 | 0 | 0.0087257 | 0.0083102 | 0 | 0.0083102
[79 empty] | WLDFR | HFTD - Distribution - Tier 3 - 1QU CoRE ¦ 4QU LoRE | Red Flag Warning - Catastrophic Fires | 2025 | 6.3705e-07 | 6.7267e-07 | 5.9502e-07 | 5.6668e-07 | 14664.6376 | 233.2301 | 8896.516 | 5534.8915 | 0 | 0 | 0 | 0 | 9.7447e-05 | 0.0093421 | 0 | 0.0093421 | 0.0098644 | 0 | 0.0098644 | 0.0087257 | 0 | 0.0087257 | 0.0083102 | 0 | 0.0083102
[79 empty] | WLDFR | HFTD - Distribution - Tier 3 - 1QU CoRE ¦ 4QU LoRE | Red Flag Warning - Catastrophic Fires | 2026 | 6.3705e-07 | 6.7267e-07 | 5.9502e-07 | 5.6668e-07 | 14664.6376 | 233.2301 | 8896.516 | 5534.8915 | 0 | 0 | 0 | 0 | 9.7447e-05 | 0.0093421 | 0 | 0.0093421 | 0.0098644 | 0 | 0.0098644 | 0.0087257 | 0 | 0.0087257 | 0.0083102 | 0 | 0.0083102
[79 empty] | WLDFR | HFTD - Distribution - Tier 3 - 1QU CoRE ¦ 4QU LoRE | Red Flag Warning - Catastrophic Fires | 2027 | 6.3705e-07 | 6.7267e-07 | 5.9502e-07 | 5.6668e-07 | 14664.6376 | 233.2301 | 8896.516 | 5534.8915 | 0 | 0 | 0 | 0 | 9.7447e-05 | 0.0093421 | 0 | 0.0093421 | 0.0098644 | 0 | 0.0098644 | 0.0087257 | 0 | 0.0087257 | 0.0083102 | 0 | 0.0083102
[79 empty] | WLDFR | HFTD - Distribution - Tier 3 - 1QU CoRE ¦ 4QU LoRE | Red Flag Warning - Catastrophic Fires | 2028 | 6.3705e-07 | 6.7267e-07 | 5.9502e-07 | 5.6668e-07 | 15317.9909 | 247.273 | 9287.6491 | 5783.0689 | 0 | 0 | 0 | 0 | 9.7447e-05 | 0.0097583 | 0 | 0.0097583 | 0.010304 | 0 | 0.010304 | 0.0091144 | 0 | 0.0091144 | 0.0086804 | 0 | 0.0086804
[79 empty] | WLDFR | HFTD - Distribution - Tier 3 - 1QU CoRE ¦ 4QU LoRE | Red Flag Warning - Catastrophic Fires | 2029 | 6.3705e-07 | 6.7267e-07 | 5.9502e-07 | 5.6668e-07 | 15317.9909 | 247.273 | 9287.6491 | 5783.0689 | 0 | 0 | 0 | 0 | 9.7447e-05 | 0.0097583 | 0 | 0.0097583 | 0.010304 | 0 | 0.010304 | 0.0091144 | 0 | 0.0091144 | 0.0086804 | 0 | 0.0086804
[79 empty] | WLDFR | HFTD - Distribution - Tier 3 - 1QU CoRE ¦ 4QU LoRE | Red Flag Warning - Catastrophic Fires | 2030 | 6.3705e-07 | 6.7267e-07 | 5.9502e-07 | 5.6668e-07 | 15317.9909 | 247.273 | 9287.6491 | 5783.0689 | 0 | 0 | 0 | 0 | 9.7447e-05 | 0.0097583 | 0 | 0.0097583 | 0.010304 | 0 | 0.010304 | 0.0091144 | 0 | 0.0091144 | 0.0086804 | 0 | 0.0086804
[79 empty] | WLDFR | HFTD - Distribution - Tier 3 - 1QU CoRE ¦ 4QU LoRE | Red Flag Warning - Catastrophic Fires | 2031 | 6.3705e-07 | 6.7267e-07 | 5.9502e-07 | 5.6668e-07 | 15317.9909 | 247.273 | 9287.6491 | 5783.0689 | 0 | 0 | 0 | 0 | 9.7447e-05 | 0.0097583 | 0 | 0.0097583 | 0.010304 | 0 | 0.010304 | 0.0091144 | 0 | 0.0091144 | 0.0086804 | 0 | 0.0086804
[79 empty] | WLDFR | HFTD - Distribution - Tier 3 - 1QU CoRE ¦ 4QU LoRE | Red Flag Warning - Catastrophic Fires | 2032 | 6.3705e-07 | 6.7267e-07 | 5.9502e-07 | 5.6668e-07 | 15317.9909 | 247.273 | 9287.6491 | 5783.0689 | 0 | 0 | 0 | 0 | 9.7447e-05 | 0.0097583 | 0 | 0.0097583 | 0.010304 | 0 | 0.010304 | 0.0091144 | 0 | 0.0091144 | 0.0086804 | 0 | 0.0086804
[79 empty] | WLDFR | HFTD - Distribution - Tier 3 - 1QU CoRE ¦ 4QU LoRE | Red Flag Warning - Catastrophic Fires | 2033 | 6.3705e-07 | 6.7267e-07 | 5.9502e-07 | 5.6668e-07 | 16044.1264 | 263.1074 | 9721.74 | 6059.2791 | 0 | 0 | 0 | 0 | 9.7447e-05 | 0.010221 | 0 | 0.010221 | 0.010792 | 0 | 0.010792 | 0.0095465 | 0 | 0.0095465 | 0.0090919 | 0 | 0.0090919
[79 empty] | WLDFR | HFTD - Distribution - Tier 3 - 1QU CoRE ¦ 4QU LoRE | Red Flag Warning - Catastrophic Fires | 2034 | 6.3705e-07 | 6.7267e-07 | 5.9502e-07 | 5.6668e-07 | 16044.1264 | 263.1074 | 9721.74 | 6059.2791 | 0 | 0 | 0 | 0 | 9.7447e-05 | 0.010221 | 0 | 0.010221 | 0.010792 | 0 | 0.010792 | 0.0095465 | 0 | 0.0095465 | 0.0090919 | 0 | 0.0090919
[79 empty] | WLDFR | HFTD - Distribution - Tier 3 - 1QU CoRE ¦ 4QU LoRE | Red Flag Warning - Catastrophic Fires | 2035 | 6.3705e-07 | 6.7267e-07 | 5.9502e-07 | 5.6668e-07 | 16044.1264 | 263.1074 | 9721.74 | 6059.2791 | 0 | 0 | 0 | 0 | 9.7447e-05 | 0.010221 | 0 | 0.010221 | 0.010792 | 0 | 0.010792 | 0.0095465 | 0 | 0.0095465 | 0.0090919 | 0 | 0.0090919
[79 empty] | WLDFR | HFTD - Distribution - Tier 3 - 1QU CoRE ¦ 4QU LoRE | Red Flag Warning - Catastrophic Fires | 2036 | 6.3705e-07 | 6.7267e-07 | 5.9502e-07 | 5.6668e-07 | 16044.1264 | 263.1074 | 9721.74 | 6059.2791 | 0 | 0 | 0 | 0 | 9.7447e-05 | 0.010221 | 0 | 0.010221 | 0.010792 | 0 | 0.010792 | 0.0095465 | 0 | 0.0095465 | 0.0090919 | 0 | 0.0090919
[79 empty] | WLDFR | HFTD - Distribution - Tier 3 - 1QU CoRE ¦ 4QU LoRE | Red Flag Warning - Catastrophic Fires | 2037 | 6.3705e-07 | 6.7267e-07 | 5.9502e-07 | 5.6668e-07 | 16044.1264 | 263.1074 | 9721.74 | 6059.2791 | 0 | 0 | 0 | 0 | 9.7447e-05 | 0.010221 | 0 | 0.010221 | 0.010792 | 0 | 0.010792 | 0.0095465 | 0 | 0.0095465 | 0.0090919 | 0 | 0.0090919
[79 empty] | WLDFR | HFTD - Distribution - Tier 3 - 1QU CoRE ¦ 4QU LoRE | Red Flag Warning - Catastrophic Fires | 2038 | 6.3705e-07 | 6.7267e-07 | 5.9502e-07 | 5.6668e-07 | 16832.3912 | 280.5544 | 10192.2718 | 6359.5651 | 0 | 0 | 0 | 0 | 9.7447e-05 | 0.010723 | 0 | 0.010723 | 0.011323 | 0 | 0.011323 | 0.010016 | 0 | 0.010016 | 0.0095386 | 0 | 0.0095386
[79 empty] | WLDFR | HFTD - Distribution - Tier 3 - 1QU CoRE ¦ 4QU LoRE | Red Flag Warning - Catastrophic Fires | 2039 | 6.3705e-07 | 6.7267e-07 | 5.9502e-07 | 5.6668e-07 | 16832.3912 | 280.5544 | 10192.2718 | 6359.5651 | 0 | 0 | 0 | 0 | 9.7447e-05 | 0.010723 | 0 | 0.010723 | 0.011323 | 0 | 0.011323 | 0.010016 | 0 | 0.010016 | 0.0095386 | 0 | 0.0095386
[79 empty] | WLDFR | HFTD - Distribution - Tier 3 - 1QU CoRE ¦ 4QU LoRE | Red Flag Warning - Catastrophic Fires | 2040 | 6.3705e-07 | 6.7267e-07 | 5.9502e-07 | 5.6668e-07 | 16832.3912 | 280.5544 | 10192.2718 | 6359.5651 | 0 | 0 | 0 | 0 | 9.7447e-05 | 0.010723 | 0 | 0.010723 | 0.011323 | 0 | 0.011323 | 0.010016 | 0 | 0.010016 | 0.0095386 | 0 | 0.0095386
[79 empty] | WLDFR | HFTD - Distribution - Tier 3 - 1QU CoRE ¦ 4QU LoRE | Red Flag Warning - Catastrophic Fires | 2041 | 6.3705e-07 | 6.7267e-07 | 5.9502e-07 | 5.6668e-07 | 16832.3912 | 280.5544 | 10192.2718 | 6359.5651 | 0 | 0 | 0 | 0 | 9.7447e-05 | 0.010723 | 0 | 0.010723 | 0.011323 | 0 | 0.011323 | 0.010016 | 0 | 0.010016 | 0.0095386 | 0 | 0.0095386
[79 empty] | WLDFR | HFTD - Distribution - Tier 3 - 1QU CoRE ¦ 4QU LoRE | Red Flag Warning - Catastrophic Fires | 2042 | 6.3705e-07 | 6.7267e-07 | 5.9502e-07 | 5.6668e-07 | 16832.3912 | 280.5544 | 10192.2718 | 6359.5651 | 0 | 0 | 0 | 0 | 9.7447e-05 | 0.010723 | 0 | 0.010723 | 0.011323 | 0 | 0.011323 | 0.010016 | 0 | 0.010016 | 0.0095386 | 0 | 0.0095386
[79 empty] | WLDFR | HFTD - Distribution - Tier 3 - 1QU CoRE ¦ 4QU LoRE | Red Flag Warning - Catastrophic Fires | 2043 | 6.3705e-07 | 6.7267e-07 | 5.9502e-07 | 5.6668e-07 | 17672.0852 | 299.42 | 10692.7362 | 6679.929 | 0 | 0 | 0 | 0 | 9.7447e-05 | 0.011258 | 0 | 0.011258 | 0.011887 | 0 | 0.011887 | 0.010515 | 0 | 0.010515 | 0.010014 | 0 | 0.010014
[79 empty] | WLDFR | HFTD - Distribution - Tier 3 - 1QU CoRE ¦ 4QU LoRE | Red Flag Warning - Catastrophic Fires | 2044 | 6.3705e-07 | 6.7267e-07 | 5.9502e-07 | 5.6668e-07 | 17672.0852 | 299.42 | 10692.7362 | 6679.929 | 0 | 0 | 0 | 0 | 9.7447e-05 | 0.011258 | 0 | 0.011258 | 0.011887 | 0 | 0.011887 | 0.010515 | 0 | 0.010515 | 0.010014 | 0 | 0.010014
[79 empty] | WLDFR | HFTD - Distribution - Tier 3 - 1QU CoRE ¦ 4QU LoRE | Red Flag Warning - Catastrophic Fires | 2045 | 6.3705e-07 | 6.7267e-07 | 5.9502e-07 | 5.6668e-07 | 17672.0852 | 299.42 | 10692.7362 | 6679.929 | 0 | 0 | 0 | 0 | 9.7447e-05 | 0.011258 | 0 | 0.011258 | 0.011887 | 0 | 0.011887 | 0.010515 | 0 | 0.010515 | 0.010014 | 0 | 0.010014
[79 empty] | WLDFR | HFTD - Distribution - Tier 3 - 1QU CoRE ¦ 4QU LoRE | Red Flag Warning - Catastrophic Fires | 2046 | 6.3705e-07 | 6.7267e-07 | 5.9502e-07 | 5.6668e-07 | 17672.0852 | 299.42 | 10692.7362 | 6679.929 | 0 | 0 | 0 | 0 | 9.7447e-05 | 0.011258 | 0 | 0.011258 | 0.011887 | 0 | 0.011887 | 0.010515 | 0 | 0.010515 | 0.010014 | 0 | 0.010014
[79 empty] | WLDFR | HFTD - Distribution - Tier 3 - 1QU CoRE ¦ 4QU LoRE | Red Flag Warning - Catastrophic Fires | 2047 | 6.3705e-07 | 6.7267e-07 | 5.9502e-07 | 5.6668e-07 | 17672.0852 | 299.42 | 10692.7362 | 6679.929 | 0 | 0 | 0 | 0 | 9.7447e-05 | 0.011258 | 0 | 0.011258 | 0.011887 | 0 | 0.011887 | 0.010515 | 0 | 0.010515 | 0.010014 | 0 | 0.010014
[79 empty] | WLDFR | HFTD - Distribution - Tier 3 - 1QU CoRE ¦ 4QU LoRE | Red Flag Warning - Catastrophic Fires | 2048 | 6.3705e-07 | 6.7267e-07 | 5.9502e-07 | 5.6668e-07 | 18552.3348 | 319.4911 | 11216.5626 | 7016.281 | 0 | 0 | 0 | 0 | 9.7447e-05 | 0.011819 | 0 | 0.011819 | 0.01248 | 0 | 0.01248 | 0.011039 | 0 | 0.011039 | 0.010513 | 0 | 0.010513
[79 empty] | WLDFR | HFTD - Distribution - Tier 3 - 1QU CoRE ¦ 4QU LoRE | Red Flag Warning - Catastrophic Fires | 2049 | 6.3705e-07 | 6.7267e-07 | 5.9502e-07 | 5.6668e-07 | 18552.3348 | 319.4911 | 11216.5626 | 7016.281 | 0 | 0 | 0 | 0 | 9.7447e-05 | 0.011819 | 0 | 0.011819 | 0.01248 | 0 | 0.01248 | 0.011039 | 0 | 0.011039 | 0.010513 | 0 | 0.010513
[79 empty] | WLDFR | HFTD - Distribution - Tier 3 - 1QU CoRE ¦ 4QU LoRE | Red Flag Warning - Catastrophic Fires | 2050 | 0 | 6.7267e-07 | 5.9502e-07 | 5.6668e-07 | 18552.3348 | 319.4911 | 11216.5626 | 7016.281 | 0 | 0 | 0 | 0 | 9.7447e-05 | 0 | 0 | 0 | 0.01248 | 0 | 0.01248 | 0.011039 | 0 | 0.011039 | 0.010513 | 0 | 0.010513
[79 empty] | WLDFR | HFTD - Distribution - Tier 3 - 1QU CoRE ¦ 4QU LoRE | Red Flag Warning - Catastrophic Fires | 2051 | 0 | 0 | 5.9502e-07 | 5.6668e-07 | 18552.3348 | 319.4911 | 11216.5626 | 7016.281 | 0 | 0 | 0 | 0 | 9.7447e-05 | 0 | 0 | 0 | 0 | 0 | 0 | 0.011039 | 0 | 0.011039 | 0.010513 | 0 | 0.010513
[79 empty] | WLDFR | HFTD - Distribution - Tier 3 - 1QU CoRE ¦ 4QU LoRE | Red Flag Warning - Catastrophic Fires | 2052 | 0 | 0 | 0 | 5.6668e-07 | 18552.3348 | 319.4911 | 11216.5626 | 7016.281 | 0 | 0 | 0 | 0 | 9.7447e-05 | 0 | 0 | 0 | 0 | 0 | 0 | 0 | 0 | 0 | 0.010513 | 0 | 0.010513
[79 empty] | WLDFR | HFTD - Distribution - Tier 3 - 1QU CoRE ¦ 4QU LoRE | Red Flag Warning - Destructive Fires | 2020 | 1.5266e-07 | 0 | 0 | 0 | 8807.9522 | 222.2294 | 8585.7228 | 0 | 0 | 0 | 0 | 0 | 1.2873e-05 | 0.0013446 | 0 | 0.0013446 | 0 | 0 | 0 | 0 | 0 | 0 | 0 | 0 | 0
[79 empty] | WLDFR | HFTD - Distribution - Tier 3 - 1QU CoRE ¦ 4QU LoRE | Red Flag Warning - Destructive Fires | 2021 | 9.3498e-08 | 1.612e-07 | 0 | 0 | 8807.9522 | 222.2294 | 8585.7228 | 0 | 0 | 0 | 0 | 0 | 1.2873e-05 | 0.00082353 | 0 | 0.00082353 | 0.0014198 | 0 | 0.0014198 | 0 | 0 | 0 | 0 | 0 | 0
[79 empty] | WLDFR | HFTD - Distribution - Tier 3 - 1QU CoRE ¦ 4QU LoRE | Red Flag Warning - Destructive Fires | 2022 | 7.5255e-08 | 7.9463e-08 | 1.2906e-07 | 0 | 8807.9522 | 222.2294 | 8585.7228 | 0 | 0 | 0 | 0 | 0 | 1.2635e-05 | 0.00066284 | 0 | 0.00066284 | 0.0006999 | 0 | 0.0006999 | 0.0011368 | 0 | 0.0011368 | 0 | 0 | 0
[79 empty] | WLDFR | HFTD - Distribution - Tier 3 - 1QU CoRE ¦ 4QU LoRE | Red Flag Warning - Destructive Fires | 2023 | 7.5255e-08 | 7.9463e-08 | 7.029e-08 | 1.2291e-07 | 9129.7461 | 233.2301 | 8896.516 | 0 | 0 | 0 | 0 | 0 | 1.2635e-05 | 0.00068706 | 0 | 0.00068706 | 0.00072547 | 0 | 0.00072547 | 0.00064173 | 0 | 0.00064173 | 0.0011222 | 0 | 0.0011222
[79 empty] | WLDFR | HFTD - Distribution - Tier 3 - 1QU CoRE ¦ 4QU LoRE | Red Flag Warning - Destructive Fires | 2024 | 7.5255e-08 | 7.9463e-08 | 7.029e-08 | 6.6943e-08 | 9129.7461 | 233.2301 | 8896.516 | 0 | 0 | 0 | 0 | 0 | 1.2635e-05 | 0.00068706 | 0 | 0.00068706 | 0.00072547 | 0 | 0.00072547 | 0.00064173 | 0 | 0.00064173 | 0.00061117 | 0 | 0.00061117
[79 empty] | WLDFR | HFTD - Distribution - Tier 3 - 1QU CoRE ¦ 4QU LoRE | Red Flag Warning - Destructive Fires | 2025 | 7.5255e-08 | 7.9463e-08 | 7.029e-08 | 6.6943e-08 | 9129.7461 | 233.2301 | 8896.516 | 0 | 0 | 0 | 0 | 0 | 1.2635e-05 | 0.00068706 | 0 | 0.00068706 | 0.00072547 | 0 | 0.00072547 | 0.00064173 | 0 | 0.00064173 | 0.00061117 | 0 | 0.00061117
[79 empty] | WLDFR | HFTD - Distribution - Tier 3 - 1QU CoRE ¦ 4QU LoRE | Red Flag Warning - Destructive Fires | 2026 | 7.5255e-08 | 7.9463e-08 | 7.029e-08 | 6.6943e-08 | 9129.7461 | 233.2301 | 8896.516 | 0 | 0 | 0 | 0 | 0 | 1.2635e-05 | 0.00068706 | 0 | 0.00068706 | 0.00072547 | 0 | 0.00072547 | 0.00064173 | 0 | 0.00064173 | 0.00061117 | 0 | 0.00061117
[79 empty] | WLDFR | HFTD - Distribution - Tier 3 - 1QU CoRE ¦ 4QU LoRE | Red Flag Warning - Destructive Fires | 2027 | 7.5255e-08 | 7.9463e-08 | 7.029e-08 | 6.6943e-08 | 9129.7461 | 233.2301 | 8896.516 | 0 | 0 | 0 | 0 | 0 | 1.2635e-05 | 0.00068706 | 0 | 0.00068706 | 0.00072547 | 0 | 0.00072547 | 0.00064173 | 0 | 0.00064173 | 0.00061117 | 0 | 0.00061117
[79 empty] | WLDFR | HFTD - Distribution - Tier 3 - 1QU CoRE ¦ 4QU LoRE | Red Flag Warning - Destructive Fires | 2028 | 7.5255e-08 | 7.9463e-08 | 7.029e-08 | 6.6943e-08 | 9534.9221 | 247.273 | 9287.6491 | 0 | 0 | 0 | 0 | 0 | 1.2635e-05 | 0.00071755 | 0 | 0.00071755 | 0.00075767 | 0 | 0.00075767 | 0.00067021 | 0 | 0.00067021 | 0.00063829 | 0 | 0.00063829
[79 empty] | WLDFR | HFTD - Distribution - Tier 3 - 1QU CoRE ¦ 4QU LoRE | Red Flag Warning - Destructive Fires | 2029 | 7.5255e-08 | 7.9463e-08 | 7.029e-08 | 6.6943e-08 | 9534.9221 | 247.273 | 9287.6491 | 0 | 0 | 0 | 0 | 0 | 1.2635e-05 | 0.00071755 | 0 | 0.00071755 | 0.00075767 | 0 | 0.00075767 | 0.00067021 | 0 | 0.00067021 | 0.00063829 | 0 | 0.00063829
[79 empty] | WLDFR | HFTD - Distribution - Tier 3 - 1QU CoRE ¦ 4QU LoRE | Red Flag Warning - Destructive Fires | 2030 | 7.5255e-08 | 7.9463e-08 | 7.029e-08 | 6.6943e-08 | 9534.9221 | 247.273 | 9287.6491 | 0 | 0 | 0 | 0 | 0 | 1.2635e-05 | 0.00071755 | 0 | 0.00071755 | 0.00075767 | 0 | 0.00075767 | 0.00067021 | 0 | 0.00067021 | 0.00063829 | 0 | 0.00063829
[79 empty] | WLDFR | HFTD - Distribution - Tier 3 - 1QU CoRE ¦ 4QU LoRE | Red Flag Warning - Destructive Fires | 2031 | 7.5255e-08 | 7.9463e-08 | 7.029e-08 | 6.6943e-08 | 9534.9221 | 247.273 | 9287.6491 | 0 | 0 | 0 | 0 | 0 | 1.2635e-05 | 0.00071755 | 0 | 0.00071755 | 0.00075767 | 0 | 0.00075767 | 0.00067021 | 0 | 0.00067021 | 0.00063829 | 0 | 0.00063829
[79 empty] | WLDFR | HFTD - Distribution - Tier 3 - 1QU CoRE ¦ 4QU LoRE | Red Flag Warning - Destructive Fires | 2032 | 7.5255e-08 | 7.9463e-08 | 7.029e-08 | 6.6943e-08 | 9534.9221 | 247.273 | 9287.6491 | 0 | 0 | 0 | 0 | 0 | 1.2635e-05 | 0.00071755 | 0 | 0.00071755 | 0.00075767 | 0 | 0.00075767 | 0.00067021 | 0 | 0.00067021 | 0.00063829 | 0 | 0.00063829
[79 empty] | WLDFR | HFTD - Distribution - Tier 3 - 1QU CoRE ¦ 4QU LoRE | Red Flag Warning - Destructive Fires | 2033 | 7.5255e-08 | 7.9463e-08 | 7.029e-08 | 6.6943e-08 | 9984.8474 | 263.1074 | 9721.74 | 0 | 0 | 0 | 0 | 0 | 1.2635e-05 | 0.00075141 | 0 | 0.00075141 | 0.00079342 | 0 | 0.00079342 | 0.00070183 | 0 | 0.00070183 | 0.00066841 | 0 | 0.00066841
[79 empty] | WLDFR | HFTD - Distribution - Tier 3 - 1QU CoRE ¦ 4QU LoRE | Red Flag Warning - Destructive Fires | 2034 | 7.5255e-08 | 7.9463e-08 | 7.029e-08 | 6.6943e-08 | 9984.8474 | 263.1074 | 9721.74 | 0 | 0 | 0 | 0 | 0 | 1.2635e-05 | 0.00075141 | 0 | 0.00075141 | 0.00079342 | 0 | 0.00079342 | 0.00070183 | 0 | 0.00070183 | 0.00066841 | 0 | 0.00066841
[79 empty] | WLDFR | HFTD - Distribution - Tier 3 - 1QU CoRE ¦ 4QU LoRE | Red Flag Warning - Destructive Fires | 2035 | 7.5255e-08 | 7.9463e-08 | 7.029e-08 | 6.6943e-08 | 9984.8474 | 263.1074 | 9721.74 | 0 | 0 | 0 | 0 | 0 | 1.2635e-05 | 0.00075141 | 0 | 0.00075141 | 0.00079342 | 0 | 0.00079342 | 0.00070183 | 0 | 0.00070183 | 0.00066841 | 0 | 0.00066841
[79 empty] | WLDFR | HFTD - Distribution - Tier 3 - 1QU CoRE ¦ 4QU LoRE | Red Flag Warning - Destructive Fires | 2036 | 7.5255e-08 | 7.9463e-08 | 7.029e-08 | 6.6943e-08 | 9984.8474 | 263.1074 | 9721.74 | 0 | 0 | 0 | 0 | 0 | 1.2635e-05 | 0.00075141 | 0 | 0.00075141 | 0.00079342 | 0 | 0.00079342 | 0.00070183 | 0 | 0.00070183 | 0.00066841 | 0 | 0.00066841
[79 empty] | WLDFR | HFTD - Distribution - Tier 3 - 1QU CoRE ¦ 4QU LoRE | Red Flag Warning - Destructive Fires | 2037 | 7.5255e-08 | 7.9463e-08 | 7.029e-08 | 6.6943e-08 | 9984.8474 | 263.1074 | 9721.74 | 0 | 0 | 0 | 0 | 0 | 1.2635e-05 | 0.00075141 | 0 | 0.00075141 | 0.00079342 | 0 | 0.00079342 | 0.00070183 | 0 | 0.00070183 | 0.00066841 | 0 | 0.00066841
[79 empty] | WLDFR | HFTD - Distribution - Tier 3 - 1QU CoRE ¦ 4QU LoRE | Red Flag Warning - Destructive Fires | 2038 | 7.5255e-08 | 7.9463e-08 | 7.029e-08 | 6.6943e-08 | 10472.8261 | 280.5544 | 10192.2718 | 0 | 0 | 0 | 0 | 0 | 1.2635e-05 | 0.00078813 | 0 | 0.00078813 | 0.0008322 | 0 | 0.0008322 | 0.00073613 | 0 | 0.00073613 | 0.00070108 | 0 | 0.00070108
[79 empty] | WLDFR | HFTD - Distribution - Tier 3 - 1QU CoRE ¦ 4QU LoRE | Red Flag Warning - Destructive Fires | 2039 | 7.5255e-08 | 7.9463e-08 | 7.029e-08 | 6.6943e-08 | 10472.8261 | 280.5544 | 10192.2718 | 0 | 0 | 0 | 0 | 0 | 1.2635e-05 | 0.00078813 | 0 | 0.00078813 | 0.0008322 | 0 | 0.0008322 | 0.00073613 | 0 | 0.00073613 | 0.00070108 | 0 | 0.00070108
[79 empty] | WLDFR | HFTD - Distribution - Tier 3 - 1QU CoRE ¦ 4QU LoRE | Red Flag Warning - Destructive Fires | 2040 | 7.5255e-08 | 7.9463e-08 | 7.029e-08 | 6.6943e-08 | 10472.8261 | 280.5544 | 10192.2718 | 0 | 0 | 0 | 0 | 0 | 1.2635e-05 | 0.00078813 | 0 | 0.00078813 | 0.0008322 | 0 | 0.0008322 | 0.00073613 | 0 | 0.00073613 | 0.00070108 | 0 | 0.00070108
[79 empty] | WLDFR | HFTD - Distribution - Tier 3 - 1QU CoRE ¦ 4QU LoRE | Red Flag Warning - Destructive Fires | 2041 | 7.5255e-08 | 7.9463e-08 | 7.029e-08 | 6.6943e-08 | 10472.8261 | 280.5544 | 10192.2718 | 0 | 0 | 0 | 0 | 0 | 1.2635e-05 | 0.00078813 | 0 | 0.00078813 | 0.0008322 | 0 | 0.0008322 | 0.00073613 | 0 | 0.00073613 | 0.00070108 | 0 | 0.00070108
[79 empty] | WLDFR | HFTD - Distribution - Tier 3 - 1QU CoRE ¦ 4QU LoRE | Red Flag Warning - Destructive Fires | 2042 | 7.5255e-08 | 7.9463e-08 | 7.029e-08 | 6.6943e-08 | 10472.8261 | 280.5544 | 10192.2718 | 0 | 0 | 0 | 0 | 0 | 1.2635e-05 | 0.00078813 | 0 | 0.00078813 | 0.0008322 | 0 | 0.0008322 | 0.00073613 | 0 | 0.00073613 | 0.00070108 | 0 | 0.00070108
[79 empty] | WLDFR | HFTD - Distribution - Tier 3 - 1QU CoRE ¦ 4QU LoRE | Red Flag Warning - Destructive Fires | 2043 | 7.5255e-08 | 7.9463e-08 | 7.029e-08 | 6.6943e-08 | 10992.1562 | 299.42 | 10692.7362 | 0 | 0 | 0 | 0 | 0 | 1.2635e-05 | 0.00082722 | 0 | 0.00082722 | 0.00087347 | 0 | 0.00087347 | 0.00077263 | 0 | 0.00077263 | 0.00073584 | 0 | 0.00073584
[79 empty] | WLDFR | HFTD - Distribution - Tier 3 - 1QU CoRE ¦ 4QU LoRE | Red Flag Warning - Destructive Fires | 2044 | 7.5255e-08 | 7.9463e-08 | 7.029e-08 | 6.6943e-08 | 10992.1562 | 299.42 | 10692.7362 | 0 | 0 | 0 | 0 | 0 | 1.2635e-05 | 0.00082722 | 0 | 0.00082722 | 0.00087347 | 0 | 0.00087347 | 0.00077263 | 0 | 0.00077263 | 0.00073584 | 0 | 0.00073584
[79 empty] | WLDFR | HFTD - Distribution - Tier 3 - 1QU CoRE ¦ 4QU LoRE | Red Flag Warning - Destructive Fires | 2045 | 7.5255e-08 | 7.9463e-08 | 7.029e-08 | 6.6943e-08 | 10992.1562 | 299.42 | 10692.7362 | 0 | 0 | 0 | 0 | 0 | 1.2635e-05 | 0.00082722 | 0 | 0.00082722 | 0.00087347 | 0 | 0.00087347 | 0.00077263 | 0 | 0.00077263 | 0.00073584 | 0 | 0.00073584
[79 empty] | WLDFR | HFTD - Distribution - Tier 3 - 1QU CoRE ¦ 4QU LoRE | Red Flag Warning - Destructive Fires | 2046 | 7.5255e-08 | 7.9463e-08 | 7.029e-08 | 6.6943e-08 | 10992.1562 | 299.42 | 10692.7362 | 0 | 0 | 0 | 0 | 0 | 1.2635e-05 | 0.00082722 | 0 | 0.00082722 | 0.00087347 | 0 | 0.00087347 | 0.00077263 | 0 | 0.00077263 | 0.00073584 | 0 | 0.00073584
[79 empty] | WLDFR | HFTD - Distribution - Tier 3 - 1QU CoRE ¦ 4QU LoRE | Red Flag Warning - Destructive Fires | 2047 | 7.5255e-08 | 7.9463e-08 | 7.029e-08 | 6.6943e-08 | 10992.1562 | 299.42 | 10692.7362 | 0 | 0 | 0 | 0 | 0 | 1.2635e-05 | 0.00082722 | 0 | 0.00082722 | 0.00087347 | 0 | 0.00087347 | 0.00077263 | 0 | 0.00077263 | 0.00073584 | 0 | 0.00073584
[79 empty] | WLDFR | HFTD - Distribution - Tier 3 - 1QU CoRE ¦ 4QU LoRE | Red Flag Warning - Destructive Fires | 2048 | 7.5255e-08 | 7.9463e-08 | 7.029e-08 | 6.6943e-08 | 11536.0538 | 319.4911 | 11216.5626 | 0 | 0 | 0 | 0 | 0 | 1.2635e-05 | 0.00086815 | 0 | 0.00086815 | 0.00091669 | 0 | 0.00091669 | 0.00081087 | 0 | 0.00081087 | 0.00077225 | 0 | 0.00077225
[79 empty] | WLDFR | HFTD - Distribution - Tier 3 - 1QU CoRE ¦ 4QU LoRE | Red Flag Warning - Destructive Fires | 2049 | 7.5255e-08 | 7.9463e-08 | 7.029e-08 | 6.6943e-08 | 11536.0538 | 319.4911 | 11216.5626 | 0 | 0 | 0 | 0 | 0 | 1.2635e-05 | 0.00086815 | 0 | 0.00086815 | 0.00091669 | 0 | 0.00091669 | 0.00081087 | 0 | 0.00081087 | 0.00077225 | 0 | 0.00077225
[79 empty] | WLDFR | HFTD - Distribution - Tier 3 - 1QU CoRE ¦ 4QU LoRE | Red Flag Warning - Destructive Fires | 2050 | 0 | 7.9463e-08 | 7.029e-08 | 6.6943e-08 | 11536.0538 | 319.4911 | 11216.5626 | 0 | 0 | 0 | 0 | 0 | 1.2635e-05 | 0 | 0 | 0 | 0.00091669 | 0 | 0.00091669 | 0.00081087 | 0 | 0.00081087 | 0.00077225 | 0 | 0.00077225
[79 empty] | WLDFR | HFTD - Distribution - Tier 3 - 1QU CoRE ¦ 4QU LoRE | Red Flag Warning - Destructive Fires | 2051 | 0 | 0 | 7.029e-08 | 6.6943e-08 | 11536.0538 | 319.4911 | 11216.5626 | 0 | 0 | 0 | 0 | 0 | 1.2635e-05 | 0 | 0 | 0 | 0 | 0 | 0 | 0.00081087 | 0 | 0.00081087 | 0.00077225 | 0 | 0.00077225
[79 empty] | WLDFR | HFTD - Distribution - Tier 3 - 1QU CoRE ¦ 4QU LoRE | Red Flag Warning - Destructive Fires | 2052 | 0 | 0 | 0 | 6.6943e-08 | 11536.0538 | 319.4911 | 11216.5626 | 0 | 0 | 0 | 0 | 0 | 1.2635e-05 | 0 | 0 | 0 | 0 | 0 | 0 | 0 | 0 | 0 | 0.00077225 | 0 | 0.00077225
[79 empty] | WLDFR | HFTD - Distribution - Tier 3 - 1QU CoRE ¦ 4QU LoRE | Red Flag Warning - Large Fires | 2020 | 5.8105e-07 | 0 | 0 | 0 | 5.2406 | 0.69642 | 2.942 | 1.6022 | 0 | 0 | 0 | 0 | 4.9097e-05 | 3.045e-06 | 0 | 3.045e-06 | 0 | 0 | 0 | 0 | 0 | 0 | 0 | 0 | 0
[79 empty] | WLDFR | HFTD - Distribution - Tier 3 - 1QU CoRE ¦ 4QU LoRE | Red Flag Warning - Large Fires | 2021 | 3.5523e-07 | 6.1354e-07 | 0 | 0 | 5.2406 | 0.69642 | 2.942 | 1.6022 | 0 | 0 | 0 | 0 | 4.9097e-05 | 1.8616e-06 | 0 | 1.8616e-06 | 3.2153e-06 | 0 | 3.2153e-06 | 0 | 0 | 0 | 0 | 0 | 0
[79 empty] | WLDFR | HFTD - Distribution - Tier 3 - 1QU CoRE ¦ 4QU LoRE | Red Flag Warning - Large Fires | 2022 | 2.8377e-07 | 2.9964e-07 | 4.8398e-07 | 0 | 5.2406 | 0.69642 | 2.942 | 1.6022 | 0 | 0 | 0 | 0 | 4.7455e-05 | 1.4871e-06 | 0 | 1.4871e-06 | 1.5703e-06 | 0 | 1.5703e-06 | 2.5363e-06 | 0 | 2.5363e-06 | 0 | 0 | 0
[79 empty] | WLDFR | HFTD - Distribution - Tier 3 - 1QU CoRE ¦ 4QU LoRE | Red Flag Warning - Large Fires | 2023 | 2.8377e-07 | 2.9964e-07 | 2.6505e-07 | 4.6093e-07 | 5.475 | 0.71896 | 3.0715 | 1.6846 | 0 | 0 | 0 | 0 | 4.7455e-05 | 1.5537e-06 | 0 | 1.5537e-06 | 1.6405e-06 | 0 | 1.6405e-06 | 1.4511e-06 | 0 | 1.4511e-06 | 2.5236e-06 | 0 | 2.5236e-06
[79 empty] | WLDFR | HFTD - Distribution - Tier 3 - 1QU CoRE ¦ 4QU LoRE | Red Flag Warning - Large Fires | 2024 | 2.8377e-07 | 2.9964e-07 | 2.6505e-07 | 2.5243e-07 | 5.475 | 0.71896 | 3.0715 | 1.6846 | 0 | 0 | 0 | 0 | 4.7455e-05 | 1.5537e-06 | 0 | 1.5537e-06 | 1.6405e-06 | 0 | 1.6405e-06 | 1.4511e-06 | 0 | 1.4511e-06 | 1.382e-06 | 0 | 1.382e-06
[79 empty] | WLDFR | HFTD - Distribution - Tier 3 - 1QU CoRE ¦ 4QU LoRE | Red Flag Warning - Large Fires | 2025 | 2.8377e-07 | 2.9964e-07 | 2.6505e-07 | 2.5243e-07 | 5.475 | 0.71896 | 3.0715 | 1.6846 | 0 | 0 | 0 | 0 | 4.7455e-05 | 1.5537e-06 | 0 | 1.5537e-06 | 1.6405e-06 | 0 | 1.6405e-06 | 1.4511e-06 | 0 | 1.4511e-06 | 1.382e-06 | 0 | 1.382e-06
[79 empty] | WLDFR | HFTD - Distribution - Tier 3 - 1QU CoRE ¦ 4QU LoRE | Red Flag Warning - Large Fires | 2026 | 2.8377e-07 | 2.9964e-07 | 2.6505e-07 | 2.5243e-07 | 5.475 | 0.71896 | 3.0715 | 1.6846 | 0 | 0 | 0 | 0 | 4.7455e-05 | 1.5537e-06 | 0 | 1.5537e-06 | 1.6405e-06 | 0 | 1.6405e-06 | 1.4511e-06 | 0 | 1.4511e-06 | 1.382e-06 | 0 | 1.382e-06
[79 empty] | WLDFR | HFTD - Distribution - Tier 3 - 1QU CoRE ¦ 4QU LoRE | Red Flag Warning - Large Fires | 2027 | 2.8377e-07 | 2.9964e-07 | 2.6505e-07 | 2.5243e-07 | 5.475 | 0.71896 | 3.0715 | 1.6846 | 0 | 0 | 0 | 0 | 4.7455e-05 | 1.5537e-06 | 0 | 1.5537e-06 | 1.6405e-06 | 0 | 1.6405e-06 | 1.4511e-06 | 0 | 1.4511e-06 | 1.382e-06 | 0 | 1.382e-06
[79 empty] | WLDFR | HFTD - Distribution - Tier 3 - 1QU CoRE ¦ 4QU LoRE | Red Flag Warning - Large Fires | 2028 | 2.8377e-07 | 2.9964e-07 | 2.6505e-07 | 2.5243e-07 | 5.777 | 0.74734 | 3.238 | 1.7917 | 0 | 0 | 0 | 0 | 4.7455e-05 | 1.6393e-06 | 0 | 1.6393e-06 | 1.731e-06 | 0 | 1.731e-06 | 1.5312e-06 | 0 | 1.5312e-06 | 1.4583e-06 | 0 | 1.4583e-06
[79 empty] | WLDFR | HFTD - Distribution - Tier 3 - 1QU CoRE ¦ 4QU LoRE | Red Flag Warning - Large Fires | 2029 | 2.8377e-07 | 2.9964e-07 | 2.6505e-07 | 2.5243e-07 | 5.777 | 0.74734 | 3.238 | 1.7917 | 0 | 0 | 0 | 0 | 4.7455e-05 | 1.6393e-06 | 0 | 1.6393e-06 | 1.731e-06 | 0 | 1.731e-06 | 1.5312e-06 | 0 | 1.5312e-06 | 1.4583e-06 | 0 | 1.4583e-06
[79 empty] | WLDFR | HFTD - Distribution - Tier 3 - 1QU CoRE ¦ 4QU LoRE | Red Flag Warning - Large Fires | 2030 | 2.8377e-07 | 2.9964e-07 | 2.6505e-07 | 2.5243e-07 | 5.777 | 0.74734 | 3.238 | 1.7917 | 0 | 0 | 0 | 0 | 4.7455e-05 | 1.6393e-06 | 0 | 1.6393e-06 | 1.731e-06 | 0 | 1.731e-06 | 1.5312e-06 | 0 | 1.5312e-06 | 1.4583e-06 | 0 | 1.4583e-06
[79 empty] | WLDFR | HFTD - Distribution - Tier 3 - 1QU CoRE ¦ 4QU LoRE | Red Flag Warning - Large Fires | 2031 | 2.8377e-07 | 2.9964e-07 | 2.6505e-07 | 2.5243e-07 | 5.777 | 0.74734 | 3.238 | 1.7917 | 0 | 0 | 0 | 0 | 4.7455e-05 | 1.6393e-06 | 0 | 1.6393e-06 | 1.731e-06 | 0 | 1.731e-06 | 1.5312e-06 | 0 | 1.5312e-06 | 1.4583e-06 | 0 | 1.4583e-06
[79 empty] | WLDFR | HFTD - Distribution - Tier 3 - 1QU CoRE ¦ 4QU LoRE | Red Flag Warning - Large Fires | 2032 | 2.8377e-07 | 2.9964e-07 | 2.6505e-07 | 2.5243e-07 | 5.777 | 0.74734 | 3.238 | 1.7917 | 0 | 0 | 0 | 0 | 4.7455e-05 | 1.6393e-06 | 0 | 1.6393e-06 | 1.731e-06 | 0 | 1.731e-06 | 1.5312e-06 | 0 | 1.5312e-06 | 1.4583e-06 | 0 | 1.4583e-06
[79 empty] | WLDFR | HFTD - Distribution - Tier 3 - 1QU CoRE ¦ 4QU LoRE | Red Flag Warning - Large Fires | 2033 | 2.8377e-07 | 2.9964e-07 | 2.6505e-07 | 2.5243e-07 | 6.1205 | 0.77885 | 3.4265 | 1.9151 | 0 | 0 | 0 | 0 | 4.7455e-05 | 1.7368e-06 | 0 | 1.7368e-06 | 1.8339e-06 | 0 | 1.8339e-06 | 1.6222e-06 | 0 | 1.6222e-06 | 1.545e-06 | 0 | 1.545e-06
[79 empty] | WLDFR | HFTD - Distribution - Tier 3 - 1QU CoRE ¦ 4QU LoRE | Red Flag Warning - Large Fires | 2034 | 2.8377e-07 | 2.9964e-07 | 2.6505e-07 | 2.5243e-07 | 6.1205 | 0.77885 | 3.4265 | 1.9151 | 0 | 0 | 0 | 0 | 4.7455e-05 | 1.7368e-06 | 0 | 1.7368e-06 | 1.8339e-06 | 0 | 1.8339e-06 | 1.6222e-06 | 0 | 1.6222e-06 | 1.545e-06 | 0 | 1.545e-06
[79 empty] | WLDFR | HFTD - Distribution - Tier 3 - 1QU CoRE ¦ 4QU LoRE | Red Flag Warning - Large Fires | 2035 | 2.8377e-07 | 2.9964e-07 | 2.6505e-07 | 2.5243e-07 | 6.1205 | 0.77885 | 3.4265 | 1.9151 | 0 | 0 | 0 | 0 | 4.7455e-05 | 1.7368e-06 | 0 | 1.7368e-06 | 1.8339e-06 | 0 | 1.8339e-06 | 1.6222e-06 | 0 | 1.6222e-06 | 1.545e-06 | 0 | 1.545e-06
[79 empty] | WLDFR | HFTD - Distribution - Tier 3 - 1QU CoRE ¦ 4QU LoRE | Red Flag Warning - Large Fires | 2036 | 2.8377e-07 | 2.9964e-07 | 2.6505e-07 | 2.5243e-07 | 6.1205 | 0.77885 | 3.4265 | 1.9151 | 0 | 0 | 0 | 0 | 4.7455e-05 | 1.7368e-06 | 0 | 1.7368e-06 | 1.8339e-06 | 0 | 1.8339e-06 | 1.6222e-06 | 0 | 1.6222e-06 | 1.545e-06 | 0 | 1.545e-06
[79 empty] | WLDFR | HFTD - Distribution - Tier 3 - 1QU CoRE ¦ 4QU LoRE | Red Flag Warning - Large Fires | 2037 | 2.8377e-07 | 2.9964e-07 | 2.6505e-07 | 2.5243e-07 | 6.1205 | 0.77885 | 3.4265 | 1.9151 | 0 | 0 | 0 | 0 | 4.7455e-05 | 1.7368e-06 | 0 | 1.7368e-06 | 1.8339e-06 | 0 | 1.8339e-06 | 1.6222e-06 | 0 | 1.6222e-06 | 1.545e-06 | 0 | 1.545e-06
[79 empty] | WLDFR | HFTD - Distribution - Tier 3 - 1QU CoRE ¦ 4QU LoRE | Red Flag Warning - Large Fires | 2038 | 2.8377e-07 | 2.9964e-07 | 2.6505e-07 | 2.5243e-07 | 6.5028 | 0.81304 | 3.6355 | 2.0543 | 0 | 0 | 0 | 0 | 4.7455e-05 | 1.8453e-06 | 0 | 1.8453e-06 | 1.9485e-06 | 0 | 1.9485e-06 | 1.7235e-06 | 0 | 1.7235e-06 | 1.6415e-06 | 0 | 1.6415e-06
[79 empty] | WLDFR | HFTD - Distribution - Tier 3 - 1QU CoRE ¦ 4QU LoRE | Red Flag Warning - Large Fires | 2039 | 2.8377e-07 | 2.9964e-07 | 2.6505e-07 | 2.5243e-07 | 6.5028 | 0.81304 | 3.6355 | 2.0543 | 0 | 0 | 0 | 0 | 4.7455e-05 | 1.8453e-06 | 0 | 1.8453e-06 | 1.9485e-06 | 0 | 1.9485e-06 | 1.7235e-06 | 0 | 1.7235e-06 | 1.6415e-06 | 0 | 1.6415e-06
[79 empty] | WLDFR | HFTD - Distribution - Tier 3 - 1QU CoRE ¦ 4QU LoRE | Red Flag Warning - Large Fires | 2040 | 2.8377e-07 | 2.9964e-07 | 2.6505e-07 | 2.5243e-07 | 6.5028 | 0.81304 | 3.6355 | 2.0543 | 0 | 0 | 0 | 0 | 4.7455e-05 | 1.8453e-06 | 0 | 1.8453e-06 | 1.9485e-06 | 0 | 1.9485e-06 | 1.7235e-06 | 0 | 1.7235e-06 | 1.6415e-06 | 0 | 1.6415e-06
[79 empty] | WLDFR | HFTD - Distribution - Tier 3 - 1QU CoRE ¦ 4QU LoRE | Red Flag Warning - Large Fires | 2041 | 2.8377e-07 | 2.9964e-07 | 2.6505e-07 | 2.5243e-07 | 6.5028 | 0.81304 | 3.6355 | 2.0543 | 0 | 0 | 0 | 0 | 4.7455e-05 | 1.8453e-06 | 0 | 1.8453e-06 | 1.9485e-06 | 0 | 1.9485e-06 | 1.7235e-06 | 0 | 1.7235e-06 | 1.6415e-06 | 0 | 1.6415e-06
[79 empty] | WLDFR | HFTD - Distribution - Tier 3 - 1QU CoRE ¦ 4QU LoRE | Red Flag Warning - Large Fires | 2042 | 2.8377e-07 | 2.9964e-07 | 2.6505e-07 | 2.5243e-07 | 6.5028 | 0.81304 | 3.6355 | 2.0543 | 0 | 0 | 0 | 0 | 4.7455e-05 | 1.8453e-06 | 0 | 1.8453e-06 | 1.9485e-06 | 0 | 1.9485e-06 | 1.7235e-06 | 0 | 1.7235e-06 | 1.6415e-06 | 0 | 1.6415e-06
[79 empty] | WLDFR | HFTD - Distribution - Tier 3 - 1QU CoRE ¦ 4QU LoRE | Red Flag Warning - Large Fires | 2043 | 2.8377e-07 | 2.9964e-07 | 2.6505e-07 | 2.5243e-07 | 6.9209 | 0.84944 | 3.8632 | 2.2083 | 0 | 0 | 0 | 0 | 4.7455e-05 | 1.964e-06 | 0 | 1.964e-06 | 2.0738e-06 | 0 | 2.0738e-06 | 1.8344e-06 | 0 | 1.8344e-06 | 1.747e-06 | 0 | 1.747e-06
[79 empty] | WLDFR | HFTD - Distribution - Tier 3 - 1QU CoRE ¦ 4QU LoRE | Red Flag Warning - Large Fires | 2044 | 2.8377e-07 | 2.9964e-07 | 2.6505e-07 | 2.5243e-07 | 6.9209 | 0.84944 | 3.8632 | 2.2083 | 0 | 0 | 0 | 0 | 4.7455e-05 | 1.964e-06 | 0 | 1.964e-06 | 2.0738e-06 | 0 | 2.0738e-06 | 1.8344e-06 | 0 | 1.8344e-06 | 1.747e-06 | 0 | 1.747e-06
[79 empty] | WLDFR | HFTD - Distribution - Tier 3 - 1QU CoRE ¦ 4QU LoRE | Red Flag Warning - Large Fires | 2045 | 2.8377e-07 | 2.9964e-07 | 2.6505e-07 | 2.5243e-07 | 6.9209 | 0.84944 | 3.8632 | 2.2083 | 0 | 0 | 0 | 0 | 4.7455e-05 | 1.964e-06 | 0 | 1.964e-06 | 2.0738e-06 | 0 | 2.0738e-06 | 1.8344e-06 | 0 | 1.8344e-06 | 1.747e-06 | 0 | 1.747e-06
[79 empty] | WLDFR | HFTD - Distribution - Tier 3 - 1QU CoRE ¦ 4QU LoRE | Red Flag Warning - Large Fires | 2046 | 2.8377e-07 | 2.9964e-07 | 2.6505e-07 | 2.5243e-07 | 6.9209 | 0.84944 | 3.8632 | 2.2083 | 0 | 0 | 0 | 0 | 4.7455e-05 | 1.964e-06 | 0 | 1.964e-06 | 2.0738e-06 | 0 | 2.0738e-06 | 1.8344e-06 | 0 | 1.8344e-06 | 1.747e-06 | 0 | 1.747e-06
[79 empty] | WLDFR | HFTD - Distribution - Tier 3 - 1QU CoRE ¦ 4QU LoRE | Red Flag Warning - Large Fires | 2047 | 2.8377e-07 | 2.9964e-07 | 2.6505e-07 | 2.5243e-07 | 6.9209 | 0.84944 | 3.8632 | 2.2083 | 0 | 0 | 0 | 0 | 4.7455e-05 | 1.964e-06 | 0 | 1.964e-06 | 2.0738e-06 | 0 | 2.0738e-06 | 1.8344e-06 | 0 | 1.8344e-06 | 1.747e-06 | 0 | 1.747e-06
[79 empty] | WLDFR | HFTD - Distribution - Tier 3 - 1QU CoRE ¦ 4QU LoRE | Red Flag Warning - Large Fires | 2048 | 2.8377e-07 | 2.9964e-07 | 2.6505e-07 | 2.5243e-07 | 7.3713 | 0.88759 | 4.1075 | 2.3763 | 0 | 0 | 0 | 0 | 4.7455e-05 | 2.0918e-06 | 0 | 2.0918e-06 | 2.2087e-06 | 0 | 2.2087e-06 | 1.9538e-06 | 0 | 1.9538e-06 | 1.8607e-06 | 0 | 1.8607e-06
[79 empty] | WLDFR | HFTD - Distribution - Tier 3 - 1QU CoRE ¦ 4QU LoRE | Red Flag Warning - Large Fires | 2049 | 2.8377e-07 | 2.9964e-07 | 2.6505e-07 | 2.5243e-07 | 7.3713 | 0.88759 | 4.1075 | 2.3763 | 0 | 0 | 0 | 0 | 4.7455e-05 | 2.0918e-06 | 0 | 2.0918e-06 | 2.2087e-06 | 0 | 2.2087e-06 | 1.9538e-06 | 0 | 1.9538e-06 | 1.8607e-06 | 0 | 1.8607e-06
[79 empty] | WLDFR | HFTD - Distribution - Tier 3 - 1QU CoRE ¦ 4QU LoRE | Red Flag Warning - Large Fires | 2050 | 0 | 2.9964e-07 | 2.6505e-07 | 2.5243e-07 | 7.3713 | 0.88759 | 4.1075 | 2.3763 | 0 | 0 | 0 | 0 | 4.7455e-05 | 0 | 0 | 0 | 2.2087e-06 | 0 | 2.2087e-06 | 1.9538e-06 | 0 | 1.9538e-06 | 1.8607e-06 | 0 | 1.8607e-06
[79 empty] | WLDFR | HFTD - Distribution - Tier 3 - 1QU CoRE ¦ 4QU LoRE | Red Flag Warning - Large Fires | 2051 | 0 | 0 | 2.6505e-07 | 2.5243e-07 | 7.3713 | 0.88759 | 4.1075 | 2.3763 | 0 | 0 | 0 | 0 | 4.7455e-05 | 0 | 0 | 0 | 0 | 0 | 0 | 1.9538e-06 | 0 | 1.9538e-06 | 1.8607e-06 | 0 | 1.8607e-06
[79 empty] | WLDFR | HFTD - Distribution - Tier 3 - 1QU CoRE ¦ 4QU LoRE | Red Flag Warning - Large Fires | 2052 | 0 | 0 | 0 | 2.5243e-07 | 7.3713 | 0.88759 | 4.1075 | 2.3763 | 0 | 0 | 0 | 0 | 4.7455e-05 | 0 | 0 | 0 | 0 | 0 | 0 | 0 | 0 | 0 | 1.8607e-06 | 0 | 1.8607e-06
[79 empty] | WLDFR | HFTD - Distribution - Tier 3 - 1QU CoRE ¦ 4QU LoRE | Red Flag Warning - Small Fires | 2020 | 6.1569e-06 | 0 | 0 | 0 | 0.077901 | 0.036425 | 0.0015809 | 0.039895 | 0 | 0 | 0 | 0 | 0.00044977 | 4.7963e-07 | 0 | 4.7963e-07 | 0 | 0 | 0 | 0 | 0 | 0 | 0 | 0 | 0
[79 empty] | WLDFR | HFTD - Distribution - Tier 3 - 1QU CoRE ¦ 4QU LoRE | Red Flag Warning - Small Fires | 2021 | 3.8467e-06 | 6.5012e-06 | 0 | 0 | 0.077901 | 0.036425 | 0.0015809 | 0.039895 | 0 | 0 | 0 | 0 | 0.00044977 | 2.9966e-07 | 0 | 2.9966e-07 | 5.0645e-07 | 0 | 5.0645e-07 | 0 | 0 | 0 | 0 | 0 | 0
[79 empty] | WLDFR | HFTD - Distribution - Tier 3 - 1QU CoRE ¦ 4QU LoRE | Red Flag Warning - Small Fires | 2022 | 2.9569e-06 | 3.1222e-06 | 5.0039e-06 | 0 | 0.077901 | 0.036425 | 0.0015809 | 0.039895 | 0 | 0 | 0 | 0 | 0.00042685 | 2.3034e-07 | 0 | 2.3034e-07 | 2.4322e-07 | 0 | 2.4322e-07 | 3.8981e-07 | 0 | 3.8981e-07 | 0 | 0 | 0
[79 empty] | WLDFR | HFTD - Distribution - Tier 3 - 1QU CoRE ¦ 4QU LoRE | Red Flag Warning - Small Fires | 2023 | 2.9569e-06 | 3.1222e-06 | 2.7618e-06 | 4.7657e-06 | 0.080408 | 0.03759 | 0.0016314 | 0.041187 | 0 | 0 | 0 | 0 | 0.00042685 | 2.3776e-07 | 0 | 2.3776e-07 | 2.5105e-07 | 0 | 2.5105e-07 | 2.2207e-07 | 0 | 2.2207e-07 | 3.832e-07 | 0 | 3.832e-07
[79 empty] | WLDFR | HFTD - Distribution - Tier 3 - 1QU CoRE ¦ 4QU LoRE | Red Flag Warning - Small Fires | 2024 | 2.9569e-06 | 3.1222e-06 | 2.7618e-06 | 2.6302e-06 | 0.080408 | 0.03759 | 0.0016314 | 0.041187 | 0 | 0 | 0 | 0 | 0.00042685 | 2.3776e-07 | 0 | 2.3776e-07 | 2.5105e-07 | 0 | 2.5105e-07 | 2.2207e-07 | 0 | 2.2207e-07 | 2.1149e-07 | 0 | 2.1149e-07
[79 empty] | WLDFR | HFTD - Distribution - Tier 3 - 1QU CoRE ¦ 4QU LoRE | Red Flag Warning - Small Fires | 2025 | 2.9569e-06 | 3.1222e-06 | 2.7618e-06 | 2.6302e-06 | 0.080408 | 0.03759 | 0.0016314 | 0.041187 | 0 | 0 | 0 | 0 | 0.00042685 | 2.3776e-07 | 0 | 2.3776e-07 | 2.5105e-07 | 0 | 2.5105e-07 | 2.2207e-07 | 0 | 2.2207e-07 | 2.1149e-07 | 0 | 2.1149e-07
[79 empty] | WLDFR | HFTD - Distribution - Tier 3 - 1QU CoRE ¦ 4QU LoRE | Red Flag Warning - Small Fires | 2026 | 2.9569e-06 | 3.1222e-06 | 2.7618e-06 | 2.6302e-06 | 0.080408 | 0.03759 | 0.0016314 | 0.041187 | 0 | 0 | 0 | 0 | 0.00042685 | 2.3776e-07 | 0 | 2.3776e-07 | 2.5105e-07 | 0 | 2.5105e-07 | 2.2207e-07 | 0 | 2.2207e-07 | 2.1149e-07 | 0 | 2.1149e-07
[79 empty] | WLDFR | HFTD - Distribution - Tier 3 - 1QU CoRE ¦ 4QU LoRE | Red Flag Warning - Small Fires | 2027 | 2.9569e-06 | 3.1222e-06 | 2.7618e-06 | 2.6302e-06 | 0.080408 | 0.03759 | 0.0016314 | 0.041187 | 0 | 0 | 0 | 0 | 0.00042685 | 2.3776e-07 | 0 | 2.3776e-07 | 2.5105e-07 | 0 | 2.5105e-07 | 2.2207e-07 | 0 | 2.2207e-07 | 2.1149e-07 | 0 | 2.1149e-07
[79 empty] | WLDFR | HFTD - Distribution - Tier 3 - 1QU CoRE ¦ 4QU LoRE | Red Flag Warning - Small Fires | 2028 | 2.9569e-06 | 3.1222e-06 | 2.7618e-06 | 2.6302e-06 | 0.083606 | 0.039055 | 0.001695 | 0.042856 | 0 | 0 | 0 | 0 | 0.00042685 | 2.4721e-07 | 0 | 2.4721e-07 | 2.6103e-07 | 0 | 2.6103e-07 | 2.309e-07 | 0 | 2.309e-07 | 2.1991e-07 | 0 | 2.1991e-07
[79 empty] | WLDFR | HFTD - Distribution - Tier 3 - 1QU CoRE ¦ 4QU LoRE | Red Flag Warning - Small Fires | 2029 | 2.9569e-06 | 3.1222e-06 | 2.7618e-06 | 2.6302e-06 | 0.083606 | 0.039055 | 0.001695 | 0.042856 | 0 | 0 | 0 | 0 | 0.00042685 | 2.4721e-07 | 0 | 2.4721e-07 | 2.6103e-07 | 0 | 2.6103e-07 | 2.309e-07 | 0 | 2.309e-07 | 2.1991e-07 | 0 | 2.1991e-07
[79 empty] | WLDFR | HFTD - Distribution - Tier 3 - 1QU CoRE ¦ 4QU LoRE | Red Flag Warning - Small Fires | 2030 | 2.9569e-06 | 3.1222e-06 | 2.7618e-06 | 2.6302e-06 | 0.083606 | 0.039055 | 0.001695 | 0.042856 | 0 | 0 | 0 | 0 | 0.00042685 | 2.4721e-07 | 0 | 2.4721e-07 | 2.6103e-07 | 0 | 2.6103e-07 | 2.309e-07 | 0 | 2.309e-07 | 2.1991e-07 | 0 | 2.1991e-07
[79 empty] | WLDFR | HFTD - Distribution - Tier 3 - 1QU CoRE ¦ 4QU LoRE | Red Flag Warning - Small Fires | 2031 | 2.9569e-06 | 3.1222e-06 | 2.7618e-06 | 2.6302e-06 | 0.083606 | 0.039055 | 0.001695 | 0.042856 | 0 | 0 | 0 | 0 | 0.00042685 | 2.4721e-07 | 0 | 2.4721e-07 | 2.6103e-07 | 0 | 2.6103e-07 | 2.309e-07 | 0 | 2.309e-07 | 2.1991e-07 | 0 | 2.1991e-07
[79 empty] | WLDFR | HFTD - Distribution - Tier 3 - 1QU CoRE ¦ 4QU LoRE | Red Flag Warning - Small Fires | 2032 | 2.9569e-06 | 3.1222e-06 | 2.7618e-06 | 2.6302e-06 | 0.083606 | 0.039055 | 0.001695 | 0.042856 | 0 | 0 | 0 | 0 | 0.00042685 | 2.4721e-07 | 0 | 2.4721e-07 | 2.6103e-07 | 0 | 2.6103e-07 | 2.309e-07 | 0 | 2.309e-07 | 2.1991e-07 | 0 | 2.1991e-07
[79 empty] | WLDFR | HFTD - Distribution - Tier 3 - 1QU CoRE ¦ 4QU LoRE | Red Flag Warning - Small Fires | 2033 | 2.9569e-06 | 3.1222e-06 | 2.7618e-06 | 2.6302e-06 | 0.087211 | 0.040679 | 0.0017655 | 0.044766 | 0 | 0 | 0 | 0 | 0.00042685 | 2.5787e-07 | 0 | 2.5787e-07 | 2.7229e-07 | 0 | 2.7229e-07 | 2.4086e-07 | 0 | 2.4086e-07 | 2.2939e-07 | 0 | 2.2939e-07
[79 empty] | WLDFR | HFTD - Distribution - Tier 3 - 1QU CoRE ¦ 4QU LoRE | Red Flag Warning - Small Fires | 2034 | 2.9569e-06 | 3.1222e-06 | 2.7618e-06 | 2.6302e-06 | 0.087211 | 0.040679 | 0.0017655 | 0.044766 | 0 | 0 | 0 | 0 | 0.00042685 | 2.5787e-07 | 0 | 2.5787e-07 | 2.7229e-07 | 0 | 2.7229e-07 | 2.4086e-07 | 0 | 2.4086e-07 | 2.2939e-07 | 0 | 2.2939e-07
[79 empty] | WLDFR | HFTD - Distribution - Tier 3 - 1QU CoRE ¦ 4QU LoRE | Red Flag Warning - Small Fires | 2035 | 2.9569e-06 | 3.1222e-06 | 2.7618e-06 | 2.6302e-06 | 0.087211 | 0.040679 | 0.0017655 | 0.044766 | 0 | 0 | 0 | 0 | 0.00042685 | 2.5787e-07 | 0 | 2.5787e-07 | 2.7229e-07 | 0 | 2.7229e-07 | 2.4086e-07 | 0 | 2.4086e-07 | 2.2939e-07 | 0 | 2.2939e-07
[79 empty] | WLDFR | HFTD - Distribution - Tier 3 - 1QU CoRE ¦ 4QU LoRE | Red Flag Warning - Small Fires | 2036 | 2.9569e-06 | 3.1222e-06 | 2.7618e-06 | 2.6302e-06 | 0.087211 | 0.040679 | 0.0017655 | 0.044766 | 0 | 0 | 0 | 0 | 0.00042685 | 2.5787e-07 | 0 | 2.5787e-07 | 2.7229e-07 | 0 | 2.7229e-07 | 2.4086e-07 | 0 | 2.4086e-07 | 2.2939e-07 | 0 | 2.2939e-07
[79 empty] | WLDFR | HFTD - Distribution - Tier 3 - 1QU CoRE ¦ 4QU LoRE | Red Flag Warning - Small Fires | 2037 | 2.9569e-06 | 3.1222e-06 | 2.7618e-06 | 2.6302e-06 | 0.087211 | 0.040679 | 0.0017655 | 0.044766 | 0 | 0 | 0 | 0 | 0.00042685 | 2.5787e-07 | 0 | 2.5787e-07 | 2.7229e-07 | 0 | 2.7229e-07 | 2.4086e-07 | 0 | 2.4086e-07 | 2.2939e-07 | 0 | 2.2939e-07
[79 empty] | WLDFR | HFTD - Distribution - Tier 3 - 1QU CoRE ¦ 4QU LoRE | Red Flag Warning - Small Fires | 2038 | 2.9569e-06 | 3.1222e-06 | 2.7618e-06 | 2.6302e-06 | 0.091184 | 0.042438 | 0.0018418 | 0.046905 | 0 | 0 | 0 | 0 | 0.00042685 | 2.6962e-07 | 0 | 2.6962e-07 | 2.8469e-07 | 0 | 2.8469e-07 | 2.5183e-07 | 0 | 2.5183e-07 | 2.3984e-07 | 0 | 2.3984e-07
[79 empty] | WLDFR | HFTD - Distribution - Tier 3 - 1QU CoRE ¦ 4QU LoRE | Red Flag Warning - Small Fires | 2039 | 2.9569e-06 | 3.1222e-06 | 2.7618e-06 | 2.6302e-06 | 0.091184 | 0.042438 | 0.0018418 | 0.046905 | 0 | 0 | 0 | 0 | 0.00042685 | 2.6962e-07 | 0 | 2.6962e-07 | 2.8469e-07 | 0 | 2.8469e-07 | 2.5183e-07 | 0 | 2.5183e-07 | 2.3984e-07 | 0 | 2.3984e-07
[79 empty] | WLDFR | HFTD - Distribution - Tier 3 - 1QU CoRE ¦ 4QU LoRE | Red Flag Warning - Small Fires | 2040 | 2.9569e-06 | 3.1222e-06 | 2.7618e-06 | 2.6302e-06 | 0.091184 | 0.042438 | 0.0018418 | 0.046905 | 0 | 0 | 0 | 0 | 0.00042685 | 2.6962e-07 | 0 | 2.6962e-07 | 2.8469e-07 | 0 | 2.8469e-07 | 2.5183e-07 | 0 | 2.5183e-07 | 2.3984e-07 | 0 | 2.3984e-07
[79 empty] | WLDFR | HFTD - Distribution - Tier 3 - 1QU CoRE ¦ 4QU LoRE | Red Flag Warning - Small Fires | 2041 | 2.9569e-06 | 3.1222e-06 | 2.7618e-06 | 2.6302e-06 | 0.091184 | 0.042438 | 0.0018418 | 0.046905 | 0 | 0 | 0 | 0 | 0.00042685 | 2.6962e-07 | 0 | 2.6962e-07 | 2.8469e-07 | 0 | 2.8469e-07 | 2.5183e-07 | 0 | 2.5183e-07 | 2.3984e-07 | 0 | 2.3984e-07
[79 empty] | WLDFR | HFTD - Distribution - Tier 3 - 1QU CoRE ¦ 4QU LoRE | Red Flag Warning - Small Fires | 2042 | 2.9569e-06 | 3.1222e-06 | 2.7618e-06 | 2.6302e-06 | 0.091184 | 0.042438 | 0.0018418 | 0.046905 | 0 | 0 | 0 | 0 | 0.00042685 | 2.6962e-07 | 0 | 2.6962e-07 | 2.8469e-07 | 0 | 2.8469e-07 | 2.5183e-07 | 0 | 2.5183e-07 | 2.3984e-07 | 0 | 2.3984e-07
[79 empty] | WLDFR | HFTD - Distribution - Tier 3 - 1QU CoRE ¦ 4QU LoRE | Red Flag Warning - Small Fires | 2043 | 2.9569e-06 | 3.1222e-06 | 2.7618e-06 | 2.6302e-06 | 0.095486 | 0.044306 | 0.0019228 | 0.049257 | 0 | 0 | 0 | 0 | 0.00042685 | 2.8234e-07 | 0 | 2.8234e-07 | 2.9812e-07 | 0 | 2.9812e-07 | 2.6371e-07 | 0 | 2.6371e-07 | 2.5115e-07 | 0 | 2.5115e-07
[79 empty] | WLDFR | HFTD - Distribution - Tier 3 - 1QU CoRE ¦ 4QU LoRE | Red Flag Warning - Small Fires | 2044 | 2.9569e-06 | 3.1222e-06 | 2.7618e-06 | 2.6302e-06 | 0.095486 | 0.044306 | 0.0019228 | 0.049257 | 0 | 0 | 0 | 0 | 0.00042685 | 2.8234e-07 | 0 | 2.8234e-07 | 2.9812e-07 | 0 | 2.9812e-07 | 2.6371e-07 | 0 | 2.6371e-07 | 2.5115e-07 | 0 | 2.5115e-07
[79 empty] | WLDFR | HFTD - Distribution - Tier 3 - 1QU CoRE ¦ 4QU LoRE | Red Flag Warning - Small Fires | 2045 | 2.9569e-06 | 3.1222e-06 | 2.7618e-06 | 2.6302e-06 | 0.095486 | 0.044306 | 0.0019228 | 0.049257 | 0 | 0 | 0 | 0 | 0.00042685 | 2.8234e-07 | 0 | 2.8234e-07 | 2.9812e-07 | 0 | 2.9812e-07 | 2.6371e-07 | 0 | 2.6371e-07 | 2.5115e-07 | 0 | 2.5115e-07
[79 empty] | WLDFR | HFTD - Distribution - Tier 3 - 1QU CoRE ¦ 4QU LoRE | Red Flag Warning - Small Fires | 2046 | 2.9569e-06 | 3.1222e-06 | 2.7618e-06 | 2.6302e-06 | 0.095486 | 0.044306 | 0.0019228 | 0.049257 | 0 | 0 | 0 | 0 | 0.00042685 | 2.8234e-07 | 0 | 2.8234e-07 | 2.9812e-07 | 0 | 2.9812e-07 | 2.6371e-07 | 0 | 2.6371e-07 | 2.5115e-07 | 0 | 2.5115e-07
[79 empty] | WLDFR | HFTD - Distribution - Tier 3 - 1QU CoRE ¦ 4QU LoRE | Red Flag Warning - Small Fires | 2047 | 2.9569e-06 | 3.1222e-06 | 2.7618e-06 | 2.6302e-06 | 0.095486 | 0.044306 | 0.0019228 | 0.049257 | 0 | 0 | 0 | 0 | 0.00042685 | 2.8234e-07 | 0 | 2.8234e-07 | 2.9812e-07 | 0 | 2.9812e-07 | 2.6371e-07 | 0 | 2.6371e-07 | 2.5115e-07 | 0 | 2.5115e-07
[79 empty] | WLDFR | HFTD - Distribution - Tier 3 - 1QU CoRE ¦ 4QU LoRE | Red Flag Warning - Small Fires | 2048 | 2.9569e-06 | 3.1222e-06 | 2.7618e-06 | 2.6302e-06 | 0.10007 | 0.04626 | 0.0020076 | 0.051804 | 0 | 0 | 0 | 0 | 0.00042685 | 2.959e-07 | 0 | 2.959e-07 | 3.1244e-07 | 0 | 3.1244e-07 | 2.7637e-07 | 0 | 2.7637e-07 | 2.6321e-07 | 0 | 2.6321e-07
[79 empty] | WLDFR | HFTD - Distribution - Tier 3 - 1QU CoRE ¦ 4QU LoRE | Red Flag Warning - Small Fires | 2049 | 2.9569e-06 | 3.1222e-06 | 2.7618e-06 | 2.6302e-06 | 0.10007 | 0.04626 | 0.0020076 | 0.051804 | 0 | 0 | 0 | 0 | 0.00042685 | 2.959e-07 | 0 | 2.959e-07 | 3.1244e-07 | 0 | 3.1244e-07 | 2.7637e-07 | 0 | 2.7637e-07 | 2.6321e-07 | 0 | 2.6321e-07
[79 empty] | WLDFR | HFTD - Distribution - Tier 3 - 1QU CoRE ¦ 4QU LoRE | Red Flag Warning - Small Fires | 2050 | 0 | 3.1222e-06 | 2.7618e-06 | 2.6302e-06 | 0.10007 | 0.04626 | 0.0020076 | 0.051804 | 0 | 0 | 0 | 0 | 0.00042685 | 0 | 0 | 0 | 3.1244e-07 | 0 | 3.1244e-07 | 2.7637e-07 | 0 | 2.7637e-07 | 2.6321e-07 | 0 | 2.6321e-07
[79 empty] | WLDFR | HFTD - Distribution - Tier 3 - 1QU CoRE ¦ 4QU LoRE | Red Flag Warning - Small Fires | 2051 | 0 | 0 | 2.7618e-06 | 2.6302e-06 | 0.10007 | 0.04626 | 0.0020076 | 0.051804 | 0 | 0 | 0 | 0 | 0.00042685 | 0 | 0 | 0 | 0 | 0 | 0 | 2.7637e-07 | 0 | 2.7637e-07 | 2.6321e-07 | 0 | 2.6321e-07
[79 empty] | WLDFR | HFTD - Distribution - Tier 3 - 1QU CoRE ¦ 4QU LoRE | Red Flag Warning - Small Fires | 2052 | 0 | 0 | 0 | 2.6302e-06 | 0.10007 | 0.04626 | 0.0020076 | 0.051804 | 0 | 0 | 0 | 0 | 0.00042685 | 0 | 0 | 0 | 0 | 0 | 0 | 0 | 0 | 0 | 2.6321e-07 | 0 | 2.6321e-07
[79 empty] | WLDFR | HFTD - Distribution - Tier 3 - 1QU CoRE ¦ 4QU LoRE | Seismic - Non-Red Flag Warning - Catastrophic Fires | 2020 | 1.9282e-12 | 0 | 0 | 0 | 21083.8428 | 409.2237 | 13469.0878 | 7205.5313 | 0 | 0 | 0 | 0 | 3.1859e-10 | 4.0654e-08 | 0 | 4.0654e-08 | 0 | 0 | 0 | 0 | 0 | 0 | 0 | 0 | 0
[79 empty] | WLDFR | HFTD - Distribution - Tier 3 - 1QU CoRE ¦ 4QU LoRE | Seismic - Non-Red Flag Warning - Catastrophic Fires | 2021 | 0 | 2.036e-12 | 0 | 0 | 21083.8428 | 409.2237 | 13469.0878 | 7205.5313 | 0 | 0 | 0 | 0 | 3.1859e-10 | 0 | 0 | 0 | 4.2927e-08 | 0 | 4.2927e-08 | 0 | 0 | 0 | 0 | 0 | 0
[79 empty] | WLDFR | HFTD - Distribution - Tier 3 - 1QU CoRE ¦ 4QU LoRE | Seismic - Non-Red Flag Warning - Catastrophic Fires | 2022 | 0 | 0 | 2.5218e-12 | 0 | 21083.8428 | 409.2237 | 13469.0878 | 7205.5313 | 0 | 0 | 0 | 0 | 4.1403e-10 | 0 | 0 | 0 | 0 | 0 | 0 | 5.317e-08 | 0 | 5.317e-08 | 0 | 0 | 0
[79 empty] | WLDFR | HFTD - Distribution - Tier 3 - 1QU CoRE ¦ 4QU LoRE | Seismic - Non-Red Flag Warning - Catastrophic Fires | 2023 | 0 | 0 | 0 | 2.4018e-12 | 21835.9781 | 428.6023 | 13939.561 | 7467.8148 | 0 | 0 | 0 | 0 | 4.1403e-10 | 0 | 0 | 0 | 0 | 0 | 0 | 0 | 0 | 0 | 5.2445e-08 | 0 | 5.2445e-08
[79 empty] | WLDFR | HFTD - Distribution - Tier 3 - 1QU CoRE ¦ 4QU LoRE | Seismic - Red Flag Warning - Catastrophic Fires | 2020 | 8.3143e-11 | 0 | 0 | 0 | 21083.8428 | 409.2237 | 13469.0878 | 7205.5313 | 0 | 0 | 0 | 0 | 1.3738e-08 | 1.753e-06 | 0 | 1.753e-06 | 0 | 0 | 0 | 0 | 0 | 0 | 0 | 0 | 0
[79 empty] | WLDFR | HFTD - Distribution - Tier 3 - 1QU CoRE ¦ 4QU LoRE | Seismic - Red Flag Warning - Catastrophic Fires | 2021 | 0 | 8.7792e-11 | 0 | 0 | 21083.8428 | 409.2237 | 13469.0878 | 7205.5313 | 0 | 0 | 0 | 0 | 1.3738e-08 | 0 | 0 | 0 | 1.851e-06 | 0 | 1.851e-06 | 0 | 0 | 0 | 0 | 0 | 0
[79 empty] | WLDFR | HFTD - Distribution - Tier 3 - 1QU CoRE ¦ 4QU LoRE | Seismic - Red Flag Warning - Catastrophic Fires | 2022 | 0 | 0 | 1.0874e-10 | 0 | 21083.8428 | 409.2237 | 13469.0878 | 7205.5313 | 0 | 0 | 0 | 0 | 1.7853e-08 | 0 | 0 | 0 | 0 | 0 | 0 | 2.2927e-06 | 0 | 2.2927e-06 | 0 | 0 | 0
[79 empty] | WLDFR | HFTD - Distribution - Tier 3 - 1QU CoRE ¦ 4QU LoRE | Seismic - Red Flag Warning - Catastrophic Fires | 2023 | 0 | 0 | 0 | 1.0356e-10 | 21835.9781 | 428.6023 | 13939.561 | 7467.8148 | 0 | 0 | 0 | 0 | 1.7853e-08 | 0 | 0 | 0 | 0 | 0 | 0 | 0 | 0 | 0 | 2.2614e-06 | 0 | 2.2614e-06
[79 empty] | WLDFR | HFTD - Distribution - Tier 3 - 1QU CoRE ¦ 5QU LoRE | Non-Red Flag Warning - Catastrophic Fires | 2020 | 1.5065e-08 | 0 | 0 | 0 | 14146.1306 | 222.2294 | 8585.7228 | 5338.1784 | 0 | 0 | 0 | 0 | 3e-06 | 0.00021311 | 0 | 0.00021311 | 0 | 0 | 0 | 0 | 0 | 0 | 0 | 0 | 0
[79 empty] | WLDFR | HFTD - Distribution - Tier 3 - 1QU CoRE ¦ 5QU LoRE | Non-Red Flag Warning - Catastrophic Fires | 2021 | 7.4324e-09 | 1.5907e-08 | 0 | 0 | 14146.1306 | 222.2294 | 8585.7228 | 5338.1784 | 0 | 0 | 0 | 0 | 3e-06 | 0.00010514 | 0 | 0.00010514 | 0.00022503 | 0 | 0.00022503 | 0 | 0 | 0 | 0 | 0 | 0
[79 empty] | WLDFR | HFTD - Distribution - Tier 3 - 1QU CoRE ¦ 5QU LoRE | Non-Red Flag Warning - Catastrophic Fires | 2022 | 4.2128e-09 | 4.4484e-09 | 1.2412e-08 | 0 | 14146.1306 | 222.2294 | 8585.7228 | 5338.1784 | 0 | 0 | 0 | 0 | 2.6528e-06 | 5.9595e-05 | 0 | 5.9595e-05 | 6.2927e-05 | 0 | 6.2927e-05 | 0.00017558 | 0 | 0.00017558 | 0 | 0 | 0
[79 empty] | WLDFR | HFTD - Distribution - Tier 3 - 1QU CoRE ¦ 5QU LoRE | Non-Red Flag Warning - Catastrophic Fires | 2023 | 4.2128e-09 | 4.4484e-09 | 4.8955e-09 | 1.1821e-08 | 14664.6376 | 233.2301 | 8896.516 | 5534.8915 | 0 | 0 | 0 | 0 | 2.6528e-06 | 6.178e-05 | 0 | 6.178e-05 | 6.5234e-05 | 0 | 6.5234e-05 | 7.1791e-05 | 0 | 7.1791e-05 | 0.00017335 | 0 | 0.00017335
[79 empty] | WLDFR | HFTD - Distribution - Tier 3 - 1QU CoRE ¦ 5QU LoRE | Non-Red Flag Warning - Catastrophic Fires | 2024 | 4.2128e-09 | 4.4484e-09 | 4.8955e-09 | 4.6624e-09 | 14664.6376 | 233.2301 | 8896.516 | 5534.8915 | 0 | 0 | 0 | 0 | 2.6528e-06 | 6.178e-05 | 0 | 6.178e-05 | 6.5234e-05 | 0 | 6.5234e-05 | 7.1791e-05 | 0 | 7.1791e-05 | 6.8373e-05 | 0 | 6.8373e-05
[79 empty] | WLDFR | HFTD - Distribution - Tier 3 - 1QU CoRE ¦ 5QU LoRE | Non-Red Flag Warning - Catastrophic Fires | 2025 | 4.2128e-09 | 4.4484e-09 | 4.8955e-09 | 4.6624e-09 | 14664.6376 | 233.2301 | 8896.516 | 5534.8915 | 0 | 0 | 0 | 0 | 2.6528e-06 | 6.178e-05 | 0 | 6.178e-05 | 6.5234e-05 | 0 | 6.5234e-05 | 7.1791e-05 | 0 | 7.1791e-05 | 6.8373e-05 | 0 | 6.8373e-05
[79 empty] | WLDFR | HFTD - Distribution - Tier 3 - 1QU CoRE ¦ 5QU LoRE | Non-Red Flag Warning - Catastrophic Fires | 2026 | 4.2128e-09 | 4.4484e-09 | 4.8955e-09 | 4.6624e-09 | 14664.6376 | 233.2301 | 8896.516 | 5534.8915 | 0 | 0 | 0 | 0 | 2.6528e-06 | 6.178e-05 | 0 | 6.178e-05 | 6.5234e-05 | 0 | 6.5234e-05 | 7.1791e-05 | 0 | 7.1791e-05 | 6.8373e-05 | 0 | 6.8373e-05
[79 empty] | WLDFR | HFTD - Distribution - Tier 3 - 1QU CoRE ¦ 5QU LoRE | Non-Red Flag Warning - Catastrophic Fires | 2027 | 4.2128e-09 | 4.4484e-09 | 4.8955e-09 | 4.6624e-09 | 14664.6376 | 233.2301 | 8896.516 | 5534.8915 | 0 | 0 | 0 | 0 | 2.6528e-06 | 6.178e-05 | 0 | 6.178e-05 | 6.5234e-05 | 0 | 6.5234e-05 | 7.1791e-05 | 0 | 7.1791e-05 | 6.8373e-05 | 0 | 6.8373e-05
[79 empty] | WLDFR | HFTD - Distribution - Tier 3 - 1QU CoRE ¦ 5QU LoRE | Non-Red Flag Warning - Catastrophic Fires | 2028 | 4.2128e-09 | 4.4484e-09 | 4.8955e-09 | 4.6624e-09 | 15317.9909 | 247.273 | 9287.6491 | 5783.0689 | 0 | 0 | 0 | 0 | 2.6528e-06 | 6.4532e-05 | 0 | 6.4532e-05 | 6.814e-05 | 0 | 6.814e-05 | 7.499e-05 | 0 | 7.499e-05 | 7.1419e-05 | 0 | 7.1419e-05
[79 empty] | WLDFR | HFTD - Distribution - Tier 3 - 1QU CoRE ¦ 5QU LoRE | Non-Red Flag Warning - Catastrophic Fires | 2029 | 4.2128e-09 | 4.4484e-09 | 4.8955e-09 | 4.6624e-09 | 15317.9909 | 247.273 | 9287.6491 | 5783.0689 | 0 | 0 | 0 | 0 | 2.6528e-06 | 6.4532e-05 | 0 | 6.4532e-05 | 6.814e-05 | 0 | 6.814e-05 | 7.499e-05 | 0 | 7.499e-05 | 7.1419e-05 | 0 | 7.1419e-05
[79 empty] | WLDFR | HFTD - Distribution - Tier 3 - 1QU CoRE ¦ 5QU LoRE | Non-Red Flag Warning - Catastrophic Fires | 2030 | 4.2128e-09 | 4.4484e-09 | 4.8955e-09 | 4.6624e-09 | 15317.9909 | 247.273 | 9287.6491 | 5783.0689 | 0 | 0 | 0 | 0 | 2.6528e-06 | 6.4532e-05 | 0 | 6.4532e-05 | 6.814e-05 | 0 | 6.814e-05 | 7.499e-05 | 0 | 7.499e-05 | 7.1419e-05 | 0 | 7.1419e-05
[79 empty] | WLDFR | HFTD - Distribution - Tier 3 - 1QU CoRE ¦ 5QU LoRE | Non-Red Flag Warning - Catastrophic Fires | 2031 | 4.2128e-09 | 4.4484e-09 | 4.8955e-09 | 4.6624e-09 | 15317.9909 | 247.273 | 9287.6491 | 5783.0689 | 0 | 0 | 0 | 0 | 2.6528e-06 | 6.4532e-05 | 0 | 6.4532e-05 | 6.814e-05 | 0 | 6.814e-05 | 7.499e-05 | 0 | 7.499e-05 | 7.1419e-05 | 0 | 7.1419e-05
[79 empty] | WLDFR | HFTD - Distribution - Tier 3 - 1QU CoRE ¦ 5QU LoRE | Non-Red Flag Warning - Catastrophic Fires | 2032 | 4.2128e-09 | 4.4484e-09 | 4.8955e-09 | 4.6624e-09 | 15317.9909 | 247.273 | 9287.6491 | 5783.0689 | 0 | 0 | 0 | 0 | 2.6528e-06 | 6.4532e-05 | 0 | 6.4532e-05 | 6.814e-05 | 0 | 6.814e-05 | 7.499e-05 | 0 | 7.499e-05 | 7.1419e-05 | 0 | 7.1419e-05
[79 empty] | WLDFR | HFTD - Distribution - Tier 3 - 1QU CoRE ¦ 5QU LoRE | Non-Red Flag Warning - Catastrophic Fires | 2033 | 4.2128e-09 | 4.4484e-09 | 4.8955e-09 | 4.6624e-09 | 16044.1264 | 263.1074 | 9721.74 | 6059.2791 | 0 | 0 | 0 | 0 | 2.6528e-06 | 6.7591e-05 | 0 | 6.7591e-05 | 7.137e-05 | 0 | 7.137e-05 | 7.8544e-05 | 0 | 7.8544e-05 | 7.4804e-05 | 0 | 7.4804e-05
[79 empty] | WLDFR | HFTD - Distribution - Tier 3 - 1QU CoRE ¦ 5QU LoRE | Non-Red Flag Warning - Catastrophic Fires | 2034 | 4.2128e-09 | 4.4484e-09 | 4.8955e-09 | 4.6624e-09 | 16044.1264 | 263.1074 | 9721.74 | 6059.2791 | 0 | 0 | 0 | 0 | 2.6528e-06 | 6.7591e-05 | 0 | 6.7591e-05 | 7.137e-05 | 0 | 7.137e-05 | 7.8544e-05 | 0 | 7.8544e-05 | 7.4804e-05 | 0 | 7.4804e-05
[79 empty] | WLDFR | HFTD - Distribution - Tier 3 - 1QU CoRE ¦ 5QU LoRE | Non-Red Flag Warning - Catastrophic Fires | 2035 | 4.2128e-09 | 4.4484e-09 | 4.8955e-09 | 4.6624e-09 | 16044.1264 | 263.1074 | 9721.74 | 6059.2791 | 0 | 0 | 0 | 0 | 2.6528e-06 | 6.7591e-05 | 0 | 6.7591e-05 | 7.137e-05 | 0 | 7.137e-05 | 7.8544e-05 | 0 | 7.8544e-05 | 7.4804e-05 | 0 | 7.4804e-05
[79 empty] | WLDFR | HFTD - Distribution - Tier 3 - 1QU CoRE ¦ 5QU LoRE | Non-Red Flag Warning - Catastrophic Fires | 2036 | 4.2128e-09 | 4.4484e-09 | 4.8955e-09 | 4.6624e-09 | 16044.1264 | 263.1074 | 9721.74 | 6059.2791 | 0 | 0 | 0 | 0 | 2.6528e-06 | 6.7591e-05 | 0 | 6.7591e-05 | 7.137e-05 | 0 | 7.137e-05 | 7.8544e-05 | 0 | 7.8544e-05 | 7.4804e-05 | 0 | 7.4804e-05
[79 empty] | WLDFR | HFTD - Distribution - Tier 3 - 1QU CoRE ¦ 5QU LoRE | Non-Red Flag Warning - Catastrophic Fires | 2037 | 4.2128e-09 | 4.4484e-09 | 4.8955e-09 | 4.6624e-09 | 16044.1264 | 263.1074 | 9721.74 | 6059.2791 | 0 | 0 | 0 | 0 | 2.6528e-06 | 6.7591e-05 | 0 | 6.7591e-05 | 7.137e-05 | 0 | 7.137e-05 | 7.8544e-05 | 0 | 7.8544e-05 | 7.4804e-05 | 0 | 7.4804e-05
[79 empty] | WLDFR | HFTD - Distribution - Tier 3 - 1QU CoRE ¦ 5QU LoRE | Non-Red Flag Warning - Catastrophic Fires | 2038 | 4.2128e-09 | 4.4484e-09 | 4.8955e-09 | 4.6624e-09 | 16832.3912 | 280.5544 | 10192.2718 | 6359.5651 | 0 | 0 | 0 | 0 | 2.6528e-06 | 7.0912e-05 | 0 | 7.0912e-05 | 7.4877e-05 | 0 | 7.4877e-05 | 8.2403e-05 | 0 | 8.2403e-05 | 7.8479e-05 | 0 | 7.8479e-05
[79 empty] | WLDFR | HFTD - Distribution - Tier 3 - 1QU CoRE ¦ 5QU LoRE | Non-Red Flag Warning - Catastrophic Fires | 2039 | 4.2128e-09 | 4.4484e-09 | 4.8955e-09 | 4.6624e-09 | 16832.3912 | 280.5544 | 10192.2718 | 6359.5651 | 0 | 0 | 0 | 0 | 2.6528e-06 | 7.0912e-05 | 0 | 7.0912e-05 | 7.4877e-05 | 0 | 7.4877e-05 | 8.2403e-05 | 0 | 8.2403e-05 | 7.8479e-05 | 0 | 7.8479e-05
[79 empty] | WLDFR | HFTD - Distribution - Tier 3 - 1QU CoRE ¦ 5QU LoRE | Non-Red Flag Warning - Catastrophic Fires | 2040 | 4.2128e-09 | 4.4484e-09 | 4.8955e-09 | 4.6624e-09 | 16832.3912 | 280.5544 | 10192.2718 | 6359.5651 | 0 | 0 | 0 | 0 | 2.6528e-06 | 7.0912e-05 | 0 | 7.0912e-05 | 7.4877e-05 | 0 | 7.4877e-05 | 8.2403e-05 | 0 | 8.2403e-05 | 7.8479e-05 | 0 | 7.8479e-05
[79 empty] | WLDFR | HFTD - Distribution - Tier 3 - 1QU CoRE ¦ 5QU LoRE | Non-Red Flag Warning - Catastrophic Fires | 2041 | 4.2128e-09 | 4.4484e-09 | 4.8955e-09 | 4.6624e-09 | 16832.3912 | 280.5544 | 10192.2718 | 6359.5651 | 0 | 0 | 0 | 0 | 2.6528e-06 | 7.0912e-05 | 0 | 7.0912e-05 | 7.4877e-05 | 0 | 7.4877e-05 | 8.2403e-05 | 0 | 8.2403e-05 | 7.8479e-05 | 0 | 7.8479e-05
[79 empty] | WLDFR | HFTD - Distribution - Tier 3 - 1QU CoRE ¦ 5QU LoRE | Non-Red Flag Warning - Catastrophic Fires | 2042 | 4.2128e-09 | 4.4484e-09 | 4.8955e-09 | 4.6624e-09 | 16832.3912 | 280.5544 | 10192.2718 | 6359.5651 | 0 | 0 | 0 | 0 | 2.6528e-06 | 7.0912e-05 | 0 | 7.0912e-05 | 7.4877e-05 | 0 | 7.4877e-05 | 8.2403e-05 | 0 | 8.2403e-05 | 7.8479e-05 | 0 | 7.8479e-05
[79 empty] | WLDFR | HFTD - Distribution - Tier 3 - 1QU CoRE ¦ 5QU LoRE | Non-Red Flag Warning - Catastrophic Fires | 2043 | 4.2128e-09 | 4.4484e-09 | 4.8955e-09 | 4.6624e-09 | 17672.0852 | 299.42 | 10692.7362 | 6679.929 | 0 | 0 | 0 | 0 | 2.6528e-06 | 7.445e-05 | 0 | 7.445e-05 | 7.8612e-05 | 0 | 7.8612e-05 | 8.6514e-05 | 0 | 8.6514e-05 | 8.2394e-05 | 0 | 8.2394e-05
[79 empty] | WLDFR | HFTD - Distribution - Tier 3 - 1QU CoRE ¦ 5QU LoRE | Non-Red Flag Warning - Catastrophic Fires | 2044 | 4.2128e-09 | 4.4484e-09 | 4.8955e-09 | 4.6624e-09 | 17672.0852 | 299.42 | 10692.7362 | 6679.929 | 0 | 0 | 0 | 0 | 2.6528e-06 | 7.445e-05 | 0 | 7.445e-05 | 7.8612e-05 | 0 | 7.8612e-05 | 8.6514e-05 | 0 | 8.6514e-05 | 8.2394e-05 | 0 | 8.2394e-05
[79 empty] | WLDFR | HFTD - Distribution - Tier 3 - 1QU CoRE ¦ 5QU LoRE | Non-Red Flag Warning - Catastrophic Fires | 2045 | 4.2128e-09 | 4.4484e-09 | 4.8955e-09 | 4.6624e-09 | 17672.0852 | 299.42 | 10692.7362 | 6679.929 | 0 | 0 | 0 | 0 | 2.6528e-06 | 7.445e-05 | 0 | 7.445e-05 | 7.8612e-05 | 0 | 7.8612e-05 | 8.6514e-05 | 0 | 8.6514e-05 | 8.2394e-05 | 0 | 8.2394e-05
[79 empty] | WLDFR | HFTD - Distribution - Tier 3 - 1QU CoRE ¦ 5QU LoRE | Non-Red Flag Warning - Catastrophic Fires | 2046 | 4.2128e-09 | 4.4484e-09 | 4.8955e-09 | 4.6624e-09 | 17672.0852 | 299.42 | 10692.7362 | 6679.929 | 0 | 0 | 0 | 0 | 2.6528e-06 | 7.445e-05 | 0 | 7.445e-05 | 7.8612e-05 | 0 | 7.8612e-05 | 8.6514e-05 | 0 | 8.6514e-05 | 8.2394e-05 | 0 | 8.2394e-05
[79 empty] | WLDFR | HFTD - Distribution - Tier 3 - 1QU CoRE ¦ 5QU LoRE | Non-Red Flag Warning - Catastrophic Fires | 2047 | 4.2128e-09 | 4.4484e-09 | 4.8955e-09 | 4.6624e-09 | 17672.0852 | 299.42 | 10692.7362 | 6679.929 | 0 | 0 | 0 | 0 | 2.6528e-06 | 7.445e-05 | 0 | 7.445e-05 | 7.8612e-05 | 0 | 7.8612e-05 | 8.6514e-05 | 0 | 8.6514e-05 | 8.2394e-05 | 0 | 8.2394e-05
[79 empty] | WLDFR | HFTD - Distribution - Tier 3 - 1QU CoRE ¦ 5QU LoRE | Non-Red Flag Warning - Catastrophic Fires | 2048 | 4.2128e-09 | 4.4484e-09 | 4.8955e-09 | 4.6624e-09 | 18552.3348 | 319.4911 | 11216.5626 | 7016.281 | 0 | 0 | 0 | 0 | 2.6528e-06 | 7.8158e-05 | 0 | 7.8158e-05 | 8.2528e-05 | 0 | 8.2528e-05 | 9.0824e-05 | 0 | 9.0824e-05 | 8.6499e-05 | 0 | 8.6499e-05
[79 empty] | WLDFR | HFTD - Distribution - Tier 3 - 1QU CoRE ¦ 5QU LoRE | Non-Red Flag Warning - Catastrophic Fires | 2049 | 4.2128e-09 | 4.4484e-09 | 4.8955e-09 | 4.6624e-09 | 18552.3348 | 319.4911 | 11216.5626 | 7016.281 | 0 | 0 | 0 | 0 | 2.6528e-06 | 7.8158e-05 | 0 | 7.8158e-05 | 8.2528e-05 | 0 | 8.2528e-05 | 9.0824e-05 | 0 | 9.0824e-05 | 8.6499e-05 | 0 | 8.6499e-05
[79 empty] | WLDFR | HFTD - Distribution - Tier 3 - 1QU CoRE ¦ 5QU LoRE | Non-Red Flag Warning - Catastrophic Fires | 2050 | 0 | 4.4484e-09 | 4.8955e-09 | 4.6624e-09 | 18552.3348 | 319.4911 | 11216.5626 | 7016.281 | 0 | 0 | 0 | 0 | 2.6528e-06 | 0 | 0 | 0 | 8.2528e-05 | 0 | 8.2528e-05 | 9.0824e-05 | 0 | 9.0824e-05 | 8.6499e-05 | 0 | 8.6499e-05
[79 empty] | WLDFR | HFTD - Distribution - Tier 3 - 1QU CoRE ¦ 5QU LoRE | Non-Red Flag Warning - Catastrophic Fires | 2051 | 0 | 0 | 4.8955e-09 | 4.6624e-09 | 18552.3348 | 319.4911 | 11216.5626 | 7016.281 | 0 | 0 | 0 | 0 | 2.6528e-06 | 0 | 0 | 0 | 0 | 0 | 0 | 9.0824e-05 | 0 | 9.0824e-05 | 8.6499e-05 | 0 | 8.6499e-05
[79 empty] | WLDFR | HFTD - Distribution - Tier 3 - 1QU CoRE ¦ 5QU LoRE | Non-Red Flag Warning - Catastrophic Fires | 2052 | 0 | 0 | 0 | 4.6624e-09 | 18552.3348 | 319.4911 | 11216.5626 | 7016.281 | 0 | 0 | 0 | 0 | 2.6528e-06 | 0 | 0 | 0 | 0 | 0 | 0 | 0 | 0 | 0 | 8.6499e-05 | 0 | 8.6499e-05
[79 empty] | WLDFR | HFTD - Distribution - Tier 3 - 1QU CoRE ¦ 5QU LoRE | Non-Red Flag Warning - Destructive Fires | 2020 | 3.4677e-08 | 0 | 0 | 0 | 8807.9522 | 222.2294 | 8585.7228 | 0 | 0 | 0 | 0 | 0 | 3.8256e-06 | 0.00030543 | 0 | 0.00030543 | 0 | 0 | 0 | 0 | 0 | 0 | 0 | 0 | 0
[79 empty] | WLDFR | HFTD - Distribution - Tier 3 - 1QU CoRE ¦ 5QU LoRE | Non-Red Flag Warning - Destructive Fires | 2021 | 1.7163e-08 | 3.6616e-08 | 0 | 0 | 8807.9522 | 222.2294 | 8585.7228 | 0 | 0 | 0 | 0 | 0 | 3.8256e-06 | 0.00015117 | 0 | 0.00015117 | 0.00032251 | 0 | 0.00032251 | 0 | 0 | 0 | 0 | 0 | 0
[79 empty] | WLDFR | HFTD - Distribution - Tier 3 - 1QU CoRE ¦ 5QU LoRE | Non-Red Flag Warning - Destructive Fires | 2022 | 9.7436e-09 | 1.0288e-08 | 2.8643e-08 | 0 | 8807.9522 | 222.2294 | 8585.7228 | 0 | 0 | 0 | 0 | 0 | 3.4987e-06 | 8.5821e-05 | 0 | 8.5821e-05 | 9.062e-05 | 0 | 9.062e-05 | 0.00025229 | 0 | 0.00025229 | 0 | 0 | 0
[79 empty] | WLDFR | HFTD - Distribution - Tier 3 - 1QU CoRE ¦ 5QU LoRE | Non-Red Flag Warning - Destructive Fires | 2023 | 9.7436e-09 | 1.0288e-08 | 1.1323e-08 | 2.7279e-08 | 9129.7461 | 233.2301 | 8896.516 | 0 | 0 | 0 | 0 | 0 | 3.4987e-06 | 8.8957e-05 | 0 | 8.8957e-05 | 9.393e-05 | 0 | 9.393e-05 | 0.00010337 | 0 | 0.00010337 | 0.00024905 | 0 | 0.00024905
[79 empty] | WLDFR | HFTD - Distribution - Tier 3 - 1QU CoRE ¦ 5QU LoRE | Non-Red Flag Warning - Destructive Fires | 2024 | 9.7436e-09 | 1.0288e-08 | 1.1323e-08 | 1.0783e-08 | 9129.7461 | 233.2301 | 8896.516 | 0 | 0 | 0 | 0 | 0 | 3.4987e-06 | 8.8957e-05 | 0 | 8.8957e-05 | 9.393e-05 | 0 | 9.393e-05 | 0.00010337 | 0 | 0.00010337 | 9.845e-05 | 0 | 9.845e-05
[79 empty] | WLDFR | HFTD - Distribution - Tier 3 - 1QU CoRE ¦ 5QU LoRE | Non-Red Flag Warning - Destructive Fires | 2025 | 9.7436e-09 | 1.0288e-08 | 1.1323e-08 | 1.0783e-08 | 9129.7461 | 233.2301 | 8896.516 | 0 | 0 | 0 | 0 | 0 | 3.4987e-06 | 8.8957e-05 | 0 | 8.8957e-05 | 9.393e-05 | 0 | 9.393e-05 | 0.00010337 | 0 | 0.00010337 | 9.845e-05 | 0 | 9.845e-05
[79 empty] | WLDFR | HFTD - Distribution - Tier 3 - 1QU CoRE ¦ 5QU LoRE | Non-Red Flag Warning - Destructive Fires | 2026 | 9.7436e-09 | 1.0288e-08 | 1.1323e-08 | 1.0783e-08 | 9129.7461 | 233.2301 | 8896.516 | 0 | 0 | 0 | 0 | 0 | 3.4987e-06 | 8.8957e-05 | 0 | 8.8957e-05 | 9.393e-05 | 0 | 9.393e-05 | 0.00010337 | 0 | 0.00010337 | 9.845e-05 | 0 | 9.845e-05
[79 empty] | WLDFR | HFTD - Distribution - Tier 3 - 1QU CoRE ¦ 5QU LoRE | Non-Red Flag Warning - Destructive Fires | 2027 | 9.7436e-09 | 1.0288e-08 | 1.1323e-08 | 1.0783e-08 | 9129.7461 | 233.2301 | 8896.516 | 0 | 0 | 0 | 0 | 0 | 3.4987e-06 | 8.8957e-05 | 0 | 8.8957e-05 | 9.393e-05 | 0 | 9.393e-05 | 0.00010337 | 0 | 0.00010337 | 9.845e-05 | 0 | 9.845e-05
[79 empty] | WLDFR | HFTD - Distribution - Tier 3 - 1QU CoRE ¦ 5QU LoRE | Non-Red Flag Warning - Destructive Fires | 2028 | 9.7436e-09 | 1.0288e-08 | 1.1323e-08 | 1.0783e-08 | 9534.9221 | 247.273 | 9287.6491 | 0 | 0 | 0 | 0 | 0 | 3.4987e-06 | 9.2905e-05 | 0 | 9.2905e-05 | 9.8099e-05 | 0 | 9.8099e-05 | 0.00010796 | 0 | 0.00010796 | 0.00010282 | 0 | 0.00010282
[79 empty] | WLDFR | HFTD - Distribution - Tier 3 - 1QU CoRE ¦ 5QU LoRE | Non-Red Flag Warning - Destructive Fires | 2029 | 9.7436e-09 | 1.0288e-08 | 1.1323e-08 | 1.0783e-08 | 9534.9221 | 247.273 | 9287.6491 | 0 | 0 | 0 | 0 | 0 | 3.4987e-06 | 9.2905e-05 | 0 | 9.2905e-05 | 9.8099e-05 | 0 | 9.8099e-05 | 0.00010796 | 0 | 0.00010796 | 0.00010282 | 0 | 0.00010282
[79 empty] | WLDFR | HFTD - Distribution - Tier 3 - 1QU CoRE ¦ 5QU LoRE | Non-Red Flag Warning - Destructive Fires | 2030 | 9.7436e-09 | 1.0288e-08 | 1.1323e-08 | 1.0783e-08 | 9534.9221 | 247.273 | 9287.6491 | 0 | 0 | 0 | 0 | 0 | 3.4987e-06 | 9.2905e-05 | 0 | 9.2905e-05 | 9.8099e-05 | 0 | 9.8099e-05 | 0.00010796 | 0 | 0.00010796 | 0.00010282 | 0 | 0.00010282
[79 empty] | WLDFR | HFTD - Distribution - Tier 3 - 1QU CoRE ¦ 5QU LoRE | Non-Red Flag Warning - Destructive Fires | 2031 | 9.7436e-09 | 1.0288e-08 | 1.1323e-08 | 1.0783e-08 | 9534.9221 | 247.273 | 9287.6491 | 0 | 0 | 0 | 0 | 0 | 3.4987e-06 | 9.2905e-05 | 0 | 9.2905e-05 | 9.8099e-05 | 0 | 9.8099e-05 | 0.00010796 | 0 | 0.00010796 | 0.00010282 | 0 | 0.00010282
[79 empty] | WLDFR | HFTD - Distribution - Tier 3 - 1QU CoRE ¦ 5QU LoRE | Non-Red Flag Warning - Destructive Fires | 2032 | 9.7436e-09 | 1.0288e-08 | 1.1323e-08 | 1.0783e-08 | 9534.9221 | 247.273 | 9287.6491 | 0 | 0 | 0 | 0 | 0 | 3.4987e-06 | 9.2905e-05 | 0 | 9.2905e-05 | 9.8099e-05 | 0 | 9.8099e-05 | 0.00010796 | 0 | 0.00010796 | 0.00010282 | 0 | 0.00010282
[79 empty] | WLDFR | HFTD - Distribution - Tier 3 - 1QU CoRE ¦ 5QU LoRE | Non-Red Flag Warning - Destructive Fires | 2033 | 9.7436e-09 | 1.0288e-08 | 1.1323e-08 | 1.0783e-08 | 9984.8474 | 263.1074 | 9721.74 | 0 | 0 | 0 | 0 | 0 | 3.4987e-06 | 9.7288e-05 | 0 | 9.7288e-05 | 0.00010273 | 0 | 0.00010273 | 0.00011305 | 0 | 0.00011305 | 0.00010767 | 0 | 0.00010767
[79 empty] | WLDFR | HFTD - Distribution - Tier 3 - 1QU CoRE ¦ 5QU LoRE | Non-Red Flag Warning - Destructive Fires | 2034 | 9.7436e-09 | 1.0288e-08 | 1.1323e-08 | 1.0783e-08 | 9984.8474 | 263.1074 | 9721.74 | 0 | 0 | 0 | 0 | 0 | 3.4987e-06 | 9.7288e-05 | 0 | 9.7288e-05 | 0.00010273 | 0 | 0.00010273 | 0.00011305 | 0 | 0.00011305 | 0.00010767 | 0 | 0.00010767
[79 empty] | WLDFR | HFTD - Distribution - Tier 3 - 1QU CoRE ¦ 5QU LoRE | Non-Red Flag Warning - Destructive Fires | 2035 | 9.7436e-09 | 1.0288e-08 | 1.1323e-08 | 1.0783e-08 | 9984.8474 | 263.1074 | 9721.74 | 0 | 0 | 0 | 0 | 0 | 3.4987e-06 | 9.7288e-05 | 0 | 9.7288e-05 | 0.00010273 | 0 | 0.00010273 | 0.00011305 | 0 | 0.00011305 | 0.00010767 | 0 | 0.00010767
[79 empty] | WLDFR | HFTD - Distribution - Tier 3 - 1QU CoRE ¦ 5QU LoRE | Non-Red Flag Warning - Destructive Fires | 2036 | 9.7436e-09 | 1.0288e-08 | 1.1323e-08 | 1.0783e-08 | 9984.8474 | 263.1074 | 9721.74 | 0 | 0 | 0 | 0 | 0 | 3.4987e-06 | 9.7288e-05 | 0 | 9.7288e-05 | 0.00010273 | 0 | 0.00010273 | 0.00011305 | 0 | 0.00011305 | 0.00010767 | 0 | 0.00010767
[79 empty] | WLDFR | HFTD - Distribution - Tier 3 - 1QU CoRE ¦ 5QU LoRE | Non-Red Flag Warning - Destructive Fires | 2037 | 9.7436e-09 | 1.0288e-08 | 1.1323e-08 | 1.0783e-08 | 9984.8474 | 263.1074 | 9721.74 | 0 | 0 | 0 | 0 | 0 | 3.4987e-06 | 9.7288e-05 | 0 | 9.7288e-05 | 0.00010273 | 0 | 0.00010273 | 0.00011305 | 0 | 0.00011305 | 0.00010767 | 0 | 0.00010767
[79 empty] | WLDFR | HFTD - Distribution - Tier 3 - 1QU CoRE ¦ 5QU LoRE | Non-Red Flag Warning - Destructive Fires | 2038 | 9.7436e-09 | 1.0288e-08 | 1.1323e-08 | 1.0783e-08 | 10472.8261 | 280.5544 | 10192.2718 | 0 | 0 | 0 | 0 | 0 | 3.4987e-06 | 0.00010204 | 0 | 0.00010204 | 0.00010775 | 0 | 0.00010775 | 0.00011858 | 0 | 0.00011858 | 0.00011293 | 0 | 0.00011293
[79 empty] | WLDFR | HFTD - Distribution - Tier 3 - 1QU CoRE ¦ 5QU LoRE | Non-Red Flag Warning - Destructive Fires | 2039 | 9.7436e-09 | 1.0288e-08 | 1.1323e-08 | 1.0783e-08 | 10472.8261 | 280.5544 | 10192.2718 | 0 | 0 | 0 | 0 | 0 | 3.4987e-06 | 0.00010204 | 0 | 0.00010204 | 0.00010775 | 0 | 0.00010775 | 0.00011858 | 0 | 0.00011858 | 0.00011293 | 0 | 0.00011293
[79 empty] | WLDFR | HFTD - Distribution - Tier 3 - 1QU CoRE ¦ 5QU LoRE | Non-Red Flag Warning - Destructive Fires | 2040 | 9.7436e-09 | 1.0288e-08 | 1.1323e-08 | 1.0783e-08 | 10472.8261 | 280.5544 | 10192.2718 | 0 | 0 | 0 | 0 | 0 | 3.4987e-06 | 0.00010204 | 0 | 0.00010204 | 0.00010775 | 0 | 0.00010775 | 0.00011858 | 0 | 0.00011858 | 0.00011293 | 0 | 0.00011293
[79 empty] | WLDFR | HFTD - Distribution - Tier 3 - 1QU CoRE ¦ 5QU LoRE | Non-Red Flag Warning - Destructive Fires | 2041 | 9.7436e-09 | 1.0288e-08 | 1.1323e-08 | 1.0783e-08 | 10472.8261 | 280.5544 | 10192.2718 | 0 | 0 | 0 | 0 | 0 | 3.4987e-06 | 0.00010204 | 0 | 0.00010204 | 0.00010775 | 0 | 0.00010775 | 0.00011858 | 0 | 0.00011858 | 0.00011293 | 0 | 0.00011293
[79 empty] | WLDFR | HFTD - Distribution - Tier 3 - 1QU CoRE ¦ 5QU LoRE | Non-Red Flag Warning - Destructive Fires | 2042 | 9.7436e-09 | 1.0288e-08 | 1.1323e-08 | 1.0783e-08 | 10472.8261 | 280.5544 | 10192.2718 | 0 | 0 | 0 | 0 | 0 | 3.4987e-06 | 0.00010204 | 0 | 0.00010204 | 0.00010775 | 0 | 0.00010775 | 0.00011858 | 0 | 0.00011858 | 0.00011293 | 0 | 0.00011293
[79 empty] | WLDFR | HFTD - Distribution - Tier 3 - 1QU CoRE ¦ 5QU LoRE | Non-Red Flag Warning - Destructive Fires | 2043 | 9.7436e-09 | 1.0288e-08 | 1.1323e-08 | 1.0783e-08 | 10992.1562 | 299.42 | 10692.7362 | 0 | 0 | 0 | 0 | 0 | 3.4987e-06 | 0.0001071 | 0 | 0.0001071 | 0.00011309 | 0 | 0.00011309 | 0.00012446 | 0 | 0.00012446 | 0.00011853 | 0 | 0.00011853
[79 empty] | WLDFR | HFTD - Distribution - Tier 3 - 1QU CoRE ¦ 5QU LoRE | Non-Red Flag Warning - Destructive Fires | 2044 | 9.7436e-09 | 1.0288e-08 | 1.1323e-08 | 1.0783e-08 | 10992.1562 | 299.42 | 10692.7362 | 0 | 0 | 0 | 0 | 0 | 3.4987e-06 | 0.0001071 | 0 | 0.0001071 | 0.00011309 | 0 | 0.00011309 | 0.00012446 | 0 | 0.00012446 | 0.00011853 | 0 | 0.00011853
[79 empty] | WLDFR | HFTD - Distribution - Tier 3 - 1QU CoRE ¦ 5QU LoRE | Non-Red Flag Warning - Destructive Fires | 2045 | 9.7436e-09 | 1.0288e-08 | 1.1323e-08 | 1.0783e-08 | 10992.1562 | 299.42 | 10692.7362 | 0 | 0 | 0 | 0 | 0 | 3.4987e-06 | 0.0001071 | 0 | 0.0001071 | 0.00011309 | 0 | 0.00011309 | 0.00012446 | 0 | 0.00012446 | 0.00011853 | 0 | 0.00011853
[79 empty] | WLDFR | HFTD - Distribution - Tier 3 - 1QU CoRE ¦ 5QU LoRE | Non-Red Flag Warning - Destructive Fires | 2046 | 9.7436e-09 | 1.0288e-08 | 1.1323e-08 | 1.0783e-08 | 10992.1562 | 299.42 | 10692.7362 | 0 | 0 | 0 | 0 | 0 | 3.4987e-06 | 0.0001071 | 0 | 0.0001071 | 0.00011309 | 0 | 0.00011309 | 0.00012446 | 0 | 0.00012446 | 0.00011853 | 0 | 0.00011853
[79 empty] | WLDFR | HFTD - Distribution - Tier 3 - 1QU CoRE ¦ 5QU LoRE | Non-Red Flag Warning - Destructive Fires | 2047 | 9.7436e-09 | 1.0288e-08 | 1.1323e-08 | 1.0783e-08 | 10992.1562 | 299.42 | 10692.7362 | 0 | 0 | 0 | 0 | 0 | 3.4987e-06 | 0.0001071 | 0 | 0.0001071 | 0.00011309 | 0 | 0.00011309 | 0.00012446 | 0 | 0.00012446 | 0.00011853 | 0 | 0.00011853
[79 empty] | WLDFR | HFTD - Distribution - Tier 3 - 1QU CoRE ¦ 5QU LoRE | Non-Red Flag Warning - Destructive Fires | 2048 | 9.7436e-09 | 1.0288e-08 | 1.1323e-08 | 1.0783e-08 | 11536.0538 | 319.4911 | 11216.5626 | 0 | 0 | 0 | 0 | 0 | 3.4987e-06 | 0.0001124 | 0 | 0.0001124 | 0.00011869 | 0 | 0.00011869 | 0.00013062 | 0 | 0.00013062 | 0.0001244 | 0 | 0.0001244
[79 empty] | WLDFR | HFTD - Distribution - Tier 3 - 1QU CoRE ¦ 5QU LoRE | Non-Red Flag Warning - Destructive Fires | 2049 | 9.7436e-09 | 1.0288e-08 | 1.1323e-08 | 1.0783e-08 | 11536.0538 | 319.4911 | 11216.5626 | 0 | 0 | 0 | 0 | 0 | 3.4987e-06 | 0.0001124 | 0 | 0.0001124 | 0.00011869 | 0 | 0.00011869 | 0.00013062 | 0 | 0.00013062 | 0.0001244 | 0 | 0.0001244
[79 empty] | WLDFR | HFTD - Distribution - Tier 3 - 1QU CoRE ¦ 5QU LoRE | Non-Red Flag Warning - Destructive Fires | 2050 | 0 | 1.0288e-08 | 1.1323e-08 | 1.0783e-08 | 11536.0538 | 319.4911 | 11216.5626 | 0 | 0 | 0 | 0 | 0 | 3.4987e-06 | 0 | 0 | 0 | 0.00011869 | 0 | 0.00011869 | 0.00013062 | 0 | 0.00013062 | 0.0001244 | 0 | 0.0001244
[79 empty] | WLDFR | HFTD - Distribution - Tier 3 - 1QU CoRE ¦ 5QU LoRE | Non-Red Flag Warning - Destructive Fires | 2051 | 0 | 0 | 1.1323e-08 | 1.0783e-08 | 11536.0538 | 319.4911 | 11216.5626 | 0 | 0 | 0 | 0 | 0 | 3.4987e-06 | 0 | 0 | 0 | 0 | 0 | 0 | 0.00013062 | 0 | 0.00013062 | 0.0001244 | 0 | 0.0001244
[79 empty] | WLDFR | HFTD - Distribution - Tier 3 - 1QU CoRE ¦ 5QU LoRE | Non-Red Flag Warning - Destructive Fires | 2052 | 0 | 0 | 0 | 1.0783e-08 | 11536.0538 | 319.4911 | 11216.5626 | 0 | 0 | 0 | 0 | 0 | 3.4987e-06 | 0 | 0 | 0 | 0 | 0 | 0 | 0 | 0 | 0 | 0.0001244 | 0 | 0.0001244
[79 empty] | WLDFR | HFTD - Distribution - Tier 3 - 1QU CoRE ¦ 5QU LoRE | Non-Red Flag Warning - Large Fires | 2020 | 1.9417e-07 | 0 | 0 | 0 | 5.2406 | 0.69642 | 2.942 | 1.6022 | 0 | 0 | 0 | 0 | 2.0358e-05 | 1.0176e-06 | 0 | 1.0176e-06 | 0 | 0 | 0 | 0 | 0 | 0 | 0 | 0 | 0
[79 empty] | WLDFR | HFTD - Distribution - Tier 3 - 1QU CoRE ¦ 5QU LoRE | Non-Red Flag Warning - Large Fires | 2021 | 9.5773e-08 | 2.0503e-07 | 0 | 0 | 5.2406 | 0.69642 | 2.942 | 1.6022 | 0 | 0 | 0 | 0 | 2.0358e-05 | 5.019e-07 | 0 | 5.019e-07 | 1.0745e-06 | 0 | 1.0745e-06 | 0 | 0 | 0 | 0 | 0 | 0
[79 empty] | WLDFR | HFTD - Distribution - Tier 3 - 1QU CoRE ¦ 5QU LoRE | Non-Red Flag Warning - Large Fires | 2022 | 5.6704e-08 | 5.9875e-08 | 1.7037e-07 | 0 | 5.2406 | 0.69642 | 2.942 | 1.6022 | 0 | 0 | 0 | 0 | 1.9523e-05 | 2.9716e-07 | 0 | 2.9716e-07 | 3.1378e-07 | 0 | 3.1378e-07 | 8.9284e-07 | 0 | 8.9284e-07 | 0 | 0 | 0
[79 empty] | WLDFR | HFTD - Distribution - Tier 3 - 1QU CoRE ¦ 5QU LoRE | Non-Red Flag Warning - Large Fires | 2023 | 5.6704e-08 | 5.9875e-08 | 6.5893e-08 | 1.6226e-07 | 5.475 | 0.71896 | 3.0715 | 1.6846 | 0 | 0 | 0 | 0 | 1.9523e-05 | 3.1046e-07 | 0 | 3.1046e-07 | 3.2782e-07 | 0 | 3.2782e-07 | 3.6077e-07 | 0 | 3.6077e-07 | 8.8837e-07 | 0 | 8.8837e-07
[79 empty] | WLDFR | HFTD - Distribution - Tier 3 - 1QU CoRE ¦ 5QU LoRE | Non-Red Flag Warning - Large Fires | 2024 | 5.6704e-08 | 5.9875e-08 | 6.5893e-08 | 6.2755e-08 | 5.475 | 0.71896 | 3.0715 | 1.6846 | 0 | 0 | 0 | 0 | 1.9523e-05 | 3.1046e-07 | 0 | 3.1046e-07 | 3.2782e-07 | 0 | 3.2782e-07 | 3.6077e-07 | 0 | 3.6077e-07 | 3.4359e-07 | 0 | 3.4359e-07
[79 empty] | WLDFR | HFTD - Distribution - Tier 3 - 1QU CoRE ¦ 5QU LoRE | Non-Red Flag Warning - Large Fires | 2025 | 5.6704e-08 | 5.9875e-08 | 6.5893e-08 | 6.2755e-08 | 5.475 | 0.71896 | 3.0715 | 1.6846 | 0 | 0 | 0 | 0 | 1.9523e-05 | 3.1046e-07 | 0 | 3.1046e-07 | 3.2782e-07 | 0 | 3.2782e-07 | 3.6077e-07 | 0 | 3.6077e-07 | 3.4359e-07 | 0 | 3.4359e-07
[79 empty] | WLDFR | HFTD - Distribution - Tier 3 - 1QU CoRE ¦ 5QU LoRE | Non-Red Flag Warning - Large Fires | 2026 | 5.6704e-08 | 5.9875e-08 | 6.5893e-08 | 6.2755e-08 | 5.475 | 0.71896 | 3.0715 | 1.6846 | 0 | 0 | 0 | 0 | 1.9523e-05 | 3.1046e-07 | 0 | 3.1046e-07 | 3.2782e-07 | 0 | 3.2782e-07 | 3.6077e-07 | 0 | 3.6077e-07 | 3.4359e-07 | 0 | 3.4359e-07
[79 empty] | WLDFR | HFTD - Distribution - Tier 3 - 1QU CoRE ¦ 5QU LoRE | Non-Red Flag Warning - Large Fires | 2027 | 5.6704e-08 | 5.9875e-08 | 6.5893e-08 | 6.2755e-08 | 5.475 | 0.71896 | 3.0715 | 1.6846 | 0 | 0 | 0 | 0 | 1.9523e-05 | 3.1046e-07 | 0 | 3.1046e-07 | 3.2782e-07 | 0 | 3.2782e-07 | 3.6077e-07 | 0 | 3.6077e-07 | 3.4359e-07 | 0 | 3.4359e-07
[79 empty] | WLDFR | HFTD - Distribution - Tier 3 - 1QU CoRE ¦ 5QU LoRE | Non-Red Flag Warning - Large Fires | 2028 | 5.6704e-08 | 5.9875e-08 | 6.5893e-08 | 6.2755e-08 | 5.777 | 0.74734 | 3.238 | 1.7917 | 0 | 0 | 0 | 0 | 1.9523e-05 | 3.2758e-07 | 0 | 3.2758e-07 | 3.459e-07 | 0 | 3.459e-07 | 3.8067e-07 | 0 | 3.8067e-07 | 3.6254e-07 | 0 | 3.6254e-07
[79 empty] | WLDFR | HFTD - Distribution - Tier 3 - 1QU CoRE ¦ 5QU LoRE | Non-Red Flag Warning - Large Fires | 2029 | 5.6704e-08 | 5.9875e-08 | 6.5893e-08 | 6.2755e-08 | 5.777 | 0.74734 | 3.238 | 1.7917 | 0 | 0 | 0 | 0 | 1.9523e-05 | 3.2758e-07 | 0 | 3.2758e-07 | 3.459e-07 | 0 | 3.459e-07 | 3.8067e-07 | 0 | 3.8067e-07 | 3.6254e-07 | 0 | 3.6254e-07
[79 empty] | WLDFR | HFTD - Distribution - Tier 3 - 1QU CoRE ¦ 5QU LoRE | Non-Red Flag Warning - Large Fires | 2030 | 5.6704e-08 | 5.9875e-08 | 6.5893e-08 | 6.2755e-08 | 5.777 | 0.74734 | 3.238 | 1.7917 | 0 | 0 | 0 | 0 | 1.9523e-05 | 3.2758e-07 | 0 | 3.2758e-07 | 3.459e-07 | 0 | 3.459e-07 | 3.8067e-07 | 0 | 3.8067e-07 | 3.6254e-07 | 0 | 3.6254e-07
[79 empty] | WLDFR | HFTD - Distribution - Tier 3 - 1QU CoRE ¦ 5QU LoRE | Non-Red Flag Warning - Large Fires | 2031 | 5.6704e-08 | 5.9875e-08 | 6.5893e-08 | 6.2755e-08 | 5.777 | 0.74734 | 3.238 | 1.7917 | 0 | 0 | 0 | 0 | 1.9523e-05 | 3.2758e-07 | 0 | 3.2758e-07 | 3.459e-07 | 0 | 3.459e-07 | 3.8067e-07 | 0 | 3.8067e-07 | 3.6254e-07 | 0 | 3.6254e-07
[79 empty] | WLDFR | HFTD - Distribution - Tier 3 - 1QU CoRE ¦ 5QU LoRE | Non-Red Flag Warning - Large Fires | 2032 | 5.6704e-08 | 5.9875e-08 | 6.5893e-08 | 6.2755e-08 | 5.777 | 0.74734 | 3.238 | 1.7917 | 0 | 0 | 0 | 0 | 1.9523e-05 | 3.2758e-07 | 0 | 3.2758e-07 | 3.459e-07 | 0 | 3.459e-07 | 3.8067e-07 | 0 | 3.8067e-07 | 3.6254e-07 | 0 | 3.6254e-07
[79 empty] | WLDFR | HFTD - Distribution - Tier 3 - 1QU CoRE ¦ 5QU LoRE | Non-Red Flag Warning - Large Fires | 2033 | 5.6704e-08 | 5.9875e-08 | 6.5893e-08 | 6.2755e-08 | 6.1205 | 0.77885 | 3.4265 | 1.9151 | 0 | 0 | 0 | 0 | 1.9523e-05 | 3.4706e-07 | 0 | 3.4706e-07 | 3.6646e-07 | 0 | 3.6646e-07 | 4.033e-07 | 0 | 4.033e-07 | 3.8409e-07 | 0 | 3.8409e-07
[79 empty] | WLDFR | HFTD - Distribution - Tier 3 - 1QU CoRE ¦ 5QU LoRE | Non-Red Flag Warning - Large Fires | 2034 | 5.6704e-08 | 5.9875e-08 | 6.5893e-08 | 6.2755e-08 | 6.1205 | 0.77885 | 3.4265 | 1.9151 | 0 | 0 | 0 | 0 | 1.9523e-05 | 3.4706e-07 | 0 | 3.4706e-07 | 3.6646e-07 | 0 | 3.6646e-07 | 4.033e-07 | 0 | 4.033e-07 | 3.8409e-07 | 0 | 3.8409e-07
[79 empty] | WLDFR | HFTD - Distribution - Tier 3 - 1QU CoRE ¦ 5QU LoRE | Non-Red Flag Warning - Large Fires | 2035 | 5.6704e-08 | 5.9875e-08 | 6.5893e-08 | 6.2755e-08 | 6.1205 | 0.77885 | 3.4265 | 1.9151 | 0 | 0 | 0 | 0 | 1.9523e-05 | 3.4706e-07 | 0 | 3.4706e-07 | 3.6646e-07 | 0 | 3.6646e-07 | 4.033e-07 | 0 | 4.033e-07 | 3.8409e-07 | 0 | 3.8409e-07
[79 empty] | WLDFR | HFTD - Distribution - Tier 3 - 1QU CoRE ¦ 5QU LoRE | Non-Red Flag Warning - Large Fires | 2036 | 5.6704e-08 | 5.9875e-08 | 6.5893e-08 | 6.2755e-08 | 6.1205 | 0.77885 | 3.4265 | 1.9151 | 0 | 0 | 0 | 0 | 1.9523e-05 | 3.4706e-07 | 0 | 3.4706e-07 | 3.6646e-07 | 0 | 3.6646e-07 | 4.033e-07 | 0 | 4.033e-07 | 3.8409e-07 | 0 | 3.8409e-07
[79 empty] | WLDFR | HFTD - Distribution - Tier 3 - 1QU CoRE ¦ 5QU LoRE | Non-Red Flag Warning - Large Fires | 2037 | 5.6704e-08 | 5.9875e-08 | 6.5893e-08 | 6.2755e-08 | 6.1205 | 0.77885 | 3.4265 | 1.9151 | 0 | 0 | 0 | 0 | 1.9523e-05 | 3.4706e-07 | 0 | 3.4706e-07 | 3.6646e-07 | 0 | 3.6646e-07 | 4.033e-07 | 0 | 4.033e-07 | 3.8409e-07 | 0 | 3.8409e-07
[79 empty] | WLDFR | HFTD - Distribution - Tier 3 - 1QU CoRE ¦ 5QU LoRE | Non-Red Flag Warning - Large Fires | 2038 | 5.6704e-08 | 5.9875e-08 | 6.5893e-08 | 6.2755e-08 | 6.5028 | 0.81304 | 3.6355 | 2.0543 | 0 | 0 | 0 | 0 | 1.9523e-05 | 3.6874e-07 | 0 | 3.6874e-07 | 3.8935e-07 | 0 | 3.8935e-07 | 4.2849e-07 | 0 | 4.2849e-07 | 4.0809e-07 | 0 | 4.0809e-07
[79 empty] | WLDFR | HFTD - Distribution - Tier 3 - 1QU CoRE ¦ 5QU LoRE | Non-Red Flag Warning - Large Fires | 2039 | 5.6704e-08 | 5.9875e-08 | 6.5893e-08 | 6.2755e-08 | 6.5028 | 0.81304 | 3.6355 | 2.0543 | 0 | 0 | 0 | 0 | 1.9523e-05 | 3.6874e-07 | 0 | 3.6874e-07 | 3.8935e-07 | 0 | 3.8935e-07 | 4.2849e-07 | 0 | 4.2849e-07 | 4.0809e-07 | 0 | 4.0809e-07
[79 empty] | WLDFR | HFTD - Distribution - Tier 3 - 1QU CoRE ¦ 5QU LoRE | Non-Red Flag Warning - Large Fires | 2040 | 5.6704e-08 | 5.9875e-08 | 6.5893e-08 | 6.2755e-08 | 6.5028 | 0.81304 | 3.6355 | 2.0543 | 0 | 0 | 0 | 0 | 1.9523e-05 | 3.6874e-07 | 0 | 3.6874e-07 | 3.8935e-07 | 0 | 3.8935e-07 | 4.2849e-07 | 0 | 4.2849e-07 | 4.0809e-07 | 0 | 4.0809e-07
[79 empty] | WLDFR | HFTD - Distribution - Tier 3 - 1QU CoRE ¦ 5QU LoRE | Non-Red Flag Warning - Large Fires | 2041 | 5.6704e-08 | 5.9875e-08 | 6.5893e-08 | 6.2755e-08 | 6.5028 | 0.81304 | 3.6355 | 2.0543 | 0 | 0 | 0 | 0 | 1.9523e-05 | 3.6874e-07 | 0 | 3.6874e-07 | 3.8935e-07 | 0 | 3.8935e-07 | 4.2849e-07 | 0 | 4.2849e-07 | 4.0809e-07 | 0 | 4.0809e-07
[79 empty] | WLDFR | HFTD - Distribution - Tier 3 - 1QU CoRE ¦ 5QU LoRE | Non-Red Flag Warning - Large Fires | 2042 | 5.6704e-08 | 5.9875e-08 | 6.5893e-08 | 6.2755e-08 | 6.5028 | 0.81304 | 3.6355 | 2.0543 | 0 | 0 | 0 | 0 | 1.9523e-05 | 3.6874e-07 | 0 | 3.6874e-07 | 3.8935e-07 | 0 | 3.8935e-07 | 4.2849e-07 | 0 | 4.2849e-07 | 4.0809e-07 | 0 | 4.0809e-07
[79 empty] | WLDFR | HFTD - Distribution - Tier 3 - 1QU CoRE ¦ 5QU LoRE | Non-Red Flag Warning - Large Fires | 2043 | 5.6704e-08 | 5.9875e-08 | 6.5893e-08 | 6.2755e-08 | 6.9209 | 0.84944 | 3.8632 | 2.2083 | 0 | 0 | 0 | 0 | 1.9523e-05 | 3.9245e-07 | 0 | 3.9245e-07 | 4.1439e-07 | 0 | 4.1439e-07 | 4.5604e-07 | 0 | 4.5604e-07 | 4.3433e-07 | 0 | 4.3433e-07
[79 empty] | WLDFR | HFTD - Distribution - Tier 3 - 1QU CoRE ¦ 5QU LoRE | Non-Red Flag Warning - Large Fires | 2044 | 5.6704e-08 | 5.9875e-08 | 6.5893e-08 | 6.2755e-08 | 6.9209 | 0.84944 | 3.8632 | 2.2083 | 0 | 0 | 0 | 0 | 1.9523e-05 | 3.9245e-07 | 0 | 3.9245e-07 | 4.1439e-07 | 0 | 4.1439e-07 | 4.5604e-07 | 0 | 4.5604e-07 | 4.3433e-07 | 0 | 4.3433e-07
[79 empty] | WLDFR | HFTD - Distribution - Tier 3 - 1QU CoRE ¦ 5QU LoRE | Non-Red Flag Warning - Large Fires | 2045 | 5.6704e-08 | 5.9875e-08 | 6.5893e-08 | 6.2755e-08 | 6.9209 | 0.84944 | 3.8632 | 2.2083 | 0 | 0 | 0 | 0 | 1.9523e-05 | 3.9245e-07 | 0 | 3.9245e-07 | 4.1439e-07 | 0 | 4.1439e-07 | 4.5604e-07 | 0 | 4.5604e-07 | 4.3433e-07 | 0 | 4.3433e-07
[79 empty] | WLDFR | HFTD - Distribution - Tier 3 - 1QU CoRE ¦ 5QU LoRE | Non-Red Flag Warning - Large Fires | 2046 | 5.6704e-08 | 5.9875e-08 | 6.5893e-08 | 6.2755e-08 | 6.9209 | 0.84944 | 3.8632 | 2.2083 | 0 | 0 | 0 | 0 | 1.9523e-05 | 3.9245e-07 | 0 | 3.9245e-07 | 4.1439e-07 | 0 | 4.1439e-07 | 4.5604e-07 | 0 | 4.5604e-07 | 4.3433e-07 | 0 | 4.3433e-07
[79 empty] | WLDFR | HFTD - Distribution - Tier 3 - 1QU CoRE ¦ 5QU LoRE | Non-Red Flag Warning - Large Fires | 2047 | 5.6704e-08 | 5.9875e-08 | 6.5893e-08 | 6.2755e-08 | 6.9209 | 0.84944 | 3.8632 | 2.2083 | 0 | 0 | 0 | 0 | 1.9523e-05 | 3.9245e-07 | 0 | 3.9245e-07 | 4.1439e-07 | 0 | 4.1439e-07 | 4.5604e-07 | 0 | 4.5604e-07 | 4.3433e-07 | 0 | 4.3433e-07
[79 empty] | WLDFR | HFTD - Distribution - Tier 3 - 1QU CoRE ¦ 5QU LoRE | Non-Red Flag Warning - Large Fires | 2048 | 5.6704e-08 | 5.9875e-08 | 6.5893e-08 | 6.2755e-08 | 7.3713 | 0.88759 | 4.1075 | 2.3763 | 0 | 0 | 0 | 0 | 1.9523e-05 | 4.1799e-07 | 0 | 4.1799e-07 | 4.4136e-07 | 0 | 4.4136e-07 | 4.8572e-07 | 0 | 4.8572e-07 | 4.6259e-07 | 0 | 4.6259e-07
[79 empty] | WLDFR | HFTD - Distribution - Tier 3 - 1QU CoRE ¦ 5QU LoRE | Non-Red Flag Warning - Large Fires | 2049 | 5.6704e-08 | 5.9875e-08 | 6.5893e-08 | 6.2755e-08 | 7.3713 | 0.88759 | 4.1075 | 2.3763 | 0 | 0 | 0 | 0 | 1.9523e-05 | 4.1799e-07 | 0 | 4.1799e-07 | 4.4136e-07 | 0 | 4.4136e-07 | 4.8572e-07 | 0 | 4.8572e-07 | 4.6259e-07 | 0 | 4.6259e-07
[79 empty] | WLDFR | HFTD - Distribution - Tier 3 - 1QU CoRE ¦ 5QU LoRE | Non-Red Flag Warning - Large Fires | 2050 | 0 | 5.9875e-08 | 6.5893e-08 | 6.2755e-08 | 7.3713 | 0.88759 | 4.1075 | 2.3763 | 0 | 0 | 0 | 0 | 1.9523e-05 | 0 | 0 | 0 | 4.4136e-07 | 0 | 4.4136e-07 | 4.8572e-07 | 0 | 4.8572e-07 | 4.6259e-07 | 0 | 4.6259e-07
[79 empty] | WLDFR | HFTD - Distribution - Tier 3 - 1QU CoRE ¦ 5QU LoRE | Non-Red Flag Warning - Large Fires | 2051 | 0 | 0 | 6.5893e-08 | 6.2755e-08 | 7.3713 | 0.88759 | 4.1075 | 2.3763 | 0 | 0 | 0 | 0 | 1.9523e-05 | 0 | 0 | 0 | 0 | 0 | 0 | 4.8572e-07 | 0 | 4.8572e-07 | 4.6259e-07 | 0 | 4.6259e-07
[79 empty] | WLDFR | HFTD - Distribution - Tier 3 - 1QU CoRE ¦ 5QU LoRE | Non-Red Flag Warning - Large Fires | 2052 | 0 | 0 | 0 | 6.2755e-08 | 7.3713 | 0.88759 | 4.1075 | 2.3763 | 0 | 0 | 0 | 0 | 1.9523e-05 | 0 | 0 | 0 | 0 | 0 | 0 | 0 | 0 | 0 | 4.6259e-07 | 0 | 4.6259e-07
[79 empty] | WLDFR | HFTD - Distribution - Tier 3 - 1QU CoRE ¦ 5QU LoRE | Non-Red Flag Warning - Small Fires | 2020 | 2.4566e-05 | 0 | 0 | 0 | 0.077901 | 0.036425 | 0.0015809 | 0.039895 | 0 | 0 | 0 | 0 | 0.0023197 | 1.9137e-06 | 0 | 1.9137e-06 | 0 | 0 | 0 | 0 | 0 | 0 | 0 | 0 | 0
[79 empty] | WLDFR | HFTD - Distribution - Tier 3 - 1QU CoRE ¦ 5QU LoRE | Non-Red Flag Warning - Small Fires | 2021 | 1.2987e-05 | 2.5939e-05 | 0 | 0 | 0.077901 | 0.036425 | 0.0015809 | 0.039895 | 0 | 0 | 0 | 0 | 0.0023197 | 1.0117e-06 | 0 | 1.0117e-06 | 2.0207e-06 | 0 | 2.0207e-06 | 0 | 0 | 0 | 0 | 0 | 0
[79 empty] | WLDFR | HFTD - Distribution - Tier 3 - 1QU CoRE ¦ 5QU LoRE | Non-Red Flag Warning - Small Fires | 2022 | 7.5939e-06 | 8.0185e-06 | 2.1213e-05 | 0 | 0.077901 | 0.036425 | 0.0015809 | 0.039895 | 0 | 0 | 0 | 0 | 0.0022713 | 5.9157e-07 | 0 | 5.9157e-07 | 6.2465e-07 | 0 | 6.2465e-07 | 1.6525e-06 | 0 | 1.6525e-06 | 0 | 0 | 0
[79 empty] | WLDFR | HFTD - Distribution - Tier 3 - 1QU CoRE ¦ 5QU LoRE | Non-Red Flag Warning - Small Fires | 2023 | 7.5939e-06 | 8.0185e-06 | 8.8245e-06 | 2.0203e-05 | 0.080408 | 0.03759 | 0.0016314 | 0.041187 | 0 | 0 | 0 | 0 | 0.0022713 | 6.1061e-07 | 0 | 6.1061e-07 | 6.4475e-07 | 0 | 6.4475e-07 | 7.0956e-07 | 0 | 7.0956e-07 | 1.6245e-06 | 0 | 1.6245e-06
[79 empty] | WLDFR | HFTD - Distribution - Tier 3 - 1QU CoRE ¦ 5QU LoRE | Non-Red Flag Warning - Small Fires | 2024 | 7.5939e-06 | 8.0185e-06 | 8.8245e-06 | 8.4043e-06 | 0.080408 | 0.03759 | 0.0016314 | 0.041187 | 0 | 0 | 0 | 0 | 0.0022713 | 6.1061e-07 | 0 | 6.1061e-07 | 6.4475e-07 | 0 | 6.4475e-07 | 7.0956e-07 | 0 | 7.0956e-07 | 6.7577e-07 | 0 | 6.7577e-07
[79 empty] | WLDFR | HFTD - Distribution - Tier 3 - 1QU CoRE ¦ 5QU LoRE | Non-Red Flag Warning - Small Fires | 2025 | 7.5939e-06 | 8.0185e-06 | 8.8245e-06 | 8.4043e-06 | 0.080408 | 0.03759 | 0.0016314 | 0.041187 | 0 | 0 | 0 | 0 | 0.0022713 | 6.1061e-07 | 0 | 6.1061e-07 | 6.4475e-07 | 0 | 6.4475e-07 | 7.0956e-07 | 0 | 7.0956e-07 | 6.7577e-07 | 0 | 6.7577e-07
[79 empty] | WLDFR | HFTD - Distribution - Tier 3 - 1QU CoRE ¦ 5QU LoRE | Non-Red Flag Warning - Small Fires | 2026 | 7.5939e-06 | 8.0185e-06 | 8.8245e-06 | 8.4043e-06 | 0.080408 | 0.03759 | 0.0016314 | 0.041187 | 0 | 0 | 0 | 0 | 0.0022713 | 6.1061e-07 | 0 | 6.1061e-07 | 6.4475e-07 | 0 | 6.4475e-07 | 7.0956e-07 | 0 | 7.0956e-07 | 6.7577e-07 | 0 | 6.7577e-07
[79 empty] | WLDFR | HFTD - Distribution - Tier 3 - 1QU CoRE ¦ 5QU LoRE | Non-Red Flag Warning - Small Fires | 2027 | 7.5939e-06 | 8.0185e-06 | 8.8245e-06 | 8.4043e-06 | 0.080408 | 0.03759 | 0.0016314 | 0.041187 | 0 | 0 | 0 | 0 | 0.0022713 | 6.1061e-07 | 0 | 6.1061e-07 | 6.4475e-07 | 0 | 6.4475e-07 | 7.0956e-07 | 0 | 7.0956e-07 | 6.7577e-07 | 0 | 6.7577e-07
[79 empty] | WLDFR | HFTD - Distribution - Tier 3 - 1QU CoRE ¦ 5QU LoRE | Non-Red Flag Warning - Small Fires | 2028 | 7.5939e-06 | 8.0185e-06 | 8.8245e-06 | 8.4043e-06 | 0.083606 | 0.039055 | 0.001695 | 0.042856 | 0 | 0 | 0 | 0 | 0.0022713 | 6.349e-07 | 0 | 6.349e-07 | 6.704e-07 | 0 | 6.704e-07 | 7.3778e-07 | 0 | 7.3778e-07 | 7.0265e-07 | 0 | 7.0265e-07
[79 empty] | WLDFR | HFTD - Distribution - Tier 3 - 1QU CoRE ¦ 5QU LoRE | Non-Red Flag Warning - Small Fires | 2029 | 7.5939e-06 | 8.0185e-06 | 8.8245e-06 | 8.4043e-06 | 0.083606 | 0.039055 | 0.001695 | 0.042856 | 0 | 0 | 0 | 0 | 0.0022713 | 6.349e-07 | 0 | 6.349e-07 | 6.704e-07 | 0 | 6.704e-07 | 7.3778e-07 | 0 | 7.3778e-07 | 7.0265e-07 | 0 | 7.0265e-07
[79 empty] | WLDFR | HFTD - Distribution - Tier 3 - 1QU CoRE ¦ 5QU LoRE | Non-Red Flag Warning - Small Fires | 2030 | 7.5939e-06 | 8.0185e-06 | 8.8245e-06 | 8.4043e-06 | 0.083606 | 0.039055 | 0.001695 | 0.042856 | 0 | 0 | 0 | 0 | 0.0022713 | 6.349e-07 | 0 | 6.349e-07 | 6.704e-07 | 0 | 6.704e-07 | 7.3778e-07 | 0 | 7.3778e-07 | 7.0265e-07 | 0 | 7.0265e-07
[79 empty] | WLDFR | HFTD - Distribution - Tier 3 - 1QU CoRE ¦ 5QU LoRE | Non-Red Flag Warning - Small Fires | 2031 | 7.5939e-06 | 8.0185e-06 | 8.8245e-06 | 8.4043e-06 | 0.083606 | 0.039055 | 0.001695 | 0.042856 | 0 | 0 | 0 | 0 | 0.0022713 | 6.349e-07 | 0 | 6.349e-07 | 6.704e-07 | 0 | 6.704e-07 | 7.3778e-07 | 0 | 7.3778e-07 | 7.0265e-07 | 0 | 7.0265e-07
[79 empty] | WLDFR | HFTD - Distribution - Tier 3 - 1QU CoRE ¦ 5QU LoRE | Non-Red Flag Warning - Small Fires | 2032 | 7.5939e-06 | 8.0185e-06 | 8.8245e-06 | 8.4043e-06 | 0.083606 | 0.039055 | 0.001695 | 0.042856 | 0 | 0 | 0 | 0 | 0.0022713 | 6.349e-07 | 0 | 6.349e-07 | 6.704e-07 | 0 | 6.704e-07 | 7.3778e-07 | 0 | 7.3778e-07 | 7.0265e-07 | 0 | 7.0265e-07
[79 empty] | WLDFR | HFTD - Distribution - Tier 3 - 1QU CoRE ¦ 5QU LoRE | Non-Red Flag Warning - Small Fires | 2033 | 7.5939e-06 | 8.0185e-06 | 8.8245e-06 | 8.4043e-06 | 0.087211 | 0.040679 | 0.0017655 | 0.044766 | 0 | 0 | 0 | 0 | 0.0022713 | 6.6227e-07 | 0 | 6.6227e-07 | 6.993e-07 | 0 | 6.993e-07 | 7.6959e-07 | 0 | 7.6959e-07 | 7.3295e-07 | 0 | 7.3295e-07
[79 empty] | WLDFR | HFTD - Distribution - Tier 3 - 1QU CoRE ¦ 5QU LoRE | Non-Red Flag Warning - Small Fires | 2034 | 7.5939e-06 | 8.0185e-06 | 8.8245e-06 | 8.4043e-06 | 0.087211 | 0.040679 | 0.0017655 | 0.044766 | 0 | 0 | 0 | 0 | 0.0022713 | 6.6227e-07 | 0 | 6.6227e-07 | 6.993e-07 | 0 | 6.993e-07 | 7.6959e-07 | 0 | 7.6959e-07 | 7.3295e-07 | 0 | 7.3295e-07
[79 empty] | WLDFR | HFTD - Distribution - Tier 3 - 1QU CoRE ¦ 5QU LoRE | Non-Red Flag Warning - Small Fires | 2035 | 7.5939e-06 | 8.0185e-06 | 8.8245e-06 | 8.4043e-06 | 0.087211 | 0.040679 | 0.0017655 | 0.044766 | 0 | 0 | 0 | 0 | 0.0022713 | 6.6227e-07 | 0 | 6.6227e-07 | 6.993e-07 | 0 | 6.993e-07 | 7.6959e-07 | 0 | 7.6959e-07 | 7.3295e-07 | 0 | 7.3295e-07
[79 empty] | WLDFR | HFTD - Distribution - Tier 3 - 1QU CoRE ¦ 5QU LoRE | Non-Red Flag Warning - Small Fires | 2036 | 7.5939e-06 | 8.0185e-06 | 8.8245e-06 | 8.4043e-06 | 0.087211 | 0.040679 | 0.0017655 | 0.044766 | 0 | 0 | 0 | 0 | 0.0022713 | 6.6227e-07 | 0 | 6.6227e-07 | 6.993e-07 | 0 | 6.993e-07 | 7.6959e-07 | 0 | 7.6959e-07 | 7.3295e-07 | 0 | 7.3295e-07
[79 empty] | WLDFR | HFTD - Distribution - Tier 3 - 1QU CoRE ¦ 5QU LoRE | Non-Red Flag Warning - Small Fires | 2037 | 7.5939e-06 | 8.0185e-06 | 8.8245e-06 | 8.4043e-06 | 0.087211 | 0.040679 | 0.0017655 | 0.044766 | 0 | 0 | 0 | 0 | 0.0022713 | 6.6227e-07 | 0 | 6.6227e-07 | 6.993e-07 | 0 | 6.993e-07 | 7.6959e-07 | 0 | 7.6959e-07 | 7.3295e-07 | 0 | 7.3295e-07
[79 empty] | WLDFR | HFTD - Distribution - Tier 3 - 1QU CoRE ¦ 5QU LoRE | Non-Red Flag Warning - Small Fires | 2038 | 7.5939e-06 | 8.0185e-06 | 8.8245e-06 | 8.4043e-06 | 0.091184 | 0.042438 | 0.0018418 | 0.046905 | 0 | 0 | 0 | 0 | 0.0022713 | 6.9244e-07 | 0 | 6.9244e-07 | 7.3116e-07 | 0 | 7.3116e-07 | 8.0465e-07 | 0 | 8.0465e-07 | 7.6634e-07 | 0 | 7.6634e-07
[79 empty] | WLDFR | HFTD - Distribution - Tier 3 - 1QU CoRE ¦ 5QU LoRE | Non-Red Flag Warning - Small Fires | 2039 | 7.5939e-06 | 8.0185e-06 | 8.8245e-06 | 8.4043e-06 | 0.091184 | 0.042438 | 0.0018418 | 0.046905 | 0 | 0 | 0 | 0 | 0.0022713 | 6.9244e-07 | 0 | 6.9244e-07 | 7.3116e-07 | 0 | 7.3116e-07 | 8.0465e-07 | 0 | 8.0465e-07 | 7.6634e-07 | 0 | 7.6634e-07
[79 empty] | WLDFR | HFTD - Distribution - Tier 3 - 1QU CoRE ¦ 5QU LoRE | Non-Red Flag Warning - Small Fires | 2040 | 7.5939e-06 | 8.0185e-06 | 8.8245e-06 | 8.4043e-06 | 0.091184 | 0.042438 | 0.0018418 | 0.046905 | 0 | 0 | 0 | 0 | 0.0022713 | 6.9244e-07 | 0 | 6.9244e-07 | 7.3116e-07 | 0 | 7.3116e-07 | 8.0465e-07 | 0 | 8.0465e-07 | 7.6634e-07 | 0 | 7.6634e-07
[79 empty] | WLDFR | HFTD - Distribution - Tier 3 - 1QU CoRE ¦ 5QU LoRE | Non-Red Flag Warning - Small Fires | 2041 | 7.5939e-06 | 8.0185e-06 | 8.8245e-06 | 8.4043e-06 | 0.091184 | 0.042438 | 0.0018418 | 0.046905 | 0 | 0 | 0 | 0 | 0.0022713 | 6.9244e-07 | 0 | 6.9244e-07 | 7.3116e-07 | 0 | 7.3116e-07 | 8.0465e-07 | 0 | 8.0465e-07 | 7.6634e-07 | 0 | 7.6634e-07
[79 empty] | WLDFR | HFTD - Distribution - Tier 3 - 1QU CoRE ¦ 5QU LoRE | Non-Red Flag Warning - Small Fires | 2042 | 7.5939e-06 | 8.0185e-06 | 8.8245e-06 | 8.4043e-06 | 0.091184 | 0.042438 | 0.0018418 | 0.046905 | 0 | 0 | 0 | 0 | 0.0022713 | 6.9244e-07 | 0 | 6.9244e-07 | 7.3116e-07 | 0 | 7.3116e-07 | 8.0465e-07 | 0 | 8.0465e-07 | 7.6634e-07 | 0 | 7.6634e-07
[79 empty] | WLDFR | HFTD - Distribution - Tier 3 - 1QU CoRE ¦ 5QU LoRE | Non-Red Flag Warning - Small Fires | 2043 | 7.5939e-06 | 8.0185e-06 | 8.8245e-06 | 8.4043e-06 | 0.095486 | 0.044306 | 0.0019228 | 0.049257 | 0 | 0 | 0 | 0 | 0.0022713 | 7.2511e-07 | 0 | 7.2511e-07 | 7.6565e-07 | 0 | 7.6565e-07 | 8.4261e-07 | 0 | 8.4261e-07 | 8.0249e-07 | 0 | 8.0249e-07
[79 empty] | WLDFR | HFTD - Distribution - Tier 3 - 1QU CoRE ¦ 5QU LoRE | Non-Red Flag Warning - Small Fires | 2044 | 7.5939e-06 | 8.0185e-06 | 8.8245e-06 | 8.4043e-06 | 0.095486 | 0.044306 | 0.0019228 | 0.049257 | 0 | 0 | 0 | 0 | 0.0022713 | 7.2511e-07 | 0 | 7.2511e-07 | 7.6565e-07 | 0 | 7.6565e-07 | 8.4261e-07 | 0 | 8.4261e-07 | 8.0249e-07 | 0 | 8.0249e-07
[79 empty] | WLDFR | HFTD - Distribution - Tier 3 - 1QU CoRE ¦ 5QU LoRE | Non-Red Flag Warning - Small Fires | 2045 | 7.5939e-06 | 8.0185e-06 | 8.8245e-06 | 8.4043e-06 | 0.095486 | 0.044306 | 0.0019228 | 0.049257 | 0 | 0 | 0 | 0 | 0.0022713 | 7.2511e-07 | 0 | 7.2511e-07 | 7.6565e-07 | 0 | 7.6565e-07 | 8.4261e-07 | 0 | 8.4261e-07 | 8.0249e-07 | 0 | 8.0249e-07
[79 empty] | WLDFR | HFTD - Distribution - Tier 3 - 1QU CoRE ¦ 5QU LoRE | Non-Red Flag Warning - Small Fires | 2046 | 7.5939e-06 | 8.0185e-06 | 8.8245e-06 | 8.4043e-06 | 0.095486 | 0.044306 | 0.0019228 | 0.049257 | 0 | 0 | 0 | 0 | 0.0022713 | 7.2511e-07 | 0 | 7.2511e-07 | 7.6565e-07 | 0 | 7.6565e-07 | 8.4261e-07 | 0 | 8.4261e-07 | 8.0249e-07 | 0 | 8.0249e-07
[79 empty] | WLDFR | HFTD - Distribution - Tier 3 - 1QU CoRE ¦ 5QU LoRE | Non-Red Flag Warning - Small Fires | 2047 | 7.5939e-06 | 8.0185e-06 | 8.8245e-06 | 8.4043e-06 | 0.095486 | 0.044306 | 0.0019228 | 0.049257 | 0 | 0 | 0 | 0 | 0.0022713 | 7.2511e-07 | 0 | 7.2511e-07 | 7.6565e-07 | 0 | 7.6565e-07 | 8.4261e-07 | 0 | 8.4261e-07 | 8.0249e-07 | 0 | 8.0249e-07
[79 empty] | WLDFR | HFTD - Distribution - Tier 3 - 1QU CoRE ¦ 5QU LoRE | Non-Red Flag Warning - Small Fires | 2048 | 7.5939e-06 | 8.0185e-06 | 8.8245e-06 | 8.4043e-06 | 0.10007 | 0.04626 | 0.0020076 | 0.051804 | 0 | 0 | 0 | 0 | 0.0022713 | 7.5994e-07 | 0 | 7.5994e-07 | 8.0242e-07 | 0 | 8.0242e-07 | 8.8308e-07 | 0 | 8.8308e-07 | 8.4103e-07 | 0 | 8.4103e-07
[79 empty] | WLDFR | HFTD - Distribution - Tier 3 - 1QU CoRE ¦ 5QU LoRE | Non-Red Flag Warning - Small Fires | 2049 | 7.5939e-06 | 8.0185e-06 | 8.8245e-06 | 8.4043e-06 | 0.10007 | 0.04626 | 0.0020076 | 0.051804 | 0 | 0 | 0 | 0 | 0.0022713 | 7.5994e-07 | 0 | 7.5994e-07 | 8.0242e-07 | 0 | 8.0242e-07 | 8.8308e-07 | 0 | 8.8308e-07 | 8.4103e-07 | 0 | 8.4103e-07
[79 empty] | WLDFR | HFTD - Distribution - Tier 3 - 1QU CoRE ¦ 5QU LoRE | Non-Red Flag Warning - Small Fires | 2050 | 0 | 8.0185e-06 | 8.8245e-06 | 8.4043e-06 | 0.10007 | 0.04626 | 0.0020076 | 0.051804 | 0 | 0 | 0 | 0 | 0.0022713 | 0 | 0 | 0 | 8.0242e-07 | 0 | 8.0242e-07 | 8.8308e-07 | 0 | 8.8308e-07 | 8.4103e-07 | 0 | 8.4103e-07
[79 empty] | WLDFR | HFTD - Distribution - Tier 3 - 1QU CoRE ¦ 5QU LoRE | Non-Red Flag Warning - Small Fires | 2051 | 0 | 0 | 8.8245e-06 | 8.4043e-06 | 0.10007 | 0.04626 | 0.0020076 | 0.051804 | 0 | 0 | 0 | 0 | 0.0022713 | 0 | 0 | 0 | 0 | 0 | 0 | 8.8308e-07 | 0 | 8.8308e-07 | 8.4103e-07 | 0 | 8.4103e-07
[79 empty] | WLDFR | HFTD - Distribution - Tier 3 - 1QU CoRE ¦ 5QU LoRE | Non-Red Flag Warning - Small Fires | 2052 | 0 | 0 | 0 | 8.4043e-06 | 0.10007 | 0.04626 | 0.0020076 | 0.051804 | 0 | 0 | 0 | 0 | 0.0022713 | 0 | 0 | 0 | 0 | 0 | 0 | 0 | 0 | 0 | 8.4103e-07 | 0 | 8.4103e-07
[79 empty] | WLDFR | HFTD - Distribution - Tier 3 - 1QU CoRE ¦ 5QU LoRE | Red Flag Warning - Catastrophic Fires | 2020 | 1.4921e-06 | 0 | 0 | 0 | 14146.1306 | 222.2294 | 8585.7228 | 5338.1784 | 0 | 0 | 0 | 0 | 9.8787e-05 | 0.021108 | 0 | 0.021108 | 0 | 0 | 0 | 0 | 0 | 0 | 0 | 0 | 0
[79 empty] | WLDFR | HFTD - Distribution - Tier 3 - 1QU CoRE ¦ 5QU LoRE | Red Flag Warning - Catastrophic Fires | 2021 | 9.244e-07 | 1.5756e-06 | 0 | 0 | 14146.1306 | 222.2294 | 8585.7228 | 5338.1784 | 0 | 0 | 0 | 0 | 9.8787e-05 | 0.013077 | 0 | 0.013077 | 0.022288 | 0 | 0.022288 | 0 | 0 | 0 | 0 | 0 | 0
[79 empty] | WLDFR | HFTD - Distribution - Tier 3 - 1QU CoRE ¦ 5QU LoRE | Red Flag Warning - Catastrophic Fires | 2022 | 5.2531e-07 | 5.5468e-07 | 1.1695e-06 | 0 | 14146.1306 | 222.2294 | 8585.7228 | 5338.1784 | 0 | 0 | 0 | 0 | 9.1029e-05 | 0.007431 | 0 | 0.007431 | 0.0078465 | 0 | 0.0078465 | 0.016545 | 0 | 0.016545 | 0 | 0 | 0
[79 empty] | WLDFR | HFTD - Distribution - Tier 3 - 1QU CoRE ¦ 5QU LoRE | Red Flag Warning - Catastrophic Fires | 2023 | 5.2531e-07 | 5.5468e-07 | 6.1043e-07 | 1.1139e-06 | 14664.6376 | 233.2301 | 8896.516 | 5534.8915 | 0 | 0 | 0 | 0 | 9.1029e-05 | 0.0077034 | 0 | 0.0077034 | 0.0081341 | 0 | 0.0081341 | 0.0089517 | 0 | 0.0089517 | 0.016334 | 0 | 0.016334
[79 empty] | WLDFR | HFTD - Distribution - Tier 3 - 1QU CoRE ¦ 5QU LoRE | Red Flag Warning - Catastrophic Fires | 2024 | 5.2531e-07 | 5.5468e-07 | 6.1043e-07 | 5.8136e-07 | 14664.6376 | 233.2301 | 8896.516 | 5534.8915 | 0 | 0 | 0 | 0 | 9.1029e-05 | 0.0077034 | 0 | 0.0077034 | 0.0081341 | 0 | 0.0081341 | 0.0089517 | 0 | 0.0089517 | 0.0085255 | 0 | 0.0085255
[79 empty] | WLDFR | HFTD - Distribution - Tier 3 - 1QU CoRE ¦ 5QU LoRE | Red Flag Warning - Catastrophic Fires | 2025 | 5.2531e-07 | 5.5468e-07 | 6.1043e-07 | 5.8136e-07 | 14664.6376 | 233.2301 | 8896.516 | 5534.8915 | 0 | 0 | 0 | 0 | 9.1029e-05 | 0.0077034 | 0 | 0.0077034 | 0.0081341 | 0 | 0.0081341 | 0.0089517 | 0 | 0.0089517 | 0.0085255 | 0 | 0.0085255
[79 empty] | WLDFR | HFTD - Distribution - Tier 3 - 1QU CoRE ¦ 5QU LoRE | Red Flag Warning - Catastrophic Fires | 2026 | 5.2531e-07 | 5.5468e-07 | 6.1043e-07 | 5.8136e-07 | 14664.6376 | 233.2301 | 8896.516 | 5534.8915 | 0 | 0 | 0 | 0 | 9.1029e-05 | 0.0077034 | 0 | 0.0077034 | 0.0081341 | 0 | 0.0081341 | 0.0089517 | 0 | 0.0089517 | 0.0085255 | 0 | 0.0085255
[79 empty] | WLDFR | HFTD - Distribution - Tier 3 - 1QU CoRE ¦ 5QU LoRE | Red Flag Warning - Catastrophic Fires | 2027 | 5.2531e-07 | 5.5468e-07 | 6.1043e-07 | 5.8136e-07 | 14664.6376 | 233.2301 | 8896.516 | 5534.8915 | 0 | 0 | 0 | 0 | 9.1029e-05 | 0.0077034 | 0 | 0.0077034 | 0.0081341 | 0 | 0.0081341 | 0.0089517 | 0 | 0.0089517 | 0.0085255 | 0 | 0.0085255
[79 empty] | WLDFR | HFTD - Distribution - Tier 3 - 1QU CoRE ¦ 5QU LoRE | Red Flag Warning - Catastrophic Fires | 2028 | 5.2531e-07 | 5.5468e-07 | 6.1043e-07 | 5.8136e-07 | 15317.9909 | 247.273 | 9287.6491 | 5783.0689 | 0 | 0 | 0 | 0 | 9.1029e-05 | 0.0080466 | 0 | 0.0080466 | 0.0084965 | 0 | 0.0084965 | 0.0093506 | 0 | 0.0093506 | 0.0089053 | 0 | 0.0089053
[79 empty] | WLDFR | HFTD - Distribution - Tier 3 - 1QU CoRE ¦ 5QU LoRE | Red Flag Warning - Catastrophic Fires | 2029 | 5.2531e-07 | 5.5468e-07 | 6.1043e-07 | 5.8136e-07 | 15317.9909 | 247.273 | 9287.6491 | 5783.0689 | 0 | 0 | 0 | 0 | 9.1029e-05 | 0.0080466 | 0 | 0.0080466 | 0.0084965 | 0 | 0.0084965 | 0.0093506 | 0 | 0.0093506 | 0.0089053 | 0 | 0.0089053
[79 empty] | WLDFR | HFTD - Distribution - Tier 3 - 1QU CoRE ¦ 5QU LoRE | Red Flag Warning - Catastrophic Fires | 2030 | 5.2531e-07 | 5.5468e-07 | 6.1043e-07 | 5.8136e-07 | 15317.9909 | 247.273 | 9287.6491 | 5783.0689 | 0 | 0 | 0 | 0 | 9.1029e-05 | 0.0080466 | 0 | 0.0080466 | 0.0084965 | 0 | 0.0084965 | 0.0093506 | 0 | 0.0093506 | 0.0089053 | 0 | 0.0089053
[79 empty] | WLDFR | HFTD - Distribution - Tier 3 - 1QU CoRE ¦ 5QU LoRE | Red Flag Warning - Catastrophic Fires | 2031 | 5.2531e-07 | 5.5468e-07 | 6.1043e-07 | 5.8136e-07 | 15317.9909 | 247.273 | 9287.6491 | 5783.0689 | 0 | 0 | 0 | 0 | 9.1029e-05 | 0.0080466 | 0 | 0.0080466 | 0.0084965 | 0 | 0.0084965 | 0.0093506 | 0 | 0.0093506 | 0.0089053 | 0 | 0.0089053
[79 empty] | WLDFR | HFTD - Distribution - Tier 3 - 1QU CoRE ¦ 5QU LoRE | Red Flag Warning - Catastrophic Fires | 2032 | 5.2531e-07 | 5.5468e-07 | 6.1043e-07 | 5.8136e-07 | 15317.9909 | 247.273 | 9287.6491 | 5783.0689 | 0 | 0 | 0 | 0 | 9.1029e-05 | 0.0080466 | 0 | 0.0080466 | 0.0084965 | 0 | 0.0084965 | 0.0093506 | 0 | 0.0093506 | 0.0089053 | 0 | 0.0089053
[79 empty] | WLDFR | HFTD - Distribution - Tier 3 - 1QU CoRE ¦ 5QU LoRE | Red Flag Warning - Catastrophic Fires | 2033 | 5.2531e-07 | 5.5468e-07 | 6.1043e-07 | 5.8136e-07 | 16044.1264 | 263.1074 | 9721.74 | 6059.2791 | 0 | 0 | 0 | 0 | 9.1029e-05 | 0.0084281 | 0 | 0.0084281 | 0.0088993 | 0 | 0.0088993 | 0.0097938 | 0 | 0.0097938 | 0.0093275 | 0 | 0.0093275
[79 empty] | WLDFR | HFTD - Distribution - Tier 3 - 1QU CoRE ¦ 5QU LoRE | Red Flag Warning - Catastrophic Fires | 2034 | 5.2531e-07 | 5.5468e-07 | 6.1043e-07 | 5.8136e-07 | 16044.1264 | 263.1074 | 9721.74 | 6059.2791 | 0 | 0 | 0 | 0 | 9.1029e-05 | 0.0084281 | 0 | 0.0084281 | 0.0088993 | 0 | 0.0088993 | 0.0097938 | 0 | 0.0097938 | 0.0093275 | 0 | 0.0093275
[79 empty] | WLDFR | HFTD - Distribution - Tier 3 - 1QU CoRE ¦ 5QU LoRE | Red Flag Warning - Catastrophic Fires | 2035 | 5.2531e-07 | 5.5468e-07 | 6.1043e-07 | 5.8136e-07 | 16044.1264 | 263.1074 | 9721.74 | 6059.2791 | 0 | 0 | 0 | 0 | 9.1029e-05 | 0.0084281 | 0 | 0.0084281 | 0.0088993 | 0 | 0.0088993 | 0.0097938 | 0 | 0.0097938 | 0.0093275 | 0 | 0.0093275
[79 empty] | WLDFR | HFTD - Distribution - Tier 3 - 1QU CoRE ¦ 5QU LoRE | Red Flag Warning - Catastrophic Fires | 2036 | 5.2531e-07 | 5.5468e-07 | 6.1043e-07 | 5.8136e-07 | 16044.1264 | 263.1074 | 9721.74 | 6059.2791 | 0 | 0 | 0 | 0 | 9.1029e-05 | 0.0084281 | 0 | 0.0084281 | 0.0088993 | 0 | 0.0088993 | 0.0097938 | 0 | 0.0097938 | 0.0093275 | 0 | 0.0093275
[79 empty] | WLDFR | HFTD - Distribution - Tier 3 - 1QU CoRE ¦ 5QU LoRE | Red Flag Warning - Catastrophic Fires | 2037 | 5.2531e-07 | 5.5468e-07 | 6.1043e-07 | 5.8136e-07 | 16044.1264 | 263.1074 | 9721.74 | 6059.2791 | 0 | 0 | 0 | 0 | 9.1029e-05 | 0.0084281 | 0 | 0.0084281 | 0.0088993 | 0 | 0.0088993 | 0.0097938 | 0 | 0.0097938 | 0.0093275 | 0 | 0.0093275
[79 empty] | WLDFR | HFTD - Distribution - Tier 3 - 1QU CoRE ¦ 5QU LoRE | Red Flag Warning - Catastrophic Fires | 2038 | 5.2531e-07 | 5.5468e-07 | 6.1043e-07 | 5.8136e-07 | 16832.3912 | 280.5544 | 10192.2718 | 6359.5651 | 0 | 0 | 0 | 0 | 9.1029e-05 | 0.0088421 | 0 | 0.0088421 | 0.0093365 | 0 | 0.0093365 | 0.010275 | 0 | 0.010275 | 0.0097857 | 0 | 0.0097857
[79 empty] | WLDFR | HFTD - Distribution - Tier 3 - 1QU CoRE ¦ 5QU LoRE | Red Flag Warning - Catastrophic Fires | 2039 | 5.2531e-07 | 5.5468e-07 | 6.1043e-07 | 5.8136e-07 | 16832.3912 | 280.5544 | 10192.2718 | 6359.5651 | 0 | 0 | 0 | 0 | 9.1029e-05 | 0.0088421 | 0 | 0.0088421 | 0.0093365 | 0 | 0.0093365 | 0.010275 | 0 | 0.010275 | 0.0097857 | 0 | 0.0097857
[79 empty] | WLDFR | HFTD - Distribution - Tier 3 - 1QU CoRE ¦ 5QU LoRE | Red Flag Warning - Catastrophic Fires | 2040 | 5.2531e-07 | 5.5468e-07 | 6.1043e-07 | 5.8136e-07 | 16832.3912 | 280.5544 | 10192.2718 | 6359.5651 | 0 | 0 | 0 | 0 | 9.1029e-05 | 0.0088421 | 0 | 0.0088421 | 0.0093365 | 0 | 0.0093365 | 0.010275 | 0 | 0.010275 | 0.0097857 | 0 | 0.0097857
[79 empty] | WLDFR | HFTD - Distribution - Tier 3 - 1QU CoRE ¦ 5QU LoRE | Red Flag Warning - Catastrophic Fires | 2041 | 5.2531e-07 | 5.5468e-07 | 6.1043e-07 | 5.8136e-07 | 16832.3912 | 280.5544 | 10192.2718 | 6359.5651 | 0 | 0 | 0 | 0 | 9.1029e-05 | 0.0088421 | 0 | 0.0088421 | 0.0093365 | 0 | 0.0093365 | 0.010275 | 0 | 0.010275 | 0.0097857 | 0 | 0.0097857
[79 empty] | WLDFR | HFTD - Distribution - Tier 3 - 1QU CoRE ¦ 5QU LoRE | Red Flag Warning - Catastrophic Fires | 2042 | 5.2531e-07 | 5.5468e-07 | 6.1043e-07 | 5.8136e-07 | 16832.3912 | 280.5544 | 10192.2718 | 6359.5651 | 0 | 0 | 0 | 0 | 9.1029e-05 | 0.0088421 | 0 | 0.0088421 | 0.0093365 | 0 | 0.0093365 | 0.010275 | 0 | 0.010275 | 0.0097857 | 0 | 0.0097857
[79 empty] | WLDFR | HFTD - Distribution - Tier 3 - 1QU CoRE ¦ 5QU LoRE | Red Flag Warning - Catastrophic Fires | 2043 | 5.2531e-07 | 5.5468e-07 | 6.1043e-07 | 5.8136e-07 | 17672.0852 | 299.42 | 10692.7362 | 6679.929 | 0 | 0 | 0 | 0 | 9.1029e-05 | 0.0092832 | 0 | 0.0092832 | 0.0098023 | 0 | 0.0098023 | 0.010788 | 0 | 0.010788 | 0.010274 | 0 | 0.010274
[79 empty] | WLDFR | HFTD - Distribution - Tier 3 - 1QU CoRE ¦ 5QU LoRE | Red Flag Warning - Catastrophic Fires | 2044 | 5.2531e-07 | 5.5468e-07 | 6.1043e-07 | 5.8136e-07 | 17672.0852 | 299.42 | 10692.7362 | 6679.929 | 0 | 0 | 0 | 0 | 9.1029e-05 | 0.0092832 | 0 | 0.0092832 | 0.0098023 | 0 | 0.0098023 | 0.010788 | 0 | 0.010788 | 0.010274 | 0 | 0.010274
[79 empty] | WLDFR | HFTD - Distribution - Tier 3 - 1QU CoRE ¦ 5QU LoRE | Red Flag Warning - Catastrophic Fires | 2045 | 5.2531e-07 | 5.5468e-07 | 6.1043e-07 | 5.8136e-07 | 17672.0852 | 299.42 | 10692.7362 | 6679.929 | 0 | 0 | 0 | 0 | 9.1029e-05 | 0.0092832 | 0 | 0.0092832 | 0.0098023 | 0 | 0.0098023 | 0.010788 | 0 | 0.010788 | 0.010274 | 0 | 0.010274
[79 empty] | WLDFR | HFTD - Distribution - Tier 3 - 1QU CoRE ¦ 5QU LoRE | Red Flag Warning - Catastrophic Fires | 2046 | 5.2531e-07 | 5.5468e-07 | 6.1043e-07 | 5.8136e-07 | 17672.0852 | 299.42 | 10692.7362 | 6679.929 | 0 | 0 | 0 | 0 | 9.1029e-05 | 0.0092832 | 0 | 0.0092832 | 0.0098023 | 0 | 0.0098023 | 0.010788 | 0 | 0.010788 | 0.010274 | 0 | 0.010274
[79 empty] | WLDFR | HFTD - Distribution - Tier 3 - 1QU CoRE ¦ 5QU LoRE | Red Flag Warning - Catastrophic Fires | 2047 | 5.2531e-07 | 5.5468e-07 | 6.1043e-07 | 5.8136e-07 | 17672.0852 | 299.42 | 10692.7362 | 6679.929 | 0 | 0 | 0 | 0 | 9.1029e-05 | 0.0092832 | 0 | 0.0092832 | 0.0098023 | 0 | 0.0098023 | 0.010788 | 0 | 0.010788 | 0.010274 | 0 | 0.010274
[79 empty] | WLDFR | HFTD - Distribution - Tier 3 - 1QU CoRE ¦ 5QU LoRE | Red Flag Warning - Catastrophic Fires | 2048 | 5.2531e-07 | 5.5468e-07 | 6.1043e-07 | 5.8136e-07 | 18552.3348 | 319.4911 | 11216.5626 | 7016.281 | 0 | 0 | 0 | 0 | 9.1029e-05 | 0.0097456 | 0 | 0.0097456 | 0.010291 | 0 | 0.010291 | 0.011325 | 0 | 0.011325 | 0.010786 | 0 | 0.010786
[79 empty] | WLDFR | HFTD - Distribution - Tier 3 - 1QU CoRE ¦ 5QU LoRE | Red Flag Warning - Catastrophic Fires | 2049 | 5.2531e-07 | 5.5468e-07 | 6.1043e-07 | 5.8136e-07 | 18552.3348 | 319.4911 | 11216.5626 | 7016.281 | 0 | 0 | 0 | 0 | 9.1029e-05 | 0.0097456 | 0 | 0.0097456 | 0.010291 | 0 | 0.010291 | 0.011325 | 0 | 0.011325 | 0.010786 | 0 | 0.010786
[79 empty] | WLDFR | HFTD - Distribution - Tier 3 - 1QU CoRE ¦ 5QU LoRE | Red Flag Warning - Catastrophic Fires | 2050 | 0 | 5.5468e-07 | 6.1043e-07 | 5.8136e-07 | 18552.3348 | 319.4911 | 11216.5626 | 7016.281 | 0 | 0 | 0 | 0 | 9.1029e-05 | 0 | 0 | 0 | 0.010291 | 0 | 0.010291 | 0.011325 | 0 | 0.011325 | 0.010786 | 0 | 0.010786
[79 empty] | WLDFR | HFTD - Distribution - Tier 3 - 1QU CoRE ¦ 5QU LoRE | Red Flag Warning - Catastrophic Fires | 2051 | 0 | 0 | 6.1043e-07 | 5.8136e-07 | 18552.3348 | 319.4911 | 11216.5626 | 7016.281 | 0 | 0 | 0 | 0 | 9.1029e-05 | 0 | 0 | 0 | 0 | 0 | 0 | 0.011325 | 0 | 0.011325 | 0.010786 | 0 | 0.010786
[79 empty] | WLDFR | HFTD - Distribution - Tier 3 - 1QU CoRE ¦ 5QU LoRE | Red Flag Warning - Catastrophic Fires | 2052 | 0 | 0 | 0 | 5.8136e-07 | 18552.3348 | 319.4911 | 11216.5626 | 7016.281 | 0 | 0 | 0 | 0 | 9.1029e-05 | 0 | 0 | 0 | 0 | 0 | 0 | 0 | 0 | 0 | 0.010786 | 0 | 0.010786
[79 empty] | WLDFR | HFTD - Distribution - Tier 3 - 1QU CoRE ¦ 5QU LoRE | Red Flag Warning - Destructive Fires | 2020 | 1.7285e-07 | 0 | 0 | 0 | 8807.9522 | 222.2294 | 8585.7228 | 0 | 0 | 0 | 0 | 0 | 1.1774e-05 | 0.0015225 | 0 | 0.0015225 | 0 | 0 | 0 | 0 | 0 | 0 | 0 | 0 | 0
[79 empty] | WLDFR | HFTD - Distribution - Tier 3 - 1QU CoRE ¦ 5QU LoRE | Red Flag Warning - Destructive Fires | 2021 | 1.0734e-07 | 1.8252e-07 | 0 | 0 | 8807.9522 | 222.2294 | 8585.7228 | 0 | 0 | 0 | 0 | 0 | 1.1774e-05 | 0.00094546 | 0 | 0.00094546 | 0.0016076 | 0 | 0.0016076 | 0 | 0 | 0 | 0 | 0 | 0
[79 empty] | WLDFR | HFTD - Distribution - Tier 3 - 1QU CoRE ¦ 5QU LoRE | Red Flag Warning - Destructive Fires | 2022 | 6.1093e-08 | 6.4508e-08 | 1.3578e-07 | 0 | 8807.9522 | 222.2294 | 8585.7228 | 0 | 0 | 0 | 0 | 0 | 1.0841e-05 | 0.0005381 | 0 | 0.0005381 | 0.00056819 | 0 | 0.00056819 | 0.0011959 | 0 | 0.0011959 | 0 | 0 | 0
[79 empty] | WLDFR | HFTD - Distribution - Tier 3 - 1QU CoRE ¦ 5QU LoRE | Red Flag Warning - Destructive Fires | 2023 | 6.1093e-08 | 6.4508e-08 | 7.0993e-08 | 1.2931e-07 | 9129.7461 | 233.2301 | 8896.516 | 0 | 0 | 0 | 0 | 0 | 1.0841e-05 | 0.00055776 | 0 | 0.00055776 | 0.00058895 | 0 | 0.00058895 | 0.00064815 | 0 | 0.00064815 | 0.0011806 | 0 | 0.0011806
[79 empty] | WLDFR | HFTD - Distribution - Tier 3 - 1QU CoRE ¦ 5QU LoRE | Red Flag Warning - Destructive Fires | 2024 | 6.1093e-08 | 6.4508e-08 | 7.0993e-08 | 6.7612e-08 | 9129.7461 | 233.2301 | 8896.516 | 0 | 0 | 0 | 0 | 0 | 1.0841e-05 | 0.00055776 | 0 | 0.00055776 | 0.00058895 | 0 | 0.00058895 | 0.00064815 | 0 | 0.00064815 | 0.00061728 | 0 | 0.00061728
[79 empty] | WLDFR | HFTD - Distribution - Tier 3 - 1QU CoRE ¦ 5QU LoRE | Red Flag Warning - Destructive Fires | 2025 | 6.1093e-08 | 6.4508e-08 | 7.0993e-08 | 6.7612e-08 | 9129.7461 | 233.2301 | 8896.516 | 0 | 0 | 0 | 0 | 0 | 1.0841e-05 | 0.00055776 | 0 | 0.00055776 | 0.00058895 | 0 | 0.00058895 | 0.00064815 | 0 | 0.00064815 | 0.00061728 | 0 | 0.00061728
[79 empty] | WLDFR | HFTD - Distribution - Tier 3 - 1QU CoRE ¦ 5QU LoRE | Red Flag Warning - Destructive Fires | 2026 | 6.1093e-08 | 6.4508e-08 | 7.0993e-08 | 6.7612e-08 | 9129.7461 | 233.2301 | 8896.516 | 0 | 0 | 0 | 0 | 0 | 1.0841e-05 | 0.00055776 | 0 | 0.00055776 | 0.00058895 | 0 | 0.00058895 | 0.00064815 | 0 | 0.00064815 | 0.00061728 | 0 | 0.00061728
[79 empty] | WLDFR | HFTD - Distribution - Tier 3 - 1QU CoRE ¦ 5QU LoRE | Red Flag Warning - Destructive Fires | 2027 | 6.1093e-08 | 6.4508e-08 | 7.0993e-08 | 6.7612e-08 | 9129.7461 | 233.2301 | 8896.516 | 0 | 0 | 0 | 0 | 0 | 1.0841e-05 | 0.00055776 | 0 | 0.00055776 | 0.00058895 | 0 | 0.00058895 | 0.00064815 | 0 | 0.00064815 | 0.00061728 | 0 | 0.00061728
[79 empty] | WLDFR | HFTD - Distribution - Tier 3 - 1QU CoRE ¦ 5QU LoRE | Red Flag Warning - Destructive Fires | 2028 | 6.1093e-08 | 6.4508e-08 | 7.0993e-08 | 6.7612e-08 | 9534.9221 | 247.273 | 9287.6491 | 0 | 0 | 0 | 0 | 0 | 1.0841e-05 | 0.00058251 | 0 | 0.00058251 | 0.00061508 | 0 | 0.00061508 | 0.00067691 | 0 | 0.00067691 | 0.00064468 | 0 | 0.00064468
[79 empty] | WLDFR | HFTD - Distribution - Tier 3 - 1QU CoRE ¦ 5QU LoRE | Red Flag Warning - Destructive Fires | 2029 | 6.1093e-08 | 6.4508e-08 | 7.0993e-08 | 6.7612e-08 | 9534.9221 | 247.273 | 9287.6491 | 0 | 0 | 0 | 0 | 0 | 1.0841e-05 | 0.00058251 | 0 | 0.00058251 | 0.00061508 | 0 | 0.00061508 | 0.00067691 | 0 | 0.00067691 | 0.00064468 | 0 | 0.00064468
[79 empty] | WLDFR | HFTD - Distribution - Tier 3 - 1QU CoRE ¦ 5QU LoRE | Red Flag Warning - Destructive Fires | 2030 | 6.1093e-08 | 6.4508e-08 | 7.0993e-08 | 6.7612e-08 | 9534.9221 | 247.273 | 9287.6491 | 0 | 0 | 0 | 0 | 0 | 1.0841e-05 | 0.00058251 | 0 | 0.00058251 | 0.00061508 | 0 | 0.00061508 | 0.00067691 | 0 | 0.00067691 | 0.00064468 | 0 | 0.00064468
[79 empty] | WLDFR | HFTD - Distribution - Tier 3 - 1QU CoRE ¦ 5QU LoRE | Red Flag Warning - Destructive Fires | 2031 | 6.1093e-08 | 6.4508e-08 | 7.0993e-08 | 6.7612e-08 | 9534.9221 | 247.273 | 9287.6491 | 0 | 0 | 0 | 0 | 0 | 1.0841e-05 | 0.00058251 | 0 | 0.00058251 | 0.00061508 | 0 | 0.00061508 | 0.00067691 | 0 | 0.00067691 | 0.00064468 | 0 | 0.00064468
[79 empty] | WLDFR | HFTD - Distribution - Tier 3 - 1QU CoRE ¦ 5QU LoRE | Red Flag Warning - Destructive Fires | 2032 | 6.1093e-08 | 6.4508e-08 | 7.0993e-08 | 6.7612e-08 | 9534.9221 | 247.273 | 9287.6491 | 0 | 0 | 0 | 0 | 0 | 1.0841e-05 | 0.00058251 | 0 | 0.00058251 | 0.00061508 | 0 | 0.00061508 | 0.00067691 | 0 | 0.00067691 | 0.00064468 | 0 | 0.00064468
[79 empty] | WLDFR | HFTD - Distribution - Tier 3 - 1QU CoRE ¦ 5QU LoRE | Red Flag Warning - Destructive Fires | 2033 | 6.1093e-08 | 6.4508e-08 | 7.0993e-08 | 6.7612e-08 | 9984.8474 | 263.1074 | 9721.74 | 0 | 0 | 0 | 0 | 0 | 1.0841e-05 | 0.00061 | 0 | 0.00061 | 0.00064411 | 0 | 0.00064411 | 0.00070885 | 0 | 0.00070885 | 0.0006751 | 0 | 0.0006751
[79 empty] | WLDFR | HFTD - Distribution - Tier 3 - 1QU CoRE ¦ 5QU LoRE | Red Flag Warning - Destructive Fires | 2034 | 6.1093e-08 | 6.4508e-08 | 7.0993e-08 | 6.7612e-08 | 9984.8474 | 263.1074 | 9721.74 | 0 | 0 | 0 | 0 | 0 | 1.0841e-05 | 0.00061 | 0 | 0.00061 | 0.00064411 | 0 | 0.00064411 | 0.00070885 | 0 | 0.00070885 | 0.0006751 | 0 | 0.0006751
[79 empty] | WLDFR | HFTD - Distribution - Tier 3 - 1QU CoRE ¦ 5QU LoRE | Red Flag Warning - Destructive Fires | 2035 | 6.1093e-08 | 6.4508e-08 | 7.0993e-08 | 6.7612e-08 | 9984.8474 | 263.1074 | 9721.74 | 0 | 0 | 0 | 0 | 0 | 1.0841e-05 | 0.00061 | 0 | 0.00061 | 0.00064411 | 0 | 0.00064411 | 0.00070885 | 0 | 0.00070885 | 0.0006751 | 0 | 0.0006751
[79 empty] | WLDFR | HFTD - Distribution - Tier 3 - 1QU CoRE ¦ 5QU LoRE | Red Flag Warning - Destructive Fires | 2036 | 6.1093e-08 | 6.4508e-08 | 7.0993e-08 | 6.7612e-08 | 9984.8474 | 263.1074 | 9721.74 | 0 | 0 | 0 | 0 | 0 | 1.0841e-05 | 0.00061 | 0 | 0.00061 | 0.00064411 | 0 | 0.00064411 | 0.00070885 | 0 | 0.00070885 | 0.0006751 | 0 | 0.0006751
[79 empty] | WLDFR | HFTD - Distribution - Tier 3 - 1QU CoRE ¦ 5QU LoRE | Red Flag Warning - Destructive Fires | 2037 | 6.1093e-08 | 6.4508e-08 | 7.0993e-08 | 6.7612e-08 | 9984.8474 | 263.1074 | 9721.74 | 0 | 0 | 0 | 0 | 0 | 1.0841e-05 | 0.00061 | 0 | 0.00061 | 0.00064411 | 0 | 0.00064411 | 0.00070885 | 0 | 0.00070885 | 0.0006751 | 0 | 0.0006751
[79 empty] | WLDFR | HFTD - Distribution - Tier 3 - 1QU CoRE ¦ 5QU LoRE | Red Flag Warning - Destructive Fires | 2038 | 6.1093e-08 | 6.4508e-08 | 7.0993e-08 | 6.7612e-08 | 10472.8261 | 280.5544 | 10192.2718 | 0 | 0 | 0 | 0 | 0 | 1.0841e-05 | 0.00063981 | 0 | 0.00063981 | 0.00067559 | 0 | 0.00067559 | 0.00074349 | 0 | 0.00074349 | 0.00070809 | 0 | 0.00070809
[79 empty] | WLDFR | HFTD - Distribution - Tier 3 - 1QU CoRE ¦ 5QU LoRE | Red Flag Warning - Destructive Fires | 2039 | 6.1093e-08 | 6.4508e-08 | 7.0993e-08 | 6.7612e-08 | 10472.8261 | 280.5544 | 10192.2718 | 0 | 0 | 0 | 0 | 0 | 1.0841e-05 | 0.00063981 | 0 | 0.00063981 | 0.00067559 | 0 | 0.00067559 | 0.00074349 | 0 | 0.00074349 | 0.00070809 | 0 | 0.00070809
[79 empty] | WLDFR | HFTD - Distribution - Tier 3 - 1QU CoRE ¦ 5QU LoRE | Red Flag Warning - Destructive Fires | 2040 | 6.1093e-08 | 6.4508e-08 | 7.0993e-08 | 6.7612e-08 | 10472.8261 | 280.5544 | 10192.2718 | 0 | 0 | 0 | 0 | 0 | 1.0841e-05 | 0.00063981 | 0 | 0.00063981 | 0.00067559 | 0 | 0.00067559 | 0.00074349 | 0 | 0.00074349 | 0.00070809 | 0 | 0.00070809
[79 empty] | WLDFR | HFTD - Distribution - Tier 3 - 1QU CoRE ¦ 5QU LoRE | Red Flag Warning - Destructive Fires | 2041 | 6.1093e-08 | 6.4508e-08 | 7.0993e-08 | 6.7612e-08 | 10472.8261 | 280.5544 | 10192.2718 | 0 | 0 | 0 | 0 | 0 | 1.0841e-05 | 0.00063981 | 0 | 0.00063981 | 0.00067559 | 0 | 0.00067559 | 0.00074349 | 0 | 0.00074349 | 0.00070809 | 0 | 0.00070809
[79 empty] | WLDFR | HFTD - Distribution - Tier 3 - 1QU CoRE ¦ 5QU LoRE | Red Flag Warning - Destructive Fires | 2042 | 6.1093e-08 | 6.4508e-08 | 7.0993e-08 | 6.7612e-08 | 10472.8261 | 280.5544 | 10192.2718 | 0 | 0 | 0 | 0 | 0 | 1.0841e-05 | 0.00063981 | 0 | 0.00063981 | 0.00067559 | 0 | 0.00067559 | 0.00074349 | 0 | 0.00074349 | 0.00070809 | 0 | 0.00070809
[79 empty] | WLDFR | HFTD - Distribution - Tier 3 - 1QU CoRE ¦ 5QU LoRE | Red Flag Warning - Destructive Fires | 2043 | 6.1093e-08 | 6.4508e-08 | 7.0993e-08 | 6.7612e-08 | 10992.1562 | 299.42 | 10692.7362 | 0 | 0 | 0 | 0 | 0 | 1.0841e-05 | 0.00067154 | 0 | 0.00067154 | 0.00070909 | 0 | 0.00070909 | 0.00078036 | 0 | 0.00078036 | 0.0007432 | 0 | 0.0007432
[79 empty] | WLDFR | HFTD - Distribution - Tier 3 - 1QU CoRE ¦ 5QU LoRE | Red Flag Warning - Destructive Fires | 2044 | 6.1093e-08 | 6.4508e-08 | 7.0993e-08 | 6.7612e-08 | 10992.1562 | 299.42 | 10692.7362 | 0 | 0 | 0 | 0 | 0 | 1.0841e-05 | 0.00067154 | 0 | 0.00067154 | 0.00070909 | 0 | 0.00070909 | 0.00078036 | 0 | 0.00078036 | 0.0007432 | 0 | 0.0007432
[79 empty] | WLDFR | HFTD - Distribution - Tier 3 - 1QU CoRE ¦ 5QU LoRE | Red Flag Warning - Destructive Fires | 2045 | 6.1093e-08 | 6.4508e-08 | 7.0993e-08 | 6.7612e-08 | 10992.1562 | 299.42 | 10692.7362 | 0 | 0 | 0 | 0 | 0 | 1.0841e-05 | 0.00067154 | 0 | 0.00067154 | 0.00070909 | 0 | 0.00070909 | 0.00078036 | 0 | 0.00078036 | 0.0007432 | 0 | 0.0007432
[79 empty] | WLDFR | HFTD - Distribution - Tier 3 - 1QU CoRE ¦ 5QU LoRE | Red Flag Warning - Destructive Fires | 2046 | 6.1093e-08 | 6.4508e-08 | 7.0993e-08 | 6.7612e-08 | 10992.1562 | 299.42 | 10692.7362 | 0 | 0 | 0 | 0 | 0 | 1.0841e-05 | 0.00067154 | 0 | 0.00067154 | 0.00070909 | 0 | 0.00070909 | 0.00078036 | 0 | 0.00078036 | 0.0007432 | 0 | 0.0007432
[79 empty] | WLDFR | HFTD - Distribution - Tier 3 - 1QU CoRE ¦ 5QU LoRE | Red Flag Warning - Destructive Fires | 2047 | 6.1093e-08 | 6.4508e-08 | 7.0993e-08 | 6.7612e-08 | 10992.1562 | 299.42 | 10692.7362 | 0 | 0 | 0 | 0 | 0 | 1.0841e-05 | 0.00067154 | 0 | 0.00067154 | 0.00070909 | 0 | 0.00070909 | 0.00078036 | 0 | 0.00078036 | 0.0007432 | 0 | 0.0007432
[79 empty] | WLDFR | HFTD - Distribution - Tier 3 - 1QU CoRE ¦ 5QU LoRE | Red Flag Warning - Destructive Fires | 2048 | 6.1093e-08 | 6.4508e-08 | 7.0993e-08 | 6.7612e-08 | 11536.0538 | 319.4911 | 11216.5626 | 0 | 0 | 0 | 0 | 0 | 1.0841e-05 | 0.00070477 | 0 | 0.00070477 | 0.00074417 | 0 | 0.00074417 | 0.00081898 | 0 | 0.00081898 | 0.00077998 | 0 | 0.00077998
[79 empty] | WLDFR | HFTD - Distribution - Tier 3 - 1QU CoRE ¦ 5QU LoRE | Red Flag Warning - Destructive Fires | 2049 | 6.1093e-08 | 6.4508e-08 | 7.0993e-08 | 6.7612e-08 | 11536.0538 | 319.4911 | 11216.5626 | 0 | 0 | 0 | 0 | 0 | 1.0841e-05 | 0.00070477 | 0 | 0.00070477 | 0.00074417 | 0 | 0.00074417 | 0.00081898 | 0 | 0.00081898 | 0.00077998 | 0 | 0.00077998
[79 empty] | WLDFR | HFTD - Distribution - Tier 3 - 1QU CoRE ¦ 5QU LoRE | Red Flag Warning - Destructive Fires | 2050 | 0 | 6.4508e-08 | 7.0993e-08 | 6.7612e-08 | 11536.0538 | 319.4911 | 11216.5626 | 0 | 0 | 0 | 0 | 0 | 1.0841e-05 | 0 | 0 | 0 | 0.00074417 | 0 | 0.00074417 | 0.00081898 | 0 | 0.00081898 | 0.00077998 | 0 | 0.00077998
[79 empty] | WLDFR | HFTD - Distribution - Tier 3 - 1QU CoRE ¦ 5QU LoRE | Red Flag Warning - Destructive Fires | 2051 | 0 | 0 | 7.0993e-08 | 6.7612e-08 | 11536.0538 | 319.4911 | 11216.5626 | 0 | 0 | 0 | 0 | 0 | 1.0841e-05 | 0 | 0 | 0 | 0 | 0 | 0 | 0.00081898 | 0 | 0.00081898 | 0.00077998 | 0 | 0.00077998
[79 empty] | WLDFR | HFTD - Distribution - Tier 3 - 1QU CoRE ¦ 5QU LoRE | Red Flag Warning - Destructive Fires | 2052 | 0 | 0 | 0 | 6.7612e-08 | 11536.0538 | 319.4911 | 11216.5626 | 0 | 0 | 0 | 0 | 0 | 1.0841e-05 | 0 | 0 | 0 | 0 | 0 | 0 | 0 | 0 | 0 | 0.00077998 | 0 | 0.00077998
[79 empty] | WLDFR | HFTD - Distribution - Tier 3 - 1QU CoRE ¦ 5QU LoRE | Red Flag Warning - Large Fires | 2020 | 5.2871e-07 | 0 | 0 | 0 | 5.2406 | 0.69642 | 2.942 | 1.6022 | 0 | 0 | 0 | 0 | 3.7236e-05 | 2.7707e-06 | 0 | 2.7707e-06 | 0 | 0 | 0 | 0 | 0 | 0 | 0 | 0 | 0
[79 empty] | WLDFR | HFTD - Distribution - Tier 3 - 1QU CoRE ¦ 5QU LoRE | Red Flag Warning - Large Fires | 2021 | 3.2748e-07 | 5.5827e-07 | 0 | 0 | 5.2406 | 0.69642 | 2.942 | 1.6022 | 0 | 0 | 0 | 0 | 3.7236e-05 | 1.7162e-06 | 0 | 1.7162e-06 | 2.9256e-06 | 0 | 2.9256e-06 | 0 | 0 | 0 | 0 | 0 | 0
[79 empty] | WLDFR | HFTD - Distribution - Tier 3 - 1QU CoRE ¦ 5QU LoRE | Red Flag Warning - Large Fires | 2022 | 1.9443e-07 | 2.053e-07 | 4.396e-07 | 0 | 5.2406 | 0.69642 | 2.942 | 1.6022 | 0 | 0 | 0 | 0 | 3.6163e-05 | 1.0189e-06 | 0 | 1.0189e-06 | 1.0759e-06 | 0 | 1.0759e-06 | 2.3038e-06 | 0 | 2.3038e-06 | 0 | 0 | 0
[79 empty] | WLDFR | HFTD - Distribution - Tier 3 - 1QU CoRE ¦ 5QU LoRE | Red Flag Warning - Large Fires | 2023 | 1.9443e-07 | 2.053e-07 | 2.2594e-07 | 4.1867e-07 | 5.475 | 0.71896 | 3.0715 | 1.6846 | 0 | 0 | 0 | 0 | 3.6163e-05 | 1.0645e-06 | 0 | 1.0645e-06 | 1.1241e-06 | 0 | 1.1241e-06 | 1.237e-06 | 0 | 1.237e-06 | 2.2922e-06 | 0 | 2.2922e-06
[79 empty] | WLDFR | HFTD - Distribution - Tier 3 - 1QU CoRE ¦ 5QU LoRE | Red Flag Warning - Large Fires | 2024 | 1.9443e-07 | 2.053e-07 | 2.2594e-07 | 2.1518e-07 | 5.475 | 0.71896 | 3.0715 | 1.6846 | 0 | 0 | 0 | 0 | 3.6163e-05 | 1.0645e-06 | 0 | 1.0645e-06 | 1.1241e-06 | 0 | 1.1241e-06 | 1.237e-06 | 0 | 1.237e-06 | 1.1781e-06 | 0 | 1.1781e-06
[79 empty] | WLDFR | HFTD - Distribution - Tier 3 - 1QU CoRE ¦ 5QU LoRE | Red Flag Warning - Large Fires | 2025 | 1.9443e-07 | 2.053e-07 | 2.2594e-07 | 2.1518e-07 | 5.475 | 0.71896 | 3.0715 | 1.6846 | 0 | 0 | 0 | 0 | 3.6163e-05 | 1.0645e-06 | 0 | 1.0645e-06 | 1.1241e-06 | 0 | 1.1241e-06 | 1.237e-06 | 0 | 1.237e-06 | 1.1781e-06 | 0 | 1.1781e-06
[79 empty] | WLDFR | HFTD - Distribution - Tier 3 - 1QU CoRE ¦ 5QU LoRE | Red Flag Warning - Large Fires | 2026 | 1.9443e-07 | 2.053e-07 | 2.2594e-07 | 2.1518e-07 | 5.475 | 0.71896 | 3.0715 | 1.6846 | 0 | 0 | 0 | 0 | 3.6163e-05 | 1.0645e-06 | 0 | 1.0645e-06 | 1.1241e-06 | 0 | 1.1241e-06 | 1.237e-06 | 0 | 1.237e-06 | 1.1781e-06 | 0 | 1.1781e-06
[79 empty] | WLDFR | HFTD - Distribution - Tier 3 - 1QU CoRE ¦ 5QU LoRE | Red Flag Warning - Large Fires | 2027 | 1.9443e-07 | 2.053e-07 | 2.2594e-07 | 2.1518e-07 | 5.475 | 0.71896 | 3.0715 | 1.6846 | 0 | 0 | 0 | 0 | 3.6163e-05 | 1.0645e-06 | 0 | 1.0645e-06 | 1.1241e-06 | 0 | 1.1241e-06 | 1.237e-06 | 0 | 1.237e-06 | 1.1781e-06 | 0 | 1.1781e-06
[79 empty] | WLDFR | HFTD - Distribution - Tier 3 - 1QU CoRE ¦ 5QU LoRE | Red Flag Warning - Large Fires | 2028 | 1.9443e-07 | 2.053e-07 | 2.2594e-07 | 2.1518e-07 | 5.777 | 0.74734 | 3.238 | 1.7917 | 0 | 0 | 0 | 0 | 3.6163e-05 | 1.1232e-06 | 0 | 1.1232e-06 | 1.186e-06 | 0 | 1.186e-06 | 1.3053e-06 | 0 | 1.3053e-06 | 1.2431e-06 | 0 | 1.2431e-06
[79 empty] | WLDFR | HFTD - Distribution - Tier 3 - 1QU CoRE ¦ 5QU LoRE | Red Flag Warning - Large Fires | 2029 | 1.9443e-07 | 2.053e-07 | 2.2594e-07 | 2.1518e-07 | 5.777 | 0.74734 | 3.238 | 1.7917 | 0 | 0 | 0 | 0 | 3.6163e-05 | 1.1232e-06 | 0 | 1.1232e-06 | 1.186e-06 | 0 | 1.186e-06 | 1.3053e-06 | 0 | 1.3053e-06 | 1.2431e-06 | 0 | 1.2431e-06
[79 empty] | WLDFR | HFTD - Distribution - Tier 3 - 1QU CoRE ¦ 5QU LoRE | Red Flag Warning - Large Fires | 2030 | 1.9443e-07 | 2.053e-07 | 2.2594e-07 | 2.1518e-07 | 5.777 | 0.74734 | 3.238 | 1.7917 | 0 | 0 | 0 | 0 | 3.6163e-05 | 1.1232e-06 | 0 | 1.1232e-06 | 1.186e-06 | 0 | 1.186e-06 | 1.3053e-06 | 0 | 1.3053e-06 | 1.2431e-06 | 0 | 1.2431e-06
[79 empty] | WLDFR | HFTD - Distribution - Tier 3 - 1QU CoRE ¦ 5QU LoRE | Red Flag Warning - Large Fires | 2031 | 1.9443e-07 | 2.053e-07 | 2.2594e-07 | 2.1518e-07 | 5.777 | 0.74734 | 3.238 | 1.7917 | 0 | 0 | 0 | 0 | 3.6163e-05 | 1.1232e-06 | 0 | 1.1232e-06 | 1.186e-06 | 0 | 1.186e-06 | 1.3053e-06 | 0 | 1.3053e-06 | 1.2431e-06 | 0 | 1.2431e-06
[79 empty] | WLDFR | HFTD - Distribution - Tier 3 - 1QU CoRE ¦ 5QU LoRE | Red Flag Warning - Large Fires | 2032 | 1.9443e-07 | 2.053e-07 | 2.2594e-07 | 2.1518e-07 | 5.777 | 0.74734 | 3.238 | 1.7917 | 0 | 0 | 0 | 0 | 3.6163e-05 | 1.1232e-06 | 0 | 1.1232e-06 | 1.186e-06 | 0 | 1.186e-06 | 1.3053e-06 | 0 | 1.3053e-06 | 1.2431e-06 | 0 | 1.2431e-06
[79 empty] | WLDFR | HFTD - Distribution - Tier 3 - 1QU CoRE ¦ 5QU LoRE | Red Flag Warning - Large Fires | 2033 | 1.9443e-07 | 2.053e-07 | 2.2594e-07 | 2.1518e-07 | 6.1205 | 0.77885 | 3.4265 | 1.9151 | 0 | 0 | 0 | 0 | 3.6163e-05 | 1.19e-06 | 0 | 1.19e-06 | 1.2566e-06 | 0 | 1.2566e-06 | 1.3829e-06 | 0 | 1.3829e-06 | 1.317e-06 | 0 | 1.317e-06
[79 empty] | WLDFR | HFTD - Distribution - Tier 3 - 1QU CoRE ¦ 5QU LoRE | Red Flag Warning - Large Fires | 2034 | 1.9443e-07 | 2.053e-07 | 2.2594e-07 | 2.1518e-07 | 6.1205 | 0.77885 | 3.4265 | 1.9151 | 0 | 0 | 0 | 0 | 3.6163e-05 | 1.19e-06 | 0 | 1.19e-06 | 1.2566e-06 | 0 | 1.2566e-06 | 1.3829e-06 | 0 | 1.3829e-06 | 1.317e-06 | 0 | 1.317e-06
[79 empty] | WLDFR | HFTD - Distribution - Tier 3 - 1QU CoRE ¦ 5QU LoRE | Red Flag Warning - Large Fires | 2035 | 1.9443e-07 | 2.053e-07 | 2.2594e-07 | 2.1518e-07 | 6.1205 | 0.77885 | 3.4265 | 1.9151 | 0 | 0 | 0 | 0 | 3.6163e-05 | 1.19e-06 | 0 | 1.19e-06 | 1.2566e-06 | 0 | 1.2566e-06 | 1.3829e-06 | 0 | 1.3829e-06 | 1.317e-06 | 0 | 1.317e-06
[79 empty] | WLDFR | HFTD - Distribution - Tier 3 - 1QU CoRE ¦ 5QU LoRE | Red Flag Warning - Large Fires | 2036 | 1.9443e-07 | 2.053e-07 | 2.2594e-07 | 2.1518e-07 | 6.1205 | 0.77885 | 3.4265 | 1.9151 | 0 | 0 | 0 | 0 | 3.6163e-05 | 1.19e-06 | 0 | 1.19e-06 | 1.2566e-06 | 0 | 1.2566e-06 | 1.3829e-06 | 0 | 1.3829e-06 | 1.317e-06 | 0 | 1.317e-06
[79 empty] | WLDFR | HFTD - Distribution - Tier 3 - 1QU CoRE ¦ 5QU LoRE | Red Flag Warning - Large Fires | 2037 | 1.9443e-07 | 2.053e-07 | 2.2594e-07 | 2.1518e-07 | 6.1205 | 0.77885 | 3.4265 | 1.9151 | 0 | 0 | 0 | 0 | 3.6163e-05 | 1.19e-06 | 0 | 1.19e-06 | 1.2566e-06 | 0 | 1.2566e-06 | 1.3829e-06 | 0 | 1.3829e-06 | 1.317e-06 | 0 | 1.317e-06
[79 empty] | WLDFR | HFTD - Distribution - Tier 3 - 1QU CoRE ¦ 5QU LoRE | Red Flag Warning - Large Fires | 2038 | 1.9443e-07 | 2.053e-07 | 2.2594e-07 | 2.1518e-07 | 6.5028 | 0.81304 | 3.6355 | 2.0543 | 0 | 0 | 0 | 0 | 3.6163e-05 | 1.2644e-06 | 0 | 1.2644e-06 | 1.3351e-06 | 0 | 1.3351e-06 | 1.4693e-06 | 0 | 1.4693e-06 | 1.3993e-06 | 0 | 1.3993e-06
[79 empty] | WLDFR | HFTD - Distribution - Tier 3 - 1QU CoRE ¦ 5QU LoRE | Red Flag Warning - Large Fires | 2039 | 1.9443e-07 | 2.053e-07 | 2.2594e-07 | 2.1518e-07 | 6.5028 | 0.81304 | 3.6355 | 2.0543 | 0 | 0 | 0 | 0 | 3.6163e-05 | 1.2644e-06 | 0 | 1.2644e-06 | 1.3351e-06 | 0 | 1.3351e-06 | 1.4693e-06 | 0 | 1.4693e-06 | 1.3993e-06 | 0 | 1.3993e-06
[79 empty] | WLDFR | HFTD - Distribution - Tier 3 - 1QU CoRE ¦ 5QU LoRE | Red Flag Warning - Large Fires | 2040 | 1.9443e-07 | 2.053e-07 | 2.2594e-07 | 2.1518e-07 | 6.5028 | 0.81304 | 3.6355 | 2.0543 | 0 | 0 | 0 | 0 | 3.6163e-05 | 1.2644e-06 | 0 | 1.2644e-06 | 1.3351e-06 | 0 | 1.3351e-06 | 1.4693e-06 | 0 | 1.4693e-06 | 1.3993e-06 | 0 | 1.3993e-06
[79 empty] | WLDFR | HFTD - Distribution - Tier 3 - 1QU CoRE ¦ 5QU LoRE | Red Flag Warning - Large Fires | 2041 | 1.9443e-07 | 2.053e-07 | 2.2594e-07 | 2.1518e-07 | 6.5028 | 0.81304 | 3.6355 | 2.0543 | 0 | 0 | 0 | 0 | 3.6163e-05 | 1.2644e-06 | 0 | 1.2644e-06 | 1.3351e-06 | 0 | 1.3351e-06 | 1.4693e-06 | 0 | 1.4693e-06 | 1.3993e-06 | 0 | 1.3993e-06
[79 empty] | WLDFR | HFTD - Distribution - Tier 3 - 1QU CoRE ¦ 5QU LoRE | Red Flag Warning - Large Fires | 2042 | 1.9443e-07 | 2.053e-07 | 2.2594e-07 | 2.1518e-07 | 6.5028 | 0.81304 | 3.6355 | 2.0543 | 0 | 0 | 0 | 0 | 3.6163e-05 | 1.2644e-06 | 0 | 1.2644e-06 | 1.3351e-06 | 0 | 1.3351e-06 | 1.4693e-06 | 0 | 1.4693e-06 | 1.3993e-06 | 0 | 1.3993e-06
[79 empty] | WLDFR | HFTD - Distribution - Tier 3 - 1QU CoRE ¦ 5QU LoRE | Red Flag Warning - Large Fires | 2043 | 1.9443e-07 | 2.053e-07 | 2.2594e-07 | 2.1518e-07 | 6.9209 | 0.84944 | 3.8632 | 2.2083 | 0 | 0 | 0 | 0 | 3.6163e-05 | 1.3457e-06 | 0 | 1.3457e-06 | 1.4209e-06 | 0 | 1.4209e-06 | 1.5637e-06 | 0 | 1.5637e-06 | 1.4893e-06 | 0 | 1.4893e-06
[79 empty] | WLDFR | HFTD - Distribution - Tier 3 - 1QU CoRE ¦ 5QU LoRE | Red Flag Warning - Large Fires | 2044 | 1.9443e-07 | 2.053e-07 | 2.2594e-07 | 2.1518e-07 | 6.9209 | 0.84944 | 3.8632 | 2.2083 | 0 | 0 | 0 | 0 | 3.6163e-05 | 1.3457e-06 | 0 | 1.3457e-06 | 1.4209e-06 | 0 | 1.4209e-06 | 1.5637e-06 | 0 | 1.5637e-06 | 1.4893e-06 | 0 | 1.4893e-06
[79 empty] | WLDFR | HFTD - Distribution - Tier 3 - 1QU CoRE ¦ 5QU LoRE | Red Flag Warning - Large Fires | 2045 | 1.9443e-07 | 2.053e-07 | 2.2594e-07 | 2.1518e-07 | 6.9209 | 0.84944 | 3.8632 | 2.2083 | 0 | 0 | 0 | 0 | 3.6163e-05 | 1.3457e-06 | 0 | 1.3457e-06 | 1.4209e-06 | 0 | 1.4209e-06 | 1.5637e-06 | 0 | 1.5637e-06 | 1.4893e-06 | 0 | 1.4893e-06
[79 empty] | WLDFR | HFTD - Distribution - Tier 3 - 1QU CoRE ¦ 5QU LoRE | Red Flag Warning - Large Fires | 2046 | 1.9443e-07 | 2.053e-07 | 2.2594e-07 | 2.1518e-07 | 6.9209 | 0.84944 | 3.8632 | 2.2083 | 0 | 0 | 0 | 0 | 3.6163e-05 | 1.3457e-06 | 0 | 1.3457e-06 | 1.4209e-06 | 0 | 1.4209e-06 | 1.5637e-06 | 0 | 1.5637e-06 | 1.4893e-06 | 0 | 1.4893e-06
[79 empty] | WLDFR | HFTD - Distribution - Tier 3 - 1QU CoRE ¦ 5QU LoRE | Red Flag Warning - Large Fires | 2047 | 1.9443e-07 | 2.053e-07 | 2.2594e-07 | 2.1518e-07 | 6.9209 | 0.84944 | 3.8632 | 2.2083 | 0 | 0 | 0 | 0 | 3.6163e-05 | 1.3457e-06 | 0 | 1.3457e-06 | 1.4209e-06 | 0 | 1.4209e-06 | 1.5637e-06 | 0 | 1.5637e-06 | 1.4893e-06 | 0 | 1.4893e-06
[79 empty] | WLDFR | HFTD - Distribution - Tier 3 - 1QU CoRE ¦ 5QU LoRE | Red Flag Warning - Large Fires | 2048 | 1.9443e-07 | 2.053e-07 | 2.2594e-07 | 2.1518e-07 | 7.3713 | 0.88759 | 4.1075 | 2.3763 | 0 | 0 | 0 | 0 | 3.6163e-05 | 1.4332e-06 | 0 | 1.4332e-06 | 1.5134e-06 | 0 | 1.5134e-06 | 1.6655e-06 | 0 | 1.6655e-06 | 1.5862e-06 | 0 | 1.5862e-06
[79 empty] | WLDFR | HFTD - Distribution - Tier 3 - 1QU CoRE ¦ 5QU LoRE | Red Flag Warning - Large Fires | 2049 | 1.9443e-07 | 2.053e-07 | 2.2594e-07 | 2.1518e-07 | 7.3713 | 0.88759 | 4.1075 | 2.3763 | 0 | 0 | 0 | 0 | 3.6163e-05 | 1.4332e-06 | 0 | 1.4332e-06 | 1.5134e-06 | 0 | 1.5134e-06 | 1.6655e-06 | 0 | 1.6655e-06 | 1.5862e-06 | 0 | 1.5862e-06
[79 empty] | WLDFR | HFTD - Distribution - Tier 3 - 1QU CoRE ¦ 5QU LoRE | Red Flag Warning - Large Fires | 2050 | 0 | 2.053e-07 | 2.2594e-07 | 2.1518e-07 | 7.3713 | 0.88759 | 4.1075 | 2.3763 | 0 | 0 | 0 | 0 | 3.6163e-05 | 0 | 0 | 0 | 1.5134e-06 | 0 | 1.5134e-06 | 1.6655e-06 | 0 | 1.6655e-06 | 1.5862e-06 | 0 | 1.5862e-06
[79 empty] | WLDFR | HFTD - Distribution - Tier 3 - 1QU CoRE ¦ 5QU LoRE | Red Flag Warning - Large Fires | 2051 | 0 | 0 | 2.2594e-07 | 2.1518e-07 | 7.3713 | 0.88759 | 4.1075 | 2.3763 | 0 | 0 | 0 | 0 | 3.6163e-05 | 0 | 0 | 0 | 0 | 0 | 0 | 1.6655e-06 | 0 | 1.6655e-06 | 1.5862e-06 | 0 | 1.5862e-06
[79 empty] | WLDFR | HFTD - Distribution - Tier 3 - 1QU CoRE ¦ 5QU LoRE | Red Flag Warning - Large Fires | 2052 | 0 | 0 | 0 | 2.1518e-07 | 7.3713 | 0.88759 | 4.1075 | 2.3763 | 0 | 0 | 0 | 0 | 3.6163e-05 | 0 | 0 | 0 | 0 | 0 | 0 | 0 | 0 | 0 | 1.5862e-06 | 0 | 1.5862e-06
[79 empty] | WLDFR | HFTD - Distribution - Tier 3 - 1QU CoRE ¦ 5QU LoRE | Red Flag Warning - Small Fires | 2020 | 6.1572e-06 | 0 | 0 | 0 | 0.077901 | 0.036425 | 0.0015809 | 0.039895 | 0 | 0 | 0 | 0 | 0.00037792 | 4.7965e-07 | 0 | 4.7965e-07 | 0 | 0 | 0 | 0 | 0 | 0 | 0 | 0 | 0
[79 empty] | WLDFR | HFTD - Distribution - Tier 3 - 1QU CoRE ¦ 5QU LoRE | Red Flag Warning - Small Fires | 2021 | 4.0149e-06 | 6.5014e-06 | 0 | 0 | 0.077901 | 0.036425 | 0.0015809 | 0.039895 | 0 | 0 | 0 | 0 | 0.00037792 | 3.1276e-07 | 0 | 3.1276e-07 | 5.0646e-07 | 0 | 5.0646e-07 | 0 | 0 | 0 | 0 | 0 | 0
[79 empty] | WLDFR | HFTD - Distribution - Tier 3 - 1QU CoRE ¦ 5QU LoRE | Red Flag Warning - Small Fires | 2022 | 2.3537e-06 | 2.4852e-06 | 5.0272e-06 | 0 | 0.077901 | 0.036425 | 0.0015809 | 0.039895 | 0 | 0 | 0 | 0 | 0.00037266 | 1.8335e-07 | 0 | 1.8335e-07 | 1.936e-07 | 0 | 1.936e-07 | 3.9162e-07 | 0 | 3.9162e-07 | 0 | 0 | 0
[79 empty] | WLDFR | HFTD - Distribution - Tier 3 - 1QU CoRE ¦ 5QU LoRE | Red Flag Warning - Small Fires | 2023 | 2.3537e-06 | 2.4852e-06 | 2.7351e-06 | 4.7878e-06 | 0.080408 | 0.03759 | 0.0016314 | 0.041187 | 0 | 0 | 0 | 0 | 0.00037266 | 1.8925e-07 | 0 | 1.8925e-07 | 1.9983e-07 | 0 | 1.9983e-07 | 2.1992e-07 | 0 | 2.1992e-07 | 3.8498e-07 | 0 | 3.8498e-07
[79 empty] | WLDFR | HFTD - Distribution - Tier 3 - 1QU CoRE ¦ 5QU LoRE | Red Flag Warning - Small Fires | 2024 | 2.3537e-06 | 2.4852e-06 | 2.7351e-06 | 2.6048e-06 | 0.080408 | 0.03759 | 0.0016314 | 0.041187 | 0 | 0 | 0 | 0 | 0.00037266 | 1.8925e-07 | 0 | 1.8925e-07 | 1.9983e-07 | 0 | 1.9983e-07 | 2.1992e-07 | 0 | 2.1992e-07 | 2.0945e-07 | 0 | 2.0945e-07
[79 empty] | WLDFR | HFTD - Distribution - Tier 3 - 1QU CoRE ¦ 5QU LoRE | Red Flag Warning - Small Fires | 2025 | 2.3537e-06 | 2.4852e-06 | 2.7351e-06 | 2.6048e-06 | 0.080408 | 0.03759 | 0.0016314 | 0.041187 | 0 | 0 | 0 | 0 | 0.00037266 | 1.8925e-07 | 0 | 1.8925e-07 | 1.9983e-07 | 0 | 1.9983e-07 | 2.1992e-07 | 0 | 2.1992e-07 | 2.0945e-07 | 0 | 2.0945e-07
[79 empty] | WLDFR | HFTD - Distribution - Tier 3 - 1QU CoRE ¦ 5QU LoRE | Red Flag Warning - Small Fires | 2026 | 2.3537e-06 | 2.4852e-06 | 2.7351e-06 | 2.6048e-06 | 0.080408 | 0.03759 | 0.0016314 | 0.041187 | 0 | 0 | 0 | 0 | 0.00037266 | 1.8925e-07 | 0 | 1.8925e-07 | 1.9983e-07 | 0 | 1.9983e-07 | 2.1992e-07 | 0 | 2.1992e-07 | 2.0945e-07 | 0 | 2.0945e-07
[79 empty] | WLDFR | HFTD - Distribution - Tier 3 - 1QU CoRE ¦ 5QU LoRE | Red Flag Warning - Small Fires | 2027 | 2.3537e-06 | 2.4852e-06 | 2.7351e-06 | 2.6048e-06 | 0.080408 | 0.03759 | 0.0016314 | 0.041187 | 0 | 0 | 0 | 0 | 0.00037266 | 1.8925e-07 | 0 | 1.8925e-07 | 1.9983e-07 | 0 | 1.9983e-07 | 2.1992e-07 | 0 | 2.1992e-07 | 2.0945e-07 | 0 | 2.0945e-07
[79 empty] | WLDFR | HFTD - Distribution - Tier 3 - 1QU CoRE ¦ 5QU LoRE | Red Flag Warning - Small Fires | 2028 | 2.3537e-06 | 2.4852e-06 | 2.7351e-06 | 2.6048e-06 | 0.083606 | 0.039055 | 0.001695 | 0.042856 | 0 | 0 | 0 | 0 | 0.00037266 | 1.9678e-07 | 0 | 1.9678e-07 | 2.0778e-07 | 0 | 2.0778e-07 | 2.2867e-07 | 0 | 2.2867e-07 | 2.1778e-07 | 0 | 2.1778e-07
[79 empty] | WLDFR | HFTD - Distribution - Tier 3 - 1QU CoRE ¦ 5QU LoRE | Red Flag Warning - Small Fires | 2029 | 2.3537e-06 | 2.4852e-06 | 2.7351e-06 | 2.6048e-06 | 0.083606 | 0.039055 | 0.001695 | 0.042856 | 0 | 0 | 0 | 0 | 0.00037266 | 1.9678e-07 | 0 | 1.9678e-07 | 2.0778e-07 | 0 | 2.0778e-07 | 2.2867e-07 | 0 | 2.2867e-07 | 2.1778e-07 | 0 | 2.1778e-07
[79 empty] | WLDFR | HFTD - Distribution - Tier 3 - 1QU CoRE ¦ 5QU LoRE | Red Flag Warning - Small Fires | 2030 | 2.3537e-06 | 2.4852e-06 | 2.7351e-06 | 2.6048e-06 | 0.083606 | 0.039055 | 0.001695 | 0.042856 | 0 | 0 | 0 | 0 | 0.00037266 | 1.9678e-07 | 0 | 1.9678e-07 | 2.0778e-07 | 0 | 2.0778e-07 | 2.2867e-07 | 0 | 2.2867e-07 | 2.1778e-07 | 0 | 2.1778e-07
[79 empty] | WLDFR | HFTD - Distribution - Tier 3 - 1QU CoRE ¦ 5QU LoRE | Red Flag Warning - Small Fires | 2031 | 2.3537e-06 | 2.4852e-06 | 2.7351e-06 | 2.6048e-06 | 0.083606 | 0.039055 | 0.001695 | 0.042856 | 0 | 0 | 0 | 0 | 0.00037266 | 1.9678e-07 | 0 | 1.9678e-07 | 2.0778e-07 | 0 | 2.0778e-07 | 2.2867e-07 | 0 | 2.2867e-07 | 2.1778e-07 | 0 | 2.1778e-07
[79 empty] | WLDFR | HFTD - Distribution - Tier 3 - 1QU CoRE ¦ 5QU LoRE | Red Flag Warning - Small Fires | 2032 | 2.3537e-06 | 2.4852e-06 | 2.7351e-06 | 2.6048e-06 | 0.083606 | 0.039055 | 0.001695 | 0.042856 | 0 | 0 | 0 | 0 | 0.00037266 | 1.9678e-07 | 0 | 1.9678e-07 | 2.0778e-07 | 0 | 2.0778e-07 | 2.2867e-07 | 0 | 2.2867e-07 | 2.1778e-07 | 0 | 2.1778e-07
[79 empty] | WLDFR | HFTD - Distribution - Tier 3 - 1QU CoRE ¦ 5QU LoRE | Red Flag Warning - Small Fires | 2033 | 2.3537e-06 | 2.4852e-06 | 2.7351e-06 | 2.6048e-06 | 0.087211 | 0.040679 | 0.0017655 | 0.044766 | 0 | 0 | 0 | 0 | 0.00037266 | 2.0526e-07 | 0 | 2.0526e-07 | 2.1674e-07 | 0 | 2.1674e-07 | 2.3853e-07 | 0 | 2.3853e-07 | 2.2717e-07 | 0 | 2.2717e-07
[79 empty] | WLDFR | HFTD - Distribution - Tier 3 - 1QU CoRE ¦ 5QU LoRE | Red Flag Warning - Small Fires | 2034 | 2.3537e-06 | 2.4852e-06 | 2.7351e-06 | 2.6048e-06 | 0.087211 | 0.040679 | 0.0017655 | 0.044766 | 0 | 0 | 0 | 0 | 0.00037266 | 2.0526e-07 | 0 | 2.0526e-07 | 2.1674e-07 | 0 | 2.1674e-07 | 2.3853e-07 | 0 | 2.3853e-07 | 2.2717e-07 | 0 | 2.2717e-07
[79 empty] | WLDFR | HFTD - Distribution - Tier 3 - 1QU CoRE ¦ 5QU LoRE | Red Flag Warning - Small Fires | 2035 | 2.3537e-06 | 2.4852e-06 | 2.7351e-06 | 2.6048e-06 | 0.087211 | 0.040679 | 0.0017655 | 0.044766 | 0 | 0 | 0 | 0 | 0.00037266 | 2.0526e-07 | 0 | 2.0526e-07 | 2.1674e-07 | 0 | 2.1674e-07 | 2.3853e-07 | 0 | 2.3853e-07 | 2.2717e-07 | 0 | 2.2717e-07
[79 empty] | WLDFR | HFTD - Distribution - Tier 3 - 1QU CoRE ¦ 5QU LoRE | Red Flag Warning - Small Fires | 2036 | 2.3537e-06 | 2.4852e-06 | 2.7351e-06 | 2.6048e-06 | 0.087211 | 0.040679 | 0.0017655 | 0.044766 | 0 | 0 | 0 | 0 | 0.00037266 | 2.0526e-07 | 0 | 2.0526e-07 | 2.1674e-07 | 0 | 2.1674e-07 | 2.3853e-07 | 0 | 2.3853e-07 | 2.2717e-07 | 0 | 2.2717e-07
[79 empty] | WLDFR | HFTD - Distribution - Tier 3 - 1QU CoRE ¦ 5QU LoRE | Red Flag Warning - Small Fires | 2037 | 2.3537e-06 | 2.4852e-06 | 2.7351e-06 | 2.6048e-06 | 0.087211 | 0.040679 | 0.0017655 | 0.044766 | 0 | 0 | 0 | 0 | 0.00037266 | 2.0526e-07 | 0 | 2.0526e-07 | 2.1674e-07 | 0 | 2.1674e-07 | 2.3853e-07 | 0 | 2.3853e-07 | 2.2717e-07 | 0 | 2.2717e-07
[79 empty] | WLDFR | HFTD - Distribution - Tier 3 - 1QU CoRE ¦ 5QU LoRE | Red Flag Warning - Small Fires | 2038 | 2.3537e-06 | 2.4852e-06 | 2.7351e-06 | 2.6048e-06 | 0.091184 | 0.042438 | 0.0018418 | 0.046905 | 0 | 0 | 0 | 0 | 0.00037266 | 2.1462e-07 | 0 | 2.1462e-07 | 2.2662e-07 | 0 | 2.2662e-07 | 2.4939e-07 | 0 | 2.4939e-07 | 2.3752e-07 | 0 | 2.3752e-07
[79 empty] | WLDFR | HFTD - Distribution - Tier 3 - 1QU CoRE ¦ 5QU LoRE | Red Flag Warning - Small Fires | 2039 | 2.3537e-06 | 2.4852e-06 | 2.7351e-06 | 2.6048e-06 | 0.091184 | 0.042438 | 0.0018418 | 0.046905 | 0 | 0 | 0 | 0 | 0.00037266 | 2.1462e-07 | 0 | 2.1462e-07 | 2.2662e-07 | 0 | 2.2662e-07 | 2.4939e-07 | 0 | 2.4939e-07 | 2.3752e-07 | 0 | 2.3752e-07
[79 empty] | WLDFR | HFTD - Distribution - Tier 3 - 1QU CoRE ¦ 5QU LoRE | Red Flag Warning - Small Fires | 2040 | 2.3537e-06 | 2.4852e-06 | 2.7351e-06 | 2.6048e-06 | 0.091184 | 0.042438 | 0.0018418 | 0.046905 | 0 | 0 | 0 | 0 | 0.00037266 | 2.1462e-07 | 0 | 2.1462e-07 | 2.2662e-07 | 0 | 2.2662e-07 | 2.4939e-07 | 0 | 2.4939e-07 | 2.3752e-07 | 0 | 2.3752e-07
[79 empty] | WLDFR | HFTD - Distribution - Tier 3 - 1QU CoRE ¦ 5QU LoRE | Red Flag Warning - Small Fires | 2041 | 2.3537e-06 | 2.4852e-06 | 2.7351e-06 | 2.6048e-06 | 0.091184 | 0.042438 | 0.0018418 | 0.046905 | 0 | 0 | 0 | 0 | 0.00037266 | 2.1462e-07 | 0 | 2.1462e-07 | 2.2662e-07 | 0 | 2.2662e-07 | 2.4939e-07 | 0 | 2.4939e-07 | 2.3752e-07 | 0 | 2.3752e-07
[79 empty] | WLDFR | HFTD - Distribution - Tier 3 - 1QU CoRE ¦ 5QU LoRE | Red Flag Warning - Small Fires | 2042 | 2.3537e-06 | 2.4852e-06 | 2.7351e-06 | 2.6048e-06 | 0.091184 | 0.042438 | 0.0018418 | 0.046905 | 0 | 0 | 0 | 0 | 0.00037266 | 2.1462e-07 | 0 | 2.1462e-07 | 2.2662e-07 | 0 | 2.2662e-07 | 2.4939e-07 | 0 | 2.4939e-07 | 2.3752e-07 | 0 | 2.3752e-07
[79 empty] | WLDFR | HFTD - Distribution - Tier 3 - 1QU CoRE ¦ 5QU LoRE | Red Flag Warning - Small Fires | 2043 | 2.3537e-06 | 2.4852e-06 | 2.7351e-06 | 2.6048e-06 | 0.095486 | 0.044306 | 0.0019228 | 0.049257 | 0 | 0 | 0 | 0 | 0.00037266 | 2.2474e-07 | 0 | 2.2474e-07 | 2.3731e-07 | 0 | 2.3731e-07 | 2.6116e-07 | 0 | 2.6116e-07 | 2.4872e-07 | 0 | 2.4872e-07
[79 empty] | WLDFR | HFTD - Distribution - Tier 3 - 1QU CoRE ¦ 5QU LoRE | Red Flag Warning - Small Fires | 2044 | 2.3537e-06 | 2.4852e-06 | 2.7351e-06 | 2.6048e-06 | 0.095486 | 0.044306 | 0.0019228 | 0.049257 | 0 | 0 | 0 | 0 | 0.00037266 | 2.2474e-07 | 0 | 2.2474e-07 | 2.3731e-07 | 0 | 2.3731e-07 | 2.6116e-07 | 0 | 2.6116e-07 | 2.4872e-07 | 0 | 2.4872e-07
[79 empty] | WLDFR | HFTD - Distribution - Tier 3 - 1QU CoRE ¦ 5QU LoRE | Red Flag Warning - Small Fires | 2045 | 2.3537e-06 | 2.4852e-06 | 2.7351e-06 | 2.6048e-06 | 0.095486 | 0.044306 | 0.0019228 | 0.049257 | 0 | 0 | 0 | 0 | 0.00037266 | 2.2474e-07 | 0 | 2.2474e-07 | 2.3731e-07 | 0 | 2.3731e-07 | 2.6116e-07 | 0 | 2.6116e-07 | 2.4872e-07 | 0 | 2.4872e-07
[79 empty] | WLDFR | HFTD - Distribution - Tier 3 - 1QU CoRE ¦ 5QU LoRE | Red Flag Warning - Small Fires | 2046 | 2.3537e-06 | 2.4852e-06 | 2.7351e-06 | 2.6048e-06 | 0.095486 | 0.044306 | 0.0019228 | 0.049257 | 0 | 0 | 0 | 0 | 0.00037266 | 2.2474e-07 | 0 | 2.2474e-07 | 2.3731e-07 | 0 | 2.3731e-07 | 2.6116e-07 | 0 | 2.6116e-07 | 2.4872e-07 | 0 | 2.4872e-07
[79 empty] | WLDFR | HFTD - Distribution - Tier 3 - 1QU CoRE ¦ 5QU LoRE | Red Flag Warning - Small Fires | 2047 | 2.3537e-06 | 2.4852e-06 | 2.7351e-06 | 2.6048e-06 | 0.095486 | 0.044306 | 0.0019228 | 0.049257 | 0 | 0 | 0 | 0 | 0.00037266 | 2.2474e-07 | 0 | 2.2474e-07 | 2.3731e-07 | 0 | 2.3731e-07 | 2.6116e-07 | 0 | 2.6116e-07 | 2.4872e-07 | 0 | 2.4872e-07
[79 empty] | WLDFR | HFTD - Distribution - Tier 3 - 1QU CoRE ¦ 5QU LoRE | Red Flag Warning - Small Fires | 2048 | 2.3537e-06 | 2.4852e-06 | 2.7351e-06 | 2.6048e-06 | 0.10007 | 0.04626 | 0.0020076 | 0.051804 | 0 | 0 | 0 | 0 | 0.00037266 | 2.3553e-07 | 0 | 2.3553e-07 | 2.487e-07 | 0 | 2.487e-07 | 2.737e-07 | 0 | 2.737e-07 | 2.6067e-07 | 0 | 2.6067e-07
[79 empty] | WLDFR | HFTD - Distribution - Tier 3 - 1QU CoRE ¦ 5QU LoRE | Red Flag Warning - Small Fires | 2049 | 2.3537e-06 | 2.4852e-06 | 2.7351e-06 | 2.6048e-06 | 0.10007 | 0.04626 | 0.0020076 | 0.051804 | 0 | 0 | 0 | 0 | 0.00037266 | 2.3553e-07 | 0 | 2.3553e-07 | 2.487e-07 | 0 | 2.487e-07 | 2.737e-07 | 0 | 2.737e-07 | 2.6067e-07 | 0 | 2.6067e-07
[79 empty] | WLDFR | HFTD - Distribution - Tier 3 - 1QU CoRE ¦ 5QU LoRE | Red Flag Warning - Small Fires | 2050 | 0 | 2.4852e-06 | 2.7351e-06 | 2.6048e-06 | 0.10007 | 0.04626 | 0.0020076 | 0.051804 | 0 | 0 | 0 | 0 | 0.00037266 | 0 | 0 | 0 | 2.487e-07 | 0 | 2.487e-07 | 2.737e-07 | 0 | 2.737e-07 | 2.6067e-07 | 0 | 2.6067e-07
[79 empty] | WLDFR | HFTD - Distribution - Tier 3 - 1QU CoRE ¦ 5QU LoRE | Red Flag Warning - Small Fires | 2051 | 0 | 0 | 2.7351e-06 | 2.6048e-06 | 0.10007 | 0.04626 | 0.0020076 | 0.051804 | 0 | 0 | 0 | 0 | 0.00037266 | 0 | 0 | 0 | 0 | 0 | 0 | 2.737e-07 | 0 | 2.737e-07 | 2.6067e-07 | 0 | 2.6067e-07
[79 empty] | WLDFR | HFTD - Distribution - Tier 3 - 1QU CoRE ¦ 5QU LoRE | Red Flag Warning - Small Fires | 2052 | 0 | 0 | 0 | 2.6048e-06 | 0.10007 | 0.04626 | 0.0020076 | 0.051804 | 0 | 0 | 0 | 0 | 0.00037266 | 0 | 0 | 0 | 0 | 0 | 0 | 0 | 0 | 0 | 2.6067e-07 | 0 | 2.6067e-07
[79 empty] | WLDFR | HFTD - Distribution - Tier 3 - 1QU CoRE ¦ 5QU LoRE | Seismic - Non-Red Flag Warning - Catastrophic Fires | 2020 | 4.8635e-12 | 0 | 0 | 0 | 21083.8428 | 409.2237 | 13469.0878 | 7205.5313 | 0 | 0 | 0 | 0 | 8.0359e-10 | 1.0254e-07 | 0 | 1.0254e-07 | 0 | 0 | 0 | 0 | 0 | 0 | 0 | 0 | 0
[79 empty] | WLDFR | HFTD - Distribution - Tier 3 - 1QU CoRE ¦ 5QU LoRE | Seismic - Non-Red Flag Warning - Catastrophic Fires | 2021 | 0 | 5.1354e-12 | 0 | 0 | 21083.8428 | 409.2237 | 13469.0878 | 7205.5313 | 0 | 0 | 0 | 0 | 8.0359e-10 | 0 | 0 | 0 | 1.0827e-07 | 0 | 1.0827e-07 | 0 | 0 | 0 | 0 | 0 | 0
[79 empty] | WLDFR | HFTD - Distribution - Tier 3 - 1QU CoRE ¦ 5QU LoRE | Seismic - Non-Red Flag Warning - Catastrophic Fires | 2022 | 0 | 0 | 3.4378e-12 | 0 | 21083.8428 | 409.2237 | 13469.0878 | 7205.5313 | 0 | 0 | 0 | 0 | 5.6441e-10 | 0 | 0 | 0 | 0 | 0 | 0 | 7.2482e-08 | 0 | 7.2482e-08 | 0 | 0 | 0
[79 empty] | WLDFR | HFTD - Distribution - Tier 3 - 1QU CoRE ¦ 5QU LoRE | Seismic - Non-Red Flag Warning - Catastrophic Fires | 2023 | 0 | 0 | 0 | 3.2741e-12 | 21835.9781 | 428.6023 | 13939.561 | 7467.8148 | 0 | 0 | 0 | 0 | 5.6441e-10 | 0 | 0 | 0 | 0 | 0 | 0 | 0 | 0 | 0 | 7.1493e-08 | 0 | 7.1493e-08
[79 empty] | WLDFR | HFTD - Distribution - Tier 3 - 1QU CoRE ¦ 5QU LoRE | Seismic - Red Flag Warning - Catastrophic Fires | 2020 | 2.0971e-10 | 0 | 0 | 0 | 21083.8428 | 409.2237 | 13469.0878 | 7205.5313 | 0 | 0 | 0 | 0 | 3.465e-08 | 4.4216e-06 | 0 | 4.4216e-06 | 0 | 0 | 0 | 0 | 0 | 0 | 0 | 0 | 0
[79 empty] | WLDFR | HFTD - Distribution - Tier 3 - 1QU CoRE ¦ 5QU LoRE | Seismic - Red Flag Warning - Catastrophic Fires | 2021 | 0 | 2.2144e-10 | 0 | 0 | 21083.8428 | 409.2237 | 13469.0878 | 7205.5313 | 0 | 0 | 0 | 0 | 3.465e-08 | 0 | 0 | 0 | 4.6688e-06 | 0 | 4.6688e-06 | 0 | 0 | 0 | 0 | 0 | 0
[79 empty] | WLDFR | HFTD - Distribution - Tier 3 - 1QU CoRE ¦ 5QU LoRE | Seismic - Red Flag Warning - Catastrophic Fires | 2022 | 0 | 0 | 1.4824e-10 | 0 | 21083.8428 | 409.2237 | 13469.0878 | 7205.5313 | 0 | 0 | 0 | 0 | 2.4337e-08 | 0 | 0 | 0 | 0 | 0 | 0 | 3.1254e-06 | 0 | 3.1254e-06 | 0 | 0 | 0
[79 empty] | WLDFR | HFTD - Distribution - Tier 3 - 1QU CoRE ¦ 5QU LoRE | Seismic - Red Flag Warning - Catastrophic Fires | 2023 | 0 | 0 | 0 | 1.4118e-10 | 21835.9781 | 428.6023 | 13939.561 | 7467.8148 | 0 | 0 | 0 | 0 | 2.4337e-08 | 0 | 0 | 0 | 0 | 0 | 0 | 0 | 0 | 0 | 3.0827e-06 | 0 | 3.0827e-06
[79 empty] | WLDFR | HFTD - Distribution - Tier 3 - 2QU CoRE ¦ 1QU LoRE | Non-Red Flag Warning - Catastrophic Fires | 2020 | 1.6442e-08 | 0 | 0 | 0 | 14146.1306 | 222.2294 | 8585.7228 | 5338.1784 | 0 | 0 | 0 | 0 | 4.2912e-06 | 0.00023258 | 0 | 0.00023258 | 0 | 0 | 0 | 0 | 0 | 0 | 0 | 0 | 0
[79 empty] | WLDFR | HFTD - Distribution - Tier 3 - 2QU CoRE ¦ 1QU LoRE | Non-Red Flag Warning - Catastrophic Fires | 2021 | 8.52e-09 | 1.7361e-08 | 0 | 0 | 14146.1306 | 222.2294 | 8585.7228 | 5338.1784 | 0 | 0 | 0 | 0 | 4.2912e-06 | 0.00012052 | 0 | 0.00012052 | 0.00024559 | 0 | 0.00024559 | 0 | 0 | 0 | 0 | 0 | 0
[79 empty] | WLDFR | HFTD - Distribution - Tier 3 - 2QU CoRE ¦ 1QU LoRE | Non-Red Flag Warning - Catastrophic Fires | 2022 | 9.1736e-09 | 9.6865e-09 | 1.5635e-08 | 0 | 14146.1306 | 222.2294 | 8585.7228 | 5338.1784 | 0 | 0 | 0 | 0 | 4.6182e-06 | 0.00012977 | 0 | 0.00012977 | 0.00013703 | 0 | 0.00013703 | 0.00022117 | 0 | 0.00022117 | 0 | 0 | 0
[79 empty] | WLDFR | HFTD - Distribution - Tier 3 - 2QU CoRE ¦ 1QU LoRE | Non-Red Flag Warning - Catastrophic Fires | 2023 | 9.1736e-09 | 9.6865e-09 | 7.5059e-09 | 1.489e-08 | 14664.6376 | 233.2301 | 8896.516 | 5534.8915 | 0 | 0 | 0 | 0 | 4.6182e-06 | 0.00013453 | 0 | 0.00013453 | 0.00014205 | 0 | 0.00014205 | 0.00011007 | 0 | 0.00011007 | 0.00021836 | 0 | 0.00021836
[79 empty] | WLDFR | HFTD - Distribution - Tier 3 - 2QU CoRE ¦ 1QU LoRE | Non-Red Flag Warning - Catastrophic Fires | 2024 | 9.1736e-09 | 9.6865e-09 | 7.5059e-09 | 7.1485e-09 | 14664.6376 | 233.2301 | 8896.516 | 5534.8915 | 0 | 0 | 0 | 0 | 4.6182e-06 | 0.00013453 | 0 | 0.00013453 | 0.00014205 | 0 | 0.00014205 | 0.00011007 | 0 | 0.00011007 | 0.00010483 | 0 | 0.00010483
[79 empty] | WLDFR | HFTD - Distribution - Tier 3 - 2QU CoRE ¦ 1QU LoRE | Non-Red Flag Warning - Catastrophic Fires | 2025 | 9.1736e-09 | 9.6865e-09 | 7.5059e-09 | 7.1485e-09 | 14664.6376 | 233.2301 | 8896.516 | 5534.8915 | 0 | 0 | 0 | 0 | 4.6182e-06 | 0.00013453 | 0 | 0.00013453 | 0.00014205 | 0 | 0.00014205 | 0.00011007 | 0 | 0.00011007 | 0.00010483 | 0 | 0.00010483
[79 empty] | WLDFR | HFTD - Distribution - Tier 3 - 2QU CoRE ¦ 1QU LoRE | Non-Red Flag Warning - Catastrophic Fires | 2026 | 9.1736e-09 | 9.6865e-09 | 7.5059e-09 | 7.1485e-09 | 14664.6376 | 233.2301 | 8896.516 | 5534.8915 | 0 | 0 | 0 | 0 | 4.6182e-06 | 0.00013453 | 0 | 0.00013453 | 0.00014205 | 0 | 0.00014205 | 0.00011007 | 0 | 0.00011007 | 0.00010483 | 0 | 0.00010483
[79 empty] | WLDFR | HFTD - Distribution - Tier 3 - 2QU CoRE ¦ 1QU LoRE | Non-Red Flag Warning - Catastrophic Fires | 2027 | 9.1736e-09 | 9.6865e-09 | 7.5059e-09 | 7.1485e-09 | 14664.6376 | 233.2301 | 8896.516 | 5534.8915 | 0 | 0 | 0 | 0 | 4.6182e-06 | 0.00013453 | 0 | 0.00013453 | 0.00014205 | 0 | 0.00014205 | 0.00011007 | 0 | 0.00011007 | 0.00010483 | 0 | 0.00010483
[79 empty] | WLDFR | HFTD - Distribution - Tier 3 - 2QU CoRE ¦ 1QU LoRE | Non-Red Flag Warning - Catastrophic Fires | 2028 | 9.1736e-09 | 9.6865e-09 | 7.5059e-09 | 7.1485e-09 | 15317.9909 | 247.273 | 9287.6491 | 5783.0689 | 0 | 0 | 0 | 0 | 4.6182e-06 | 0.00014052 | 0 | 0.00014052 | 0.00014838 | 0 | 0.00014838 | 0.00011498 | 0 | 0.00011498 | 0.0001095 | 0 | 0.0001095
[79 empty] | WLDFR | HFTD - Distribution - Tier 3 - 2QU CoRE ¦ 1QU LoRE | Non-Red Flag Warning - Catastrophic Fires | 2029 | 9.1736e-09 | 9.6865e-09 | 7.5059e-09 | 7.1485e-09 | 15317.9909 | 247.273 | 9287.6491 | 5783.0689 | 0 | 0 | 0 | 0 | 4.6182e-06 | 0.00014052 | 0 | 0.00014052 | 0.00014838 | 0 | 0.00014838 | 0.00011498 | 0 | 0.00011498 | 0.0001095 | 0 | 0.0001095
[79 empty] | WLDFR | HFTD - Distribution - Tier 3 - 2QU CoRE ¦ 1QU LoRE | Non-Red Flag Warning - Catastrophic Fires | 2030 | 9.1736e-09 | 9.6865e-09 | 7.5059e-09 | 7.1485e-09 | 15317.9909 | 247.273 | 9287.6491 | 5783.0689 | 0 | 0 | 0 | 0 | 4.6182e-06 | 0.00014052 | 0 | 0.00014052 | 0.00014838 | 0 | 0.00014838 | 0.00011498 | 0 | 0.00011498 | 0.0001095 | 0 | 0.0001095
[79 empty] | WLDFR | HFTD - Distribution - Tier 3 - 2QU CoRE ¦ 1QU LoRE | Non-Red Flag Warning - Catastrophic Fires | 2031 | 9.1736e-09 | 9.6865e-09 | 7.5059e-09 | 7.1485e-09 | 15317.9909 | 247.273 | 9287.6491 | 5783.0689 | 0 | 0 | 0 | 0 | 4.6182e-06 | 0.00014052 | 0 | 0.00014052 | 0.00014838 | 0 | 0.00014838 | 0.00011498 | 0 | 0.00011498 | 0.0001095 | 0 | 0.0001095
[79 empty] | WLDFR | HFTD - Distribution - Tier 3 - 2QU CoRE ¦ 1QU LoRE | Non-Red Flag Warning - Catastrophic Fires | 2032 | 9.1736e-09 | 9.6865e-09 | 7.5059e-09 | 7.1485e-09 | 15317.9909 | 247.273 | 9287.6491 | 5783.0689 | 0 | 0 | 0 | 0 | 4.6182e-06 | 0.00014052 | 0 | 0.00014052 | 0.00014838 | 0 | 0.00014838 | 0.00011498 | 0 | 0.00011498 | 0.0001095 | 0 | 0.0001095
[79 empty] | WLDFR | HFTD - Distribution - Tier 3 - 2QU CoRE ¦ 1QU LoRE | Non-Red Flag Warning - Catastrophic Fires | 2033 | 9.1736e-09 | 9.6865e-09 | 7.5059e-09 | 7.1485e-09 | 16044.1264 | 263.1074 | 9721.74 | 6059.2791 | 0 | 0 | 0 | 0 | 4.6182e-06 | 0.00014718 | 0 | 0.00014718 | 0.00015541 | 0 | 0.00015541 | 0.00012043 | 0 | 0.00012043 | 0.00011469 | 0 | 0.00011469
[79 empty] | WLDFR | HFTD - Distribution - Tier 3 - 2QU CoRE ¦ 1QU LoRE | Non-Red Flag Warning - Catastrophic Fires | 2034 | 9.1736e-09 | 9.6865e-09 | 7.5059e-09 | 7.1485e-09 | 16044.1264 | 263.1074 | 9721.74 | 6059.2791 | 0 | 0 | 0 | 0 | 4.6182e-06 | 0.00014718 | 0 | 0.00014718 | 0.00015541 | 0 | 0.00015541 | 0.00012043 | 0 | 0.00012043 | 0.00011469 | 0 | 0.00011469
[79 empty] | WLDFR | HFTD - Distribution - Tier 3 - 2QU CoRE ¦ 1QU LoRE | Non-Red Flag Warning - Catastrophic Fires | 2035 | 9.1736e-09 | 9.6865e-09 | 7.5059e-09 | 7.1485e-09 | 16044.1264 | 263.1074 | 9721.74 | 6059.2791 | 0 | 0 | 0 | 0 | 4.6182e-06 | 0.00014718 | 0 | 0.00014718 | 0.00015541 | 0 | 0.00015541 | 0.00012043 | 0 | 0.00012043 | 0.00011469 | 0 | 0.00011469
[79 empty] | WLDFR | HFTD - Distribution - Tier 3 - 2QU CoRE ¦ 1QU LoRE | Non-Red Flag Warning - Catastrophic Fires | 2036 | 9.1736e-09 | 9.6865e-09 | 7.5059e-09 | 7.1485e-09 | 16044.1264 | 263.1074 | 9721.74 | 6059.2791 | 0 | 0 | 0 | 0 | 4.6182e-06 | 0.00014718 | 0 | 0.00014718 | 0.00015541 | 0 | 0.00015541 | 0.00012043 | 0 | 0.00012043 | 0.00011469 | 0 | 0.00011469
[79 empty] | WLDFR | HFTD - Distribution - Tier 3 - 2QU CoRE ¦ 1QU LoRE | Non-Red Flag Warning - Catastrophic Fires | 2037 | 9.1736e-09 | 9.6865e-09 | 7.5059e-09 | 7.1485e-09 | 16044.1264 | 263.1074 | 9721.74 | 6059.2791 | 0 | 0 | 0 | 0 | 4.6182e-06 | 0.00014718 | 0 | 0.00014718 | 0.00015541 | 0 | 0.00015541 | 0.00012043 | 0 | 0.00012043 | 0.00011469 | 0 | 0.00011469
[79 empty] | WLDFR | HFTD - Distribution - Tier 3 - 2QU CoRE ¦ 1QU LoRE | Non-Red Flag Warning - Catastrophic Fires | 2038 | 9.1736e-09 | 9.6865e-09 | 7.5059e-09 | 7.1485e-09 | 16832.3912 | 280.5544 | 10192.2718 | 6359.5651 | 0 | 0 | 0 | 0 | 4.6182e-06 | 0.00015441 | 0 | 0.00015441 | 0.00016305 | 0 | 0.00016305 | 0.00012634 | 0 | 0.00012634 | 0.00012033 | 0 | 0.00012033
[79 empty] | WLDFR | HFTD - Distribution - Tier 3 - 2QU CoRE ¦ 1QU LoRE | Non-Red Flag Warning - Catastrophic Fires | 2039 | 9.1736e-09 | 9.6865e-09 | 7.5059e-09 | 7.1485e-09 | 16832.3912 | 280.5544 | 10192.2718 | 6359.5651 | 0 | 0 | 0 | 0 | 4.6182e-06 | 0.00015441 | 0 | 0.00015441 | 0.00016305 | 0 | 0.00016305 | 0.00012634 | 0 | 0.00012634 | 0.00012033 | 0 | 0.00012033
[79 empty] | WLDFR | HFTD - Distribution - Tier 3 - 2QU CoRE ¦ 1QU LoRE | Non-Red Flag Warning - Catastrophic Fires | 2040 | 9.1736e-09 | 9.6865e-09 | 7.5059e-09 | 7.1485e-09 | 16832.3912 | 280.5544 | 10192.2718 | 6359.5651 | 0 | 0 | 0 | 0 | 4.6182e-06 | 0.00015441 | 0 | 0.00015441 | 0.00016305 | 0 | 0.00016305 | 0.00012634 | 0 | 0.00012634 | 0.00012033 | 0 | 0.00012033
[79 empty] | WLDFR | HFTD - Distribution - Tier 3 - 2QU CoRE ¦ 1QU LoRE | Non-Red Flag Warning - Catastrophic Fires | 2041 | 9.1736e-09 | 9.6865e-09 | 7.5059e-09 | 7.1485e-09 | 16832.3912 | 280.5544 | 10192.2718 | 6359.5651 | 0 | 0 | 0 | 0 | 4.6182e-06 | 0.00015441 | 0 | 0.00015441 | 0.00016305 | 0 | 0.00016305 | 0.00012634 | 0 | 0.00012634 | 0.00012033 | 0 | 0.00012033
[79 empty] | WLDFR | HFTD - Distribution - Tier 3 - 2QU CoRE ¦ 1QU LoRE | Non-Red Flag Warning - Catastrophic Fires | 2042 | 9.1736e-09 | 9.6865e-09 | 7.5059e-09 | 7.1485e-09 | 16832.3912 | 280.5544 | 10192.2718 | 6359.5651 | 0 | 0 | 0 | 0 | 4.6182e-06 | 0.00015441 | 0 | 0.00015441 | 0.00016305 | 0 | 0.00016305 | 0.00012634 | 0 | 0.00012634 | 0.00012033 | 0 | 0.00012033
[79 empty] | WLDFR | HFTD - Distribution - Tier 3 - 2QU CoRE ¦ 1QU LoRE | Non-Red Flag Warning - Catastrophic Fires | 2043 | 9.1736e-09 | 9.6865e-09 | 7.5059e-09 | 7.1485e-09 | 17672.0852 | 299.42 | 10692.7362 | 6679.929 | 0 | 0 | 0 | 0 | 4.6182e-06 | 0.00016212 | 0 | 0.00016212 | 0.00017118 | 0 | 0.00017118 | 0.00013265 | 0 | 0.00013265 | 0.00012633 | 0 | 0.00012633
[79 empty] | WLDFR | HFTD - Distribution - Tier 3 - 2QU CoRE ¦ 1QU LoRE | Non-Red Flag Warning - Catastrophic Fires | 2044 | 9.1736e-09 | 9.6865e-09 | 7.5059e-09 | 7.1485e-09 | 17672.0852 | 299.42 | 10692.7362 | 6679.929 | 0 | 0 | 0 | 0 | 4.6182e-06 | 0.00016212 | 0 | 0.00016212 | 0.00017118 | 0 | 0.00017118 | 0.00013265 | 0 | 0.00013265 | 0.00012633 | 0 | 0.00012633
[79 empty] | WLDFR | HFTD - Distribution - Tier 3 - 2QU CoRE ¦ 1QU LoRE | Non-Red Flag Warning - Catastrophic Fires | 2045 | 9.1736e-09 | 9.6865e-09 | 7.5059e-09 | 7.1485e-09 | 17672.0852 | 299.42 | 10692.7362 | 6679.929 | 0 | 0 | 0 | 0 | 4.6182e-06 | 0.00016212 | 0 | 0.00016212 | 0.00017118 | 0 | 0.00017118 | 0.00013265 | 0 | 0.00013265 | 0.00012633 | 0 | 0.00012633
[79 empty] | WLDFR | HFTD - Distribution - Tier 3 - 2QU CoRE ¦ 1QU LoRE | Non-Red Flag Warning - Catastrophic Fires | 2046 | 9.1736e-09 | 9.6865e-09 | 7.5059e-09 | 7.1485e-09 | 17672.0852 | 299.42 | 10692.7362 | 6679.929 | 0 | 0 | 0 | 0 | 4.6182e-06 | 0.00016212 | 0 | 0.00016212 | 0.00017118 | 0 | 0.00017118 | 0.00013265 | 0 | 0.00013265 | 0.00012633 | 0 | 0.00012633
[79 empty] | WLDFR | HFTD - Distribution - Tier 3 - 2QU CoRE ¦ 1QU LoRE | Non-Red Flag Warning - Catastrophic Fires | 2047 | 9.1736e-09 | 9.6865e-09 | 7.5059e-09 | 7.1485e-09 | 17672.0852 | 299.42 | 10692.7362 | 6679.929 | 0 | 0 | 0 | 0 | 4.6182e-06 | 0.00016212 | 0 | 0.00016212 | 0.00017118 | 0 | 0.00017118 | 0.00013265 | 0 | 0.00013265 | 0.00012633 | 0 | 0.00012633
[79 empty] | WLDFR | HFTD - Distribution - Tier 3 - 2QU CoRE ¦ 1QU LoRE | Non-Red Flag Warning - Catastrophic Fires | 2048 | 9.1736e-09 | 9.6865e-09 | 7.5059e-09 | 7.1485e-09 | 18552.3348 | 319.4911 | 11216.5626 | 7016.281 | 0 | 0 | 0 | 0 | 4.6182e-06 | 0.00017019 | 0 | 0.00017019 | 0.00017971 | 0 | 0.00017971 | 0.00013925 | 0 | 0.00013925 | 0.00013262 | 0 | 0.00013262
[79 empty] | WLDFR | HFTD - Distribution - Tier 3 - 2QU CoRE ¦ 1QU LoRE | Non-Red Flag Warning - Catastrophic Fires | 2049 | 9.1736e-09 | 9.6865e-09 | 7.5059e-09 | 7.1485e-09 | 18552.3348 | 319.4911 | 11216.5626 | 7016.281 | 0 | 0 | 0 | 0 | 4.6182e-06 | 0.00017019 | 0 | 0.00017019 | 0.00017971 | 0 | 0.00017971 | 0.00013925 | 0 | 0.00013925 | 0.00013262 | 0 | 0.00013262
[79 empty] | WLDFR | HFTD - Distribution - Tier 3 - 2QU CoRE ¦ 1QU LoRE | Non-Red Flag Warning - Catastrophic Fires | 2050 | 0 | 9.6865e-09 | 7.5059e-09 | 7.1485e-09 | 18552.3348 | 319.4911 | 11216.5626 | 7016.281 | 0 | 0 | 0 | 0 | 4.6182e-06 | 0 | 0 | 0 | 0.00017971 | 0 | 0.00017971 | 0.00013925 | 0 | 0.00013925 | 0.00013262 | 0 | 0.00013262
[79 empty] | WLDFR | HFTD - Distribution - Tier 3 - 2QU CoRE ¦ 1QU LoRE | Non-Red Flag Warning - Catastrophic Fires | 2051 | 0 | 0 | 7.5059e-09 | 7.1485e-09 | 18552.3348 | 319.4911 | 11216.5626 | 7016.281 | 0 | 0 | 0 | 0 | 4.6182e-06 | 0 | 0 | 0 | 0 | 0 | 0 | 0.00013925 | 0 | 0.00013925 | 0.00013262 | 0 | 0.00013262
[79 empty] | WLDFR | HFTD - Distribution - Tier 3 - 2QU CoRE ¦ 1QU LoRE | Non-Red Flag Warning - Catastrophic Fires | 2052 | 0 | 0 | 0 | 7.1485e-09 | 18552.3348 | 319.4911 | 11216.5626 | 7016.281 | 0 | 0 | 0 | 0 | 4.6182e-06 | 0 | 0 | 0 | 0 | 0 | 0 | 0 | 0 | 0 | 0.00013262 | 0 | 0.00013262
[79 empty] | WLDFR | HFTD - Distribution - Tier 3 - 2QU CoRE ¦ 1QU LoRE | Non-Red Flag Warning - Destructive Fires | 2020 | 3.9508e-08 | 0 | 0 | 0 | 8807.9522 | 222.2294 | 8585.7228 | 0 | 0 | 0 | 0 | 0 | 5.1127e-06 | 0.00034799 | 0 | 0.00034799 | 0 | 0 | 0 | 0 | 0 | 0 | 0 | 0 | 0
[79 empty] | WLDFR | HFTD - Distribution - Tier 3 - 2QU CoRE ¦ 1QU LoRE | Non-Red Flag Warning - Destructive Fires | 2021 | 2.0488e-08 | 4.1717e-08 | 0 | 0 | 8807.9522 | 222.2294 | 8585.7228 | 0 | 0 | 0 | 0 | 0 | 5.1127e-06 | 0.00018046 | 0 | 0.00018046 | 0.00036744 | 0 | 0.00036744 | 0 | 0 | 0 | 0 | 0 | 0
[79 empty] | WLDFR | HFTD - Distribution - Tier 3 - 2QU CoRE ¦ 1QU LoRE | Non-Red Flag Warning - Destructive Fires | 2022 | 2.2088e-08 | 2.3323e-08 | 3.7654e-08 | 0 | 8807.9522 | 222.2294 | 8585.7228 | 0 | 0 | 0 | 0 | 0 | 5.3893e-06 | 0.00019455 | 0 | 0.00019455 | 0.00020543 | 0 | 0.00020543 | 0.00033165 | 0 | 0.00033165 | 0 | 0 | 0
[79 empty] | WLDFR | HFTD - Distribution - Tier 3 - 2QU CoRE ¦ 1QU LoRE | Non-Red Flag Warning - Destructive Fires | 2023 | 2.2088e-08 | 2.3323e-08 | 1.8072e-08 | 3.5861e-08 | 9129.7461 | 233.2301 | 8896.516 | 0 | 0 | 0 | 0 | 0 | 5.3893e-06 | 0.00020166 | 0 | 0.00020166 | 0.00021293 | 0 | 0.00021293 | 0.000165 | 0 | 0.000165 | 0.0003274 | 0 | 0.0003274
[79 empty] | WLDFR | HFTD - Distribution - Tier 3 - 2QU CoRE ¦ 1QU LoRE | Non-Red Flag Warning - Destructive Fires | 2024 | 2.2088e-08 | 2.3323e-08 | 1.8072e-08 | 1.7212e-08 | 9129.7461 | 233.2301 | 8896.516 | 0 | 0 | 0 | 0 | 0 | 5.3893e-06 | 0.00020166 | 0 | 0.00020166 | 0.00021293 | 0 | 0.00021293 | 0.000165 | 0 | 0.000165 | 0.00015714 | 0 | 0.00015714
[79 empty] | WLDFR | HFTD - Distribution - Tier 3 - 2QU CoRE ¦ 1QU LoRE | Non-Red Flag Warning - Destructive Fires | 2025 | 2.2088e-08 | 2.3323e-08 | 1.8072e-08 | 1.7212e-08 | 9129.7461 | 233.2301 | 8896.516 | 0 | 0 | 0 | 0 | 0 | 5.3893e-06 | 0.00020166 | 0 | 0.00020166 | 0.00021293 | 0 | 0.00021293 | 0.000165 | 0 | 0.000165 | 0.00015714 | 0 | 0.00015714
[79 empty] | WLDFR | HFTD - Distribution - Tier 3 - 2QU CoRE ¦ 1QU LoRE | Non-Red Flag Warning - Destructive Fires | 2026 | 2.2088e-08 | 2.3323e-08 | 1.8072e-08 | 1.7212e-08 | 9129.7461 | 233.2301 | 8896.516 | 0 | 0 | 0 | 0 | 0 | 5.3893e-06 | 0.00020166 | 0 | 0.00020166 | 0.00021293 | 0 | 0.00021293 | 0.000165 | 0 | 0.000165 | 0.00015714 | 0 | 0.00015714
[79 empty] | WLDFR | HFTD - Distribution - Tier 3 - 2QU CoRE ¦ 1QU LoRE | Non-Red Flag Warning - Destructive Fires | 2027 | 2.2088e-08 | 2.3323e-08 | 1.8072e-08 | 1.7212e-08 | 9129.7461 | 233.2301 | 8896.516 | 0 | 0 | 0 | 0 | 0 | 5.3893e-06 | 0.00020166 | 0 | 0.00020166 | 0.00021293 | 0 | 0.00021293 | 0.000165 | 0 | 0.000165 | 0.00015714 | 0 | 0.00015714
[79 empty] | WLDFR | HFTD - Distribution - Tier 3 - 2QU CoRE ¦ 1QU LoRE | Non-Red Flag Warning - Destructive Fires | 2028 | 2.2088e-08 | 2.3323e-08 | 1.8072e-08 | 1.7212e-08 | 9534.9221 | 247.273 | 9287.6491 | 0 | 0 | 0 | 0 | 0 | 5.3893e-06 | 0.00021061 | 0 | 0.00021061 | 0.00022238 | 0 | 0.00022238 | 0.00017232 | 0 | 0.00017232 | 0.00016411 | 0 | 0.00016411
[79 empty] | WLDFR | HFTD - Distribution - Tier 3 - 2QU CoRE ¦ 1QU LoRE | Non-Red Flag Warning - Destructive Fires | 2029 | 2.2088e-08 | 2.3323e-08 | 1.8072e-08 | 1.7212e-08 | 9534.9221 | 247.273 | 9287.6491 | 0 | 0 | 0 | 0 | 0 | 5.3893e-06 | 0.00021061 | 0 | 0.00021061 | 0.00022238 | 0 | 0.00022238 | 0.00017232 | 0 | 0.00017232 | 0.00016411 | 0 | 0.00016411
[79 empty] | WLDFR | HFTD - Distribution - Tier 3 - 2QU CoRE ¦ 1QU LoRE | Non-Red Flag Warning - Destructive Fires | 2030 | 2.2088e-08 | 2.3323e-08 | 1.8072e-08 | 1.7212e-08 | 9534.9221 | 247.273 | 9287.6491 | 0 | 0 | 0 | 0 | 0 | 5.3893e-06 | 0.00021061 | 0 | 0.00021061 | 0.00022238 | 0 | 0.00022238 | 0.00017232 | 0 | 0.00017232 | 0.00016411 | 0 | 0.00016411
[79 empty] | WLDFR | HFTD - Distribution - Tier 3 - 2QU CoRE ¦ 1QU LoRE | Non-Red Flag Warning - Destructive Fires | 2031 | 2.2088e-08 | 2.3323e-08 | 1.8072e-08 | 1.7212e-08 | 9534.9221 | 247.273 | 9287.6491 | 0 | 0 | 0 | 0 | 0 | 5.3893e-06 | 0.00021061 | 0 | 0.00021061 | 0.00022238 | 0 | 0.00022238 | 0.00017232 | 0 | 0.00017232 | 0.00016411 | 0 | 0.00016411
[79 empty] | WLDFR | HFTD - Distribution - Tier 3 - 2QU CoRE ¦ 1QU LoRE | Non-Red Flag Warning - Destructive Fires | 2032 | 2.2088e-08 | 2.3323e-08 | 1.8072e-08 | 1.7212e-08 | 9534.9221 | 247.273 | 9287.6491 | 0 | 0 | 0 | 0 | 0 | 5.3893e-06 | 0.00021061 | 0 | 0.00021061 | 0.00022238 | 0 | 0.00022238 | 0.00017232 | 0 | 0.00017232 | 0.00016411 | 0 | 0.00016411
[79 empty] | WLDFR | HFTD - Distribution - Tier 3 - 2QU CoRE ¦ 1QU LoRE | Non-Red Flag Warning - Destructive Fires | 2033 | 2.2088e-08 | 2.3323e-08 | 1.8072e-08 | 1.7212e-08 | 9984.8474 | 263.1074 | 9721.74 | 0 | 0 | 0 | 0 | 0 | 5.3893e-06 | 0.00022054 | 0 | 0.00022054 | 0.00023287 | 0 | 0.00023287 | 0.00018045 | 0 | 0.00018045 | 0.00017186 | 0 | 0.00017186
[79 empty] | WLDFR | HFTD - Distribution - Tier 3 - 2QU CoRE ¦ 1QU LoRE | Non-Red Flag Warning - Destructive Fires | 2034 | 2.2088e-08 | 2.3323e-08 | 1.8072e-08 | 1.7212e-08 | 9984.8474 | 263.1074 | 9721.74 | 0 | 0 | 0 | 0 | 0 | 5.3893e-06 | 0.00022054 | 0 | 0.00022054 | 0.00023287 | 0 | 0.00023287 | 0.00018045 | 0 | 0.00018045 | 0.00017186 | 0 | 0.00017186
[79 empty] | WLDFR | HFTD - Distribution - Tier 3 - 2QU CoRE ¦ 1QU LoRE | Non-Red Flag Warning - Destructive Fires | 2035 | 2.2088e-08 | 2.3323e-08 | 1.8072e-08 | 1.7212e-08 | 9984.8474 | 263.1074 | 9721.74 | 0 | 0 | 0 | 0 | 0 | 5.3893e-06 | 0.00022054 | 0 | 0.00022054 | 0.00023287 | 0 | 0.00023287 | 0.00018045 | 0 | 0.00018045 | 0.00017186 | 0 | 0.00017186
[79 empty] | WLDFR | HFTD - Distribution - Tier 3 - 2QU CoRE ¦ 1QU LoRE | Non-Red Flag Warning - Destructive Fires | 2036 | 2.2088e-08 | 2.3323e-08 | 1.8072e-08 | 1.7212e-08 | 9984.8474 | 263.1074 | 9721.74 | 0 | 0 | 0 | 0 | 0 | 5.3893e-06 | 0.00022054 | 0 | 0.00022054 | 0.00023287 | 0 | 0.00023287 | 0.00018045 | 0 | 0.00018045 | 0.00017186 | 0 | 0.00017186
[79 empty] | WLDFR | HFTD - Distribution - Tier 3 - 2QU CoRE ¦ 1QU LoRE | Non-Red Flag Warning - Destructive Fires | 2037 | 2.2088e-08 | 2.3323e-08 | 1.8072e-08 | 1.7212e-08 | 9984.8474 | 263.1074 | 9721.74 | 0 | 0 | 0 | 0 | 0 | 5.3893e-06 | 0.00022054 | 0 | 0.00022054 | 0.00023287 | 0 | 0.00023287 | 0.00018045 | 0 | 0.00018045 | 0.00017186 | 0 | 0.00017186
[79 empty] | WLDFR | HFTD - Distribution - Tier 3 - 2QU CoRE ¦ 1QU LoRE | Non-Red Flag Warning - Destructive Fires | 2038 | 2.2088e-08 | 2.3323e-08 | 1.8072e-08 | 1.7212e-08 | 10472.8261 | 280.5544 | 10192.2718 | 0 | 0 | 0 | 0 | 0 | 5.3893e-06 | 0.00023132 | 0 | 0.00023132 | 0.00024425 | 0 | 0.00024425 | 0.00018927 | 0 | 0.00018927 | 0.00018026 | 0 | 0.00018026
[79 empty] | WLDFR | HFTD - Distribution - Tier 3 - 2QU CoRE ¦ 1QU LoRE | Non-Red Flag Warning - Destructive Fires | 2039 | 2.2088e-08 | 2.3323e-08 | 1.8072e-08 | 1.7212e-08 | 10472.8261 | 280.5544 | 10192.2718 | 0 | 0 | 0 | 0 | 0 | 5.3893e-06 | 0.00023132 | 0 | 0.00023132 | 0.00024425 | 0 | 0.00024425 | 0.00018927 | 0 | 0.00018927 | 0.00018026 | 0 | 0.00018026
[79 empty] | WLDFR | HFTD - Distribution - Tier 3 - 2QU CoRE ¦ 1QU LoRE | Non-Red Flag Warning - Destructive Fires | 2040 | 2.2088e-08 | 2.3323e-08 | 1.8072e-08 | 1.7212e-08 | 10472.8261 | 280.5544 | 10192.2718 | 0 | 0 | 0 | 0 | 0 | 5.3893e-06 | 0.00023132 | 0 | 0.00023132 | 0.00024425 | 0 | 0.00024425 | 0.00018927 | 0 | 0.00018927 | 0.00018026 | 0 | 0.00018026
[79 empty] | WLDFR | HFTD - Distribution - Tier 3 - 2QU CoRE ¦ 1QU LoRE | Non-Red Flag Warning - Destructive Fires | 2041 | 2.2088e-08 | 2.3323e-08 | 1.8072e-08 | 1.7212e-08 | 10472.8261 | 280.5544 | 10192.2718 | 0 | 0 | 0 | 0 | 0 | 5.3893e-06 | 0.00023132 | 0 | 0.00023132 | 0.00024425 | 0 | 0.00024425 | 0.00018927 | 0 | 0.00018927 | 0.00018026 | 0 | 0.00018026
[79 empty] | WLDFR | HFTD - Distribution - Tier 3 - 2QU CoRE ¦ 1QU LoRE | Non-Red Flag Warning - Destructive Fires | 2042 | 2.2088e-08 | 2.3323e-08 | 1.8072e-08 | 1.7212e-08 | 10472.8261 | 280.5544 | 10192.2718 | 0 | 0 | 0 | 0 | 0 | 5.3893e-06 | 0.00023132 | 0 | 0.00023132 | 0.00024425 | 0 | 0.00024425 | 0.00018927 | 0 | 0.00018927 | 0.00018026 | 0 | 0.00018026
[79 empty] | WLDFR | HFTD - Distribution - Tier 3 - 2QU CoRE ¦ 1QU LoRE | Non-Red Flag Warning - Destructive Fires | 2043 | 2.2088e-08 | 2.3323e-08 | 1.8072e-08 | 1.7212e-08 | 10992.1562 | 299.42 | 10692.7362 | 0 | 0 | 0 | 0 | 0 | 5.3893e-06 | 0.00024279 | 0 | 0.00024279 | 0.00025637 | 0 | 0.00025637 | 0.00019865 | 0 | 0.00019865 | 0.00018919 | 0 | 0.00018919
[79 empty] | WLDFR | HFTD - Distribution - Tier 3 - 2QU CoRE ¦ 1QU LoRE | Non-Red Flag Warning - Destructive Fires | 2044 | 2.2088e-08 | 2.3323e-08 | 1.8072e-08 | 1.7212e-08 | 10992.1562 | 299.42 | 10692.7362 | 0 | 0 | 0 | 0 | 0 | 5.3893e-06 | 0.00024279 | 0 | 0.00024279 | 0.00025637 | 0 | 0.00025637 | 0.00019865 | 0 | 0.00019865 | 0.00018919 | 0 | 0.00018919
[79 empty] | WLDFR | HFTD - Distribution - Tier 3 - 2QU CoRE ¦ 1QU LoRE | Non-Red Flag Warning - Destructive Fires | 2045 | 2.2088e-08 | 2.3323e-08 | 1.8072e-08 | 1.7212e-08 | 10992.1562 | 299.42 | 10692.7362 | 0 | 0 | 0 | 0 | 0 | 5.3893e-06 | 0.00024279 | 0 | 0.00024279 | 0.00025637 | 0 | 0.00025637 | 0.00019865 | 0 | 0.00019865 | 0.00018919 | 0 | 0.00018919
[79 empty] | WLDFR | HFTD - Distribution - Tier 3 - 2QU CoRE ¦ 1QU LoRE | Non-Red Flag Warning - Destructive Fires | 2046 | 2.2088e-08 | 2.3323e-08 | 1.8072e-08 | 1.7212e-08 | 10992.1562 | 299.42 | 10692.7362 | 0 | 0 | 0 | 0 | 0 | 5.3893e-06 | 0.00024279 | 0 | 0.00024279 | 0.00025637 | 0 | 0.00025637 | 0.00019865 | 0 | 0.00019865 | 0.00018919 | 0 | 0.00018919
[79 empty] | WLDFR | HFTD - Distribution - Tier 3 - 2QU CoRE ¦ 1QU LoRE | Non-Red Flag Warning - Destructive Fires | 2047 | 2.2088e-08 | 2.3323e-08 | 1.8072e-08 | 1.7212e-08 | 10992.1562 | 299.42 | 10692.7362 | 0 | 0 | 0 | 0 | 0 | 5.3893e-06 | 0.00024279 | 0 | 0.00024279 | 0.00025637 | 0 | 0.00025637 | 0.00019865 | 0 | 0.00019865 | 0.00018919 | 0 | 0.00018919
[79 empty] | WLDFR | HFTD - Distribution - Tier 3 - 2QU CoRE ¦ 1QU LoRE | Non-Red Flag Warning - Destructive Fires | 2048 | 2.2088e-08 | 2.3323e-08 | 1.8072e-08 | 1.7212e-08 | 11536.0538 | 319.4911 | 11216.5626 | 0 | 0 | 0 | 0 | 0 | 5.3893e-06 | 0.00025481 | 0 | 0.00025481 | 0.00026905 | 0 | 0.00026905 | 0.00020848 | 0 | 0.00020848 | 0.00019856 | 0 | 0.00019856
[79 empty] | WLDFR | HFTD - Distribution - Tier 3 - 2QU CoRE ¦ 1QU LoRE | Non-Red Flag Warning - Destructive Fires | 2049 | 2.2088e-08 | 2.3323e-08 | 1.8072e-08 | 1.7212e-08 | 11536.0538 | 319.4911 | 11216.5626 | 0 | 0 | 0 | 0 | 0 | 5.3893e-06 | 0.00025481 | 0 | 0.00025481 | 0.00026905 | 0 | 0.00026905 | 0.00020848 | 0 | 0.00020848 | 0.00019856 | 0 | 0.00019856
[79 empty] | WLDFR | HFTD - Distribution - Tier 3 - 2QU CoRE ¦ 1QU LoRE | Non-Red Flag Warning - Destructive Fires | 2050 | 0 | 2.3323e-08 | 1.8072e-08 | 1.7212e-08 | 11536.0538 | 319.4911 | 11216.5626 | 0 | 0 | 0 | 0 | 0 | 5.3893e-06 | 0 | 0 | 0 | 0.00026905 | 0 | 0.00026905 | 0.00020848 | 0 | 0.00020848 | 0.00019856 | 0 | 0.00019856
[79 empty] | WLDFR | HFTD - Distribution - Tier 3 - 2QU CoRE ¦ 1QU LoRE | Non-Red Flag Warning - Destructive Fires | 2051 | 0 | 0 | 1.8072e-08 | 1.7212e-08 | 11536.0538 | 319.4911 | 11216.5626 | 0 | 0 | 0 | 0 | 0 | 5.3893e-06 | 0 | 0 | 0 | 0 | 0 | 0 | 0.00020848 | 0 | 0.00020848 | 0.00019856 | 0 | 0.00019856
[79 empty] | WLDFR | HFTD - Distribution - Tier 3 - 2QU CoRE ¦ 1QU LoRE | Non-Red Flag Warning - Destructive Fires | 2052 | 0 | 0 | 0 | 1.7212e-08 | 11536.0538 | 319.4911 | 11216.5626 | 0 | 0 | 0 | 0 | 0 | 5.3893e-06 | 0 | 0 | 0 | 0 | 0 | 0 | 0 | 0 | 0 | 0.00019856 | 0 | 0.00019856
[79 empty] | WLDFR | HFTD - Distribution - Tier 3 - 2QU CoRE ¦ 1QU LoRE | Non-Red Flag Warning - Large Fires | 2020 | 4.045e-07 | 0 | 0 | 0 | 5.2406 | 0.69642 | 2.942 | 1.6022 | 0 | 0 | 0 | 0 | 4.0267e-05 | 2.1198e-06 | 0 | 2.1198e-06 | 0 | 0 | 0 | 0 | 0 | 0 | 0 | 0 | 0
[79 empty] | WLDFR | HFTD - Distribution - Tier 3 - 2QU CoRE ¦ 1QU LoRE | Non-Red Flag Warning - Large Fires | 2021 | 2.1573e-07 | 4.2712e-07 | 0 | 0 | 5.2406 | 0.69642 | 2.942 | 1.6022 | 0 | 0 | 0 | 0 | 4.0267e-05 | 1.1306e-06 | 0 | 1.1306e-06 | 2.2383e-06 | 0 | 2.2383e-06 | 0 | 0 | 0 | 0 | 0 | 0
[79 empty] | WLDFR | HFTD - Distribution - Tier 3 - 2QU CoRE ¦ 1QU LoRE | Non-Red Flag Warning - Large Fires | 2022 | 2.0373e-07 | 2.1512e-07 | 3.5797e-07 | 0 | 5.2406 | 0.69642 | 2.942 | 1.6022 | 0 | 0 | 0 | 0 | 4.0308e-05 | 1.0676e-06 | 0 | 1.0676e-06 | 1.1273e-06 | 0 | 1.1273e-06 | 1.876e-06 | 0 | 1.876e-06 | 0 | 0 | 0
[79 empty] | WLDFR | HFTD - Distribution - Tier 3 - 2QU CoRE ¦ 1QU LoRE | Non-Red Flag Warning - Large Fires | 2023 | 2.0373e-07 | 2.1512e-07 | 1.6669e-07 | 3.4093e-07 | 5.475 | 0.71896 | 3.0715 | 1.6846 | 0 | 0 | 0 | 0 | 4.0308e-05 | 1.1154e-06 | 0 | 1.1154e-06 | 1.1778e-06 | 0 | 1.1778e-06 | 9.1264e-07 | 0 | 9.1264e-07 | 1.8666e-06 | 0 | 1.8666e-06
[79 empty] | WLDFR | HFTD - Distribution - Tier 3 - 2QU CoRE ¦ 1QU LoRE | Non-Red Flag Warning - Large Fires | 2024 | 2.0373e-07 | 2.1512e-07 | 1.6669e-07 | 1.5875e-07 | 5.475 | 0.71896 | 3.0715 | 1.6846 | 0 | 0 | 0 | 0 | 4.0308e-05 | 1.1154e-06 | 0 | 1.1154e-06 | 1.1778e-06 | 0 | 1.1778e-06 | 9.1264e-07 | 0 | 9.1264e-07 | 8.6918e-07 | 0 | 8.6918e-07
[79 empty] | WLDFR | HFTD - Distribution - Tier 3 - 2QU CoRE ¦ 1QU LoRE | Non-Red Flag Warning - Large Fires | 2025 | 2.0373e-07 | 2.1512e-07 | 1.6669e-07 | 1.5875e-07 | 5.475 | 0.71896 | 3.0715 | 1.6846 | 0 | 0 | 0 | 0 | 4.0308e-05 | 1.1154e-06 | 0 | 1.1154e-06 | 1.1778e-06 | 0 | 1.1778e-06 | 9.1264e-07 | 0 | 9.1264e-07 | 8.6918e-07 | 0 | 8.6918e-07
[79 empty] | WLDFR | HFTD - Distribution - Tier 3 - 2QU CoRE ¦ 1QU LoRE | Non-Red Flag Warning - Large Fires | 2026 | 2.0373e-07 | 2.1512e-07 | 1.6669e-07 | 1.5875e-07 | 5.475 | 0.71896 | 3.0715 | 1.6846 | 0 | 0 | 0 | 0 | 4.0308e-05 | 1.1154e-06 | 0 | 1.1154e-06 | 1.1778e-06 | 0 | 1.1778e-06 | 9.1264e-07 | 0 | 9.1264e-07 | 8.6918e-07 | 0 | 8.6918e-07
[79 empty] | WLDFR | HFTD - Distribution - Tier 3 - 2QU CoRE ¦ 1QU LoRE | Non-Red Flag Warning - Large Fires | 2027 | 2.0373e-07 | 2.1512e-07 | 1.6669e-07 | 1.5875e-07 | 5.475 | 0.71896 | 3.0715 | 1.6846 | 0 | 0 | 0 | 0 | 4.0308e-05 | 1.1154e-06 | 0 | 1.1154e-06 | 1.1778e-06 | 0 | 1.1778e-06 | 9.1264e-07 | 0 | 9.1264e-07 | 8.6918e-07 | 0 | 8.6918e-07
[79 empty] | WLDFR | HFTD - Distribution - Tier 3 - 2QU CoRE ¦ 1QU LoRE | Non-Red Flag Warning - Large Fires | 2028 | 2.0373e-07 | 2.1512e-07 | 1.6669e-07 | 1.5875e-07 | 5.777 | 0.74734 | 3.238 | 1.7917 | 0 | 0 | 0 | 0 | 4.0308e-05 | 1.1769e-06 | 0 | 1.1769e-06 | 1.2427e-06 | 0 | 1.2427e-06 | 9.6298e-07 | 0 | 9.6298e-07 | 9.1712e-07 | 0 | 9.1712e-07
[79 empty] | WLDFR | HFTD - Distribution - Tier 3 - 2QU CoRE ¦ 1QU LoRE | Non-Red Flag Warning - Large Fires | 2029 | 2.0373e-07 | 2.1512e-07 | 1.6669e-07 | 1.5875e-07 | 5.777 | 0.74734 | 3.238 | 1.7917 | 0 | 0 | 0 | 0 | 4.0308e-05 | 1.1769e-06 | 0 | 1.1769e-06 | 1.2427e-06 | 0 | 1.2427e-06 | 9.6298e-07 | 0 | 9.6298e-07 | 9.1712e-07 | 0 | 9.1712e-07
[79 empty] | WLDFR | HFTD - Distribution - Tier 3 - 2QU CoRE ¦ 1QU LoRE | Non-Red Flag Warning - Large Fires | 2030 | 2.0373e-07 | 2.1512e-07 | 1.6669e-07 | 1.5875e-07 | 5.777 | 0.74734 | 3.238 | 1.7917 | 0 | 0 | 0 | 0 | 4.0308e-05 | 1.1769e-06 | 0 | 1.1769e-06 | 1.2427e-06 | 0 | 1.2427e-06 | 9.6298e-07 | 0 | 9.6298e-07 | 9.1712e-07 | 0 | 9.1712e-07
[79 empty] | WLDFR | HFTD - Distribution - Tier 3 - 2QU CoRE ¦ 1QU LoRE | Non-Red Flag Warning - Large Fires | 2031 | 2.0373e-07 | 2.1512e-07 | 1.6669e-07 | 1.5875e-07 | 5.777 | 0.74734 | 3.238 | 1.7917 | 0 | 0 | 0 | 0 | 4.0308e-05 | 1.1769e-06 | 0 | 1.1769e-06 | 1.2427e-06 | 0 | 1.2427e-06 | 9.6298e-07 | 0 | 9.6298e-07 | 9.1712e-07 | 0 | 9.1712e-07
[79 empty] | WLDFR | HFTD - Distribution - Tier 3 - 2QU CoRE ¦ 1QU LoRE | Non-Red Flag Warning - Large Fires | 2032 | 2.0373e-07 | 2.1512e-07 | 1.6669e-07 | 1.5875e-07 | 5.777 | 0.74734 | 3.238 | 1.7917 | 0 | 0 | 0 | 0 | 4.0308e-05 | 1.1769e-06 | 0 | 1.1769e-06 | 1.2427e-06 | 0 | 1.2427e-06 | 9.6298e-07 | 0 | 9.6298e-07 | 9.1712e-07 | 0 | 9.1712e-07
[79 empty] | WLDFR | HFTD - Distribution - Tier 3 - 2QU CoRE ¦ 1QU LoRE | Non-Red Flag Warning - Large Fires | 2033 | 2.0373e-07 | 2.1512e-07 | 1.6669e-07 | 1.5875e-07 | 6.1205 | 0.77885 | 3.4265 | 1.9151 | 0 | 0 | 0 | 0 | 4.0308e-05 | 1.2469e-06 | 0 | 1.2469e-06 | 1.3166e-06 | 0 | 1.3166e-06 | 1.0202e-06 | 0 | 1.0202e-06 | 9.7165e-07 | 0 | 9.7165e-07
[79 empty] | WLDFR | HFTD - Distribution - Tier 3 - 2QU CoRE ¦ 1QU LoRE | Non-Red Flag Warning - Large Fires | 2034 | 2.0373e-07 | 2.1512e-07 | 1.6669e-07 | 1.5875e-07 | 6.1205 | 0.77885 | 3.4265 | 1.9151 | 0 | 0 | 0 | 0 | 4.0308e-05 | 1.2469e-06 | 0 | 1.2469e-06 | 1.3166e-06 | 0 | 1.3166e-06 | 1.0202e-06 | 0 | 1.0202e-06 | 9.7165e-07 | 0 | 9.7165e-07
[79 empty] | WLDFR | HFTD - Distribution - Tier 3 - 2QU CoRE ¦ 1QU LoRE | Non-Red Flag Warning - Large Fires | 2035 | 2.0373e-07 | 2.1512e-07 | 1.6669e-07 | 1.5875e-07 | 6.1205 | 0.77885 | 3.4265 | 1.9151 | 0 | 0 | 0 | 0 | 4.0308e-05 | 1.2469e-06 | 0 | 1.2469e-06 | 1.3166e-06 | 0 | 1.3166e-06 | 1.0202e-06 | 0 | 1.0202e-06 | 9.7165e-07 | 0 | 9.7165e-07
[79 empty] | WLDFR | HFTD - Distribution - Tier 3 - 2QU CoRE ¦ 1QU LoRE | Non-Red Flag Warning - Large Fires | 2036 | 2.0373e-07 | 2.1512e-07 | 1.6669e-07 | 1.5875e-07 | 6.1205 | 0.77885 | 3.4265 | 1.9151 | 0 | 0 | 0 | 0 | 4.0308e-05 | 1.2469e-06 | 0 | 1.2469e-06 | 1.3166e-06 | 0 | 1.3166e-06 | 1.0202e-06 | 0 | 1.0202e-06 | 9.7165e-07 | 0 | 9.7165e-07
[79 empty] | WLDFR | HFTD - Distribution - Tier 3 - 2QU CoRE ¦ 1QU LoRE | Non-Red Flag Warning - Large Fires | 2037 | 2.0373e-07 | 2.1512e-07 | 1.6669e-07 | 1.5875e-07 | 6.1205 | 0.77885 | 3.4265 | 1.9151 | 0 | 0 | 0 | 0 | 4.0308e-05 | 1.2469e-06 | 0 | 1.2469e-06 | 1.3166e-06 | 0 | 1.3166e-06 | 1.0202e-06 | 0 | 1.0202e-06 | 9.7165e-07 | 0 | 9.7165e-07
[79 empty] | WLDFR | HFTD - Distribution - Tier 3 - 2QU CoRE ¦ 1QU LoRE | Non-Red Flag Warning - Large Fires | 2038 | 2.0373e-07 | 2.1512e-07 | 1.6669e-07 | 1.5875e-07 | 6.5028 | 0.81304 | 3.6355 | 2.0543 | 0 | 0 | 0 | 0 | 4.0308e-05 | 1.3248e-06 | 0 | 1.3248e-06 | 1.3989e-06 | 0 | 1.3989e-06 | 1.084e-06 | 0 | 1.084e-06 | 1.0323e-06 | 0 | 1.0323e-06
[79 empty] | WLDFR | HFTD - Distribution - Tier 3 - 2QU CoRE ¦ 1QU LoRE | Non-Red Flag Warning - Large Fires | 2039 | 2.0373e-07 | 2.1512e-07 | 1.6669e-07 | 1.5875e-07 | 6.5028 | 0.81304 | 3.6355 | 2.0543 | 0 | 0 | 0 | 0 | 4.0308e-05 | 1.3248e-06 | 0 | 1.3248e-06 | 1.3989e-06 | 0 | 1.3989e-06 | 1.084e-06 | 0 | 1.084e-06 | 1.0323e-06 | 0 | 1.0323e-06
[79 empty] | WLDFR | HFTD - Distribution - Tier 3 - 2QU CoRE ¦ 1QU LoRE | Non-Red Flag Warning - Large Fires | 2040 | 2.0373e-07 | 2.1512e-07 | 1.6669e-07 | 1.5875e-07 | 6.5028 | 0.81304 | 3.6355 | 2.0543 | 0 | 0 | 0 | 0 | 4.0308e-05 | 1.3248e-06 | 0 | 1.3248e-06 | 1.3989e-06 | 0 | 1.3989e-06 | 1.084e-06 | 0 | 1.084e-06 | 1.0323e-06 | 0 | 1.0323e-06
[79 empty] | WLDFR | HFTD - Distribution - Tier 3 - 2QU CoRE ¦ 1QU LoRE | Non-Red Flag Warning - Large Fires | 2041 | 2.0373e-07 | 2.1512e-07 | 1.6669e-07 | 1.5875e-07 | 6.5028 | 0.81304 | 3.6355 | 2.0543 | 0 | 0 | 0 | 0 | 4.0308e-05 | 1.3248e-06 | 0 | 1.3248e-06 | 1.3989e-06 | 0 | 1.3989e-06 | 1.084e-06 | 0 | 1.084e-06 | 1.0323e-06 | 0 | 1.0323e-06
[79 empty] | WLDFR | HFTD - Distribution - Tier 3 - 2QU CoRE ¦ 1QU LoRE | Non-Red Flag Warning - Large Fires | 2042 | 2.0373e-07 | 2.1512e-07 | 1.6669e-07 | 1.5875e-07 | 6.5028 | 0.81304 | 3.6355 | 2.0543 | 0 | 0 | 0 | 0 | 4.0308e-05 | 1.3248e-06 | 0 | 1.3248e-06 | 1.3989e-06 | 0 | 1.3989e-06 | 1.084e-06 | 0 | 1.084e-06 | 1.0323e-06 | 0 | 1.0323e-06
[79 empty] | WLDFR | HFTD - Distribution - Tier 3 - 2QU CoRE ¦ 1QU LoRE | Non-Red Flag Warning - Large Fires | 2043 | 2.0373e-07 | 2.1512e-07 | 1.6669e-07 | 1.5875e-07 | 6.9209 | 0.84944 | 3.8632 | 2.2083 | 0 | 0 | 0 | 0 | 4.0308e-05 | 1.41e-06 | 0 | 1.41e-06 | 1.4888e-06 | 0 | 1.4888e-06 | 1.1537e-06 | 0 | 1.1537e-06 | 1.0987e-06 | 0 | 1.0987e-06
[79 empty] | WLDFR | HFTD - Distribution - Tier 3 - 2QU CoRE ¦ 1QU LoRE | Non-Red Flag Warning - Large Fires | 2044 | 2.0373e-07 | 2.1512e-07 | 1.6669e-07 | 1.5875e-07 | 6.9209 | 0.84944 | 3.8632 | 2.2083 | 0 | 0 | 0 | 0 | 4.0308e-05 | 1.41e-06 | 0 | 1.41e-06 | 1.4888e-06 | 0 | 1.4888e-06 | 1.1537e-06 | 0 | 1.1537e-06 | 1.0987e-06 | 0 | 1.0987e-06
[79 empty] | WLDFR | HFTD - Distribution - Tier 3 - 2QU CoRE ¦ 1QU LoRE | Non-Red Flag Warning - Large Fires | 2045 | 2.0373e-07 | 2.1512e-07 | 1.6669e-07 | 1.5875e-07 | 6.9209 | 0.84944 | 3.8632 | 2.2083 | 0 | 0 | 0 | 0 | 4.0308e-05 | 1.41e-06 | 0 | 1.41e-06 | 1.4888e-06 | 0 | 1.4888e-06 | 1.1537e-06 | 0 | 1.1537e-06 | 1.0987e-06 | 0 | 1.0987e-06
[79 empty] | WLDFR | HFTD - Distribution - Tier 3 - 2QU CoRE ¦ 1QU LoRE | Non-Red Flag Warning - Large Fires | 2046 | 2.0373e-07 | 2.1512e-07 | 1.6669e-07 | 1.5875e-07 | 6.9209 | 0.84944 | 3.8632 | 2.2083 | 0 | 0 | 0 | 0 | 4.0308e-05 | 1.41e-06 | 0 | 1.41e-06 | 1.4888e-06 | 0 | 1.4888e-06 | 1.1537e-06 | 0 | 1.1537e-06 | 1.0987e-06 | 0 | 1.0987e-06
[79 empty] | WLDFR | HFTD - Distribution - Tier 3 - 2QU CoRE ¦ 1QU LoRE | Non-Red Flag Warning - Large Fires | 2047 | 2.0373e-07 | 2.1512e-07 | 1.6669e-07 | 1.5875e-07 | 6.9209 | 0.84944 | 3.8632 | 2.2083 | 0 | 0 | 0 | 0 | 4.0308e-05 | 1.41e-06 | 0 | 1.41e-06 | 1.4888e-06 | 0 | 1.4888e-06 | 1.1537e-06 | 0 | 1.1537e-06 | 1.0987e-06 | 0 | 1.0987e-06
[79 empty] | WLDFR | HFTD - Distribution - Tier 3 - 2QU CoRE ¦ 1QU LoRE | Non-Red Flag Warning - Large Fires | 2048 | 2.0373e-07 | 2.1512e-07 | 1.6669e-07 | 1.5875e-07 | 7.3713 | 0.88759 | 4.1075 | 2.3763 | 0 | 0 | 0 | 0 | 4.0308e-05 | 1.5017e-06 | 0 | 1.5017e-06 | 1.5857e-06 | 0 | 1.5857e-06 | 1.2287e-06 | 0 | 1.2287e-06 | 1.1702e-06 | 0 | 1.1702e-06
[79 empty] | WLDFR | HFTD - Distribution - Tier 3 - 2QU CoRE ¦ 1QU LoRE | Non-Red Flag Warning - Large Fires | 2049 | 2.0373e-07 | 2.1512e-07 | 1.6669e-07 | 1.5875e-07 | 7.3713 | 0.88759 | 4.1075 | 2.3763 | 0 | 0 | 0 | 0 | 4.0308e-05 | 1.5017e-06 | 0 | 1.5017e-06 | 1.5857e-06 | 0 | 1.5857e-06 | 1.2287e-06 | 0 | 1.2287e-06 | 1.1702e-06 | 0 | 1.1702e-06
[79 empty] | WLDFR | HFTD - Distribution - Tier 3 - 2QU CoRE ¦ 1QU LoRE | Non-Red Flag Warning - Large Fires | 2050 | 0 | 2.1512e-07 | 1.6669e-07 | 1.5875e-07 | 7.3713 | 0.88759 | 4.1075 | 2.3763 | 0 | 0 | 0 | 0 | 4.0308e-05 | 0 | 0 | 0 | 1.5857e-06 | 0 | 1.5857e-06 | 1.2287e-06 | 0 | 1.2287e-06 | 1.1702e-06 | 0 | 1.1702e-06
[79 empty] | WLDFR | HFTD - Distribution - Tier 3 - 2QU CoRE ¦ 1QU LoRE | Non-Red Flag Warning - Large Fires | 2051 | 0 | 0 | 1.6669e-07 | 1.5875e-07 | 7.3713 | 0.88759 | 4.1075 | 2.3763 | 0 | 0 | 0 | 0 | 4.0308e-05 | 0 | 0 | 0 | 0 | 0 | 0 | 1.2287e-06 | 0 | 1.2287e-06 | 1.1702e-06 | 0 | 1.1702e-06
[79 empty] | WLDFR | HFTD - Distribution - Tier 3 - 2QU CoRE ¦ 1QU LoRE | Non-Red Flag Warning - Large Fires | 2052 | 0 | 0 | 0 | 1.5875e-07 | 7.3713 | 0.88759 | 4.1075 | 2.3763 | 0 | 0 | 0 | 0 | 4.0308e-05 | 0 | 0 | 0 | 0 | 0 | 0 | 0 | 0 | 0 | 1.1702e-06 | 0 | 1.1702e-06
[79 empty] | WLDFR | HFTD - Distribution - Tier 3 - 2QU CoRE ¦ 1QU LoRE | Non-Red Flag Warning - Small Fires | 2020 | 6.8962e-05 | 0 | 0 | 0 | 0.077901 | 0.036425 | 0.0015809 | 0.039895 | 0 | 0 | 0 | 0 | 0.0071889 | 5.3722e-06 | 0 | 5.3722e-06 | 0 | 0 | 0 | 0 | 0 | 0 | 0 | 0 | 0
[79 empty] | WLDFR | HFTD - Distribution - Tier 3 - 2QU CoRE ¦ 1QU LoRE | Non-Red Flag Warning - Small Fires | 2021 | 3.6279e-05 | 7.2818e-05 | 0 | 0 | 0.077901 | 0.036425 | 0.0015809 | 0.039895 | 0 | 0 | 0 | 0 | 0.0071889 | 2.8262e-06 | 0 | 2.8262e-06 | 5.6726e-06 | 0 | 5.6726e-06 | 0 | 0 | 0 | 0 | 0 | 0
[79 empty] | WLDFR | HFTD - Distribution - Tier 3 - 2QU CoRE ¦ 1QU LoRE | Non-Red Flag Warning - Small Fires | 2022 | 3.8415e-05 | 4.0562e-05 | 6.4551e-05 | 0 | 0.077901 | 0.036425 | 0.0015809 | 0.039895 | 0 | 0 | 0 | 0 | 0.0073598 | 2.9925e-06 | 0 | 2.9925e-06 | 3.1598e-06 | 0 | 3.1598e-06 | 5.0286e-06 | 0 | 5.0286e-06 | 0 | 0 | 0
[79 empty] | WLDFR | HFTD - Distribution - Tier 3 - 2QU CoRE ¦ 1QU LoRE | Non-Red Flag Warning - Small Fires | 2023 | 3.8415e-05 | 4.0562e-05 | 3.1431e-05 | 6.1477e-05 | 0.080408 | 0.03759 | 0.0016314 | 0.041187 | 0 | 0 | 0 | 0 | 0.0073598 | 3.0889e-06 | 0 | 3.0889e-06 | 3.2616e-06 | 0 | 3.2616e-06 | 2.5273e-06 | 0 | 2.5273e-06 | 4.9433e-06 | 0 | 4.9433e-06
[79 empty] | WLDFR | HFTD - Distribution - Tier 3 - 2QU CoRE ¦ 1QU LoRE | Non-Red Flag Warning - Small Fires | 2024 | 3.8415e-05 | 4.0562e-05 | 3.1431e-05 | 2.9934e-05 | 0.080408 | 0.03759 | 0.0016314 | 0.041187 | 0 | 0 | 0 | 0 | 0.0073598 | 3.0889e-06 | 0 | 3.0889e-06 | 3.2616e-06 | 0 | 3.2616e-06 | 2.5273e-06 | 0 | 2.5273e-06 | 2.407e-06 | 0 | 2.407e-06
[79 empty] | WLDFR | HFTD - Distribution - Tier 3 - 2QU CoRE ¦ 1QU LoRE | Non-Red Flag Warning - Small Fires | 2025 | 3.8415e-05 | 4.0562e-05 | 3.1431e-05 | 2.9934e-05 | 0.080408 | 0.03759 | 0.0016314 | 0.041187 | 0 | 0 | 0 | 0 | 0.0073598 | 3.0889e-06 | 0 | 3.0889e-06 | 3.2616e-06 | 0 | 3.2616e-06 | 2.5273e-06 | 0 | 2.5273e-06 | 2.407e-06 | 0 | 2.407e-06
[79 empty] | WLDFR | HFTD - Distribution - Tier 3 - 2QU CoRE ¦ 1QU LoRE | Non-Red Flag Warning - Small Fires | 2026 | 3.8415e-05 | 4.0562e-05 | 3.1431e-05 | 2.9934e-05 | 0.080408 | 0.03759 | 0.0016314 | 0.041187 | 0 | 0 | 0 | 0 | 0.0073598 | 3.0889e-06 | 0 | 3.0889e-06 | 3.2616e-06 | 0 | 3.2616e-06 | 2.5273e-06 | 0 | 2.5273e-06 | 2.407e-06 | 0 | 2.407e-06
[79 empty] | WLDFR | HFTD - Distribution - Tier 3 - 2QU CoRE ¦ 1QU LoRE | Non-Red Flag Warning - Small Fires | 2027 | 3.8415e-05 | 4.0562e-05 | 3.1431e-05 | 2.9934e-05 | 0.080408 | 0.03759 | 0.0016314 | 0.041187 | 0 | 0 | 0 | 0 | 0.0073598 | 3.0889e-06 | 0 | 3.0889e-06 | 3.2616e-06 | 0 | 3.2616e-06 | 2.5273e-06 | 0 | 2.5273e-06 | 2.407e-06 | 0 | 2.407e-06
[79 empty] | WLDFR | HFTD - Distribution - Tier 3 - 2QU CoRE ¦ 1QU LoRE | Non-Red Flag Warning - Small Fires | 2028 | 3.8415e-05 | 4.0562e-05 | 3.1431e-05 | 2.9934e-05 | 0.083606 | 0.039055 | 0.001695 | 0.042856 | 0 | 0 | 0 | 0 | 0.0073598 | 3.2117e-06 | 0 | 3.2117e-06 | 3.3913e-06 | 0 | 3.3913e-06 | 2.6278e-06 | 0 | 2.6278e-06 | 2.5027e-06 | 0 | 2.5027e-06
[79 empty] | WLDFR | HFTD - Distribution - Tier 3 - 2QU CoRE ¦ 1QU LoRE | Non-Red Flag Warning - Small Fires | 2029 | 3.8415e-05 | 4.0562e-05 | 3.1431e-05 | 2.9934e-05 | 0.083606 | 0.039055 | 0.001695 | 0.042856 | 0 | 0 | 0 | 0 | 0.0073598 | 3.2117e-06 | 0 | 3.2117e-06 | 3.3913e-06 | 0 | 3.3913e-06 | 2.6278e-06 | 0 | 2.6278e-06 | 2.5027e-06 | 0 | 2.5027e-06
[79 empty] | WLDFR | HFTD - Distribution - Tier 3 - 2QU CoRE ¦ 1QU LoRE | Non-Red Flag Warning - Small Fires | 2030 | 3.8415e-05 | 4.0562e-05 | 3.1431e-05 | 2.9934e-05 | 0.083606 | 0.039055 | 0.001695 | 0.042856 | 0 | 0 | 0 | 0 | 0.0073598 | 3.2117e-06 | 0 | 3.2117e-06 | 3.3913e-06 | 0 | 3.3913e-06 | 2.6278e-06 | 0 | 2.6278e-06 | 2.5027e-06 | 0 | 2.5027e-06
[79 empty] | WLDFR | HFTD - Distribution - Tier 3 - 2QU CoRE ¦ 1QU LoRE | Non-Red Flag Warning - Small Fires | 2031 | 3.8415e-05 | 4.0562e-05 | 3.1431e-05 | 2.9934e-05 | 0.083606 | 0.039055 | 0.001695 | 0.042856 | 0 | 0 | 0 | 0 | 0.0073598 | 3.2117e-06 | 0 | 3.2117e-06 | 3.3913e-06 | 0 | 3.3913e-06 | 2.6278e-06 | 0 | 2.6278e-06 | 2.5027e-06 | 0 | 2.5027e-06
[79 empty] | WLDFR | HFTD - Distribution - Tier 3 - 2QU CoRE ¦ 1QU LoRE | Non-Red Flag Warning - Small Fires | 2032 | 3.8415e-05 | 4.0562e-05 | 3.1431e-05 | 2.9934e-05 | 0.083606 | 0.039055 | 0.001695 | 0.042856 | 0 | 0 | 0 | 0 | 0.0073598 | 3.2117e-06 | 0 | 3.2117e-06 | 3.3913e-06 | 0 | 3.3913e-06 | 2.6278e-06 | 0 | 2.6278e-06 | 2.5027e-06 | 0 | 2.5027e-06
[79 empty] | WLDFR | HFTD - Distribution - Tier 3 - 2QU CoRE ¦ 1QU LoRE | Non-Red Flag Warning - Small Fires | 2033 | 3.8415e-05 | 4.0562e-05 | 3.1431e-05 | 2.9934e-05 | 0.087211 | 0.040679 | 0.0017655 | 0.044766 | 0 | 0 | 0 | 0 | 0.0073598 | 3.3502e-06 | 0 | 3.3502e-06 | 3.5375e-06 | 0 | 3.5375e-06 | 2.7411e-06 | 0 | 2.7411e-06 | 2.6106e-06 | 0 | 2.6106e-06
[79 empty] | WLDFR | HFTD - Distribution - Tier 3 - 2QU CoRE ¦ 1QU LoRE | Non-Red Flag Warning - Small Fires | 2034 | 3.8415e-05 | 4.0562e-05 | 3.1431e-05 | 2.9934e-05 | 0.087211 | 0.040679 | 0.0017655 | 0.044766 | 0 | 0 | 0 | 0 | 0.0073598 | 3.3502e-06 | 0 | 3.3502e-06 | 3.5375e-06 | 0 | 3.5375e-06 | 2.7411e-06 | 0 | 2.7411e-06 | 2.6106e-06 | 0 | 2.6106e-06
[79 empty] | WLDFR | HFTD - Distribution - Tier 3 - 2QU CoRE ¦ 1QU LoRE | Non-Red Flag Warning - Small Fires | 2035 | 3.8415e-05 | 4.0562e-05 | 3.1431e-05 | 2.9934e-05 | 0.087211 | 0.040679 | 0.0017655 | 0.044766 | 0 | 0 | 0 | 0 | 0.0073598 | 3.3502e-06 | 0 | 3.3502e-06 | 3.5375e-06 | 0 | 3.5375e-06 | 2.7411e-06 | 0 | 2.7411e-06 | 2.6106e-06 | 0 | 2.6106e-06
[79 empty] | WLDFR | HFTD - Distribution - Tier 3 - 2QU CoRE ¦ 1QU LoRE | Non-Red Flag Warning - Small Fires | 2036 | 3.8415e-05 | 4.0562e-05 | 3.1431e-05 | 2.9934e-05 | 0.087211 | 0.040679 | 0.0017655 | 0.044766 | 0 | 0 | 0 | 0 | 0.0073598 | 3.3502e-06 | 0 | 3.3502e-06 | 3.5375e-06 | 0 | 3.5375e-06 | 2.7411e-06 | 0 | 2.7411e-06 | 2.6106e-06 | 0 | 2.6106e-06
[79 empty] | WLDFR | HFTD - Distribution - Tier 3 - 2QU CoRE ¦ 1QU LoRE | Non-Red Flag Warning - Small Fires | 2037 | 3.8415e-05 | 4.0562e-05 | 3.1431e-05 | 2.9934e-05 | 0.087211 | 0.040679 | 0.0017655 | 0.044766 | 0 | 0 | 0 | 0 | 0.0073598 | 3.3502e-06 | 0 | 3.3502e-06 | 3.5375e-06 | 0 | 3.5375e-06 | 2.7411e-06 | 0 | 2.7411e-06 | 2.6106e-06 | 0 | 2.6106e-06
[79 empty] | WLDFR | HFTD - Distribution - Tier 3 - 2QU CoRE ¦ 1QU LoRE | Non-Red Flag Warning - Small Fires | 2038 | 3.8415e-05 | 4.0562e-05 | 3.1431e-05 | 2.9934e-05 | 0.091184 | 0.042438 | 0.0018418 | 0.046905 | 0 | 0 | 0 | 0 | 0.0073598 | 3.5028e-06 | 0 | 3.5028e-06 | 3.6987e-06 | 0 | 3.6987e-06 | 2.866e-06 | 0 | 2.866e-06 | 2.7295e-06 | 0 | 2.7295e-06
[79 empty] | WLDFR | HFTD - Distribution - Tier 3 - 2QU CoRE ¦ 1QU LoRE | Non-Red Flag Warning - Small Fires | 2039 | 3.8415e-05 | 4.0562e-05 | 3.1431e-05 | 2.9934e-05 | 0.091184 | 0.042438 | 0.0018418 | 0.046905 | 0 | 0 | 0 | 0 | 0.0073598 | 3.5028e-06 | 0 | 3.5028e-06 | 3.6987e-06 | 0 | 3.6987e-06 | 2.866e-06 | 0 | 2.866e-06 | 2.7295e-06 | 0 | 2.7295e-06
[79 empty] | WLDFR | HFTD - Distribution - Tier 3 - 2QU CoRE ¦ 1QU LoRE | Non-Red Flag Warning - Small Fires | 2040 | 3.8415e-05 | 4.0562e-05 | 3.1431e-05 | 2.9934e-05 | 0.091184 | 0.042438 | 0.0018418 | 0.046905 | 0 | 0 | 0 | 0 | 0.0073598 | 3.5028e-06 | 0 | 3.5028e-06 | 3.6987e-06 | 0 | 3.6987e-06 | 2.866e-06 | 0 | 2.866e-06 | 2.7295e-06 | 0 | 2.7295e-06
[79 empty] | WLDFR | HFTD - Distribution - Tier 3 - 2QU CoRE ¦ 1QU LoRE | Non-Red Flag Warning - Small Fires | 2041 | 3.8415e-05 | 4.0562e-05 | 3.1431e-05 | 2.9934e-05 | 0.091184 | 0.042438 | 0.0018418 | 0.046905 | 0 | 0 | 0 | 0 | 0.0073598 | 3.5028e-06 | 0 | 3.5028e-06 | 3.6987e-06 | 0 | 3.6987e-06 | 2.866e-06 | 0 | 2.866e-06 | 2.7295e-06 | 0 | 2.7295e-06
[79 empty] | WLDFR | HFTD - Distribution - Tier 3 - 2QU CoRE ¦ 1QU LoRE | Non-Red Flag Warning - Small Fires | 2042 | 3.8415e-05 | 4.0562e-05 | 3.1431e-05 | 2.9934e-05 | 0.091184 | 0.042438 | 0.0018418 | 0.046905 | 0 | 0 | 0 | 0 | 0.0073598 | 3.5028e-06 | 0 | 3.5028e-06 | 3.6987e-06 | 0 | 3.6987e-06 | 2.866e-06 | 0 | 2.866e-06 | 2.7295e-06 | 0 | 2.7295e-06
[79 empty] | WLDFR | HFTD - Distribution - Tier 3 - 2QU CoRE ¦ 1QU LoRE | Non-Red Flag Warning - Small Fires | 2043 | 3.8415e-05 | 4.0562e-05 | 3.1431e-05 | 2.9934e-05 | 0.095486 | 0.044306 | 0.0019228 | 0.049257 | 0 | 0 | 0 | 0 | 0.0073598 | 3.6681e-06 | 0 | 3.6681e-06 | 3.8731e-06 | 0 | 3.8731e-06 | 3.0012e-06 | 0 | 3.0012e-06 | 2.8583e-06 | 0 | 2.8583e-06
[79 empty] | WLDFR | HFTD - Distribution - Tier 3 - 2QU CoRE ¦ 1QU LoRE | Non-Red Flag Warning - Small Fires | 2044 | 3.8415e-05 | 4.0562e-05 | 3.1431e-05 | 2.9934e-05 | 0.095486 | 0.044306 | 0.0019228 | 0.049257 | 0 | 0 | 0 | 0 | 0.0073598 | 3.6681e-06 | 0 | 3.6681e-06 | 3.8731e-06 | 0 | 3.8731e-06 | 3.0012e-06 | 0 | 3.0012e-06 | 2.8583e-06 | 0 | 2.8583e-06
[79 empty] | WLDFR | HFTD - Distribution - Tier 3 - 2QU CoRE ¦ 1QU LoRE | Non-Red Flag Warning - Small Fires | 2045 | 3.8415e-05 | 4.0562e-05 | 3.1431e-05 | 2.9934e-05 | 0.095486 | 0.044306 | 0.0019228 | 0.049257 | 0 | 0 | 0 | 0 | 0.0073598 | 3.6681e-06 | 0 | 3.6681e-06 | 3.8731e-06 | 0 | 3.8731e-06 | 3.0012e-06 | 0 | 3.0012e-06 | 2.8583e-06 | 0 | 2.8583e-06
[79 empty] | WLDFR | HFTD - Distribution - Tier 3 - 2QU CoRE ¦ 1QU LoRE | Non-Red Flag Warning - Small Fires | 2046 | 3.8415e-05 | 4.0562e-05 | 3.1431e-05 | 2.9934e-05 | 0.095486 | 0.044306 | 0.0019228 | 0.049257 | 0 | 0 | 0 | 0 | 0.0073598 | 3.6681e-06 | 0 | 3.6681e-06 | 3.8731e-06 | 0 | 3.8731e-06 | 3.0012e-06 | 0 | 3.0012e-06 | 2.8583e-06 | 0 | 2.8583e-06
[79 empty] | WLDFR | HFTD - Distribution - Tier 3 - 2QU CoRE ¦ 1QU LoRE | Non-Red Flag Warning - Small Fires | 2047 | 3.8415e-05 | 4.0562e-05 | 3.1431e-05 | 2.9934e-05 | 0.095486 | 0.044306 | 0.0019228 | 0.049257 | 0 | 0 | 0 | 0 | 0.0073598 | 3.6681e-06 | 0 | 3.6681e-06 | 3.8731e-06 | 0 | 3.8731e-06 | 3.0012e-06 | 0 | 3.0012e-06 | 2.8583e-06 | 0 | 2.8583e-06
[79 empty] | WLDFR | HFTD - Distribution - Tier 3 - 2QU CoRE ¦ 1QU LoRE | Non-Red Flag Warning - Small Fires | 2048 | 3.8415e-05 | 4.0562e-05 | 3.1431e-05 | 2.9934e-05 | 0.10007 | 0.04626 | 0.0020076 | 0.051804 | 0 | 0 | 0 | 0 | 0.0073598 | 3.8442e-06 | 0 | 3.8442e-06 | 4.0592e-06 | 0 | 4.0592e-06 | 3.1454e-06 | 0 | 3.1454e-06 | 2.9956e-06 | 0 | 2.9956e-06
[79 empty] | WLDFR | HFTD - Distribution - Tier 3 - 2QU CoRE ¦ 1QU LoRE | Non-Red Flag Warning - Small Fires | 2049 | 3.8415e-05 | 4.0562e-05 | 3.1431e-05 | 2.9934e-05 | 0.10007 | 0.04626 | 0.0020076 | 0.051804 | 0 | 0 | 0 | 0 | 0.0073598 | 3.8442e-06 | 0 | 3.8442e-06 | 4.0592e-06 | 0 | 4.0592e-06 | 3.1454e-06 | 0 | 3.1454e-06 | 2.9956e-06 | 0 | 2.9956e-06
[79 empty] | WLDFR | HFTD - Distribution - Tier 3 - 2QU CoRE ¦ 1QU LoRE | Non-Red Flag Warning - Small Fires | 2050 | 0 | 4.0562e-05 | 3.1431e-05 | 2.9934e-05 | 0.10007 | 0.04626 | 0.0020076 | 0.051804 | 0 | 0 | 0 | 0 | 0.0073598 | 0 | 0 | 0 | 4.0592e-06 | 0 | 4.0592e-06 | 3.1454e-06 | 0 | 3.1454e-06 | 2.9956e-06 | 0 | 2.9956e-06
[79 empty] | WLDFR | HFTD - Distribution - Tier 3 - 2QU CoRE ¦ 1QU LoRE | Non-Red Flag Warning - Small Fires | 2051 | 0 | 0 | 3.1431e-05 | 2.9934e-05 | 0.10007 | 0.04626 | 0.0020076 | 0.051804 | 0 | 0 | 0 | 0 | 0.0073598 | 0 | 0 | 0 | 0 | 0 | 0 | 3.1454e-06 | 0 | 3.1454e-06 | 2.9956e-06 | 0 | 2.9956e-06
[79 empty] | WLDFR | HFTD - Distribution - Tier 3 - 2QU CoRE ¦ 1QU LoRE | Non-Red Flag Warning - Small Fires | 2052 | 0 | 0 | 0 | 2.9934e-05 | 0.10007 | 0.04626 | 0.0020076 | 0.051804 | 0 | 0 | 0 | 0 | 0.0073598 | 0 | 0 | 0 | 0 | 0 | 0 | 0 | 0 | 0 | 2.9956e-06 | 0 | 2.9956e-06
[79 empty] | WLDFR | HFTD - Distribution - Tier 3 - 2QU CoRE ¦ 1QU LoRE | Red Flag Warning - Catastrophic Fires | 2020 | 1.6484e-06 | 0 | 0 | 0 | 14146.1306 | 222.2294 | 8585.7228 | 5338.1784 | 0 | 0 | 0 | 0 | 0.0001202 | 0.023318 | 0 | 0.023318 | 0 | 0 | 0 | 0 | 0 | 0 | 0 | 0 | 0
[79 empty] | WLDFR | HFTD - Distribution - Tier 3 - 2QU CoRE ¦ 1QU LoRE | Red Flag Warning - Catastrophic Fires | 2021 | 1.0591e-06 | 1.7405e-06 | 0 | 0 | 14146.1306 | 222.2294 | 8585.7228 | 5338.1784 | 0 | 0 | 0 | 0 | 0.0001202 | 0.014983 | 0 | 0.014983 | 0.024622 | 0 | 0.024622 | 0 | 0 | 0 | 0 | 0 | 0
[79 empty] | WLDFR | HFTD - Distribution - Tier 3 - 2QU CoRE ¦ 1QU LoRE | Red Flag Warning - Catastrophic Fires | 2022 | 1.1412e-06 | 1.2051e-06 | 1.5384e-06 | 0 | 14146.1306 | 222.2294 | 8585.7228 | 5338.1784 | 0 | 0 | 0 | 0 | 0.00012278 | 0.016144 | 0 | 0.016144 | 0.017047 | 0 | 0.017047 | 0.021763 | 0 | 0.021763 | 0 | 0 | 0
[79 empty] | WLDFR | HFTD - Distribution - Tier 3 - 2QU CoRE ¦ 1QU LoRE | Red Flag Warning - Catastrophic Fires | 2023 | 1.1412e-06 | 1.2051e-06 | 9.3377e-07 | 1.4652e-06 | 14664.6376 | 233.2301 | 8896.516 | 5534.8915 | 0 | 0 | 0 | 0 | 0.00012278 | 0.016736 | 0 | 0.016736 | 0.017672 | 0 | 0.017672 | 0.013693 | 0 | 0.013693 | 0.021486 | 0 | 0.021486
[79 empty] | WLDFR | HFTD - Distribution - Tier 3 - 2QU CoRE ¦ 1QU LoRE | Red Flag Warning - Catastrophic Fires | 2024 | 1.1412e-06 | 1.2051e-06 | 9.3377e-07 | 8.8931e-07 | 14664.6376 | 233.2301 | 8896.516 | 5534.8915 | 0 | 0 | 0 | 0 | 0.00012278 | 0.016736 | 0 | 0.016736 | 0.017672 | 0 | 0.017672 | 0.013693 | 0 | 0.013693 | 0.013041 | 0 | 0.013041
[79 empty] | WLDFR | HFTD - Distribution - Tier 3 - 2QU CoRE ¦ 1QU LoRE | Red Flag Warning - Catastrophic Fires | 2025 | 1.1412e-06 | 1.2051e-06 | 9.3377e-07 | 8.8931e-07 | 14664.6376 | 233.2301 | 8896.516 | 5534.8915 | 0 | 0 | 0 | 0 | 0.00012278 | 0.016736 | 0 | 0.016736 | 0.017672 | 0 | 0.017672 | 0.013693 | 0 | 0.013693 | 0.013041 | 0 | 0.013041
[79 empty] | WLDFR | HFTD - Distribution - Tier 3 - 2QU CoRE ¦ 1QU LoRE | Red Flag Warning - Catastrophic Fires | 2026 | 1.1412e-06 | 1.2051e-06 | 9.3377e-07 | 8.8931e-07 | 14664.6376 | 233.2301 | 8896.516 | 5534.8915 | 0 | 0 | 0 | 0 | 0.00012278 | 0.016736 | 0 | 0.016736 | 0.017672 | 0 | 0.017672 | 0.013693 | 0 | 0.013693 | 0.013041 | 0 | 0.013041
[79 empty] | WLDFR | HFTD - Distribution - Tier 3 - 2QU CoRE ¦ 1QU LoRE | Red Flag Warning - Catastrophic Fires | 2027 | 1.1412e-06 | 1.2051e-06 | 9.3377e-07 | 8.8931e-07 | 14664.6376 | 233.2301 | 8896.516 | 5534.8915 | 0 | 0 | 0 | 0 | 0.00012278 | 0.016736 | 0 | 0.016736 | 0.017672 | 0 | 0.017672 | 0.013693 | 0 | 0.013693 | 0.013041 | 0 | 0.013041
[79 empty] | WLDFR | HFTD - Distribution - Tier 3 - 2QU CoRE ¦ 1QU LoRE | Red Flag Warning - Catastrophic Fires | 2028 | 1.1412e-06 | 1.2051e-06 | 9.3377e-07 | 8.8931e-07 | 15317.9909 | 247.273 | 9287.6491 | 5783.0689 | 0 | 0 | 0 | 0 | 0.00012278 | 0.017482 | 0 | 0.017482 | 0.018459 | 0 | 0.018459 | 0.014303 | 0 | 0.014303 | 0.013622 | 0 | 0.013622
[79 empty] | WLDFR | HFTD - Distribution - Tier 3 - 2QU CoRE ¦ 1QU LoRE | Red Flag Warning - Catastrophic Fires | 2029 | 1.1412e-06 | 1.2051e-06 | 9.3377e-07 | 8.8931e-07 | 15317.9909 | 247.273 | 9287.6491 | 5783.0689 | 0 | 0 | 0 | 0 | 0.00012278 | 0.017482 | 0 | 0.017482 | 0.018459 | 0 | 0.018459 | 0.014303 | 0 | 0.014303 | 0.013622 | 0 | 0.013622
[79 empty] | WLDFR | HFTD - Distribution - Tier 3 - 2QU CoRE ¦ 1QU LoRE | Red Flag Warning - Catastrophic Fires | 2030 | 1.1412e-06 | 1.2051e-06 | 9.3377e-07 | 8.8931e-07 | 15317.9909 | 247.273 | 9287.6491 | 5783.0689 | 0 | 0 | 0 | 0 | 0.00012278 | 0.017482 | 0 | 0.017482 | 0.018459 | 0 | 0.018459 | 0.014303 | 0 | 0.014303 | 0.013622 | 0 | 0.013622
[79 empty] | WLDFR | HFTD - Distribution - Tier 3 - 2QU CoRE ¦ 1QU LoRE | Red Flag Warning - Catastrophic Fires | 2031 | 1.1412e-06 | 1.2051e-06 | 9.3377e-07 | 8.8931e-07 | 15317.9909 | 247.273 | 9287.6491 | 5783.0689 | 0 | 0 | 0 | 0 | 0.00012278 | 0.017482 | 0 | 0.017482 | 0.018459 | 0 | 0.018459 | 0.014303 | 0 | 0.014303 | 0.013622 | 0 | 0.013622
[79 empty] | WLDFR | HFTD - Distribution - Tier 3 - 2QU CoRE ¦ 1QU LoRE | Red Flag Warning - Catastrophic Fires | 2032 | 1.1412e-06 | 1.2051e-06 | 9.3377e-07 | 8.8931e-07 | 15317.9909 | 247.273 | 9287.6491 | 5783.0689 | 0 | 0 | 0 | 0 | 0.00012278 | 0.017482 | 0 | 0.017482 | 0.018459 | 0 | 0.018459 | 0.014303 | 0 | 0.014303 | 0.013622 | 0 | 0.013622
[79 empty] | WLDFR | HFTD - Distribution - Tier 3 - 2QU CoRE ¦ 1QU LoRE | Red Flag Warning - Catastrophic Fires | 2033 | 1.1412e-06 | 1.2051e-06 | 9.3377e-07 | 8.8931e-07 | 16044.1264 | 263.1074 | 9721.74 | 6059.2791 | 0 | 0 | 0 | 0 | 0.00012278 | 0.01831 | 0 | 0.01831 | 0.019334 | 0 | 0.019334 | 0.014982 | 0 | 0.014982 | 0.014268 | 0 | 0.014268
[79 empty] | WLDFR | HFTD - Distribution - Tier 3 - 2QU CoRE ¦ 1QU LoRE | Red Flag Warning - Catastrophic Fires | 2034 | 1.1412e-06 | 1.2051e-06 | 9.3377e-07 | 8.8931e-07 | 16044.1264 | 263.1074 | 9721.74 | 6059.2791 | 0 | 0 | 0 | 0 | 0.00012278 | 0.01831 | 0 | 0.01831 | 0.019334 | 0 | 0.019334 | 0.014982 | 0 | 0.014982 | 0.014268 | 0 | 0.014268
[79 empty] | WLDFR | HFTD - Distribution - Tier 3 - 2QU CoRE ¦ 1QU LoRE | Red Flag Warning - Catastrophic Fires | 2035 | 1.1412e-06 | 1.2051e-06 | 9.3377e-07 | 8.8931e-07 | 16044.1264 | 263.1074 | 9721.74 | 6059.2791 | 0 | 0 | 0 | 0 | 0.00012278 | 0.01831 | 0 | 0.01831 | 0.019334 | 0 | 0.019334 | 0.014982 | 0 | 0.014982 | 0.014268 | 0 | 0.014268
[79 empty] | WLDFR | HFTD - Distribution - Tier 3 - 2QU CoRE ¦ 1QU LoRE | Red Flag Warning - Catastrophic Fires | 2036 | 1.1412e-06 | 1.2051e-06 | 9.3377e-07 | 8.8931e-07 | 16044.1264 | 263.1074 | 9721.74 | 6059.2791 | 0 | 0 | 0 | 0 | 0.00012278 | 0.01831 | 0 | 0.01831 | 0.019334 | 0 | 0.019334 | 0.014982 | 0 | 0.014982 | 0.014268 | 0 | 0.014268
[79 empty] | WLDFR | HFTD - Distribution - Tier 3 - 2QU CoRE ¦ 1QU LoRE | Red Flag Warning - Catastrophic Fires | 2037 | 1.1412e-06 | 1.2051e-06 | 9.3377e-07 | 8.8931e-07 | 16044.1264 | 263.1074 | 9721.74 | 6059.2791 | 0 | 0 | 0 | 0 | 0.00012278 | 0.01831 | 0 | 0.01831 | 0.019334 | 0 | 0.019334 | 0.014982 | 0 | 0.014982 | 0.014268 | 0 | 0.014268
[79 empty] | WLDFR | HFTD - Distribution - Tier 3 - 2QU CoRE ¦ 1QU LoRE | Red Flag Warning - Catastrophic Fires | 2038 | 1.1412e-06 | 1.2051e-06 | 9.3377e-07 | 8.8931e-07 | 16832.3912 | 280.5544 | 10192.2718 | 6359.5651 | 0 | 0 | 0 | 0 | 0.00012278 | 0.01921 | 0 | 0.01921 | 0.020284 | 0 | 0.020284 | 0.015718 | 0 | 0.015718 | 0.014969 | 0 | 0.014969
[79 empty] | WLDFR | HFTD - Distribution - Tier 3 - 2QU CoRE ¦ 1QU LoRE | Red Flag Warning - Catastrophic Fires | 2039 | 1.1412e-06 | 1.2051e-06 | 9.3377e-07 | 8.8931e-07 | 16832.3912 | 280.5544 | 10192.2718 | 6359.5651 | 0 | 0 | 0 | 0 | 0.00012278 | 0.01921 | 0 | 0.01921 | 0.020284 | 0 | 0.020284 | 0.015718 | 0 | 0.015718 | 0.014969 | 0 | 0.014969
[79 empty] | WLDFR | HFTD - Distribution - Tier 3 - 2QU CoRE ¦ 1QU LoRE | Red Flag Warning - Catastrophic Fires | 2040 | 1.1412e-06 | 1.2051e-06 | 9.3377e-07 | 8.8931e-07 | 16832.3912 | 280.5544 | 10192.2718 | 6359.5651 | 0 | 0 | 0 | 0 | 0.00012278 | 0.01921 | 0 | 0.01921 | 0.020284 | 0 | 0.020284 | 0.015718 | 0 | 0.015718 | 0.014969 | 0 | 0.014969
[79 empty] | WLDFR | HFTD - Distribution - Tier 3 - 2QU CoRE ¦ 1QU LoRE | Red Flag Warning - Catastrophic Fires | 2041 | 1.1412e-06 | 1.2051e-06 | 9.3377e-07 | 8.8931e-07 | 16832.3912 | 280.5544 | 10192.2718 | 6359.5651 | 0 | 0 | 0 | 0 | 0.00012278 | 0.01921 | 0 | 0.01921 | 0.020284 | 0 | 0.020284 | 0.015718 | 0 | 0.015718 | 0.014969 | 0 | 0.014969
[79 empty] | WLDFR | HFTD - Distribution - Tier 3 - 2QU CoRE ¦ 1QU LoRE | Red Flag Warning - Catastrophic Fires | 2042 | 1.1412e-06 | 1.2051e-06 | 9.3377e-07 | 8.8931e-07 | 16832.3912 | 280.5544 | 10192.2718 | 6359.5651 | 0 | 0 | 0 | 0 | 0.00012278 | 0.01921 | 0 | 0.01921 | 0.020284 | 0 | 0.020284 | 0.015718 | 0 | 0.015718 | 0.014969 | 0 | 0.014969
[79 empty] | WLDFR | HFTD - Distribution - Tier 3 - 2QU CoRE ¦ 1QU LoRE | Red Flag Warning - Catastrophic Fires | 2043 | 1.1412e-06 | 1.2051e-06 | 9.3377e-07 | 8.8931e-07 | 17672.0852 | 299.42 | 10692.7362 | 6679.929 | 0 | 0 | 0 | 0 | 0.00012278 | 0.020168 | 0 | 0.020168 | 0.021296 | 0 | 0.021296 | 0.016502 | 0 | 0.016502 | 0.015716 | 0 | 0.015716
[79 empty] | WLDFR | HFTD - Distribution - Tier 3 - 2QU CoRE ¦ 1QU LoRE | Red Flag Warning - Catastrophic Fires | 2044 | 1.1412e-06 | 1.2051e-06 | 9.3377e-07 | 8.8931e-07 | 17672.0852 | 299.42 | 10692.7362 | 6679.929 | 0 | 0 | 0 | 0 | 0.00012278 | 0.020168 | 0 | 0.020168 | 0.021296 | 0 | 0.021296 | 0.016502 | 0 | 0.016502 | 0.015716 | 0 | 0.015716
[79 empty] | WLDFR | HFTD - Distribution - Tier 3 - 2QU CoRE ¦ 1QU LoRE | Red Flag Warning - Catastrophic Fires | 2045 | 1.1412e-06 | 1.2051e-06 | 9.3377e-07 | 8.8931e-07 | 17672.0852 | 299.42 | 10692.7362 | 6679.929 | 0 | 0 | 0 | 0 | 0.00012278 | 0.020168 | 0 | 0.020168 | 0.021296 | 0 | 0.021296 | 0.016502 | 0 | 0.016502 | 0.015716 | 0 | 0.015716
[79 empty] | WLDFR | HFTD - Distribution - Tier 3 - 2QU CoRE ¦ 1QU LoRE | Red Flag Warning - Catastrophic Fires | 2046 | 1.1412e-06 | 1.2051e-06 | 9.3377e-07 | 8.8931e-07 | 17672.0852 | 299.42 | 10692.7362 | 6679.929 | 0 | 0 | 0 | 0 | 0.00012278 | 0.020168 | 0 | 0.020168 | 0.021296 | 0 | 0.021296 | 0.016502 | 0 | 0.016502 | 0.015716 | 0 | 0.015716
[79 empty] | WLDFR | HFTD - Distribution - Tier 3 - 2QU CoRE ¦ 1QU LoRE | Red Flag Warning - Catastrophic Fires | 2047 | 1.1412e-06 | 1.2051e-06 | 9.3377e-07 | 8.8931e-07 | 17672.0852 | 299.42 | 10692.7362 | 6679.929 | 0 | 0 | 0 | 0 | 0.00012278 | 0.020168 | 0 | 0.020168 | 0.021296 | 0 | 0.021296 | 0.016502 | 0 | 0.016502 | 0.015716 | 0 | 0.015716
[79 empty] | WLDFR | HFTD - Distribution - Tier 3 - 2QU CoRE ¦ 1QU LoRE | Red Flag Warning - Catastrophic Fires | 2048 | 1.1412e-06 | 1.2051e-06 | 9.3377e-07 | 8.8931e-07 | 18552.3348 | 319.4911 | 11216.5626 | 7016.281 | 0 | 0 | 0 | 0 | 0.00012278 | 0.021173 | 0 | 0.021173 | 0.022356 | 0 | 0.022356 | 0.017324 | 0 | 0.017324 | 0.016499 | 0 | 0.016499
[79 empty] | WLDFR | HFTD - Distribution - Tier 3 - 2QU CoRE ¦ 1QU LoRE | Red Flag Warning - Catastrophic Fires | 2049 | 1.1412e-06 | 1.2051e-06 | 9.3377e-07 | 8.8931e-07 | 18552.3348 | 319.4911 | 11216.5626 | 7016.281 | 0 | 0 | 0 | 0 | 0.00012278 | 0.021173 | 0 | 0.021173 | 0.022356 | 0 | 0.022356 | 0.017324 | 0 | 0.017324 | 0.016499 | 0 | 0.016499
[79 empty] | WLDFR | HFTD - Distribution - Tier 3 - 2QU CoRE ¦ 1QU LoRE | Red Flag Warning - Catastrophic Fires | 2050 | 0 | 1.2051e-06 | 9.3377e-07 | 8.8931e-07 | 18552.3348 | 319.4911 | 11216.5626 | 7016.281 | 0 | 0 | 0 | 0 | 0.00012278 | 0 | 0 | 0 | 0.022356 | 0 | 0.022356 | 0.017324 | 0 | 0.017324 | 0.016499 | 0 | 0.016499
[79 empty] | WLDFR | HFTD - Distribution - Tier 3 - 2QU CoRE ¦ 1QU LoRE | Red Flag Warning - Catastrophic Fires | 2051 | 0 | 0 | 9.3377e-07 | 8.8931e-07 | 18552.3348 | 319.4911 | 11216.5626 | 7016.281 | 0 | 0 | 0 | 0 | 0.00012278 | 0 | 0 | 0 | 0 | 0 | 0 | 0.017324 | 0 | 0.017324 | 0.016499 | 0 | 0.016499
[79 empty] | WLDFR | HFTD - Distribution - Tier 3 - 2QU CoRE ¦ 1QU LoRE | Red Flag Warning - Catastrophic Fires | 2052 | 0 | 0 | 0 | 8.8931e-07 | 18552.3348 | 319.4911 | 11216.5626 | 7016.281 | 0 | 0 | 0 | 0 | 0.00012278 | 0 | 0 | 0 | 0 | 0 | 0 | 0 | 0 | 0 | 0.016499 | 0 | 0.016499
[79 empty] | WLDFR | HFTD - Distribution - Tier 3 - 2QU CoRE ¦ 1QU LoRE | Red Flag Warning - Destructive Fires | 2020 | 1.9922e-07 | 0 | 0 | 0 | 8807.9522 | 222.2294 | 8585.7228 | 0 | 0 | 0 | 0 | 0 | 1.623e-05 | 0.0017547 | 0 | 0.0017547 | 0 | 0 | 0 | 0 | 0 | 0 | 0 | 0 | 0
[79 empty] | WLDFR | HFTD - Distribution - Tier 3 - 2QU CoRE ¦ 1QU LoRE | Red Flag Warning - Destructive Fires | 2021 | 1.2807e-07 | 2.1036e-07 | 0 | 0 | 8807.9522 | 222.2294 | 8585.7228 | 0 | 0 | 0 | 0 | 0 | 1.623e-05 | 0.001128 | 0 | 0.001128 | 0.0018528 | 0 | 0.0018528 | 0 | 0 | 0 | 0 | 0 | 0
[79 empty] | WLDFR | HFTD - Distribution - Tier 3 - 2QU CoRE ¦ 1QU LoRE | Red Flag Warning - Destructive Fires | 2022 | 1.3818e-07 | 1.459e-07 | 1.863e-07 | 0 | 8807.9522 | 222.2294 | 8585.7228 | 0 | 0 | 0 | 0 | 0 | 1.6842e-05 | 0.0012171 | 0 | 0.0012171 | 0.0012851 | 0 | 0.0012851 | 0.0016409 | 0 | 0.0016409 | 0 | 0 | 0
[79 empty] | WLDFR | HFTD - Distribution - Tier 3 - 2QU CoRE ¦ 1QU LoRE | Red Flag Warning - Destructive Fires | 2023 | 1.3818e-07 | 1.459e-07 | 1.1306e-07 | 1.7743e-07 | 9129.7461 | 233.2301 | 8896.516 | 0 | 0 | 0 | 0 | 0 | 1.6842e-05 | 0.0012615 | 0 | 0.0012615 | 0.0013321 | 0 | 0.0013321 | 0.0010322 | 0 | 0.0010322 | 0.0016199 | 0 | 0.0016199
[79 empty] | WLDFR | HFTD - Distribution - Tier 3 - 2QU CoRE ¦ 1QU LoRE | Red Flag Warning - Destructive Fires | 2024 | 1.3818e-07 | 1.459e-07 | 1.1306e-07 | 1.0767e-07 | 9129.7461 | 233.2301 | 8896.516 | 0 | 0 | 0 | 0 | 0 | 1.6842e-05 | 0.0012615 | 0 | 0.0012615 | 0.0013321 | 0 | 0.0013321 | 0.0010322 | 0 | 0.0010322 | 0.00098303 | 0 | 0.00098303
[79 empty] | WLDFR | HFTD - Distribution - Tier 3 - 2QU CoRE ¦ 1QU LoRE | Red Flag Warning - Destructive Fires | 2025 | 1.3818e-07 | 1.459e-07 | 1.1306e-07 | 1.0767e-07 | 9129.7461 | 233.2301 | 8896.516 | 0 | 0 | 0 | 0 | 0 | 1.6842e-05 | 0.0012615 | 0 | 0.0012615 | 0.0013321 | 0 | 0.0013321 | 0.0010322 | 0 | 0.0010322 | 0.00098303 | 0 | 0.00098303
[79 empty] | WLDFR | HFTD - Distribution - Tier 3 - 2QU CoRE ¦ 1QU LoRE | Red Flag Warning - Destructive Fires | 2026 | 1.3818e-07 | 1.459e-07 | 1.1306e-07 | 1.0767e-07 | 9129.7461 | 233.2301 | 8896.516 | 0 | 0 | 0 | 0 | 0 | 1.6842e-05 | 0.0012615 | 0 | 0.0012615 | 0.0013321 | 0 | 0.0013321 | 0.0010322 | 0 | 0.0010322 | 0.00098303 | 0 | 0.00098303
[79 empty] | WLDFR | HFTD - Distribution - Tier 3 - 2QU CoRE ¦ 1QU LoRE | Red Flag Warning - Destructive Fires | 2027 | 1.3818e-07 | 1.459e-07 | 1.1306e-07 | 1.0767e-07 | 9129.7461 | 233.2301 | 8896.516 | 0 | 0 | 0 | 0 | 0 | 1.6842e-05 | 0.0012615 | 0 | 0.0012615 | 0.0013321 | 0 | 0.0013321 | 0.0010322 | 0 | 0.0010322 | 0.00098303 | 0 | 0.00098303
[79 empty] | WLDFR | HFTD - Distribution - Tier 3 - 2QU CoRE ¦ 1QU LoRE | Red Flag Warning - Destructive Fires | 2028 | 1.3818e-07 | 1.459e-07 | 1.1306e-07 | 1.0767e-07 | 9534.9221 | 247.273 | 9287.6491 | 0 | 0 | 0 | 0 | 0 | 1.6842e-05 | 0.0013175 | 0 | 0.0013175 | 0.0013912 | 0 | 0.0013912 | 0.001078 | 0 | 0.001078 | 0.0010267 | 0 | 0.0010267
[79 empty] | WLDFR | HFTD - Distribution - Tier 3 - 2QU CoRE ¦ 1QU LoRE | Red Flag Warning - Destructive Fires | 2029 | 1.3818e-07 | 1.459e-07 | 1.1306e-07 | 1.0767e-07 | 9534.9221 | 247.273 | 9287.6491 | 0 | 0 | 0 | 0 | 0 | 1.6842e-05 | 0.0013175 | 0 | 0.0013175 | 0.0013912 | 0 | 0.0013912 | 0.001078 | 0 | 0.001078 | 0.0010267 | 0 | 0.0010267
[79 empty] | WLDFR | HFTD - Distribution - Tier 3 - 2QU CoRE ¦ 1QU LoRE | Red Flag Warning - Destructive Fires | 2030 | 1.3818e-07 | 1.459e-07 | 1.1306e-07 | 1.0767e-07 | 9534.9221 | 247.273 | 9287.6491 | 0 | 0 | 0 | 0 | 0 | 1.6842e-05 | 0.0013175 | 0 | 0.0013175 | 0.0013912 | 0 | 0.0013912 | 0.001078 | 0 | 0.001078 | 0.0010267 | 0 | 0.0010267
[79 empty] | WLDFR | HFTD - Distribution - Tier 3 - 2QU CoRE ¦ 1QU LoRE | Red Flag Warning - Destructive Fires | 2031 | 1.3818e-07 | 1.459e-07 | 1.1306e-07 | 1.0767e-07 | 9534.9221 | 247.273 | 9287.6491 | 0 | 0 | 0 | 0 | 0 | 1.6842e-05 | 0.0013175 | 0 | 0.0013175 | 0.0013912 | 0 | 0.0013912 | 0.001078 | 0 | 0.001078 | 0.0010267 | 0 | 0.0010267
[79 empty] | WLDFR | HFTD - Distribution - Tier 3 - 2QU CoRE ¦ 1QU LoRE | Red Flag Warning - Destructive Fires | 2032 | 1.3818e-07 | 1.459e-07 | 1.1306e-07 | 1.0767e-07 | 9534.9221 | 247.273 | 9287.6491 | 0 | 0 | 0 | 0 | 0 | 1.6842e-05 | 0.0013175 | 0 | 0.0013175 | 0.0013912 | 0 | 0.0013912 | 0.001078 | 0 | 0.001078 | 0.0010267 | 0 | 0.0010267
[79 empty] | WLDFR | HFTD - Distribution - Tier 3 - 2QU CoRE ¦ 1QU LoRE | Red Flag Warning - Destructive Fires | 2033 | 1.3818e-07 | 1.459e-07 | 1.1306e-07 | 1.0767e-07 | 9984.8474 | 263.1074 | 9721.74 | 0 | 0 | 0 | 0 | 0 | 1.6842e-05 | 0.0013797 | 0 | 0.0013797 | 0.0014568 | 0 | 0.0014568 | 0.0011289 | 0 | 0.0011289 | 0.0010751 | 0 | 0.0010751
[79 empty] | WLDFR | HFTD - Distribution - Tier 3 - 2QU CoRE ¦ 1QU LoRE | Red Flag Warning - Destructive Fires | 2034 | 1.3818e-07 | 1.459e-07 | 1.1306e-07 | 1.0767e-07 | 9984.8474 | 263.1074 | 9721.74 | 0 | 0 | 0 | 0 | 0 | 1.6842e-05 | 0.0013797 | 0 | 0.0013797 | 0.0014568 | 0 | 0.0014568 | 0.0011289 | 0 | 0.0011289 | 0.0010751 | 0 | 0.0010751
[79 empty] | WLDFR | HFTD - Distribution - Tier 3 - 2QU CoRE ¦ 1QU LoRE | Red Flag Warning - Destructive Fires | 2035 | 1.3818e-07 | 1.459e-07 | 1.1306e-07 | 1.0767e-07 | 9984.8474 | 263.1074 | 9721.74 | 0 | 0 | 0 | 0 | 0 | 1.6842e-05 | 0.0013797 | 0 | 0.0013797 | 0.0014568 | 0 | 0.0014568 | 0.0011289 | 0 | 0.0011289 | 0.0010751 | 0 | 0.0010751
[79 empty] | WLDFR | HFTD - Distribution - Tier 3 - 2QU CoRE ¦ 1QU LoRE | Red Flag Warning - Destructive Fires | 2036 | 1.3818e-07 | 1.459e-07 | 1.1306e-07 | 1.0767e-07 | 9984.8474 | 263.1074 | 9721.74 | 0 | 0 | 0 | 0 | 0 | 1.6842e-05 | 0.0013797 | 0 | 0.0013797 | 0.0014568 | 0 | 0.0014568 | 0.0011289 | 0 | 0.0011289 | 0.0010751 | 0 | 0.0010751
[79 empty] | WLDFR | HFTD - Distribution - Tier 3 - 2QU CoRE ¦ 1QU LoRE | Red Flag Warning - Destructive Fires | 2037 | 1.3818e-07 | 1.459e-07 | 1.1306e-07 | 1.0767e-07 | 9984.8474 | 263.1074 | 9721.74 | 0 | 0 | 0 | 0 | 0 | 1.6842e-05 | 0.0013797 | 0 | 0.0013797 | 0.0014568 | 0 | 0.0014568 | 0.0011289 | 0 | 0.0011289 | 0.0010751 | 0 | 0.0010751
[79 empty] | WLDFR | HFTD - Distribution - Tier 3 - 2QU CoRE ¦ 1QU LoRE | Red Flag Warning - Destructive Fires | 2038 | 1.3818e-07 | 1.459e-07 | 1.1306e-07 | 1.0767e-07 | 10472.8261 | 280.5544 | 10192.2718 | 0 | 0 | 0 | 0 | 0 | 1.6842e-05 | 0.0014471 | 0 | 0.0014471 | 0.001528 | 0 | 0.001528 | 0.001184 | 0 | 0.001184 | 0.0011276 | 0 | 0.0011276
[79 empty] | WLDFR | HFTD - Distribution - Tier 3 - 2QU CoRE ¦ 1QU LoRE | Red Flag Warning - Destructive Fires | 2039 | 1.3818e-07 | 1.459e-07 | 1.1306e-07 | 1.0767e-07 | 10472.8261 | 280.5544 | 10192.2718 | 0 | 0 | 0 | 0 | 0 | 1.6842e-05 | 0.0014471 | 0 | 0.0014471 | 0.001528 | 0 | 0.001528 | 0.001184 | 0 | 0.001184 | 0.0011276 | 0 | 0.0011276
[79 empty] | WLDFR | HFTD - Distribution - Tier 3 - 2QU CoRE ¦ 1QU LoRE | Red Flag Warning - Destructive Fires | 2040 | 1.3818e-07 | 1.459e-07 | 1.1306e-07 | 1.0767e-07 | 10472.8261 | 280.5544 | 10192.2718 | 0 | 0 | 0 | 0 | 0 | 1.6842e-05 | 0.0014471 | 0 | 0.0014471 | 0.001528 | 0 | 0.001528 | 0.001184 | 0 | 0.001184 | 0.0011276 | 0 | 0.0011276
[79 empty] | WLDFR | HFTD - Distribution - Tier 3 - 2QU CoRE ¦ 1QU LoRE | Red Flag Warning - Destructive Fires | 2041 | 1.3818e-07 | 1.459e-07 | 1.1306e-07 | 1.0767e-07 | 10472.8261 | 280.5544 | 10192.2718 | 0 | 0 | 0 | 0 | 0 | 1.6842e-05 | 0.0014471 | 0 | 0.0014471 | 0.001528 | 0 | 0.001528 | 0.001184 | 0 | 0.001184 | 0.0011276 | 0 | 0.0011276
[79 empty] | WLDFR | HFTD - Distribution - Tier 3 - 2QU CoRE ¦ 1QU LoRE | Red Flag Warning - Destructive Fires | 2042 | 1.3818e-07 | 1.459e-07 | 1.1306e-07 | 1.0767e-07 | 10472.8261 | 280.5544 | 10192.2718 | 0 | 0 | 0 | 0 | 0 | 1.6842e-05 | 0.0014471 | 0 | 0.0014471 | 0.001528 | 0 | 0.001528 | 0.001184 | 0 | 0.001184 | 0.0011276 | 0 | 0.0011276
[79 empty] | WLDFR | HFTD - Distribution - Tier 3 - 2QU CoRE ¦ 1QU LoRE | Red Flag Warning - Destructive Fires | 2043 | 1.3818e-07 | 1.459e-07 | 1.1306e-07 | 1.0767e-07 | 10992.1562 | 299.42 | 10692.7362 | 0 | 0 | 0 | 0 | 0 | 1.6842e-05 | 0.0015189 | 0 | 0.0015189 | 0.0016038 | 0 | 0.0016038 | 0.0012427 | 0 | 0.0012427 | 0.0011836 | 0 | 0.0011836
[79 empty] | WLDFR | HFTD - Distribution - Tier 3 - 2QU CoRE ¦ 1QU LoRE | Red Flag Warning - Destructive Fires | 2044 | 1.3818e-07 | 1.459e-07 | 1.1306e-07 | 1.0767e-07 | 10992.1562 | 299.42 | 10692.7362 | 0 | 0 | 0 | 0 | 0 | 1.6842e-05 | 0.0015189 | 0 | 0.0015189 | 0.0016038 | 0 | 0.0016038 | 0.0012427 | 0 | 0.0012427 | 0.0011836 | 0 | 0.0011836
[79 empty] | WLDFR | HFTD - Distribution - Tier 3 - 2QU CoRE ¦ 1QU LoRE | Red Flag Warning - Destructive Fires | 2045 | 1.3818e-07 | 1.459e-07 | 1.1306e-07 | 1.0767e-07 | 10992.1562 | 299.42 | 10692.7362 | 0 | 0 | 0 | 0 | 0 | 1.6842e-05 | 0.0015189 | 0 | 0.0015189 | 0.0016038 | 0 | 0.0016038 | 0.0012427 | 0 | 0.0012427 | 0.0011836 | 0 | 0.0011836
[79 empty] | WLDFR | HFTD - Distribution - Tier 3 - 2QU CoRE ¦ 1QU LoRE | Red Flag Warning - Destructive Fires | 2046 | 1.3818e-07 | 1.459e-07 | 1.1306e-07 | 1.0767e-07 | 10992.1562 | 299.42 | 10692.7362 | 0 | 0 | 0 | 0 | 0 | 1.6842e-05 | 0.0015189 | 0 | 0.0015189 | 0.0016038 | 0 | 0.0016038 | 0.0012427 | 0 | 0.0012427 | 0.0011836 | 0 | 0.0011836
[79 empty] | WLDFR | HFTD - Distribution - Tier 3 - 2QU CoRE ¦ 1QU LoRE | Red Flag Warning - Destructive Fires | 2047 | 1.3818e-07 | 1.459e-07 | 1.1306e-07 | 1.0767e-07 | 10992.1562 | 299.42 | 10692.7362 | 0 | 0 | 0 | 0 | 0 | 1.6842e-05 | 0.0015189 | 0 | 0.0015189 | 0.0016038 | 0 | 0.0016038 | 0.0012427 | 0 | 0.0012427 | 0.0011836 | 0 | 0.0011836
[79 empty] | WLDFR | HFTD - Distribution - Tier 3 - 2QU CoRE ¦ 1QU LoRE | Red Flag Warning - Destructive Fires | 2048 | 1.3818e-07 | 1.459e-07 | 1.1306e-07 | 1.0767e-07 | 11536.0538 | 319.4911 | 11216.5626 | 0 | 0 | 0 | 0 | 0 | 1.6842e-05 | 0.001594 | 0 | 0.001594 | 0.0016831 | 0 | 0.0016831 | 0.0013042 | 0 | 0.0013042 | 0.0012421 | 0 | 0.0012421
[79 empty] | WLDFR | HFTD - Distribution - Tier 3 - 2QU CoRE ¦ 1QU LoRE | Red Flag Warning - Destructive Fires | 2049 | 1.3818e-07 | 1.459e-07 | 1.1306e-07 | 1.0767e-07 | 11536.0538 | 319.4911 | 11216.5626 | 0 | 0 | 0 | 0 | 0 | 1.6842e-05 | 0.001594 | 0 | 0.001594 | 0.0016831 | 0 | 0.0016831 | 0.0013042 | 0 | 0.0013042 | 0.0012421 | 0 | 0.0012421
[79 empty] | WLDFR | HFTD - Distribution - Tier 3 - 2QU CoRE ¦ 1QU LoRE | Red Flag Warning - Destructive Fires | 2050 | 0 | 1.459e-07 | 1.1306e-07 | 1.0767e-07 | 11536.0538 | 319.4911 | 11216.5626 | 0 | 0 | 0 | 0 | 0 | 1.6842e-05 | 0 | 0 | 0 | 0.0016831 | 0 | 0.0016831 | 0.0013042 | 0 | 0.0013042 | 0.0012421 | 0 | 0.0012421
[79 empty] | WLDFR | HFTD - Distribution - Tier 3 - 2QU CoRE ¦ 1QU LoRE | Red Flag Warning - Destructive Fires | 2051 | 0 | 0 | 1.1306e-07 | 1.0767e-07 | 11536.0538 | 319.4911 | 11216.5626 | 0 | 0 | 0 | 0 | 0 | 1.6842e-05 | 0 | 0 | 0 | 0 | 0 | 0 | 0.0013042 | 0 | 0.0013042 | 0.0012421 | 0 | 0.0012421
[79 empty] | WLDFR | HFTD - Distribution - Tier 3 - 2QU CoRE ¦ 1QU LoRE | Red Flag Warning - Destructive Fires | 2052 | 0 | 0 | 0 | 1.0767e-07 | 11536.0538 | 319.4911 | 11216.5626 | 0 | 0 | 0 | 0 | 0 | 1.6842e-05 | 0 | 0 | 0 | 0 | 0 | 0 | 0 | 0 | 0 | 0.0012421 | 0 | 0.0012421
[79 empty] | WLDFR | HFTD - Distribution - Tier 3 - 2QU CoRE ¦ 1QU LoRE | Red Flag Warning - Large Fires | 2020 | 1.1231e-06 | 0 | 0 | 0 | 5.2406 | 0.69642 | 2.942 | 1.6022 | 0 | 0 | 0 | 0 | 8.3626e-05 | 5.8858e-06 | 0 | 5.8858e-06 | 0 | 0 | 0 | 0 | 0 | 0 | 0 | 0 | 0
[79 empty] | WLDFR | HFTD - Distribution - Tier 3 - 2QU CoRE ¦ 1QU LoRE | Red Flag Warning - Large Fires | 2021 | 7.371e-07 | 1.1859e-06 | 0 | 0 | 5.2406 | 0.69642 | 2.942 | 1.6022 | 0 | 0 | 0 | 0 | 8.3626e-05 | 3.8628e-06 | 0 | 3.8628e-06 | 6.2149e-06 | 0 | 6.2149e-06 | 0 | 0 | 0 | 0 | 0 | 0
[79 empty] | WLDFR | HFTD - Distribution - Tier 3 - 2QU CoRE ¦ 1QU LoRE | Red Flag Warning - Large Fires | 2022 | 6.9702e-07 | 7.3599e-07 | 9.6148e-07 | 0 | 5.2406 | 0.69642 | 2.942 | 1.6022 | 0 | 0 | 0 | 0 | 8.3788e-05 | 3.6528e-06 | 0 | 3.6528e-06 | 3.857e-06 | 0 | 3.857e-06 | 5.0387e-06 | 0 | 5.0387e-06 | 0 | 0 | 0
[79 empty] | WLDFR | HFTD - Distribution - Tier 3 - 2QU CoRE ¦ 1QU LoRE | Red Flag Warning - Large Fires | 2023 | 6.9702e-07 | 7.3599e-07 | 5.7031e-07 | 9.157e-07 | 5.475 | 0.71896 | 3.0715 | 1.6846 | 0 | 0 | 0 | 0 | 8.3788e-05 | 3.8162e-06 | 0 | 3.8162e-06 | 4.0296e-06 | 0 | 4.0296e-06 | 3.1225e-06 | 0 | 3.1225e-06 | 5.0135e-06 | 0 | 5.0135e-06
[79 empty] | WLDFR | HFTD - Distribution - Tier 3 - 2QU CoRE ¦ 1QU LoRE | Red Flag Warning - Large Fires | 2024 | 6.9702e-07 | 7.3599e-07 | 5.7031e-07 | 5.4315e-07 | 5.475 | 0.71896 | 3.0715 | 1.6846 | 0 | 0 | 0 | 0 | 8.3788e-05 | 3.8162e-06 | 0 | 3.8162e-06 | 4.0296e-06 | 0 | 4.0296e-06 | 3.1225e-06 | 0 | 3.1225e-06 | 2.9738e-06 | 0 | 2.9738e-06
[79 empty] | WLDFR | HFTD - Distribution - Tier 3 - 2QU CoRE ¦ 1QU LoRE | Red Flag Warning - Large Fires | 2025 | 6.9702e-07 | 7.3599e-07 | 5.7031e-07 | 5.4315e-07 | 5.475 | 0.71896 | 3.0715 | 1.6846 | 0 | 0 | 0 | 0 | 8.3788e-05 | 3.8162e-06 | 0 | 3.8162e-06 | 4.0296e-06 | 0 | 4.0296e-06 | 3.1225e-06 | 0 | 3.1225e-06 | 2.9738e-06 | 0 | 2.9738e-06
[79 empty] | WLDFR | HFTD - Distribution - Tier 3 - 2QU CoRE ¦ 1QU LoRE | Red Flag Warning - Large Fires | 2026 | 6.9702e-07 | 7.3599e-07 | 5.7031e-07 | 5.4315e-07 | 5.475 | 0.71896 | 3.0715 | 1.6846 | 0 | 0 | 0 | 0 | 8.3788e-05 | 3.8162e-06 | 0 | 3.8162e-06 | 4.0296e-06 | 0 | 4.0296e-06 | 3.1225e-06 | 0 | 3.1225e-06 | 2.9738e-06 | 0 | 2.9738e-06
[79 empty] | WLDFR | HFTD - Distribution - Tier 3 - 2QU CoRE ¦ 1QU LoRE | Red Flag Warning - Large Fires | 2027 | 6.9702e-07 | 7.3599e-07 | 5.7031e-07 | 5.4315e-07 | 5.475 | 0.71896 | 3.0715 | 1.6846 | 0 | 0 | 0 | 0 | 8.3788e-05 | 3.8162e-06 | 0 | 3.8162e-06 | 4.0296e-06 | 0 | 4.0296e-06 | 3.1225e-06 | 0 | 3.1225e-06 | 2.9738e-06 | 0 | 2.9738e-06
[79 empty] | WLDFR | HFTD - Distribution - Tier 3 - 2QU CoRE ¦ 1QU LoRE | Red Flag Warning - Large Fires | 2028 | 6.9702e-07 | 7.3599e-07 | 5.7031e-07 | 5.4315e-07 | 5.777 | 0.74734 | 3.238 | 1.7917 | 0 | 0 | 0 | 0 | 8.3788e-05 | 4.0267e-06 | 0 | 4.0267e-06 | 4.2519e-06 | 0 | 4.2519e-06 | 3.2947e-06 | 0 | 3.2947e-06 | 3.1378e-06 | 0 | 3.1378e-06
[79 empty] | WLDFR | HFTD - Distribution - Tier 3 - 2QU CoRE ¦ 1QU LoRE | Red Flag Warning - Large Fires | 2029 | 6.9702e-07 | 7.3599e-07 | 5.7031e-07 | 5.4315e-07 | 5.777 | 0.74734 | 3.238 | 1.7917 | 0 | 0 | 0 | 0 | 8.3788e-05 | 4.0267e-06 | 0 | 4.0267e-06 | 4.2519e-06 | 0 | 4.2519e-06 | 3.2947e-06 | 0 | 3.2947e-06 | 3.1378e-06 | 0 | 3.1378e-06
[79 empty] | WLDFR | HFTD - Distribution - Tier 3 - 2QU CoRE ¦ 1QU LoRE | Red Flag Warning - Large Fires | 2030 | 6.9702e-07 | 7.3599e-07 | 5.7031e-07 | 5.4315e-07 | 5.777 | 0.74734 | 3.238 | 1.7917 | 0 | 0 | 0 | 0 | 8.3788e-05 | 4.0267e-06 | 0 | 4.0267e-06 | 4.2519e-06 | 0 | 4.2519e-06 | 3.2947e-06 | 0 | 3.2947e-06 | 3.1378e-06 | 0 | 3.1378e-06
[79 empty] | WLDFR | HFTD - Distribution - Tier 3 - 2QU CoRE ¦ 1QU LoRE | Red Flag Warning - Large Fires | 2031 | 6.9702e-07 | 7.3599e-07 | 5.7031e-07 | 5.4315e-07 | 5.777 | 0.74734 | 3.238 | 1.7917 | 0 | 0 | 0 | 0 | 8.3788e-05 | 4.0267e-06 | 0 | 4.0267e-06 | 4.2519e-06 | 0 | 4.2519e-06 | 3.2947e-06 | 0 | 3.2947e-06 | 3.1378e-06 | 0 | 3.1378e-06
[79 empty] | WLDFR | HFTD - Distribution - Tier 3 - 2QU CoRE ¦ 1QU LoRE | Red Flag Warning - Large Fires | 2032 | 6.9702e-07 | 7.3599e-07 | 5.7031e-07 | 5.4315e-07 | 5.777 | 0.74734 | 3.238 | 1.7917 | 0 | 0 | 0 | 0 | 8.3788e-05 | 4.0267e-06 | 0 | 4.0267e-06 | 4.2519e-06 | 0 | 4.2519e-06 | 3.2947e-06 | 0 | 3.2947e-06 | 3.1378e-06 | 0 | 3.1378e-06
[79 empty] | WLDFR | HFTD - Distribution - Tier 3 - 2QU CoRE ¦ 1QU LoRE | Red Flag Warning - Large Fires | 2033 | 6.9702e-07 | 7.3599e-07 | 5.7031e-07 | 5.4315e-07 | 6.1205 | 0.77885 | 3.4265 | 1.9151 | 0 | 0 | 0 | 0 | 8.3788e-05 | 4.2661e-06 | 0 | 4.2661e-06 | 4.5047e-06 | 0 | 4.5047e-06 | 3.4906e-06 | 0 | 3.4906e-06 | 3.3244e-06 | 0 | 3.3244e-06
[79 empty] | WLDFR | HFTD - Distribution - Tier 3 - 2QU CoRE ¦ 1QU LoRE | Red Flag Warning - Large Fires | 2034 | 6.9702e-07 | 7.3599e-07 | 5.7031e-07 | 5.4315e-07 | 6.1205 | 0.77885 | 3.4265 | 1.9151 | 0 | 0 | 0 | 0 | 8.3788e-05 | 4.2661e-06 | 0 | 4.2661e-06 | 4.5047e-06 | 0 | 4.5047e-06 | 3.4906e-06 | 0 | 3.4906e-06 | 3.3244e-06 | 0 | 3.3244e-06
[79 empty] | WLDFR | HFTD - Distribution - Tier 3 - 2QU CoRE ¦ 1QU LoRE | Red Flag Warning - Large Fires | 2035 | 6.9702e-07 | 7.3599e-07 | 5.7031e-07 | 5.4315e-07 | 6.1205 | 0.77885 | 3.4265 | 1.9151 | 0 | 0 | 0 | 0 | 8.3788e-05 | 4.2661e-06 | 0 | 4.2661e-06 | 4.5047e-06 | 0 | 4.5047e-06 | 3.4906e-06 | 0 | 3.4906e-06 | 3.3244e-06 | 0 | 3.3244e-06
[79 empty] | WLDFR | HFTD - Distribution - Tier 3 - 2QU CoRE ¦ 1QU LoRE | Red Flag Warning - Large Fires | 2036 | 6.9702e-07 | 7.3599e-07 | 5.7031e-07 | 5.4315e-07 | 6.1205 | 0.77885 | 3.4265 | 1.9151 | 0 | 0 | 0 | 0 | 8.3788e-05 | 4.2661e-06 | 0 | 4.2661e-06 | 4.5047e-06 | 0 | 4.5047e-06 | 3.4906e-06 | 0 | 3.4906e-06 | 3.3244e-06 | 0 | 3.3244e-06
[79 empty] | WLDFR | HFTD - Distribution - Tier 3 - 2QU CoRE ¦ 1QU LoRE | Red Flag Warning - Large Fires | 2037 | 6.9702e-07 | 7.3599e-07 | 5.7031e-07 | 5.4315e-07 | 6.1205 | 0.77885 | 3.4265 | 1.9151 | 0 | 0 | 0 | 0 | 8.3788e-05 | 4.2661e-06 | 0 | 4.2661e-06 | 4.5047e-06 | 0 | 4.5047e-06 | 3.4906e-06 | 0 | 3.4906e-06 | 3.3244e-06 | 0 | 3.3244e-06
[79 empty] | WLDFR | HFTD - Distribution - Tier 3 - 2QU CoRE ¦ 1QU LoRE | Red Flag Warning - Large Fires | 2038 | 6.9702e-07 | 7.3599e-07 | 5.7031e-07 | 5.4315e-07 | 6.5028 | 0.81304 | 3.6355 | 2.0543 | 0 | 0 | 0 | 0 | 8.3788e-05 | 4.5326e-06 | 0 | 4.5326e-06 | 4.786e-06 | 0 | 4.786e-06 | 3.7086e-06 | 0 | 3.7086e-06 | 3.532e-06 | 0 | 3.532e-06
[79 empty] | WLDFR | HFTD - Distribution - Tier 3 - 2QU CoRE ¦ 1QU LoRE | Red Flag Warning - Large Fires | 2039 | 6.9702e-07 | 7.3599e-07 | 5.7031e-07 | 5.4315e-07 | 6.5028 | 0.81304 | 3.6355 | 2.0543 | 0 | 0 | 0 | 0 | 8.3788e-05 | 4.5326e-06 | 0 | 4.5326e-06 | 4.786e-06 | 0 | 4.786e-06 | 3.7086e-06 | 0 | 3.7086e-06 | 3.532e-06 | 0 | 3.532e-06
[79 empty] | WLDFR | HFTD - Distribution - Tier 3 - 2QU CoRE ¦ 1QU LoRE | Red Flag Warning - Large Fires | 2040 | 6.9702e-07 | 7.3599e-07 | 5.7031e-07 | 5.4315e-07 | 6.5028 | 0.81304 | 3.6355 | 2.0543 | 0 | 0 | 0 | 0 | 8.3788e-05 | 4.5326e-06 | 0 | 4.5326e-06 | 4.786e-06 | 0 | 4.786e-06 | 3.7086e-06 | 0 | 3.7086e-06 | 3.532e-06 | 0 | 3.532e-06
[79 empty] | WLDFR | HFTD - Distribution - Tier 3 - 2QU CoRE ¦ 1QU LoRE | Red Flag Warning - Large Fires | 2041 | 6.9702e-07 | 7.3599e-07 | 5.7031e-07 | 5.4315e-07 | 6.5028 | 0.81304 | 3.6355 | 2.0543 | 0 | 0 | 0 | 0 | 8.3788e-05 | 4.5326e-06 | 0 | 4.5326e-06 | 4.786e-06 | 0 | 4.786e-06 | 3.7086e-06 | 0 | 3.7086e-06 | 3.532e-06 | 0 | 3.532e-06
[79 empty] | WLDFR | HFTD - Distribution - Tier 3 - 2QU CoRE ¦ 1QU LoRE | Red Flag Warning - Large Fires | 2042 | 6.9702e-07 | 7.3599e-07 | 5.7031e-07 | 5.4315e-07 | 6.5028 | 0.81304 | 3.6355 | 2.0543 | 0 | 0 | 0 | 0 | 8.3788e-05 | 4.5326e-06 | 0 | 4.5326e-06 | 4.786e-06 | 0 | 4.786e-06 | 3.7086e-06 | 0 | 3.7086e-06 | 3.532e-06 | 0 | 3.532e-06
[79 empty] | WLDFR | HFTD - Distribution - Tier 3 - 2QU CoRE ¦ 1QU LoRE | Red Flag Warning - Large Fires | 2043 | 6.9702e-07 | 7.3599e-07 | 5.7031e-07 | 5.4315e-07 | 6.9209 | 0.84944 | 3.8632 | 2.2083 | 0 | 0 | 0 | 0 | 8.3788e-05 | 4.8241e-06 | 0 | 4.8241e-06 | 5.0938e-06 | 0 | 5.0938e-06 | 3.9471e-06 | 0 | 3.9471e-06 | 3.7591e-06 | 0 | 3.7591e-06
[79 empty] | WLDFR | HFTD - Distribution - Tier 3 - 2QU CoRE ¦ 1QU LoRE | Red Flag Warning - Large Fires | 2044 | 6.9702e-07 | 7.3599e-07 | 5.7031e-07 | 5.4315e-07 | 6.9209 | 0.84944 | 3.8632 | 2.2083 | 0 | 0 | 0 | 0 | 8.3788e-05 | 4.8241e-06 | 0 | 4.8241e-06 | 5.0938e-06 | 0 | 5.0938e-06 | 3.9471e-06 | 0 | 3.9471e-06 | 3.7591e-06 | 0 | 3.7591e-06
[79 empty] | WLDFR | HFTD - Distribution - Tier 3 - 2QU CoRE ¦ 1QU LoRE | Red Flag Warning - Large Fires | 2045 | 6.9702e-07 | 7.3599e-07 | 5.7031e-07 | 5.4315e-07 | 6.9209 | 0.84944 | 3.8632 | 2.2083 | 0 | 0 | 0 | 0 | 8.3788e-05 | 4.8241e-06 | 0 | 4.8241e-06 | 5.0938e-06 | 0 | 5.0938e-06 | 3.9471e-06 | 0 | 3.9471e-06 | 3.7591e-06 | 0 | 3.7591e-06
[79 empty] | WLDFR | HFTD - Distribution - Tier 3 - 2QU CoRE ¦ 1QU LoRE | Red Flag Warning - Large Fires | 2046 | 6.9702e-07 | 7.3599e-07 | 5.7031e-07 | 5.4315e-07 | 6.9209 | 0.84944 | 3.8632 | 2.2083 | 0 | 0 | 0 | 0 | 8.3788e-05 | 4.8241e-06 | 0 | 4.8241e-06 | 5.0938e-06 | 0 | 5.0938e-06 | 3.9471e-06 | 0 | 3.9471e-06 | 3.7591e-06 | 0 | 3.7591e-06
[79 empty] | WLDFR | HFTD - Distribution - Tier 3 - 2QU CoRE ¦ 1QU LoRE | Red Flag Warning - Large Fires | 2047 | 6.9702e-07 | 7.3599e-07 | 5.7031e-07 | 5.4315e-07 | 6.9209 | 0.84944 | 3.8632 | 2.2083 | 0 | 0 | 0 | 0 | 8.3788e-05 | 4.8241e-06 | 0 | 4.8241e-06 | 5.0938e-06 | 0 | 5.0938e-06 | 3.9471e-06 | 0 | 3.9471e-06 | 3.7591e-06 | 0 | 3.7591e-06
[79 empty] | WLDFR | HFTD - Distribution - Tier 3 - 2QU CoRE ¦ 1QU LoRE | Red Flag Warning - Large Fires | 2048 | 6.9702e-07 | 7.3599e-07 | 5.7031e-07 | 5.4315e-07 | 7.3713 | 0.88759 | 4.1075 | 2.3763 | 0 | 0 | 0 | 0 | 8.3788e-05 | 5.138e-06 | 0 | 5.138e-06 | 5.4253e-06 | 0 | 5.4253e-06 | 4.2039e-06 | 0 | 4.2039e-06 | 4.0038e-06 | 0 | 4.0038e-06
[79 empty] | WLDFR | HFTD - Distribution - Tier 3 - 2QU CoRE ¦ 1QU LoRE | Red Flag Warning - Large Fires | 2049 | 6.9702e-07 | 7.3599e-07 | 5.7031e-07 | 5.4315e-07 | 7.3713 | 0.88759 | 4.1075 | 2.3763 | 0 | 0 | 0 | 0 | 8.3788e-05 | 5.138e-06 | 0 | 5.138e-06 | 5.4253e-06 | 0 | 5.4253e-06 | 4.2039e-06 | 0 | 4.2039e-06 | 4.0038e-06 | 0 | 4.0038e-06
[79 empty] | WLDFR | HFTD - Distribution - Tier 3 - 2QU CoRE ¦ 1QU LoRE | Red Flag Warning - Large Fires | 2050 | 0 | 7.3599e-07 | 5.7031e-07 | 5.4315e-07 | 7.3713 | 0.88759 | 4.1075 | 2.3763 | 0 | 0 | 0 | 0 | 8.3788e-05 | 0 | 0 | 0 | 5.4253e-06 | 0 | 5.4253e-06 | 4.2039e-06 | 0 | 4.2039e-06 | 4.0038e-06 | 0 | 4.0038e-06
[79 empty] | WLDFR | HFTD - Distribution - Tier 3 - 2QU CoRE ¦ 1QU LoRE | Red Flag Warning - Large Fires | 2051 | 0 | 0 | 5.7031e-07 | 5.4315e-07 | 7.3713 | 0.88759 | 4.1075 | 2.3763 | 0 | 0 | 0 | 0 | 8.3788e-05 | 0 | 0 | 0 | 0 | 0 | 0 | 4.2039e-06 | 0 | 4.2039e-06 | 4.0038e-06 | 0 | 4.0038e-06
[79 empty] | WLDFR | HFTD - Distribution - Tier 3 - 2QU CoRE ¦ 1QU LoRE | Red Flag Warning - Large Fires | 2052 | 0 | 0 | 0 | 5.4315e-07 | 7.3713 | 0.88759 | 4.1075 | 2.3763 | 0 | 0 | 0 | 0 | 8.3788e-05 | 0 | 0 | 0 | 0 | 0 | 0 | 0 | 0 | 0 | 4.0038e-06 | 0 | 4.0038e-06
[79 empty] | WLDFR | HFTD - Distribution - Tier 3 - 2QU CoRE ¦ 1QU LoRE | Red Flag Warning - Small Fires | 2020 | 1.7263e-05 | 0 | 0 | 0 | 0.077901 | 0.036425 | 0.0015809 | 0.039895 | 0 | 0 | 0 | 0 | 0.0011568 | 1.3448e-06 | 0 | 1.3448e-06 | 0 | 0 | 0 | 0 | 0 | 0 | 0 | 0 | 0
[79 empty] | WLDFR | HFTD - Distribution - Tier 3 - 2QU CoRE ¦ 1QU LoRE | Red Flag Warning - Small Fires | 2021 | 1.1216e-05 | 1.8228e-05 | 0 | 0 | 0.077901 | 0.036425 | 0.0015809 | 0.039895 | 0 | 0 | 0 | 0 | 0.0011568 | 8.7374e-07 | 0 | 8.7374e-07 | 1.42e-06 | 0 | 1.42e-06 | 0 | 0 | 0 | 0 | 0 | 0
[79 empty] | WLDFR | HFTD - Distribution - Tier 3 - 2QU CoRE ¦ 1QU LoRE | Red Flag Warning - Small Fires | 2022 | 1.1885e-05 | 1.255e-05 | 1.5852e-05 | 0 | 0.077901 | 0.036425 | 0.0015809 | 0.039895 | 0 | 0 | 0 | 0 | 0.0011579 | 9.2585e-07 | 0 | 9.2585e-07 | 9.7762e-07 | 0 | 9.7762e-07 | 1.2349e-06 | 0 | 1.2349e-06 | 0 | 0 | 0
[79 empty] | WLDFR | HFTD - Distribution - Tier 3 - 2QU CoRE ¦ 1QU LoRE | Red Flag Warning - Small Fires | 2023 | 1.1885e-05 | 1.255e-05 | 9.7244e-06 | 1.5097e-05 | 0.080408 | 0.03759 | 0.0016314 | 0.041187 | 0 | 0 | 0 | 0 | 0.0011579 | 9.5566e-07 | 0 | 9.5566e-07 | 1.0091e-06 | 0 | 1.0091e-06 | 7.8192e-07 | 0 | 7.8192e-07 | 1.214e-06 | 0 | 1.214e-06
[79 empty] | WLDFR | HFTD - Distribution - Tier 3 - 2QU CoRE ¦ 1QU LoRE | Red Flag Warning - Small Fires | 2024 | 1.1885e-05 | 1.255e-05 | 9.7244e-06 | 9.2614e-06 | 0.080408 | 0.03759 | 0.0016314 | 0.041187 | 0 | 0 | 0 | 0 | 0.0011579 | 9.5566e-07 | 0 | 9.5566e-07 | 1.0091e-06 | 0 | 1.0091e-06 | 7.8192e-07 | 0 | 7.8192e-07 | 7.4469e-07 | 0 | 7.4469e-07
[79 empty] | WLDFR | HFTD - Distribution - Tier 3 - 2QU CoRE ¦ 1QU LoRE | Red Flag Warning - Small Fires | 2025 | 1.1885e-05 | 1.255e-05 | 9.7244e-06 | 9.2614e-06 | 0.080408 | 0.03759 | 0.0016314 | 0.041187 | 0 | 0 | 0 | 0 | 0.0011579 | 9.5566e-07 | 0 | 9.5566e-07 | 1.0091e-06 | 0 | 1.0091e-06 | 7.8192e-07 | 0 | 7.8192e-07 | 7.4469e-07 | 0 | 7.4469e-07
[79 empty] | WLDFR | HFTD - Distribution - Tier 3 - 2QU CoRE ¦ 1QU LoRE | Red Flag Warning - Small Fires | 2026 | 1.1885e-05 | 1.255e-05 | 9.7244e-06 | 9.2614e-06 | 0.080408 | 0.03759 | 0.0016314 | 0.041187 | 0 | 0 | 0 | 0 | 0.0011579 | 9.5566e-07 | 0 | 9.5566e-07 | 1.0091e-06 | 0 | 1.0091e-06 | 7.8192e-07 | 0 | 7.8192e-07 | 7.4469e-07 | 0 | 7.4469e-07
[79 empty] | WLDFR | HFTD - Distribution - Tier 3 - 2QU CoRE ¦ 1QU LoRE | Red Flag Warning - Small Fires | 2027 | 1.1885e-05 | 1.255e-05 | 9.7244e-06 | 9.2614e-06 | 0.080408 | 0.03759 | 0.0016314 | 0.041187 | 0 | 0 | 0 | 0 | 0.0011579 | 9.5566e-07 | 0 | 9.5566e-07 | 1.0091e-06 | 0 | 1.0091e-06 | 7.8192e-07 | 0 | 7.8192e-07 | 7.4469e-07 | 0 | 7.4469e-07
[79 empty] | WLDFR | HFTD - Distribution - Tier 3 - 2QU CoRE ¦ 1QU LoRE | Red Flag Warning - Small Fires | 2028 | 1.1885e-05 | 1.255e-05 | 9.7244e-06 | 9.2614e-06 | 0.083606 | 0.039055 | 0.001695 | 0.042856 | 0 | 0 | 0 | 0 | 0.0011579 | 9.9367e-07 | 0 | 9.9367e-07 | 1.0492e-06 | 0 | 1.0492e-06 | 8.1302e-07 | 0 | 8.1302e-07 | 7.7431e-07 | 0 | 7.7431e-07
[79 empty] | WLDFR | HFTD - Distribution - Tier 3 - 2QU CoRE ¦ 1QU LoRE | Red Flag Warning - Small Fires | 2029 | 1.1885e-05 | 1.255e-05 | 9.7244e-06 | 9.2614e-06 | 0.083606 | 0.039055 | 0.001695 | 0.042856 | 0 | 0 | 0 | 0 | 0.0011579 | 9.9367e-07 | 0 | 9.9367e-07 | 1.0492e-06 | 0 | 1.0492e-06 | 8.1302e-07 | 0 | 8.1302e-07 | 7.7431e-07 | 0 | 7.7431e-07
[79 empty] | WLDFR | HFTD - Distribution - Tier 3 - 2QU CoRE ¦ 1QU LoRE | Red Flag Warning - Small Fires | 2030 | 1.1885e-05 | 1.255e-05 | 9.7244e-06 | 9.2614e-06 | 0.083606 | 0.039055 | 0.001695 | 0.042856 | 0 | 0 | 0 | 0 | 0.0011579 | 9.9367e-07 | 0 | 9.9367e-07 | 1.0492e-06 | 0 | 1.0492e-06 | 8.1302e-07 | 0 | 8.1302e-07 | 7.7431e-07 | 0 | 7.7431e-07
[79 empty] | WLDFR | HFTD - Distribution - Tier 3 - 2QU CoRE ¦ 1QU LoRE | Red Flag Warning - Small Fires | 2031 | 1.1885e-05 | 1.255e-05 | 9.7244e-06 | 9.2614e-06 | 0.083606 | 0.039055 | 0.001695 | 0.042856 | 0 | 0 | 0 | 0 | 0.0011579 | 9.9367e-07 | 0 | 9.9367e-07 | 1.0492e-06 | 0 | 1.0492e-06 | 8.1302e-07 | 0 | 8.1302e-07 | 7.7431e-07 | 0 | 7.7431e-07
[79 empty] | WLDFR | HFTD - Distribution - Tier 3 - 2QU CoRE ¦ 1QU LoRE | Red Flag Warning - Small Fires | 2032 | 1.1885e-05 | 1.255e-05 | 9.7244e-06 | 9.2614e-06 | 0.083606 | 0.039055 | 0.001695 | 0.042856 | 0 | 0 | 0 | 0 | 0.0011579 | 9.9367e-07 | 0 | 9.9367e-07 | 1.0492e-06 | 0 | 1.0492e-06 | 8.1302e-07 | 0 | 8.1302e-07 | 7.7431e-07 | 0 | 7.7431e-07
[79 empty] | WLDFR | HFTD - Distribution - Tier 3 - 2QU CoRE ¦ 1QU LoRE | Red Flag Warning - Small Fires | 2033 | 1.1885e-05 | 1.255e-05 | 9.7244e-06 | 9.2614e-06 | 0.087211 | 0.040679 | 0.0017655 | 0.044766 | 0 | 0 | 0 | 0 | 0.0011579 | 1.0365e-06 | 0 | 1.0365e-06 | 1.0945e-06 | 0 | 1.0945e-06 | 8.4808e-07 | 0 | 8.4808e-07 | 8.0769e-07 | 0 | 8.0769e-07
[79 empty] | WLDFR | HFTD - Distribution - Tier 3 - 2QU CoRE ¦ 1QU LoRE | Red Flag Warning - Small Fires | 2034 | 1.1885e-05 | 1.255e-05 | 9.7244e-06 | 9.2614e-06 | 0.087211 | 0.040679 | 0.0017655 | 0.044766 | 0 | 0 | 0 | 0 | 0.0011579 | 1.0365e-06 | 0 | 1.0365e-06 | 1.0945e-06 | 0 | 1.0945e-06 | 8.4808e-07 | 0 | 8.4808e-07 | 8.0769e-07 | 0 | 8.0769e-07
[79 empty] | WLDFR | HFTD - Distribution - Tier 3 - 2QU CoRE ¦ 1QU LoRE | Red Flag Warning - Small Fires | 2035 | 1.1885e-05 | 1.255e-05 | 9.7244e-06 | 9.2614e-06 | 0.087211 | 0.040679 | 0.0017655 | 0.044766 | 0 | 0 | 0 | 0 | 0.0011579 | 1.0365e-06 | 0 | 1.0365e-06 | 1.0945e-06 | 0 | 1.0945e-06 | 8.4808e-07 | 0 | 8.4808e-07 | 8.0769e-07 | 0 | 8.0769e-07
[79 empty] | WLDFR | HFTD - Distribution - Tier 3 - 2QU CoRE ¦ 1QU LoRE | Red Flag Warning - Small Fires | 2036 | 1.1885e-05 | 1.255e-05 | 9.7244e-06 | 9.2614e-06 | 0.087211 | 0.040679 | 0.0017655 | 0.044766 | 0 | 0 | 0 | 0 | 0.0011579 | 1.0365e-06 | 0 | 1.0365e-06 | 1.0945e-06 | 0 | 1.0945e-06 | 8.4808e-07 | 0 | 8.4808e-07 | 8.0769e-07 | 0 | 8.0769e-07
[79 empty] | WLDFR | HFTD - Distribution - Tier 3 - 2QU CoRE ¦ 1QU LoRE | Red Flag Warning - Small Fires | 2037 | 1.1885e-05 | 1.255e-05 | 9.7244e-06 | 9.2614e-06 | 0.087211 | 0.040679 | 0.0017655 | 0.044766 | 0 | 0 | 0 | 0 | 0.0011579 | 1.0365e-06 | 0 | 1.0365e-06 | 1.0945e-06 | 0 | 1.0945e-06 | 8.4808e-07 | 0 | 8.4808e-07 | 8.0769e-07 | 0 | 8.0769e-07
[79 empty] | WLDFR | HFTD - Distribution - Tier 3 - 2QU CoRE ¦ 1QU LoRE | Red Flag Warning - Small Fires | 2038 | 1.1885e-05 | 1.255e-05 | 9.7244e-06 | 9.2614e-06 | 0.091184 | 0.042438 | 0.0018418 | 0.046905 | 0 | 0 | 0 | 0 | 0.0011579 | 1.0837e-06 | 0 | 1.0837e-06 | 1.1443e-06 | 0 | 1.1443e-06 | 8.8671e-07 | 0 | 8.8671e-07 | 8.4449e-07 | 0 | 8.4449e-07
[79 empty] | WLDFR | HFTD - Distribution - Tier 3 - 2QU CoRE ¦ 1QU LoRE | Red Flag Warning - Small Fires | 2039 | 1.1885e-05 | 1.255e-05 | 9.7244e-06 | 9.2614e-06 | 0.091184 | 0.042438 | 0.0018418 | 0.046905 | 0 | 0 | 0 | 0 | 0.0011579 | 1.0837e-06 | 0 | 1.0837e-06 | 1.1443e-06 | 0 | 1.1443e-06 | 8.8671e-07 | 0 | 8.8671e-07 | 8.4449e-07 | 0 | 8.4449e-07
[79 empty] | WLDFR | HFTD - Distribution - Tier 3 - 2QU CoRE ¦ 1QU LoRE | Red Flag Warning - Small Fires | 2040 | 1.1885e-05 | 1.255e-05 | 9.7244e-06 | 9.2614e-06 | 0.091184 | 0.042438 | 0.0018418 | 0.046905 | 0 | 0 | 0 | 0 | 0.0011579 | 1.0837e-06 | 0 | 1.0837e-06 | 1.1443e-06 | 0 | 1.1443e-06 | 8.8671e-07 | 0 | 8.8671e-07 | 8.4449e-07 | 0 | 8.4449e-07
[79 empty] | WLDFR | HFTD - Distribution - Tier 3 - 2QU CoRE ¦ 1QU LoRE | Red Flag Warning - Small Fires | 2041 | 1.1885e-05 | 1.255e-05 | 9.7244e-06 | 9.2614e-06 | 0.091184 | 0.042438 | 0.0018418 | 0.046905 | 0 | 0 | 0 | 0 | 0.0011579 | 1.0837e-06 | 0 | 1.0837e-06 | 1.1443e-06 | 0 | 1.1443e-06 | 8.8671e-07 | 0 | 8.8671e-07 | 8.4449e-07 | 0 | 8.4449e-07
[79 empty] | WLDFR | HFTD - Distribution - Tier 3 - 2QU CoRE ¦ 1QU LoRE | Red Flag Warning - Small Fires | 2042 | 1.1885e-05 | 1.255e-05 | 9.7244e-06 | 9.2614e-06 | 0.091184 | 0.042438 | 0.0018418 | 0.046905 | 0 | 0 | 0 | 0 | 0.0011579 | 1.0837e-06 | 0 | 1.0837e-06 | 1.1443e-06 | 0 | 1.1443e-06 | 8.8671e-07 | 0 | 8.8671e-07 | 8.4449e-07 | 0 | 8.4449e-07
[79 empty] | WLDFR | HFTD - Distribution - Tier 3 - 2QU CoRE ¦ 1QU LoRE | Red Flag Warning - Small Fires | 2043 | 1.1885e-05 | 1.255e-05 | 9.7244e-06 | 9.2614e-06 | 0.095486 | 0.044306 | 0.0019228 | 0.049257 | 0 | 0 | 0 | 0 | 0.0011579 | 1.1349e-06 | 0 | 1.1349e-06 | 1.1983e-06 | 0 | 1.1983e-06 | 9.2854e-07 | 0 | 9.2854e-07 | 8.8433e-07 | 0 | 8.8433e-07
[79 empty] | WLDFR | HFTD - Distribution - Tier 3 - 2QU CoRE ¦ 1QU LoRE | Red Flag Warning - Small Fires | 2044 | 1.1885e-05 | 1.255e-05 | 9.7244e-06 | 9.2614e-06 | 0.095486 | 0.044306 | 0.0019228 | 0.049257 | 0 | 0 | 0 | 0 | 0.0011579 | 1.1349e-06 | 0 | 1.1349e-06 | 1.1983e-06 | 0 | 1.1983e-06 | 9.2854e-07 | 0 | 9.2854e-07 | 8.8433e-07 | 0 | 8.8433e-07
[79 empty] | WLDFR | HFTD - Distribution - Tier 3 - 2QU CoRE ¦ 1QU LoRE | Red Flag Warning - Small Fires | 2045 | 1.1885e-05 | 1.255e-05 | 9.7244e-06 | 9.2614e-06 | 0.095486 | 0.044306 | 0.0019228 | 0.049257 | 0 | 0 | 0 | 0 | 0.0011579 | 1.1349e-06 | 0 | 1.1349e-06 | 1.1983e-06 | 0 | 1.1983e-06 | 9.2854e-07 | 0 | 9.2854e-07 | 8.8433e-07 | 0 | 8.8433e-07
[79 empty] | WLDFR | HFTD - Distribution - Tier 3 - 2QU CoRE ¦ 1QU LoRE | Red Flag Warning - Small Fires | 2046 | 1.1885e-05 | 1.255e-05 | 9.7244e-06 | 9.2614e-06 | 0.095486 | 0.044306 | 0.0019228 | 0.049257 | 0 | 0 | 0 | 0 | 0.0011579 | 1.1349e-06 | 0 | 1.1349e-06 | 1.1983e-06 | 0 | 1.1983e-06 | 9.2854e-07 | 0 | 9.2854e-07 | 8.8433e-07 | 0 | 8.8433e-07
[79 empty] | WLDFR | HFTD - Distribution - Tier 3 - 2QU CoRE ¦ 1QU LoRE | Red Flag Warning - Small Fires | 2047 | 1.1885e-05 | 1.255e-05 | 9.7244e-06 | 9.2614e-06 | 0.095486 | 0.044306 | 0.0019228 | 0.049257 | 0 | 0 | 0 | 0 | 0.0011579 | 1.1349e-06 | 0 | 1.1349e-06 | 1.1983e-06 | 0 | 1.1983e-06 | 9.2854e-07 | 0 | 9.2854e-07 | 8.8433e-07 | 0 | 8.8433e-07
[79 empty] | WLDFR | HFTD - Distribution - Tier 3 - 2QU CoRE ¦ 1QU LoRE | Red Flag Warning - Small Fires | 2048 | 1.1885e-05 | 1.255e-05 | 9.7244e-06 | 9.2614e-06 | 0.10007 | 0.04626 | 0.0020076 | 0.051804 | 0 | 0 | 0 | 0 | 0.0011579 | 1.1894e-06 | 0 | 1.1894e-06 | 1.2559e-06 | 0 | 1.2559e-06 | 9.7314e-07 | 0 | 9.7314e-07 | 9.268e-07 | 0 | 9.268e-07
[79 empty] | WLDFR | HFTD - Distribution - Tier 3 - 2QU CoRE ¦ 1QU LoRE | Red Flag Warning - Small Fires | 2049 | 1.1885e-05 | 1.255e-05 | 9.7244e-06 | 9.2614e-06 | 0.10007 | 0.04626 | 0.0020076 | 0.051804 | 0 | 0 | 0 | 0 | 0.0011579 | 1.1894e-06 | 0 | 1.1894e-06 | 1.2559e-06 | 0 | 1.2559e-06 | 9.7314e-07 | 0 | 9.7314e-07 | 9.268e-07 | 0 | 9.268e-07
[79 empty] | WLDFR | HFTD - Distribution - Tier 3 - 2QU CoRE ¦ 1QU LoRE | Red Flag Warning - Small Fires | 2050 | 0 | 1.255e-05 | 9.7244e-06 | 9.2614e-06 | 0.10007 | 0.04626 | 0.0020076 | 0.051804 | 0 | 0 | 0 | 0 | 0.0011579 | 0 | 0 | 0 | 1.2559e-06 | 0 | 1.2559e-06 | 9.7314e-07 | 0 | 9.7314e-07 | 9.268e-07 | 0 | 9.268e-07
[79 empty] | WLDFR | HFTD - Distribution - Tier 3 - 2QU CoRE ¦ 1QU LoRE | Red Flag Warning - Small Fires | 2051 | 0 | 0 | 9.7244e-06 | 9.2614e-06 | 0.10007 | 0.04626 | 0.0020076 | 0.051804 | 0 | 0 | 0 | 0 | 0.0011579 | 0 | 0 | 0 | 0 | 0 | 0 | 9.7314e-07 | 0 | 9.7314e-07 | 9.268e-07 | 0 | 9.268e-07
[79 empty] | WLDFR | HFTD - Distribution - Tier 3 - 2QU CoRE ¦ 1QU LoRE | Red Flag Warning - Small Fires | 2052 | 0 | 0 | 0 | 9.2614e-06 | 0.10007 | 0.04626 | 0.0020076 | 0.051804 | 0 | 0 | 0 | 0 | 0.0011579 | 0 | 0 | 0 | 0 | 0 | 0 | 0 | 0 | 0 | 9.268e-07 | 0 | 9.268e-07
[79 empty] | WLDFR | HFTD - Distribution - Tier 3 - 2QU CoRE ¦ 1QU LoRE | Seismic - Non-Red Flag Warning - Catastrophic Fires | 2020 | 1.291e-12 | 0 | 0 | 0 | 21083.8428 | 409.2237 | 13469.0878 | 7205.5313 | 0 | 0 | 0 | 0 | 2.1331e-10 | 2.722e-08 | 0 | 2.722e-08 | 0 | 0 | 0 | 0 | 0 | 0 | 0 | 0 | 0
[79 empty] | WLDFR | HFTD - Distribution - Tier 3 - 2QU CoRE ¦ 1QU LoRE | Seismic - Non-Red Flag Warning - Catastrophic Fires | 2021 | 0 | 1.3632e-12 | 0 | 0 | 21083.8428 | 409.2237 | 13469.0878 | 7205.5313 | 0 | 0 | 0 | 0 | 2.1331e-10 | 0 | 0 | 0 | 2.8742e-08 | 0 | 2.8742e-08 | 0 | 0 | 0 | 0 | 0 | 0
[79 empty] | WLDFR | HFTD - Distribution - Tier 3 - 2QU CoRE ¦ 1QU LoRE | Seismic - Non-Red Flag Warning - Catastrophic Fires | 2022 | 0 | 0 | 1.5804e-12 | 0 | 21083.8428 | 409.2237 | 13469.0878 | 7205.5313 | 0 | 0 | 0 | 0 | 2.5947e-10 | 0 | 0 | 0 | 0 | 0 | 0 | 3.3322e-08 | 0 | 3.3322e-08 | 0 | 0 | 0
[79 empty] | WLDFR | HFTD - Distribution - Tier 3 - 2QU CoRE ¦ 1QU LoRE | Seismic - Non-Red Flag Warning - Catastrophic Fires | 2023 | 0 | 0 | 0 | 1.5052e-12 | 21835.9781 | 428.6023 | 13939.561 | 7467.8148 | 0 | 0 | 0 | 0 | 2.5947e-10 | 0 | 0 | 0 | 0 | 0 | 0 | 0 | 0 | 0 | 3.2867e-08 | 0 | 3.2867e-08
[79 empty] | WLDFR | HFTD - Distribution - Tier 3 - 2QU CoRE ¦ 1QU LoRE | Seismic - Red Flag Warning - Catastrophic Fires | 2020 | 5.5668e-11 | 0 | 0 | 0 | 21083.8428 | 409.2237 | 13469.0878 | 7205.5313 | 0 | 0 | 0 | 0 | 9.198e-09 | 1.1737e-06 | 0 | 1.1737e-06 | 0 | 0 | 0 | 0 | 0 | 0 | 0 | 0 | 0
[79 empty] | WLDFR | HFTD - Distribution - Tier 3 - 2QU CoRE ¦ 1QU LoRE | Seismic - Red Flag Warning - Catastrophic Fires | 2021 | 0 | 5.8781e-11 | 0 | 0 | 21083.8428 | 409.2237 | 13469.0878 | 7205.5313 | 0 | 0 | 0 | 0 | 9.198e-09 | 0 | 0 | 0 | 1.2393e-06 | 0 | 1.2393e-06 | 0 | 0 | 0 | 0 | 0 | 0
[79 empty] | WLDFR | HFTD - Distribution - Tier 3 - 2QU CoRE ¦ 1QU LoRE | Seismic - Red Flag Warning - Catastrophic Fires | 2022 | 0 | 0 | 6.8147e-11 | 0 | 21083.8428 | 409.2237 | 13469.0878 | 7205.5313 | 0 | 0 | 0 | 0 | 1.1188e-08 | 0 | 0 | 0 | 0 | 0 | 0 | 1.4368e-06 | 0 | 1.4368e-06 | 0 | 0 | 0
[79 empty] | WLDFR | HFTD - Distribution - Tier 3 - 2QU CoRE ¦ 1QU LoRE | Seismic - Red Flag Warning - Catastrophic Fires | 2023 | 0 | 0 | 0 | 6.4902e-11 | 21835.9781 | 428.6023 | 13939.561 | 7467.8148 | 0 | 0 | 0 | 0 | 1.1188e-08 | 0 | 0 | 0 | 0 | 0 | 0 | 0 | 0 | 0 | 1.4172e-06 | 0 | 1.4172e-06
[79 empty] | WLDFR | HFTD - Distribution - Tier 3 - 2QU CoRE ¦ 2QU LoRE | Non-Red Flag Warning - Catastrophic Fires | 2020 | 1.2215e-08 | 0 | 0 | 0 | 14146.1306 | 222.2294 | 8585.7228 | 5338.1784 | 0 | 0 | 0 | 0 | 2.3873e-06 | 0.0001728 | 0 | 0.0001728 | 0 | 0 | 0 | 0 | 0 | 0 | 0 | 0 | 0
[79 empty] | WLDFR | HFTD - Distribution - Tier 3 - 2QU CoRE ¦ 2QU LoRE | Non-Red Flag Warning - Catastrophic Fires | 2021 | 6.3082e-09 | 1.2898e-08 | 0 | 0 | 14146.1306 | 222.2294 | 8585.7228 | 5338.1784 | 0 | 0 | 0 | 0 | 2.3873e-06 | 8.9236e-05 | 0 | 8.9236e-05 | 0.00018246 | 0 | 0.00018246 | 0 | 0 | 0 | 0 | 0 | 0
[79 empty] | WLDFR | HFTD - Distribution - Tier 3 - 2QU CoRE ¦ 2QU LoRE | Non-Red Flag Warning - Catastrophic Fires | 2022 | 5.2422e-09 | 5.5353e-09 | 1.0774e-08 | 0 | 14146.1306 | 222.2294 | 8585.7228 | 5338.1784 | 0 | 0 | 0 | 0 | 2.6723e-06 | 7.4157e-05 | 0 | 7.4157e-05 | 7.8303e-05 | 0 | 7.8303e-05 | 0.00015241 | 0 | 0.00015241 | 0 | 0 | 0
[79 empty] | WLDFR | HFTD - Distribution - Tier 3 - 2QU CoRE ¦ 2QU LoRE | Non-Red Flag Warning - Catastrophic Fires | 2023 | 5.2422e-09 | 5.5353e-09 | 4.4724e-09 | 1.0261e-08 | 14664.6376 | 233.2301 | 8896.516 | 5534.8915 | 0 | 0 | 0 | 0 | 2.6723e-06 | 7.6875e-05 | 0 | 7.6875e-05 | 8.1173e-05 | 0 | 8.1173e-05 | 6.5586e-05 | 0 | 6.5586e-05 | 0.00015047 | 0 | 0.00015047
[79 empty] | WLDFR | HFTD - Distribution - Tier 3 - 2QU CoRE ¦ 2QU LoRE | Non-Red Flag Warning - Catastrophic Fires | 2024 | 5.2422e-09 | 5.5353e-09 | 4.4724e-09 | 4.2594e-09 | 14664.6376 | 233.2301 | 8896.516 | 5534.8915 | 0 | 0 | 0 | 0 | 2.6723e-06 | 7.6875e-05 | 0 | 7.6875e-05 | 8.1173e-05 | 0 | 8.1173e-05 | 6.5586e-05 | 0 | 6.5586e-05 | 6.2463e-05 | 0 | 6.2463e-05
[79 empty] | WLDFR | HFTD - Distribution - Tier 3 - 2QU CoRE ¦ 2QU LoRE | Non-Red Flag Warning - Catastrophic Fires | 2025 | 5.2422e-09 | 5.5353e-09 | 4.4724e-09 | 4.2594e-09 | 14664.6376 | 233.2301 | 8896.516 | 5534.8915 | 0 | 0 | 0 | 0 | 2.6723e-06 | 7.6875e-05 | 0 | 7.6875e-05 | 8.1173e-05 | 0 | 8.1173e-05 | 6.5586e-05 | 0 | 6.5586e-05 | 6.2463e-05 | 0 | 6.2463e-05
[79 empty] | WLDFR | HFTD - Distribution - Tier 3 - 2QU CoRE ¦ 2QU LoRE | Non-Red Flag Warning - Catastrophic Fires | 2026 | 5.2422e-09 | 5.5353e-09 | 4.4724e-09 | 4.2594e-09 | 14664.6376 | 233.2301 | 8896.516 | 5534.8915 | 0 | 0 | 0 | 0 | 2.6723e-06 | 7.6875e-05 | 0 | 7.6875e-05 | 8.1173e-05 | 0 | 8.1173e-05 | 6.5586e-05 | 0 | 6.5586e-05 | 6.2463e-05 | 0 | 6.2463e-05
[79 empty] | WLDFR | HFTD - Distribution - Tier 3 - 2QU CoRE ¦ 2QU LoRE | Non-Red Flag Warning - Catastrophic Fires | 2027 | 5.2422e-09 | 5.5353e-09 | 4.4724e-09 | 4.2594e-09 | 14664.6376 | 233.2301 | 8896.516 | 5534.8915 | 0 | 0 | 0 | 0 | 2.6723e-06 | 7.6875e-05 | 0 | 7.6875e-05 | 8.1173e-05 | 0 | 8.1173e-05 | 6.5586e-05 | 0 | 6.5586e-05 | 6.2463e-05 | 0 | 6.2463e-05
[79 empty] | WLDFR | HFTD - Distribution - Tier 3 - 2QU CoRE ¦ 2QU LoRE | Non-Red Flag Warning - Catastrophic Fires | 2028 | 5.2422e-09 | 5.5353e-09 | 4.4724e-09 | 4.2594e-09 | 15317.9909 | 247.273 | 9287.6491 | 5783.0689 | 0 | 0 | 0 | 0 | 2.6723e-06 | 8.03e-05 | 0 | 8.03e-05 | 8.4789e-05 | 0 | 8.4789e-05 | 6.8508e-05 | 0 | 6.8508e-05 | 6.5245e-05 | 0 | 6.5245e-05
[79 empty] | WLDFR | HFTD - Distribution - Tier 3 - 2QU CoRE ¦ 2QU LoRE | Non-Red Flag Warning - Catastrophic Fires | 2029 | 5.2422e-09 | 5.5353e-09 | 4.4724e-09 | 4.2594e-09 | 15317.9909 | 247.273 | 9287.6491 | 5783.0689 | 0 | 0 | 0 | 0 | 2.6723e-06 | 8.03e-05 | 0 | 8.03e-05 | 8.4789e-05 | 0 | 8.4789e-05 | 6.8508e-05 | 0 | 6.8508e-05 | 6.5245e-05 | 0 | 6.5245e-05
[79 empty] | WLDFR | HFTD - Distribution - Tier 3 - 2QU CoRE ¦ 2QU LoRE | Non-Red Flag Warning - Catastrophic Fires | 2030 | 5.2422e-09 | 5.5353e-09 | 4.4724e-09 | 4.2594e-09 | 15317.9909 | 247.273 | 9287.6491 | 5783.0689 | 0 | 0 | 0 | 0 | 2.6723e-06 | 8.03e-05 | 0 | 8.03e-05 | 8.4789e-05 | 0 | 8.4789e-05 | 6.8508e-05 | 0 | 6.8508e-05 | 6.5245e-05 | 0 | 6.5245e-05
[79 empty] | WLDFR | HFTD - Distribution - Tier 3 - 2QU CoRE ¦ 2QU LoRE | Non-Red Flag Warning - Catastrophic Fires | 2031 | 5.2422e-09 | 5.5353e-09 | 4.4724e-09 | 4.2594e-09 | 15317.9909 | 247.273 | 9287.6491 | 5783.0689 | 0 | 0 | 0 | 0 | 2.6723e-06 | 8.03e-05 | 0 | 8.03e-05 | 8.4789e-05 | 0 | 8.4789e-05 | 6.8508e-05 | 0 | 6.8508e-05 | 6.5245e-05 | 0 | 6.5245e-05
[79 empty] | WLDFR | HFTD - Distribution - Tier 3 - 2QU CoRE ¦ 2QU LoRE | Non-Red Flag Warning - Catastrophic Fires | 2032 | 5.2422e-09 | 5.5353e-09 | 4.4724e-09 | 4.2594e-09 | 15317.9909 | 247.273 | 9287.6491 | 5783.0689 | 0 | 0 | 0 | 0 | 2.6723e-06 | 8.03e-05 | 0 | 8.03e-05 | 8.4789e-05 | 0 | 8.4789e-05 | 6.8508e-05 | 0 | 6.8508e-05 | 6.5245e-05 | 0 | 6.5245e-05
[79 empty] | WLDFR | HFTD - Distribution - Tier 3 - 2QU CoRE ¦ 2QU LoRE | Non-Red Flag Warning - Catastrophic Fires | 2033 | 5.2422e-09 | 5.5353e-09 | 4.4724e-09 | 4.2594e-09 | 16044.1264 | 263.1074 | 9721.74 | 6059.2791 | 0 | 0 | 0 | 0 | 2.6723e-06 | 8.4106e-05 | 0 | 8.4106e-05 | 8.8809e-05 | 0 | 8.8809e-05 | 7.1755e-05 | 0 | 7.1755e-05 | 6.8338e-05 | 0 | 6.8338e-05
[79 empty] | WLDFR | HFTD - Distribution - Tier 3 - 2QU CoRE ¦ 2QU LoRE | Non-Red Flag Warning - Catastrophic Fires | 2034 | 5.2422e-09 | 5.5353e-09 | 4.4724e-09 | 4.2594e-09 | 16044.1264 | 263.1074 | 9721.74 | 6059.2791 | 0 | 0 | 0 | 0 | 2.6723e-06 | 8.4106e-05 | 0 | 8.4106e-05 | 8.8809e-05 | 0 | 8.8809e-05 | 7.1755e-05 | 0 | 7.1755e-05 | 6.8338e-05 | 0 | 6.8338e-05
[79 empty] | WLDFR | HFTD - Distribution - Tier 3 - 2QU CoRE ¦ 2QU LoRE | Non-Red Flag Warning - Catastrophic Fires | 2035 | 5.2422e-09 | 5.5353e-09 | 4.4724e-09 | 4.2594e-09 | 16044.1264 | 263.1074 | 9721.74 | 6059.2791 | 0 | 0 | 0 | 0 | 2.6723e-06 | 8.4106e-05 | 0 | 8.4106e-05 | 8.8809e-05 | 0 | 8.8809e-05 | 7.1755e-05 | 0 | 7.1755e-05 | 6.8338e-05 | 0 | 6.8338e-05
[79 empty] | WLDFR | HFTD - Distribution - Tier 3 - 2QU CoRE ¦ 2QU LoRE | Non-Red Flag Warning - Catastrophic Fires | 2036 | 5.2422e-09 | 5.5353e-09 | 4.4724e-09 | 4.2594e-09 | 16044.1264 | 263.1074 | 9721.74 | 6059.2791 | 0 | 0 | 0 | 0 | 2.6723e-06 | 8.4106e-05 | 0 | 8.4106e-05 | 8.8809e-05 | 0 | 8.8809e-05 | 7.1755e-05 | 0 | 7.1755e-05 | 6.8338e-05 | 0 | 6.8338e-05
[79 empty] | WLDFR | HFTD - Distribution - Tier 3 - 2QU CoRE ¦ 2QU LoRE | Non-Red Flag Warning - Catastrophic Fires | 2037 | 5.2422e-09 | 5.5353e-09 | 4.4724e-09 | 4.2594e-09 | 16044.1264 | 263.1074 | 9721.74 | 6059.2791 | 0 | 0 | 0 | 0 | 2.6723e-06 | 8.4106e-05 | 0 | 8.4106e-05 | 8.8809e-05 | 0 | 8.8809e-05 | 7.1755e-05 | 0 | 7.1755e-05 | 6.8338e-05 | 0 | 6.8338e-05
[79 empty] | WLDFR | HFTD - Distribution - Tier 3 - 2QU CoRE ¦ 2QU LoRE | Non-Red Flag Warning - Catastrophic Fires | 2038 | 5.2422e-09 | 5.5353e-09 | 4.4724e-09 | 4.2594e-09 | 16832.3912 | 280.5544 | 10192.2718 | 6359.5651 | 0 | 0 | 0 | 0 | 2.6723e-06 | 8.8239e-05 | 0 | 8.8239e-05 | 9.3172e-05 | 0 | 9.3172e-05 | 7.5281e-05 | 0 | 7.5281e-05 | 7.1696e-05 | 0 | 7.1696e-05
[79 empty] | WLDFR | HFTD - Distribution - Tier 3 - 2QU CoRE ¦ 2QU LoRE | Non-Red Flag Warning - Catastrophic Fires | 2039 | 5.2422e-09 | 5.5353e-09 | 4.4724e-09 | 4.2594e-09 | 16832.3912 | 280.5544 | 10192.2718 | 6359.5651 | 0 | 0 | 0 | 0 | 2.6723e-06 | 8.8239e-05 | 0 | 8.8239e-05 | 9.3172e-05 | 0 | 9.3172e-05 | 7.5281e-05 | 0 | 7.5281e-05 | 7.1696e-05 | 0 | 7.1696e-05
[79 empty] | WLDFR | HFTD - Distribution - Tier 3 - 2QU CoRE ¦ 2QU LoRE | Non-Red Flag Warning - Catastrophic Fires | 2040 | 5.2422e-09 | 5.5353e-09 | 4.4724e-09 | 4.2594e-09 | 16832.3912 | 280.5544 | 10192.2718 | 6359.5651 | 0 | 0 | 0 | 0 | 2.6723e-06 | 8.8239e-05 | 0 | 8.8239e-05 | 9.3172e-05 | 0 | 9.3172e-05 | 7.5281e-05 | 0 | 7.5281e-05 | 7.1696e-05 | 0 | 7.1696e-05
[79 empty] | WLDFR | HFTD - Distribution - Tier 3 - 2QU CoRE ¦ 2QU LoRE | Non-Red Flag Warning - Catastrophic Fires | 2041 | 5.2422e-09 | 5.5353e-09 | 4.4724e-09 | 4.2594e-09 | 16832.3912 | 280.5544 | 10192.2718 | 6359.5651 | 0 | 0 | 0 | 0 | 2.6723e-06 | 8.8239e-05 | 0 | 8.8239e-05 | 9.3172e-05 | 0 | 9.3172e-05 | 7.5281e-05 | 0 | 7.5281e-05 | 7.1696e-05 | 0 | 7.1696e-05
[79 empty] | WLDFR | HFTD - Distribution - Tier 3 - 2QU CoRE ¦ 2QU LoRE | Non-Red Flag Warning - Catastrophic Fires | 2042 | 5.2422e-09 | 5.5353e-09 | 4.4724e-09 | 4.2594e-09 | 16832.3912 | 280.5544 | 10192.2718 | 6359.5651 | 0 | 0 | 0 | 0 | 2.6723e-06 | 8.8239e-05 | 0 | 8.8239e-05 | 9.3172e-05 | 0 | 9.3172e-05 | 7.5281e-05 | 0 | 7.5281e-05 | 7.1696e-05 | 0 | 7.1696e-05
[79 empty] | WLDFR | HFTD - Distribution - Tier 3 - 2QU CoRE ¦ 2QU LoRE | Non-Red Flag Warning - Catastrophic Fires | 2043 | 5.2422e-09 | 5.5353e-09 | 4.4724e-09 | 4.2594e-09 | 17672.0852 | 299.42 | 10692.7362 | 6679.929 | 0 | 0 | 0 | 0 | 2.6723e-06 | 9.264e-05 | 0 | 9.264e-05 | 9.782e-05 | 0 | 9.782e-05 | 7.9036e-05 | 0 | 7.9036e-05 | 7.5272e-05 | 0 | 7.5272e-05
[79 empty] | WLDFR | HFTD - Distribution - Tier 3 - 2QU CoRE ¦ 2QU LoRE | Non-Red Flag Warning - Catastrophic Fires | 2044 | 5.2422e-09 | 5.5353e-09 | 4.4724e-09 | 4.2594e-09 | 17672.0852 | 299.42 | 10692.7362 | 6679.929 | 0 | 0 | 0 | 0 | 2.6723e-06 | 9.264e-05 | 0 | 9.264e-05 | 9.782e-05 | 0 | 9.782e-05 | 7.9036e-05 | 0 | 7.9036e-05 | 7.5272e-05 | 0 | 7.5272e-05
[79 empty] | WLDFR | HFTD - Distribution - Tier 3 - 2QU CoRE ¦ 2QU LoRE | Non-Red Flag Warning - Catastrophic Fires | 2045 | 5.2422e-09 | 5.5353e-09 | 4.4724e-09 | 4.2594e-09 | 17672.0852 | 299.42 | 10692.7362 | 6679.929 | 0 | 0 | 0 | 0 | 2.6723e-06 | 9.264e-05 | 0 | 9.264e-05 | 9.782e-05 | 0 | 9.782e-05 | 7.9036e-05 | 0 | 7.9036e-05 | 7.5272e-05 | 0 | 7.5272e-05
[79 empty] | WLDFR | HFTD - Distribution - Tier 3 - 2QU CoRE ¦ 2QU LoRE | Non-Red Flag Warning - Catastrophic Fires | 2046 | 5.2422e-09 | 5.5353e-09 | 4.4724e-09 | 4.2594e-09 | 17672.0852 | 299.42 | 10692.7362 | 6679.929 | 0 | 0 | 0 | 0 | 2.6723e-06 | 9.264e-05 | 0 | 9.264e-05 | 9.782e-05 | 0 | 9.782e-05 | 7.9036e-05 | 0 | 7.9036e-05 | 7.5272e-05 | 0 | 7.5272e-05
[79 empty] | WLDFR | HFTD - Distribution - Tier 3 - 2QU CoRE ¦ 2QU LoRE | Non-Red Flag Warning - Catastrophic Fires | 2047 | 5.2422e-09 | 5.5353e-09 | 4.4724e-09 | 4.2594e-09 | 17672.0852 | 299.42 | 10692.7362 | 6679.929 | 0 | 0 | 0 | 0 | 2.6723e-06 | 9.264e-05 | 0 | 9.264e-05 | 9.782e-05 | 0 | 9.782e-05 | 7.9036e-05 | 0 | 7.9036e-05 | 7.5272e-05 | 0 | 7.5272e-05
[79 empty] | WLDFR | HFTD - Distribution - Tier 3 - 2QU CoRE ¦ 2QU LoRE | Non-Red Flag Warning - Catastrophic Fires | 2048 | 5.2422e-09 | 5.5353e-09 | 4.4724e-09 | 4.2594e-09 | 18552.3348 | 319.4911 | 11216.5626 | 7016.281 | 0 | 0 | 0 | 0 | 2.6723e-06 | 9.7255e-05 | 0 | 9.7255e-05 | 0.00010269 | 0 | 0.00010269 | 8.2973e-05 | 0 | 8.2973e-05 | 7.9022e-05 | 0 | 7.9022e-05
[79 empty] | WLDFR | HFTD - Distribution - Tier 3 - 2QU CoRE ¦ 2QU LoRE | Non-Red Flag Warning - Catastrophic Fires | 2049 | 5.2422e-09 | 5.5353e-09 | 4.4724e-09 | 4.2594e-09 | 18552.3348 | 319.4911 | 11216.5626 | 7016.281 | 0 | 0 | 0 | 0 | 2.6723e-06 | 9.7255e-05 | 0 | 9.7255e-05 | 0.00010269 | 0 | 0.00010269 | 8.2973e-05 | 0 | 8.2973e-05 | 7.9022e-05 | 0 | 7.9022e-05
[79 empty] | WLDFR | HFTD - Distribution - Tier 3 - 2QU CoRE ¦ 2QU LoRE | Non-Red Flag Warning - Catastrophic Fires | 2050 | 0 | 5.5353e-09 | 4.4724e-09 | 4.2594e-09 | 18552.3348 | 319.4911 | 11216.5626 | 7016.281 | 0 | 0 | 0 | 0 | 2.6723e-06 | 0 | 0 | 0 | 0.00010269 | 0 | 0.00010269 | 8.2973e-05 | 0 | 8.2973e-05 | 7.9022e-05 | 0 | 7.9022e-05
[79 empty] | WLDFR | HFTD - Distribution - Tier 3 - 2QU CoRE ¦ 2QU LoRE | Non-Red Flag Warning - Catastrophic Fires | 2051 | 0 | 0 | 4.4724e-09 | 4.2594e-09 | 18552.3348 | 319.4911 | 11216.5626 | 7016.281 | 0 | 0 | 0 | 0 | 2.6723e-06 | 0 | 0 | 0 | 0 | 0 | 0 | 8.2973e-05 | 0 | 8.2973e-05 | 7.9022e-05 | 0 | 7.9022e-05
[79 empty] | WLDFR | HFTD - Distribution - Tier 3 - 2QU CoRE ¦ 2QU LoRE | Non-Red Flag Warning - Catastrophic Fires | 2052 | 0 | 0 | 0 | 4.2594e-09 | 18552.3348 | 319.4911 | 11216.5626 | 7016.281 | 0 | 0 | 0 | 0 | 2.6723e-06 | 0 | 0 | 0 | 0 | 0 | 0 | 0 | 0 | 0 | 7.9022e-05 | 0 | 7.9022e-05
[79 empty] | WLDFR | HFTD - Distribution - Tier 3 - 2QU CoRE ¦ 2QU LoRE | Non-Red Flag Warning - Destructive Fires | 2020 | 2.9012e-08 | 0 | 0 | 0 | 8807.9522 | 222.2294 | 8585.7228 | 0 | 0 | 0 | 0 | 0 | 3.1858e-06 | 0.00025554 | 0 | 0.00025554 | 0 | 0 | 0 | 0 | 0 | 0 | 0 | 0 | 0
[79 empty] | WLDFR | HFTD - Distribution - Tier 3 - 2QU CoRE ¦ 2QU LoRE | Non-Red Flag Warning - Destructive Fires | 2021 | 1.4982e-08 | 3.0634e-08 | 0 | 0 | 8807.9522 | 222.2294 | 8585.7228 | 0 | 0 | 0 | 0 | 0 | 3.1858e-06 | 0.00013196 | 0 | 0.00013196 | 0.00026982 | 0 | 0.00026982 | 0 | 0 | 0 | 0 | 0 | 0
[79 empty] | WLDFR | HFTD - Distribution - Tier 3 - 2QU CoRE ¦ 2QU LoRE | Non-Red Flag Warning - Destructive Fires | 2022 | 1.2485e-08 | 1.3183e-08 | 2.5551e-08 | 0 | 8807.9522 | 222.2294 | 8585.7228 | 0 | 0 | 0 | 0 | 0 | 3.3969e-06 | 0.00010997 | 0 | 0.00010997 | 0.00011612 | 0 | 0.00011612 | 0.00022506 | 0 | 0.00022506 | 0 | 0 | 0
[79 empty] | WLDFR | HFTD - Distribution - Tier 3 - 2QU CoRE ¦ 2QU LoRE | Non-Red Flag Warning - Destructive Fires | 2023 | 1.2485e-08 | 1.3183e-08 | 1.0652e-08 | 2.4335e-08 | 9129.7461 | 233.2301 | 8896.516 | 0 | 0 | 0 | 0 | 0 | 3.3969e-06 | 0.00011399 | 0 | 0.00011399 | 0.00012036 | 0 | 0.00012036 | 9.7249e-05 | 0 | 9.7249e-05 | 0.00022217 | 0 | 0.00022217
[79 empty] | WLDFR | HFTD - Distribution - Tier 3 - 2QU CoRE ¦ 2QU LoRE | Non-Red Flag Warning - Destructive Fires | 2024 | 1.2485e-08 | 1.3183e-08 | 1.0652e-08 | 1.0145e-08 | 9129.7461 | 233.2301 | 8896.516 | 0 | 0 | 0 | 0 | 0 | 3.3969e-06 | 0.00011399 | 0 | 0.00011399 | 0.00012036 | 0 | 0.00012036 | 9.7249e-05 | 0 | 9.7249e-05 | 9.2618e-05 | 0 | 9.2618e-05
[79 empty] | WLDFR | HFTD - Distribution - Tier 3 - 2QU CoRE ¦ 2QU LoRE | Non-Red Flag Warning - Destructive Fires | 2025 | 1.2485e-08 | 1.3183e-08 | 1.0652e-08 | 1.0145e-08 | 9129.7461 | 233.2301 | 8896.516 | 0 | 0 | 0 | 0 | 0 | 3.3969e-06 | 0.00011399 | 0 | 0.00011399 | 0.00012036 | 0 | 0.00012036 | 9.7249e-05 | 0 | 9.7249e-05 | 9.2618e-05 | 0 | 9.2618e-05
[79 empty] | WLDFR | HFTD - Distribution - Tier 3 - 2QU CoRE ¦ 2QU LoRE | Non-Red Flag Warning - Destructive Fires | 2026 | 1.2485e-08 | 1.3183e-08 | 1.0652e-08 | 1.0145e-08 | 9129.7461 | 233.2301 | 8896.516 | 0 | 0 | 0 | 0 | 0 | 3.3969e-06 | 0.00011399 | 0 | 0.00011399 | 0.00012036 | 0 | 0.00012036 | 9.7249e-05 | 0 | 9.7249e-05 | 9.2618e-05 | 0 | 9.2618e-05
[79 empty] | WLDFR | HFTD - Distribution - Tier 3 - 2QU CoRE ¦ 2QU LoRE | Non-Red Flag Warning - Destructive Fires | 2027 | 1.2485e-08 | 1.3183e-08 | 1.0652e-08 | 1.0145e-08 | 9129.7461 | 233.2301 | 8896.516 | 0 | 0 | 0 | 0 | 0 | 3.3969e-06 | 0.00011399 | 0 | 0.00011399 | 0.00012036 | 0 | 0.00012036 | 9.7249e-05 | 0 | 9.7249e-05 | 9.2618e-05 | 0 | 9.2618e-05
[79 empty] | WLDFR | HFTD - Distribution - Tier 3 - 2QU CoRE ¦ 2QU LoRE | Non-Red Flag Warning - Destructive Fires | 2028 | 1.2485e-08 | 1.3183e-08 | 1.0652e-08 | 1.0145e-08 | 9534.9221 | 247.273 | 9287.6491 | 0 | 0 | 0 | 0 | 0 | 3.3969e-06 | 0.00011905 | 0 | 0.00011905 | 0.0001257 | 0 | 0.0001257 | 0.00010156 | 0 | 0.00010156 | 9.6728e-05 | 0 | 9.6728e-05
[79 empty] | WLDFR | HFTD - Distribution - Tier 3 - 2QU CoRE ¦ 2QU LoRE | Non-Red Flag Warning - Destructive Fires | 2029 | 1.2485e-08 | 1.3183e-08 | 1.0652e-08 | 1.0145e-08 | 9534.9221 | 247.273 | 9287.6491 | 0 | 0 | 0 | 0 | 0 | 3.3969e-06 | 0.00011905 | 0 | 0.00011905 | 0.0001257 | 0 | 0.0001257 | 0.00010156 | 0 | 0.00010156 | 9.6728e-05 | 0 | 9.6728e-05
[79 empty] | WLDFR | HFTD - Distribution - Tier 3 - 2QU CoRE ¦ 2QU LoRE | Non-Red Flag Warning - Destructive Fires | 2030 | 1.2485e-08 | 1.3183e-08 | 1.0652e-08 | 1.0145e-08 | 9534.9221 | 247.273 | 9287.6491 | 0 | 0 | 0 | 0 | 0 | 3.3969e-06 | 0.00011905 | 0 | 0.00011905 | 0.0001257 | 0 | 0.0001257 | 0.00010156 | 0 | 0.00010156 | 9.6728e-05 | 0 | 9.6728e-05
[79 empty] | WLDFR | HFTD - Distribution - Tier 3 - 2QU CoRE ¦ 2QU LoRE | Non-Red Flag Warning - Destructive Fires | 2031 | 1.2485e-08 | 1.3183e-08 | 1.0652e-08 | 1.0145e-08 | 9534.9221 | 247.273 | 9287.6491 | 0 | 0 | 0 | 0 | 0 | 3.3969e-06 | 0.00011905 | 0 | 0.00011905 | 0.0001257 | 0 | 0.0001257 | 0.00010156 | 0 | 0.00010156 | 9.6728e-05 | 0 | 9.6728e-05
[79 empty] | WLDFR | HFTD - Distribution - Tier 3 - 2QU CoRE ¦ 2QU LoRE | Non-Red Flag Warning - Destructive Fires | 2032 | 1.2485e-08 | 1.3183e-08 | 1.0652e-08 | 1.0145e-08 | 9534.9221 | 247.273 | 9287.6491 | 0 | 0 | 0 | 0 | 0 | 3.3969e-06 | 0.00011905 | 0 | 0.00011905 | 0.0001257 | 0 | 0.0001257 | 0.00010156 | 0 | 0.00010156 | 9.6728e-05 | 0 | 9.6728e-05
[79 empty] | WLDFR | HFTD - Distribution - Tier 3 - 2QU CoRE ¦ 2QU LoRE | Non-Red Flag Warning - Destructive Fires | 2033 | 1.2485e-08 | 1.3183e-08 | 1.0652e-08 | 1.0145e-08 | 9984.8474 | 263.1074 | 9721.74 | 0 | 0 | 0 | 0 | 0 | 3.3969e-06 | 0.00012466 | 0 | 0.00012466 | 0.00013163 | 0 | 0.00013163 | 0.00010636 | 0 | 0.00010636 | 0.00010129 | 0 | 0.00010129
[79 empty] | WLDFR | HFTD - Distribution - Tier 3 - 2QU CoRE ¦ 2QU LoRE | Non-Red Flag Warning - Destructive Fires | 2034 | 1.2485e-08 | 1.3183e-08 | 1.0652e-08 | 1.0145e-08 | 9984.8474 | 263.1074 | 9721.74 | 0 | 0 | 0 | 0 | 0 | 3.3969e-06 | 0.00012466 | 0 | 0.00012466 | 0.00013163 | 0 | 0.00013163 | 0.00010636 | 0 | 0.00010636 | 0.00010129 | 0 | 0.00010129
[79 empty] | WLDFR | HFTD - Distribution - Tier 3 - 2QU CoRE ¦ 2QU LoRE | Non-Red Flag Warning - Destructive Fires | 2035 | 1.2485e-08 | 1.3183e-08 | 1.0652e-08 | 1.0145e-08 | 9984.8474 | 263.1074 | 9721.74 | 0 | 0 | 0 | 0 | 0 | 3.3969e-06 | 0.00012466 | 0 | 0.00012466 | 0.00013163 | 0 | 0.00013163 | 0.00010636 | 0 | 0.00010636 | 0.00010129 | 0 | 0.00010129
[79 empty] | WLDFR | HFTD - Distribution - Tier 3 - 2QU CoRE ¦ 2QU LoRE | Non-Red Flag Warning - Destructive Fires | 2036 | 1.2485e-08 | 1.3183e-08 | 1.0652e-08 | 1.0145e-08 | 9984.8474 | 263.1074 | 9721.74 | 0 | 0 | 0 | 0 | 0 | 3.3969e-06 | 0.00012466 | 0 | 0.00012466 | 0.00013163 | 0 | 0.00013163 | 0.00010636 | 0 | 0.00010636 | 0.00010129 | 0 | 0.00010129
[79 empty] | WLDFR | HFTD - Distribution - Tier 3 - 2QU CoRE ¦ 2QU LoRE | Non-Red Flag Warning - Destructive Fires | 2037 | 1.2485e-08 | 1.3183e-08 | 1.0652e-08 | 1.0145e-08 | 9984.8474 | 263.1074 | 9721.74 | 0 | 0 | 0 | 0 | 0 | 3.3969e-06 | 0.00012466 | 0 | 0.00012466 | 0.00013163 | 0 | 0.00013163 | 0.00010636 | 0 | 0.00010636 | 0.00010129 | 0 | 0.00010129
[79 empty] | WLDFR | HFTD - Distribution - Tier 3 - 2QU CoRE ¦ 2QU LoRE | Non-Red Flag Warning - Destructive Fires | 2038 | 1.2485e-08 | 1.3183e-08 | 1.0652e-08 | 1.0145e-08 | 10472.8261 | 280.5544 | 10192.2718 | 0 | 0 | 0 | 0 | 0 | 3.3969e-06 | 0.00013076 | 0 | 0.00013076 | 0.00013807 | 0 | 0.00013807 | 0.00011155 | 0 | 0.00011155 | 0.00010624 | 0 | 0.00010624
[79 empty] | WLDFR | HFTD - Distribution - Tier 3 - 2QU CoRE ¦ 2QU LoRE | Non-Red Flag Warning - Destructive Fires | 2039 | 1.2485e-08 | 1.3183e-08 | 1.0652e-08 | 1.0145e-08 | 10472.8261 | 280.5544 | 10192.2718 | 0 | 0 | 0 | 0 | 0 | 3.3969e-06 | 0.00013076 | 0 | 0.00013076 | 0.00013807 | 0 | 0.00013807 | 0.00011155 | 0 | 0.00011155 | 0.00010624 | 0 | 0.00010624
[79 empty] | WLDFR | HFTD - Distribution - Tier 3 - 2QU CoRE ¦ 2QU LoRE | Non-Red Flag Warning - Destructive Fires | 2040 | 1.2485e-08 | 1.3183e-08 | 1.0652e-08 | 1.0145e-08 | 10472.8261 | 280.5544 | 10192.2718 | 0 | 0 | 0 | 0 | 0 | 3.3969e-06 | 0.00013076 | 0 | 0.00013076 | 0.00013807 | 0 | 0.00013807 | 0.00011155 | 0 | 0.00011155 | 0.00010624 | 0 | 0.00010624
[79 empty] | WLDFR | HFTD - Distribution - Tier 3 - 2QU CoRE ¦ 2QU LoRE | Non-Red Flag Warning - Destructive Fires | 2041 | 1.2485e-08 | 1.3183e-08 | 1.0652e-08 | 1.0145e-08 | 10472.8261 | 280.5544 | 10192.2718 | 0 | 0 | 0 | 0 | 0 | 3.3969e-06 | 0.00013076 | 0 | 0.00013076 | 0.00013807 | 0 | 0.00013807 | 0.00011155 | 0 | 0.00011155 | 0.00010624 | 0 | 0.00010624
[79 empty] | WLDFR | HFTD - Distribution - Tier 3 - 2QU CoRE ¦ 2QU LoRE | Non-Red Flag Warning - Destructive Fires | 2042 | 1.2485e-08 | 1.3183e-08 | 1.0652e-08 | 1.0145e-08 | 10472.8261 | 280.5544 | 10192.2718 | 0 | 0 | 0 | 0 | 0 | 3.3969e-06 | 0.00013076 | 0 | 0.00013076 | 0.00013807 | 0 | 0.00013807 | 0.00011155 | 0 | 0.00011155 | 0.00010624 | 0 | 0.00010624
[79 empty] | WLDFR | HFTD - Distribution - Tier 3 - 2QU CoRE ¦ 2QU LoRE | Non-Red Flag Warning - Destructive Fires | 2043 | 1.2485e-08 | 1.3183e-08 | 1.0652e-08 | 1.0145e-08 | 10992.1562 | 299.42 | 10692.7362 | 0 | 0 | 0 | 0 | 0 | 3.3969e-06 | 0.00013724 | 0 | 0.00013724 | 0.00014491 | 0 | 0.00014491 | 0.00011709 | 0 | 0.00011709 | 0.00011151 | 0 | 0.00011151
[79 empty] | WLDFR | HFTD - Distribution - Tier 3 - 2QU CoRE ¦ 2QU LoRE | Non-Red Flag Warning - Destructive Fires | 2044 | 1.2485e-08 | 1.3183e-08 | 1.0652e-08 | 1.0145e-08 | 10992.1562 | 299.42 | 10692.7362 | 0 | 0 | 0 | 0 | 0 | 3.3969e-06 | 0.00013724 | 0 | 0.00013724 | 0.00014491 | 0 | 0.00014491 | 0.00011709 | 0 | 0.00011709 | 0.00011151 | 0 | 0.00011151
[79 empty] | WLDFR | HFTD - Distribution - Tier 3 - 2QU CoRE ¦ 2QU LoRE | Non-Red Flag Warning - Destructive Fires | 2045 | 1.2485e-08 | 1.3183e-08 | 1.0652e-08 | 1.0145e-08 | 10992.1562 | 299.42 | 10692.7362 | 0 | 0 | 0 | 0 | 0 | 3.3969e-06 | 0.00013724 | 0 | 0.00013724 | 0.00014491 | 0 | 0.00014491 | 0.00011709 | 0 | 0.00011709 | 0.00011151 | 0 | 0.00011151
[79 empty] | WLDFR | HFTD - Distribution - Tier 3 - 2QU CoRE ¦ 2QU LoRE | Non-Red Flag Warning - Destructive Fires | 2046 | 1.2485e-08 | 1.3183e-08 | 1.0652e-08 | 1.0145e-08 | 10992.1562 | 299.42 | 10692.7362 | 0 | 0 | 0 | 0 | 0 | 3.3969e-06 | 0.00013724 | 0 | 0.00013724 | 0.00014491 | 0 | 0.00014491 | 0.00011709 | 0 | 0.00011709 | 0.00011151 | 0 | 0.00011151
[79 empty] | WLDFR | HFTD - Distribution - Tier 3 - 2QU CoRE ¦ 2QU LoRE | Non-Red Flag Warning - Destructive Fires | 2047 | 1.2485e-08 | 1.3183e-08 | 1.0652e-08 | 1.0145e-08 | 10992.1562 | 299.42 | 10692.7362 | 0 | 0 | 0 | 0 | 0 | 3.3969e-06 | 0.00013724 | 0 | 0.00013724 | 0.00014491 | 0 | 0.00014491 | 0.00011709 | 0 | 0.00011709 | 0.00011151 | 0 | 0.00011151
[79 empty] | WLDFR | HFTD - Distribution - Tier 3 - 2QU CoRE ¦ 2QU LoRE | Non-Red Flag Warning - Destructive Fires | 2048 | 1.2485e-08 | 1.3183e-08 | 1.0652e-08 | 1.0145e-08 | 11536.0538 | 319.4911 | 11216.5626 | 0 | 0 | 0 | 0 | 0 | 3.3969e-06 | 0.00014403 | 0 | 0.00014403 | 0.00015208 | 0 | 0.00015208 | 0.00012288 | 0 | 0.00012288 | 0.00011703 | 0 | 0.00011703
[79 empty] | WLDFR | HFTD - Distribution - Tier 3 - 2QU CoRE ¦ 2QU LoRE | Non-Red Flag Warning - Destructive Fires | 2049 | 1.2485e-08 | 1.3183e-08 | 1.0652e-08 | 1.0145e-08 | 11536.0538 | 319.4911 | 11216.5626 | 0 | 0 | 0 | 0 | 0 | 3.3969e-06 | 0.00014403 | 0 | 0.00014403 | 0.00015208 | 0 | 0.00015208 | 0.00012288 | 0 | 0.00012288 | 0.00011703 | 0 | 0.00011703
[79 empty] | WLDFR | HFTD - Distribution - Tier 3 - 2QU CoRE ¦ 2QU LoRE | Non-Red Flag Warning - Destructive Fires | 2050 | 0 | 1.3183e-08 | 1.0652e-08 | 1.0145e-08 | 11536.0538 | 319.4911 | 11216.5626 | 0 | 0 | 0 | 0 | 0 | 3.3969e-06 | 0 | 0 | 0 | 0.00015208 | 0 | 0.00015208 | 0.00012288 | 0 | 0.00012288 | 0.00011703 | 0 | 0.00011703
[79 empty] | WLDFR | HFTD - Distribution - Tier 3 - 2QU CoRE ¦ 2QU LoRE | Non-Red Flag Warning - Destructive Fires | 2051 | 0 | 0 | 1.0652e-08 | 1.0145e-08 | 11536.0538 | 319.4911 | 11216.5626 | 0 | 0 | 0 | 0 | 0 | 3.3969e-06 | 0 | 0 | 0 | 0 | 0 | 0 | 0.00012288 | 0 | 0.00012288 | 0.00011703 | 0 | 0.00011703
[79 empty] | WLDFR | HFTD - Distribution - Tier 3 - 2QU CoRE ¦ 2QU LoRE | Non-Red Flag Warning - Destructive Fires | 2052 | 0 | 0 | 0 | 1.0145e-08 | 11536.0538 | 319.4911 | 11216.5626 | 0 | 0 | 0 | 0 | 0 | 3.3969e-06 | 0 | 0 | 0 | 0 | 0 | 0 | 0 | 0 | 0 | 0.00011703 | 0 | 0.00011703
[79 empty] | WLDFR | HFTD - Distribution - Tier 3 - 2QU CoRE ¦ 2QU LoRE | Non-Red Flag Warning - Large Fires | 2020 | 2.4147e-07 | 0 | 0 | 0 | 5.2406 | 0.69642 | 2.942 | 1.6022 | 0 | 0 | 0 | 0 | 2.536e-05 | 1.2654e-06 | 0 | 1.2654e-06 | 0 | 0 | 0 | 0 | 0 | 0 | 0 | 0 | 0
[79 empty] | WLDFR | HFTD - Distribution - Tier 3 - 2QU CoRE ¦ 2QU LoRE | Non-Red Flag Warning - Large Fires | 2021 | 1.2312e-07 | 2.5497e-07 | 0 | 0 | 5.2406 | 0.69642 | 2.942 | 1.6022 | 0 | 0 | 0 | 0 | 2.536e-05 | 6.4522e-07 | 0 | 6.4522e-07 | 1.3362e-06 | 0 | 1.3362e-06 | 0 | 0 | 0 | 0 | 0 | 0
[79 empty] | WLDFR | HFTD - Distribution - Tier 3 - 2QU CoRE ¦ 2QU LoRE | Non-Red Flag Warning - Large Fires | 2022 | 1.1149e-07 | 1.1773e-07 | 2.2681e-07 | 0 | 5.2406 | 0.69642 | 2.942 | 1.6022 | 0 | 0 | 0 | 0 | 2.8117e-05 | 5.8428e-07 | 0 | 5.8428e-07 | 6.1695e-07 | 0 | 6.1695e-07 | 1.1886e-06 | 0 | 1.1886e-06 | 0 | 0 | 0
[79 empty] | WLDFR | HFTD - Distribution - Tier 3 - 2QU CoRE ¦ 2QU LoRE | Non-Red Flag Warning - Large Fires | 2023 | 1.1149e-07 | 1.1773e-07 | 9.5119e-08 | 2.1601e-07 | 5.475 | 0.71896 | 3.0715 | 1.6846 | 0 | 0 | 0 | 0 | 2.8117e-05 | 6.1042e-07 | 0 | 6.1042e-07 | 6.4455e-07 | 0 | 6.4455e-07 | 5.2078e-07 | 0 | 5.2078e-07 | 1.1827e-06 | 0 | 1.1827e-06
[79 empty] | WLDFR | HFTD - Distribution - Tier 3 - 2QU CoRE ¦ 2QU LoRE | Non-Red Flag Warning - Large Fires | 2024 | 1.1149e-07 | 1.1773e-07 | 9.5119e-08 | 9.059e-08 | 5.475 | 0.71896 | 3.0715 | 1.6846 | 0 | 0 | 0 | 0 | 2.8117e-05 | 6.1042e-07 | 0 | 6.1042e-07 | 6.4455e-07 | 0 | 6.4455e-07 | 5.2078e-07 | 0 | 5.2078e-07 | 4.9598e-07 | 0 | 4.9598e-07
[79 empty] | WLDFR | HFTD - Distribution - Tier 3 - 2QU CoRE ¦ 2QU LoRE | Non-Red Flag Warning - Large Fires | 2025 | 1.1149e-07 | 1.1773e-07 | 9.5119e-08 | 9.059e-08 | 5.475 | 0.71896 | 3.0715 | 1.6846 | 0 | 0 | 0 | 0 | 2.8117e-05 | 6.1042e-07 | 0 | 6.1042e-07 | 6.4455e-07 | 0 | 6.4455e-07 | 5.2078e-07 | 0 | 5.2078e-07 | 4.9598e-07 | 0 | 4.9598e-07
[79 empty] | WLDFR | HFTD - Distribution - Tier 3 - 2QU CoRE ¦ 2QU LoRE | Non-Red Flag Warning - Large Fires | 2026 | 1.1149e-07 | 1.1773e-07 | 9.5119e-08 | 9.059e-08 | 5.475 | 0.71896 | 3.0715 | 1.6846 | 0 | 0 | 0 | 0 | 2.8117e-05 | 6.1042e-07 | 0 | 6.1042e-07 | 6.4455e-07 | 0 | 6.4455e-07 | 5.2078e-07 | 0 | 5.2078e-07 | 4.9598e-07 | 0 | 4.9598e-07
[79 empty] | WLDFR | HFTD - Distribution - Tier 3 - 2QU CoRE ¦ 2QU LoRE | Non-Red Flag Warning - Large Fires | 2027 | 1.1149e-07 | 1.1773e-07 | 9.5119e-08 | 9.059e-08 | 5.475 | 0.71896 | 3.0715 | 1.6846 | 0 | 0 | 0 | 0 | 2.8117e-05 | 6.1042e-07 | 0 | 6.1042e-07 | 6.4455e-07 | 0 | 6.4455e-07 | 5.2078e-07 | 0 | 5.2078e-07 | 4.9598e-07 | 0 | 4.9598e-07
[79 empty] | WLDFR | HFTD - Distribution - Tier 3 - 2QU CoRE ¦ 2QU LoRE | Non-Red Flag Warning - Large Fires | 2028 | 1.1149e-07 | 1.1773e-07 | 9.5119e-08 | 9.059e-08 | 5.777 | 0.74734 | 3.238 | 1.7917 | 0 | 0 | 0 | 0 | 2.8117e-05 | 6.4409e-07 | 0 | 6.4409e-07 | 6.801e-07 | 0 | 6.801e-07 | 5.4951e-07 | 0 | 5.4951e-07 | 5.2334e-07 | 0 | 5.2334e-07
[79 empty] | WLDFR | HFTD - Distribution - Tier 3 - 2QU CoRE ¦ 2QU LoRE | Non-Red Flag Warning - Large Fires | 2029 | 1.1149e-07 | 1.1773e-07 | 9.5119e-08 | 9.059e-08 | 5.777 | 0.74734 | 3.238 | 1.7917 | 0 | 0 | 0 | 0 | 2.8117e-05 | 6.4409e-07 | 0 | 6.4409e-07 | 6.801e-07 | 0 | 6.801e-07 | 5.4951e-07 | 0 | 5.4951e-07 | 5.2334e-07 | 0 | 5.2334e-07
[79 empty] | WLDFR | HFTD - Distribution - Tier 3 - 2QU CoRE ¦ 2QU LoRE | Non-Red Flag Warning - Large Fires | 2030 | 1.1149e-07 | 1.1773e-07 | 9.5119e-08 | 9.059e-08 | 5.777 | 0.74734 | 3.238 | 1.7917 | 0 | 0 | 0 | 0 | 2.8117e-05 | 6.4409e-07 | 0 | 6.4409e-07 | 6.801e-07 | 0 | 6.801e-07 | 5.4951e-07 | 0 | 5.4951e-07 | 5.2334e-07 | 0 | 5.2334e-07
[79 empty] | WLDFR | HFTD - Distribution - Tier 3 - 2QU CoRE ¦ 2QU LoRE | Non-Red Flag Warning - Large Fires | 2031 | 1.1149e-07 | 1.1773e-07 | 9.5119e-08 | 9.059e-08 | 5.777 | 0.74734 | 3.238 | 1.7917 | 0 | 0 | 0 | 0 | 2.8117e-05 | 6.4409e-07 | 0 | 6.4409e-07 | 6.801e-07 | 0 | 6.801e-07 | 5.4951e-07 | 0 | 5.4951e-07 | 5.2334e-07 | 0 | 5.2334e-07
[79 empty] | WLDFR | HFTD - Distribution - Tier 3 - 2QU CoRE ¦ 2QU LoRE | Non-Red Flag Warning - Large Fires | 2032 | 1.1149e-07 | 1.1773e-07 | 9.5119e-08 | 9.059e-08 | 5.777 | 0.74734 | 3.238 | 1.7917 | 0 | 0 | 0 | 0 | 2.8117e-05 | 6.4409e-07 | 0 | 6.4409e-07 | 6.801e-07 | 0 | 6.801e-07 | 5.4951e-07 | 0 | 5.4951e-07 | 5.2334e-07 | 0 | 5.2334e-07
[79 empty] | WLDFR | HFTD - Distribution - Tier 3 - 2QU CoRE ¦ 2QU LoRE | Non-Red Flag Warning - Large Fires | 2033 | 1.1149e-07 | 1.1773e-07 | 9.5119e-08 | 9.059e-08 | 6.1205 | 0.77885 | 3.4265 | 1.9151 | 0 | 0 | 0 | 0 | 2.8117e-05 | 6.8239e-07 | 0 | 6.8239e-07 | 7.2054e-07 | 0 | 7.2054e-07 | 5.8218e-07 | 0 | 5.8218e-07 | 5.5446e-07 | 0 | 5.5446e-07
[79 empty] | WLDFR | HFTD - Distribution - Tier 3 - 2QU CoRE ¦ 2QU LoRE | Non-Red Flag Warning - Large Fires | 2034 | 1.1149e-07 | 1.1773e-07 | 9.5119e-08 | 9.059e-08 | 6.1205 | 0.77885 | 3.4265 | 1.9151 | 0 | 0 | 0 | 0 | 2.8117e-05 | 6.8239e-07 | 0 | 6.8239e-07 | 7.2054e-07 | 0 | 7.2054e-07 | 5.8218e-07 | 0 | 5.8218e-07 | 5.5446e-07 | 0 | 5.5446e-07
[79 empty] | WLDFR | HFTD - Distribution - Tier 3 - 2QU CoRE ¦ 2QU LoRE | Non-Red Flag Warning - Large Fires | 2035 | 1.1149e-07 | 1.1773e-07 | 9.5119e-08 | 9.059e-08 | 6.1205 | 0.77885 | 3.4265 | 1.9151 | 0 | 0 | 0 | 0 | 2.8117e-05 | 6.8239e-07 | 0 | 6.8239e-07 | 7.2054e-07 | 0 | 7.2054e-07 | 5.8218e-07 | 0 | 5.8218e-07 | 5.5446e-07 | 0 | 5.5446e-07
[79 empty] | WLDFR | HFTD - Distribution - Tier 3 - 2QU CoRE ¦ 2QU LoRE | Non-Red Flag Warning - Large Fires | 2036 | 1.1149e-07 | 1.1773e-07 | 9.5119e-08 | 9.059e-08 | 6.1205 | 0.77885 | 3.4265 | 1.9151 | 0 | 0 | 0 | 0 | 2.8117e-05 | 6.8239e-07 | 0 | 6.8239e-07 | 7.2054e-07 | 0 | 7.2054e-07 | 5.8218e-07 | 0 | 5.8218e-07 | 5.5446e-07 | 0 | 5.5446e-07
[79 empty] | WLDFR | HFTD - Distribution - Tier 3 - 2QU CoRE ¦ 2QU LoRE | Non-Red Flag Warning - Large Fires | 2037 | 1.1149e-07 | 1.1773e-07 | 9.5119e-08 | 9.059e-08 | 6.1205 | 0.77885 | 3.4265 | 1.9151 | 0 | 0 | 0 | 0 | 2.8117e-05 | 6.8239e-07 | 0 | 6.8239e-07 | 7.2054e-07 | 0 | 7.2054e-07 | 5.8218e-07 | 0 | 5.8218e-07 | 5.5446e-07 | 0 | 5.5446e-07
[79 empty] | WLDFR | HFTD - Distribution - Tier 3 - 2QU CoRE ¦ 2QU LoRE | Non-Red Flag Warning - Large Fires | 2038 | 1.1149e-07 | 1.1773e-07 | 9.5119e-08 | 9.059e-08 | 6.5028 | 0.81304 | 3.6355 | 2.0543 | 0 | 0 | 0 | 0 | 2.8117e-05 | 7.2501e-07 | 0 | 7.2501e-07 | 7.6555e-07 | 0 | 7.6555e-07 | 6.1854e-07 | 0 | 6.1854e-07 | 5.8909e-07 | 0 | 5.8909e-07
[79 empty] | WLDFR | HFTD - Distribution - Tier 3 - 2QU CoRE ¦ 2QU LoRE | Non-Red Flag Warning - Large Fires | 2039 | 1.1149e-07 | 1.1773e-07 | 9.5119e-08 | 9.059e-08 | 6.5028 | 0.81304 | 3.6355 | 2.0543 | 0 | 0 | 0 | 0 | 2.8117e-05 | 7.2501e-07 | 0 | 7.2501e-07 | 7.6555e-07 | 0 | 7.6555e-07 | 6.1854e-07 | 0 | 6.1854e-07 | 5.8909e-07 | 0 | 5.8909e-07
[79 empty] | WLDFR | HFTD - Distribution - Tier 3 - 2QU CoRE ¦ 2QU LoRE | Non-Red Flag Warning - Large Fires | 2040 | 1.1149e-07 | 1.1773e-07 | 9.5119e-08 | 9.059e-08 | 6.5028 | 0.81304 | 3.6355 | 2.0543 | 0 | 0 | 0 | 0 | 2.8117e-05 | 7.2501e-07 | 0 | 7.2501e-07 | 7.6555e-07 | 0 | 7.6555e-07 | 6.1854e-07 | 0 | 6.1854e-07 | 5.8909e-07 | 0 | 5.8909e-07
[79 empty] | WLDFR | HFTD - Distribution - Tier 3 - 2QU CoRE ¦ 2QU LoRE | Non-Red Flag Warning - Large Fires | 2041 | 1.1149e-07 | 1.1773e-07 | 9.5119e-08 | 9.059e-08 | 6.5028 | 0.81304 | 3.6355 | 2.0543 | 0 | 0 | 0 | 0 | 2.8117e-05 | 7.2501e-07 | 0 | 7.2501e-07 | 7.6555e-07 | 0 | 7.6555e-07 | 6.1854e-07 | 0 | 6.1854e-07 | 5.8909e-07 | 0 | 5.8909e-07
[79 empty] | WLDFR | HFTD - Distribution - Tier 3 - 2QU CoRE ¦ 2QU LoRE | Non-Red Flag Warning - Large Fires | 2042 | 1.1149e-07 | 1.1773e-07 | 9.5119e-08 | 9.059e-08 | 6.5028 | 0.81304 | 3.6355 | 2.0543 | 0 | 0 | 0 | 0 | 2.8117e-05 | 7.2501e-07 | 0 | 7.2501e-07 | 7.6555e-07 | 0 | 7.6555e-07 | 6.1854e-07 | 0 | 6.1854e-07 | 5.8909e-07 | 0 | 5.8909e-07
[79 empty] | WLDFR | HFTD - Distribution - Tier 3 - 2QU CoRE ¦ 2QU LoRE | Non-Red Flag Warning - Large Fires | 2043 | 1.1149e-07 | 1.1773e-07 | 9.5119e-08 | 9.059e-08 | 6.9209 | 0.84944 | 3.8632 | 2.2083 | 0 | 0 | 0 | 0 | 2.8117e-05 | 7.7163e-07 | 0 | 7.7163e-07 | 8.1477e-07 | 0 | 8.1477e-07 | 6.5831e-07 | 0 | 6.5831e-07 | 6.2697e-07 | 0 | 6.2697e-07
[79 empty] | WLDFR | HFTD - Distribution - Tier 3 - 2QU CoRE ¦ 2QU LoRE | Non-Red Flag Warning - Large Fires | 2044 | 1.1149e-07 | 1.1773e-07 | 9.5119e-08 | 9.059e-08 | 6.9209 | 0.84944 | 3.8632 | 2.2083 | 0 | 0 | 0 | 0 | 2.8117e-05 | 7.7163e-07 | 0 | 7.7163e-07 | 8.1477e-07 | 0 | 8.1477e-07 | 6.5831e-07 | 0 | 6.5831e-07 | 6.2697e-07 | 0 | 6.2697e-07
[79 empty] | WLDFR | HFTD - Distribution - Tier 3 - 2QU CoRE ¦ 2QU LoRE | Non-Red Flag Warning - Large Fires | 2045 | 1.1149e-07 | 1.1773e-07 | 9.5119e-08 | 9.059e-08 | 6.9209 | 0.84944 | 3.8632 | 2.2083 | 0 | 0 | 0 | 0 | 2.8117e-05 | 7.7163e-07 | 0 | 7.7163e-07 | 8.1477e-07 | 0 | 8.1477e-07 | 6.5831e-07 | 0 | 6.5831e-07 | 6.2697e-07 | 0 | 6.2697e-07
[79 empty] | WLDFR | HFTD - Distribution - Tier 3 - 2QU CoRE ¦ 2QU LoRE | Non-Red Flag Warning - Large Fires | 2046 | 1.1149e-07 | 1.1773e-07 | 9.5119e-08 | 9.059e-08 | 6.9209 | 0.84944 | 3.8632 | 2.2083 | 0 | 0 | 0 | 0 | 2.8117e-05 | 7.7163e-07 | 0 | 7.7163e-07 | 8.1477e-07 | 0 | 8.1477e-07 | 6.5831e-07 | 0 | 6.5831e-07 | 6.2697e-07 | 0 | 6.2697e-07
[79 empty] | WLDFR | HFTD - Distribution - Tier 3 - 2QU CoRE ¦ 2QU LoRE | Non-Red Flag Warning - Large Fires | 2047 | 1.1149e-07 | 1.1773e-07 | 9.5119e-08 | 9.059e-08 | 6.9209 | 0.84944 | 3.8632 | 2.2083 | 0 | 0 | 0 | 0 | 2.8117e-05 | 7.7163e-07 | 0 | 7.7163e-07 | 8.1477e-07 | 0 | 8.1477e-07 | 6.5831e-07 | 0 | 6.5831e-07 | 6.2697e-07 | 0 | 6.2697e-07
[79 empty] | WLDFR | HFTD - Distribution - Tier 3 - 2QU CoRE ¦ 2QU LoRE | Non-Red Flag Warning - Large Fires | 2048 | 1.1149e-07 | 1.1773e-07 | 9.5119e-08 | 9.059e-08 | 7.3713 | 0.88759 | 4.1075 | 2.3763 | 0 | 0 | 0 | 0 | 2.8117e-05 | 8.2185e-07 | 0 | 8.2185e-07 | 8.678e-07 | 0 | 8.678e-07 | 7.0116e-07 | 0 | 7.0116e-07 | 6.6777e-07 | 0 | 6.6777e-07
[79 empty] | WLDFR | HFTD - Distribution - Tier 3 - 2QU CoRE ¦ 2QU LoRE | Non-Red Flag Warning - Large Fires | 2049 | 1.1149e-07 | 1.1773e-07 | 9.5119e-08 | 9.059e-08 | 7.3713 | 0.88759 | 4.1075 | 2.3763 | 0 | 0 | 0 | 0 | 2.8117e-05 | 8.2185e-07 | 0 | 8.2185e-07 | 8.678e-07 | 0 | 8.678e-07 | 7.0116e-07 | 0 | 7.0116e-07 | 6.6777e-07 | 0 | 6.6777e-07
[79 empty] | WLDFR | HFTD - Distribution - Tier 3 - 2QU CoRE ¦ 2QU LoRE | Non-Red Flag Warning - Large Fires | 2050 | 0 | 1.1773e-07 | 9.5119e-08 | 9.059e-08 | 7.3713 | 0.88759 | 4.1075 | 2.3763 | 0 | 0 | 0 | 0 | 2.8117e-05 | 0 | 0 | 0 | 8.678e-07 | 0 | 8.678e-07 | 7.0116e-07 | 0 | 7.0116e-07 | 6.6777e-07 | 0 | 6.6777e-07
[79 empty] | WLDFR | HFTD - Distribution - Tier 3 - 2QU CoRE ¦ 2QU LoRE | Non-Red Flag Warning - Large Fires | 2051 | 0 | 0 | 9.5119e-08 | 9.059e-08 | 7.3713 | 0.88759 | 4.1075 | 2.3763 | 0 | 0 | 0 | 0 | 2.8117e-05 | 0 | 0 | 0 | 0 | 0 | 0 | 7.0116e-07 | 0 | 7.0116e-07 | 6.6777e-07 | 0 | 6.6777e-07
[79 empty] | WLDFR | HFTD - Distribution - Tier 3 - 2QU CoRE ¦ 2QU LoRE | Non-Red Flag Warning - Large Fires | 2052 | 0 | 0 | 0 | 9.059e-08 | 7.3713 | 0.88759 | 4.1075 | 2.3763 | 0 | 0 | 0 | 0 | 2.8117e-05 | 0 | 0 | 0 | 0 | 0 | 0 | 0 | 0 | 0 | 6.6777e-07 | 0 | 6.6777e-07
[79 empty] | WLDFR | HFTD - Distribution - Tier 3 - 2QU CoRE ¦ 2QU LoRE | Non-Red Flag Warning - Small Fires | 2020 | 5.1771e-05 | 0 | 0 | 0 | 0.077901 | 0.036425 | 0.0015809 | 0.039895 | 0 | 0 | 0 | 0 | 0.0051173 | 4.033e-06 | 0 | 4.033e-06 | 0 | 0 | 0 | 0 | 0 | 0 | 0 | 0 | 0
[79 empty] | WLDFR | HFTD - Distribution - Tier 3 - 2QU CoRE ¦ 2QU LoRE | Non-Red Flag Warning - Small Fires | 2021 | 2.6766e-05 | 5.4666e-05 | 0 | 0 | 0.077901 | 0.036425 | 0.0015809 | 0.039895 | 0 | 0 | 0 | 0 | 0.0051173 | 2.0851e-06 | 0 | 2.0851e-06 | 4.2585e-06 | 0 | 4.2585e-06 | 0 | 0 | 0 | 0 | 0 | 0
[79 empty] | WLDFR | HFTD - Distribution - Tier 3 - 2QU CoRE ¦ 2QU LoRE | Non-Red Flag Warning - Small Fires | 2022 | 2.2397e-05 | 2.3649e-05 | 4.48e-05 | 0 | 0.077901 | 0.036425 | 0.0015809 | 0.039895 | 0 | 0 | 0 | 0 | 0.0051995 | 1.7448e-06 | 0 | 1.7448e-06 | 1.8423e-06 | 0 | 1.8423e-06 | 3.49e-06 | 0 | 3.49e-06 | 0 | 0 | 0
[79 empty] | WLDFR | HFTD - Distribution - Tier 3 - 2QU CoRE ¦ 2QU LoRE | Non-Red Flag Warning - Small Fires | 2023 | 2.2397e-05 | 2.3649e-05 | 1.9108e-05 | 4.2667e-05 | 0.080408 | 0.03759 | 0.0016314 | 0.041187 | 0 | 0 | 0 | 0 | 0.0051995 | 1.8009e-06 | 0 | 1.8009e-06 | 1.9016e-06 | 0 | 1.9016e-06 | 1.5365e-06 | 0 | 1.5365e-06 | 3.4308e-06 | 0 | 3.4308e-06
[79 empty] | WLDFR | HFTD - Distribution - Tier 3 - 2QU CoRE ¦ 2QU LoRE | Non-Red Flag Warning - Small Fires | 2024 | 2.2397e-05 | 2.3649e-05 | 1.9108e-05 | 1.8198e-05 | 0.080408 | 0.03759 | 0.0016314 | 0.041187 | 0 | 0 | 0 | 0 | 0.0051995 | 1.8009e-06 | 0 | 1.8009e-06 | 1.9016e-06 | 0 | 1.9016e-06 | 1.5365e-06 | 0 | 1.5365e-06 | 1.4633e-06 | 0 | 1.4633e-06
[79 empty] | WLDFR | HFTD - Distribution - Tier 3 - 2QU CoRE ¦ 2QU LoRE | Non-Red Flag Warning - Small Fires | 2025 | 2.2397e-05 | 2.3649e-05 | 1.9108e-05 | 1.8198e-05 | 0.080408 | 0.03759 | 0.0016314 | 0.041187 | 0 | 0 | 0 | 0 | 0.0051995 | 1.8009e-06 | 0 | 1.8009e-06 | 1.9016e-06 | 0 | 1.9016e-06 | 1.5365e-06 | 0 | 1.5365e-06 | 1.4633e-06 | 0 | 1.4633e-06
[79 empty] | WLDFR | HFTD - Distribution - Tier 3 - 2QU CoRE ¦ 2QU LoRE | Non-Red Flag Warning - Small Fires | 2026 | 2.2397e-05 | 2.3649e-05 | 1.9108e-05 | 1.8198e-05 | 0.080408 | 0.03759 | 0.0016314 | 0.041187 | 0 | 0 | 0 | 0 | 0.0051995 | 1.8009e-06 | 0 | 1.8009e-06 | 1.9016e-06 | 0 | 1.9016e-06 | 1.5365e-06 | 0 | 1.5365e-06 | 1.4633e-06 | 0 | 1.4633e-06
[79 empty] | WLDFR | HFTD - Distribution - Tier 3 - 2QU CoRE ¦ 2QU LoRE | Non-Red Flag Warning - Small Fires | 2027 | 2.2397e-05 | 2.3649e-05 | 1.9108e-05 | 1.8198e-05 | 0.080408 | 0.03759 | 0.0016314 | 0.041187 | 0 | 0 | 0 | 0 | 0.0051995 | 1.8009e-06 | 0 | 1.8009e-06 | 1.9016e-06 | 0 | 1.9016e-06 | 1.5365e-06 | 0 | 1.5365e-06 | 1.4633e-06 | 0 | 1.4633e-06
[79 empty] | WLDFR | HFTD - Distribution - Tier 3 - 2QU CoRE ¦ 2QU LoRE | Non-Red Flag Warning - Small Fires | 2028 | 2.2397e-05 | 2.3649e-05 | 1.9108e-05 | 1.8198e-05 | 0.083606 | 0.039055 | 0.001695 | 0.042856 | 0 | 0 | 0 | 0 | 0.0051995 | 1.8726e-06 | 0 | 1.8726e-06 | 1.9772e-06 | 0 | 1.9772e-06 | 1.5976e-06 | 0 | 1.5976e-06 | 1.5215e-06 | 0 | 1.5215e-06
[79 empty] | WLDFR | HFTD - Distribution - Tier 3 - 2QU CoRE ¦ 2QU LoRE | Non-Red Flag Warning - Small Fires | 2029 | 2.2397e-05 | 2.3649e-05 | 1.9108e-05 | 1.8198e-05 | 0.083606 | 0.039055 | 0.001695 | 0.042856 | 0 | 0 | 0 | 0 | 0.0051995 | 1.8726e-06 | 0 | 1.8726e-06 | 1.9772e-06 | 0 | 1.9772e-06 | 1.5976e-06 | 0 | 1.5976e-06 | 1.5215e-06 | 0 | 1.5215e-06
[79 empty] | WLDFR | HFTD - Distribution - Tier 3 - 2QU CoRE ¦ 2QU LoRE | Non-Red Flag Warning - Small Fires | 2030 | 2.2397e-05 | 2.3649e-05 | 1.9108e-05 | 1.8198e-05 | 0.083606 | 0.039055 | 0.001695 | 0.042856 | 0 | 0 | 0 | 0 | 0.0051995 | 1.8726e-06 | 0 | 1.8726e-06 | 1.9772e-06 | 0 | 1.9772e-06 | 1.5976e-06 | 0 | 1.5976e-06 | 1.5215e-06 | 0 | 1.5215e-06
[79 empty] | WLDFR | HFTD - Distribution - Tier 3 - 2QU CoRE ¦ 2QU LoRE | Non-Red Flag Warning - Small Fires | 2031 | 2.2397e-05 | 2.3649e-05 | 1.9108e-05 | 1.8198e-05 | 0.083606 | 0.039055 | 0.001695 | 0.042856 | 0 | 0 | 0 | 0 | 0.0051995 | 1.8726e-06 | 0 | 1.8726e-06 | 1.9772e-06 | 0 | 1.9772e-06 | 1.5976e-06 | 0 | 1.5976e-06 | 1.5215e-06 | 0 | 1.5215e-06
[79 empty] | WLDFR | HFTD - Distribution - Tier 3 - 2QU CoRE ¦ 2QU LoRE | Non-Red Flag Warning - Small Fires | 2032 | 2.2397e-05 | 2.3649e-05 | 1.9108e-05 | 1.8198e-05 | 0.083606 | 0.039055 | 0.001695 | 0.042856 | 0 | 0 | 0 | 0 | 0.0051995 | 1.8726e-06 | 0 | 1.8726e-06 | 1.9772e-06 | 0 | 1.9772e-06 | 1.5976e-06 | 0 | 1.5976e-06 | 1.5215e-06 | 0 | 1.5215e-06
[79 empty] | WLDFR | HFTD - Distribution - Tier 3 - 2QU CoRE ¦ 2QU LoRE | Non-Red Flag Warning - Small Fires | 2033 | 2.2397e-05 | 2.3649e-05 | 1.9108e-05 | 1.8198e-05 | 0.087211 | 0.040679 | 0.0017655 | 0.044766 | 0 | 0 | 0 | 0 | 0.0051995 | 1.9533e-06 | 0 | 1.9533e-06 | 2.0625e-06 | 0 | 2.0625e-06 | 1.6664e-06 | 0 | 1.6664e-06 | 1.5871e-06 | 0 | 1.5871e-06
[79 empty] | WLDFR | HFTD - Distribution - Tier 3 - 2QU CoRE ¦ 2QU LoRE | Non-Red Flag Warning - Small Fires | 2034 | 2.2397e-05 | 2.3649e-05 | 1.9108e-05 | 1.8198e-05 | 0.087211 | 0.040679 | 0.0017655 | 0.044766 | 0 | 0 | 0 | 0 | 0.0051995 | 1.9533e-06 | 0 | 1.9533e-06 | 2.0625e-06 | 0 | 2.0625e-06 | 1.6664e-06 | 0 | 1.6664e-06 | 1.5871e-06 | 0 | 1.5871e-06
[79 empty] | WLDFR | HFTD - Distribution - Tier 3 - 2QU CoRE ¦ 2QU LoRE | Non-Red Flag Warning - Small Fires | 2035 | 2.2397e-05 | 2.3649e-05 | 1.9108e-05 | 1.8198e-05 | 0.087211 | 0.040679 | 0.0017655 | 0.044766 | 0 | 0 | 0 | 0 | 0.0051995 | 1.9533e-06 | 0 | 1.9533e-06 | 2.0625e-06 | 0 | 2.0625e-06 | 1.6664e-06 | 0 | 1.6664e-06 | 1.5871e-06 | 0 | 1.5871e-06
[79 empty] | WLDFR | HFTD - Distribution - Tier 3 - 2QU CoRE ¦ 2QU LoRE | Non-Red Flag Warning - Small Fires | 2036 | 2.2397e-05 | 2.3649e-05 | 1.9108e-05 | 1.8198e-05 | 0.087211 | 0.040679 | 0.0017655 | 0.044766 | 0 | 0 | 0 | 0 | 0.0051995 | 1.9533e-06 | 0 | 1.9533e-06 | 2.0625e-06 | 0 | 2.0625e-06 | 1.6664e-06 | 0 | 1.6664e-06 | 1.5871e-06 | 0 | 1.5871e-06
[79 empty] | WLDFR | HFTD - Distribution - Tier 3 - 2QU CoRE ¦ 2QU LoRE | Non-Red Flag Warning - Small Fires | 2037 | 2.2397e-05 | 2.3649e-05 | 1.9108e-05 | 1.8198e-05 | 0.087211 | 0.040679 | 0.0017655 | 0.044766 | 0 | 0 | 0 | 0 | 0.0051995 | 1.9533e-06 | 0 | 1.9533e-06 | 2.0625e-06 | 0 | 2.0625e-06 | 1.6664e-06 | 0 | 1.6664e-06 | 1.5871e-06 | 0 | 1.5871e-06
[79 empty] | WLDFR | HFTD - Distribution - Tier 3 - 2QU CoRE ¦ 2QU LoRE | Non-Red Flag Warning - Small Fires | 2038 | 2.2397e-05 | 2.3649e-05 | 1.9108e-05 | 1.8198e-05 | 0.091184 | 0.042438 | 0.0018418 | 0.046905 | 0 | 0 | 0 | 0 | 0.0051995 | 2.0423e-06 | 0 | 2.0423e-06 | 2.1565e-06 | 0 | 2.1565e-06 | 1.7424e-06 | 0 | 1.7424e-06 | 1.6594e-06 | 0 | 1.6594e-06
[79 empty] | WLDFR | HFTD - Distribution - Tier 3 - 2QU CoRE ¦ 2QU LoRE | Non-Red Flag Warning - Small Fires | 2039 | 2.2397e-05 | 2.3649e-05 | 1.9108e-05 | 1.8198e-05 | 0.091184 | 0.042438 | 0.0018418 | 0.046905 | 0 | 0 | 0 | 0 | 0.0051995 | 2.0423e-06 | 0 | 2.0423e-06 | 2.1565e-06 | 0 | 2.1565e-06 | 1.7424e-06 | 0 | 1.7424e-06 | 1.6594e-06 | 0 | 1.6594e-06
[79 empty] | WLDFR | HFTD - Distribution - Tier 3 - 2QU CoRE ¦ 2QU LoRE | Non-Red Flag Warning - Small Fires | 2040 | 2.2397e-05 | 2.3649e-05 | 1.9108e-05 | 1.8198e-05 | 0.091184 | 0.042438 | 0.0018418 | 0.046905 | 0 | 0 | 0 | 0 | 0.0051995 | 2.0423e-06 | 0 | 2.0423e-06 | 2.1565e-06 | 0 | 2.1565e-06 | 1.7424e-06 | 0 | 1.7424e-06 | 1.6594e-06 | 0 | 1.6594e-06
[79 empty] | WLDFR | HFTD - Distribution - Tier 3 - 2QU CoRE ¦ 2QU LoRE | Non-Red Flag Warning - Small Fires | 2041 | 2.2397e-05 | 2.3649e-05 | 1.9108e-05 | 1.8198e-05 | 0.091184 | 0.042438 | 0.0018418 | 0.046905 | 0 | 0 | 0 | 0 | 0.0051995 | 2.0423e-06 | 0 | 2.0423e-06 | 2.1565e-06 | 0 | 2.1565e-06 | 1.7424e-06 | 0 | 1.7424e-06 | 1.6594e-06 | 0 | 1.6594e-06
[79 empty] | WLDFR | HFTD - Distribution - Tier 3 - 2QU CoRE ¦ 2QU LoRE | Non-Red Flag Warning - Small Fires | 2042 | 2.2397e-05 | 2.3649e-05 | 1.9108e-05 | 1.8198e-05 | 0.091184 | 0.042438 | 0.0018418 | 0.046905 | 0 | 0 | 0 | 0 | 0.0051995 | 2.0423e-06 | 0 | 2.0423e-06 | 2.1565e-06 | 0 | 2.1565e-06 | 1.7424e-06 | 0 | 1.7424e-06 | 1.6594e-06 | 0 | 1.6594e-06
[79 empty] | WLDFR | HFTD - Distribution - Tier 3 - 2QU CoRE ¦ 2QU LoRE | Non-Red Flag Warning - Small Fires | 2043 | 2.2397e-05 | 2.3649e-05 | 1.9108e-05 | 1.8198e-05 | 0.095486 | 0.044306 | 0.0019228 | 0.049257 | 0 | 0 | 0 | 0 | 0.0051995 | 2.1386e-06 | 0 | 2.1386e-06 | 2.2582e-06 | 0 | 2.2582e-06 | 1.8246e-06 | 0 | 1.8246e-06 | 1.7377e-06 | 0 | 1.7377e-06
[79 empty] | WLDFR | HFTD - Distribution - Tier 3 - 2QU CoRE ¦ 2QU LoRE | Non-Red Flag Warning - Small Fires | 2044 | 2.2397e-05 | 2.3649e-05 | 1.9108e-05 | 1.8198e-05 | 0.095486 | 0.044306 | 0.0019228 | 0.049257 | 0 | 0 | 0 | 0 | 0.0051995 | 2.1386e-06 | 0 | 2.1386e-06 | 2.2582e-06 | 0 | 2.2582e-06 | 1.8246e-06 | 0 | 1.8246e-06 | 1.7377e-06 | 0 | 1.7377e-06
[79 empty] | WLDFR | HFTD - Distribution - Tier 3 - 2QU CoRE ¦ 2QU LoRE | Non-Red Flag Warning - Small Fires | 2045 | 2.2397e-05 | 2.3649e-05 | 1.9108e-05 | 1.8198e-05 | 0.095486 | 0.044306 | 0.0019228 | 0.049257 | 0 | 0 | 0 | 0 | 0.0051995 | 2.1386e-06 | 0 | 2.1386e-06 | 2.2582e-06 | 0 | 2.2582e-06 | 1.8246e-06 | 0 | 1.8246e-06 | 1.7377e-06 | 0 | 1.7377e-06
[79 empty] | WLDFR | HFTD - Distribution - Tier 3 - 2QU CoRE ¦ 2QU LoRE | Non-Red Flag Warning - Small Fires | 2046 | 2.2397e-05 | 2.3649e-05 | 1.9108e-05 | 1.8198e-05 | 0.095486 | 0.044306 | 0.0019228 | 0.049257 | 0 | 0 | 0 | 0 | 0.0051995 | 2.1386e-06 | 0 | 2.1386e-06 | 2.2582e-06 | 0 | 2.2582e-06 | 1.8246e-06 | 0 | 1.8246e-06 | 1.7377e-06 | 0 | 1.7377e-06
[79 empty] | WLDFR | HFTD - Distribution - Tier 3 - 2QU CoRE ¦ 2QU LoRE | Non-Red Flag Warning - Small Fires | 2047 | 2.2397e-05 | 2.3649e-05 | 1.9108e-05 | 1.8198e-05 | 0.095486 | 0.044306 | 0.0019228 | 0.049257 | 0 | 0 | 0 | 0 | 0.0051995 | 2.1386e-06 | 0 | 2.1386e-06 | 2.2582e-06 | 0 | 2.2582e-06 | 1.8246e-06 | 0 | 1.8246e-06 | 1.7377e-06 | 0 | 1.7377e-06
[79 empty] | WLDFR | HFTD - Distribution - Tier 3 - 2QU CoRE ¦ 2QU LoRE | Non-Red Flag Warning - Small Fires | 2048 | 2.2397e-05 | 2.3649e-05 | 1.9108e-05 | 1.8198e-05 | 0.10007 | 0.04626 | 0.0020076 | 0.051804 | 0 | 0 | 0 | 0 | 0.0051995 | 2.2413e-06 | 0 | 2.2413e-06 | 2.3666e-06 | 0 | 2.3666e-06 | 1.9122e-06 | 0 | 1.9122e-06 | 1.8211e-06 | 0 | 1.8211e-06
[79 empty] | WLDFR | HFTD - Distribution - Tier 3 - 2QU CoRE ¦ 2QU LoRE | Non-Red Flag Warning - Small Fires | 2049 | 2.2397e-05 | 2.3649e-05 | 1.9108e-05 | 1.8198e-05 | 0.10007 | 0.04626 | 0.0020076 | 0.051804 | 0 | 0 | 0 | 0 | 0.0051995 | 2.2413e-06 | 0 | 2.2413e-06 | 2.3666e-06 | 0 | 2.3666e-06 | 1.9122e-06 | 0 | 1.9122e-06 | 1.8211e-06 | 0 | 1.8211e-06
[79 empty] | WLDFR | HFTD - Distribution - Tier 3 - 2QU CoRE ¦ 2QU LoRE | Non-Red Flag Warning - Small Fires | 2050 | 0 | 2.3649e-05 | 1.9108e-05 | 1.8198e-05 | 0.10007 | 0.04626 | 0.0020076 | 0.051804 | 0 | 0 | 0 | 0 | 0.0051995 | 0 | 0 | 0 | 2.3666e-06 | 0 | 2.3666e-06 | 1.9122e-06 | 0 | 1.9122e-06 | 1.8211e-06 | 0 | 1.8211e-06
[79 empty] | WLDFR | HFTD - Distribution - Tier 3 - 2QU CoRE ¦ 2QU LoRE | Non-Red Flag Warning - Small Fires | 2051 | 0 | 0 | 1.9108e-05 | 1.8198e-05 | 0.10007 | 0.04626 | 0.0020076 | 0.051804 | 0 | 0 | 0 | 0 | 0.0051995 | 0 | 0 | 0 | 0 | 0 | 0 | 1.9122e-06 | 0 | 1.9122e-06 | 1.8211e-06 | 0 | 1.8211e-06
[79 empty] | WLDFR | HFTD - Distribution - Tier 3 - 2QU CoRE ¦ 2QU LoRE | Non-Red Flag Warning - Small Fires | 2052 | 0 | 0 | 0 | 1.8198e-05 | 0.10007 | 0.04626 | 0.0020076 | 0.051804 | 0 | 0 | 0 | 0 | 0.0051995 | 0 | 0 | 0 | 0 | 0 | 0 | 0 | 0 | 0 | 1.8211e-06 | 0 | 1.8211e-06
[79 empty] | WLDFR | HFTD - Distribution - Tier 3 - 2QU CoRE ¦ 2QU LoRE | Red Flag Warning - Catastrophic Fires | 2020 | 1.2236e-06 | 0 | 0 | 0 | 14146.1306 | 222.2294 | 8585.7228 | 5338.1784 | 0 | 0 | 0 | 0 | 8.4746e-05 | 0.017309 | 0 | 0.017309 | 0 | 0 | 0 | 0 | 0 | 0 | 0 | 0 | 0
[79 empty] | WLDFR | HFTD - Distribution - Tier 3 - 2QU CoRE ¦ 2QU LoRE | Red Flag Warning - Catastrophic Fires | 2021 | 7.842e-07 | 1.292e-06 | 0 | 0 | 14146.1306 | 222.2294 | 8585.7228 | 5338.1784 | 0 | 0 | 0 | 0 | 8.4746e-05 | 0.011093 | 0 | 0.011093 | 0.018277 | 0 | 0.018277 | 0 | 0 | 0 | 0 | 0 | 0
[79 empty] | WLDFR | HFTD - Distribution - Tier 3 - 2QU CoRE ¦ 2QU LoRE | Red Flag Warning - Catastrophic Fires | 2022 | 6.5323e-07 | 6.8976e-07 | 1.026e-06 | 0 | 14146.1306 | 222.2294 | 8585.7228 | 5338.1784 | 0 | 0 | 0 | 0 | 8.5711e-05 | 0.0092407 | 0 | 0.0092407 | 0.0097574 | 0 | 0.0097574 | 0.014514 | 0 | 0.014514 | 0 | 0 | 0
[79 empty] | WLDFR | HFTD - Distribution - Tier 3 - 2QU CoRE ¦ 2QU LoRE | Red Flag Warning - Catastrophic Fires | 2023 | 6.5323e-07 | 6.8976e-07 | 5.5731e-07 | 9.7718e-07 | 14664.6376 | 233.2301 | 8896.516 | 5534.8915 | 0 | 0 | 0 | 0 | 8.5711e-05 | 0.0095794 | 0 | 0.0095794 | 0.010115 | 0 | 0.010115 | 0.0081727 | 0 | 0.0081727 | 0.01433 | 0 | 0.01433
[79 empty] | WLDFR | HFTD - Distribution - Tier 3 - 2QU CoRE ¦ 2QU LoRE | Red Flag Warning - Catastrophic Fires | 2024 | 6.5323e-07 | 6.8976e-07 | 5.5731e-07 | 5.3077e-07 | 14664.6376 | 233.2301 | 8896.516 | 5534.8915 | 0 | 0 | 0 | 0 | 8.5711e-05 | 0.0095794 | 0 | 0.0095794 | 0.010115 | 0 | 0.010115 | 0.0081727 | 0 | 0.0081727 | 0.0077835 | 0 | 0.0077835
[79 empty] | WLDFR | HFTD - Distribution - Tier 3 - 2QU CoRE ¦ 2QU LoRE | Red Flag Warning - Catastrophic Fires | 2025 | 6.5323e-07 | 6.8976e-07 | 5.5731e-07 | 5.3077e-07 | 14664.6376 | 233.2301 | 8896.516 | 5534.8915 | 0 | 0 | 0 | 0 | 8.5711e-05 | 0.0095794 | 0 | 0.0095794 | 0.010115 | 0 | 0.010115 | 0.0081727 | 0 | 0.0081727 | 0.0077835 | 0 | 0.0077835
[79 empty] | WLDFR | HFTD - Distribution - Tier 3 - 2QU CoRE ¦ 2QU LoRE | Red Flag Warning - Catastrophic Fires | 2026 | 6.5323e-07 | 6.8976e-07 | 5.5731e-07 | 5.3077e-07 | 14664.6376 | 233.2301 | 8896.516 | 5534.8915 | 0 | 0 | 0 | 0 | 8.5711e-05 | 0.0095794 | 0 | 0.0095794 | 0.010115 | 0 | 0.010115 | 0.0081727 | 0 | 0.0081727 | 0.0077835 | 0 | 0.0077835
[79 empty] | WLDFR | HFTD - Distribution - Tier 3 - 2QU CoRE ¦ 2QU LoRE | Red Flag Warning - Catastrophic Fires | 2027 | 6.5323e-07 | 6.8976e-07 | 5.5731e-07 | 5.3077e-07 | 14664.6376 | 233.2301 | 8896.516 | 5534.8915 | 0 | 0 | 0 | 0 | 8.5711e-05 | 0.0095794 | 0 | 0.0095794 | 0.010115 | 0 | 0.010115 | 0.0081727 | 0 | 0.0081727 | 0.0077835 | 0 | 0.0077835
[79 empty] | WLDFR | HFTD - Distribution - Tier 3 - 2QU CoRE ¦ 2QU LoRE | Red Flag Warning - Catastrophic Fires | 2028 | 6.5323e-07 | 6.8976e-07 | 5.5731e-07 | 5.3077e-07 | 15317.9909 | 247.273 | 9287.6491 | 5783.0689 | 0 | 0 | 0 | 0 | 8.5711e-05 | 0.010006 | 0 | 0.010006 | 0.010566 | 0 | 0.010566 | 0.0085368 | 0 | 0.0085368 | 0.0081303 | 0 | 0.0081303
[79 empty] | WLDFR | HFTD - Distribution - Tier 3 - 2QU CoRE ¦ 2QU LoRE | Red Flag Warning - Catastrophic Fires | 2029 | 6.5323e-07 | 6.8976e-07 | 5.5731e-07 | 5.3077e-07 | 15317.9909 | 247.273 | 9287.6491 | 5783.0689 | 0 | 0 | 0 | 0 | 8.5711e-05 | 0.010006 | 0 | 0.010006 | 0.010566 | 0 | 0.010566 | 0.0085368 | 0 | 0.0085368 | 0.0081303 | 0 | 0.0081303
[79 empty] | WLDFR | HFTD - Distribution - Tier 3 - 2QU CoRE ¦ 2QU LoRE | Red Flag Warning - Catastrophic Fires | 2030 | 6.5323e-07 | 6.8976e-07 | 5.5731e-07 | 5.3077e-07 | 15317.9909 | 247.273 | 9287.6491 | 5783.0689 | 0 | 0 | 0 | 0 | 8.5711e-05 | 0.010006 | 0 | 0.010006 | 0.010566 | 0 | 0.010566 | 0.0085368 | 0 | 0.0085368 | 0.0081303 | 0 | 0.0081303
[79 empty] | WLDFR | HFTD - Distribution - Tier 3 - 2QU CoRE ¦ 2QU LoRE | Red Flag Warning - Catastrophic Fires | 2031 | 6.5323e-07 | 6.8976e-07 | 5.5731e-07 | 5.3077e-07 | 15317.9909 | 247.273 | 9287.6491 | 5783.0689 | 0 | 0 | 0 | 0 | 8.5711e-05 | 0.010006 | 0 | 0.010006 | 0.010566 | 0 | 0.010566 | 0.0085368 | 0 | 0.0085368 | 0.0081303 | 0 | 0.0081303
[79 empty] | WLDFR | HFTD - Distribution - Tier 3 - 2QU CoRE ¦ 2QU LoRE | Red Flag Warning - Catastrophic Fires | 2032 | 6.5323e-07 | 6.8976e-07 | 5.5731e-07 | 5.3077e-07 | 15317.9909 | 247.273 | 9287.6491 | 5783.0689 | 0 | 0 | 0 | 0 | 8.5711e-05 | 0.010006 | 0 | 0.010006 | 0.010566 | 0 | 0.010566 | 0.0085368 | 0 | 0.0085368 | 0.0081303 | 0 | 0.0081303
[79 empty] | WLDFR | HFTD - Distribution - Tier 3 - 2QU CoRE ¦ 2QU LoRE | Red Flag Warning - Catastrophic Fires | 2033 | 6.5323e-07 | 6.8976e-07 | 5.5731e-07 | 5.3077e-07 | 16044.1264 | 263.1074 | 9721.74 | 6059.2791 | 0 | 0 | 0 | 0 | 8.5711e-05 | 0.010481 | 0 | 0.010481 | 0.011067 | 0 | 0.011067 | 0.0089415 | 0 | 0.0089415 | 0.0085157 | 0 | 0.0085157
[79 empty] | WLDFR | HFTD - Distribution - Tier 3 - 2QU CoRE ¦ 2QU LoRE | Red Flag Warning - Catastrophic Fires | 2034 | 6.5323e-07 | 6.8976e-07 | 5.5731e-07 | 5.3077e-07 | 16044.1264 | 263.1074 | 9721.74 | 6059.2791 | 0 | 0 | 0 | 0 | 8.5711e-05 | 0.010481 | 0 | 0.010481 | 0.011067 | 0 | 0.011067 | 0.0089415 | 0 | 0.0089415 | 0.0085157 | 0 | 0.0085157
[79 empty] | WLDFR | HFTD - Distribution - Tier 3 - 2QU CoRE ¦ 2QU LoRE | Red Flag Warning - Catastrophic Fires | 2035 | 6.5323e-07 | 6.8976e-07 | 5.5731e-07 | 5.3077e-07 | 16044.1264 | 263.1074 | 9721.74 | 6059.2791 | 0 | 0 | 0 | 0 | 8.5711e-05 | 0.010481 | 0 | 0.010481 | 0.011067 | 0 | 0.011067 | 0.0089415 | 0 | 0.0089415 | 0.0085157 | 0 | 0.0085157
[79 empty] | WLDFR | HFTD - Distribution - Tier 3 - 2QU CoRE ¦ 2QU LoRE | Red Flag Warning - Catastrophic Fires | 2036 | 6.5323e-07 | 6.8976e-07 | 5.5731e-07 | 5.3077e-07 | 16044.1264 | 263.1074 | 9721.74 | 6059.2791 | 0 | 0 | 0 | 0 | 8.5711e-05 | 0.010481 | 0 | 0.010481 | 0.011067 | 0 | 0.011067 | 0.0089415 | 0 | 0.0089415 | 0.0085157 | 0 | 0.0085157
[79 empty] | WLDFR | HFTD - Distribution - Tier 3 - 2QU CoRE ¦ 2QU LoRE | Red Flag Warning - Catastrophic Fires | 2037 | 6.5323e-07 | 6.8976e-07 | 5.5731e-07 | 5.3077e-07 | 16044.1264 | 263.1074 | 9721.74 | 6059.2791 | 0 | 0 | 0 | 0 | 8.5711e-05 | 0.010481 | 0 | 0.010481 | 0.011067 | 0 | 0.011067 | 0.0089415 | 0 | 0.0089415 | 0.0085157 | 0 | 0.0085157
[79 empty] | WLDFR | HFTD - Distribution - Tier 3 - 2QU CoRE ¦ 2QU LoRE | Red Flag Warning - Catastrophic Fires | 2038 | 6.5323e-07 | 6.8976e-07 | 5.5731e-07 | 5.3077e-07 | 16832.3912 | 280.5544 | 10192.2718 | 6359.5651 | 0 | 0 | 0 | 0 | 8.5711e-05 | 0.010995 | 0 | 0.010995 | 0.01161 | 0 | 0.01161 | 0.0093808 | 0 | 0.0093808 | 0.0089341 | 0 | 0.0089341
[79 empty] | WLDFR | HFTD - Distribution - Tier 3 - 2QU CoRE ¦ 2QU LoRE | Red Flag Warning - Catastrophic Fires | 2039 | 6.5323e-07 | 6.8976e-07 | 5.5731e-07 | 5.3077e-07 | 16832.3912 | 280.5544 | 10192.2718 | 6359.5651 | 0 | 0 | 0 | 0 | 8.5711e-05 | 0.010995 | 0 | 0.010995 | 0.01161 | 0 | 0.01161 | 0.0093808 | 0 | 0.0093808 | 0.0089341 | 0 | 0.0089341
[79 empty] | WLDFR | HFTD - Distribution - Tier 3 - 2QU CoRE ¦ 2QU LoRE | Red Flag Warning - Catastrophic Fires | 2040 | 6.5323e-07 | 6.8976e-07 | 5.5731e-07 | 5.3077e-07 | 16832.3912 | 280.5544 | 10192.2718 | 6359.5651 | 0 | 0 | 0 | 0 | 8.5711e-05 | 0.010995 | 0 | 0.010995 | 0.01161 | 0 | 0.01161 | 0.0093808 | 0 | 0.0093808 | 0.0089341 | 0 | 0.0089341
[79 empty] | WLDFR | HFTD - Distribution - Tier 3 - 2QU CoRE ¦ 2QU LoRE | Red Flag Warning - Catastrophic Fires | 2041 | 6.5323e-07 | 6.8976e-07 | 5.5731e-07 | 5.3077e-07 | 16832.3912 | 280.5544 | 10192.2718 | 6359.5651 | 0 | 0 | 0 | 0 | 8.5711e-05 | 0.010995 | 0 | 0.010995 | 0.01161 | 0 | 0.01161 | 0.0093808 | 0 | 0.0093808 | 0.0089341 | 0 | 0.0089341
[79 empty] | WLDFR | HFTD - Distribution - Tier 3 - 2QU CoRE ¦ 2QU LoRE | Red Flag Warning - Catastrophic Fires | 2042 | 6.5323e-07 | 6.8976e-07 | 5.5731e-07 | 5.3077e-07 | 16832.3912 | 280.5544 | 10192.2718 | 6359.5651 | 0 | 0 | 0 | 0 | 8.5711e-05 | 0.010995 | 0 | 0.010995 | 0.01161 | 0 | 0.01161 | 0.0093808 | 0 | 0.0093808 | 0.0089341 | 0 | 0.0089341
[79 empty] | WLDFR | HFTD - Distribution - Tier 3 - 2QU CoRE ¦ 2QU LoRE | Red Flag Warning - Catastrophic Fires | 2043 | 6.5323e-07 | 6.8976e-07 | 5.5731e-07 | 5.3077e-07 | 17672.0852 | 299.42 | 10692.7362 | 6679.929 | 0 | 0 | 0 | 0 | 8.5711e-05 | 0.011544 | 0 | 0.011544 | 0.012189 | 0 | 0.012189 | 0.0098488 | 0 | 0.0098488 | 0.0093798 | 0 | 0.0093798
[79 empty] | WLDFR | HFTD - Distribution - Tier 3 - 2QU CoRE ¦ 2QU LoRE | Red Flag Warning - Catastrophic Fires | 2044 | 6.5323e-07 | 6.8976e-07 | 5.5731e-07 | 5.3077e-07 | 17672.0852 | 299.42 | 10692.7362 | 6679.929 | 0 | 0 | 0 | 0 | 8.5711e-05 | 0.011544 | 0 | 0.011544 | 0.012189 | 0 | 0.012189 | 0.0098488 | 0 | 0.0098488 | 0.0093798 | 0 | 0.0093798
[79 empty] | WLDFR | HFTD - Distribution - Tier 3 - 2QU CoRE ¦ 2QU LoRE | Red Flag Warning - Catastrophic Fires | 2045 | 6.5323e-07 | 6.8976e-07 | 5.5731e-07 | 5.3077e-07 | 17672.0852 | 299.42 | 10692.7362 | 6679.929 | 0 | 0 | 0 | 0 | 8.5711e-05 | 0.011544 | 0 | 0.011544 | 0.012189 | 0 | 0.012189 | 0.0098488 | 0 | 0.0098488 | 0.0093798 | 0 | 0.0093798
[79 empty] | WLDFR | HFTD - Distribution - Tier 3 - 2QU CoRE ¦ 2QU LoRE | Red Flag Warning - Catastrophic Fires | 2046 | 6.5323e-07 | 6.8976e-07 | 5.5731e-07 | 5.3077e-07 | 17672.0852 | 299.42 | 10692.7362 | 6679.929 | 0 | 0 | 0 | 0 | 8.5711e-05 | 0.011544 | 0 | 0.011544 | 0.012189 | 0 | 0.012189 | 0.0098488 | 0 | 0.0098488 | 0.0093798 | 0 | 0.0093798
[79 empty] | WLDFR | HFTD - Distribution - Tier 3 - 2QU CoRE ¦ 2QU LoRE | Red Flag Warning - Catastrophic Fires | 2047 | 6.5323e-07 | 6.8976e-07 | 5.5731e-07 | 5.3077e-07 | 17672.0852 | 299.42 | 10692.7362 | 6679.929 | 0 | 0 | 0 | 0 | 8.5711e-05 | 0.011544 | 0 | 0.011544 | 0.012189 | 0 | 0.012189 | 0.0098488 | 0 | 0.0098488 | 0.0093798 | 0 | 0.0093798
[79 empty] | WLDFR | HFTD - Distribution - Tier 3 - 2QU CoRE ¦ 2QU LoRE | Red Flag Warning - Catastrophic Fires | 2048 | 6.5323e-07 | 6.8976e-07 | 5.5731e-07 | 5.3077e-07 | 18552.3348 | 319.4911 | 11216.5626 | 7016.281 | 0 | 0 | 0 | 0 | 8.5711e-05 | 0.012119 | 0 | 0.012119 | 0.012797 | 0 | 0.012797 | 0.010339 | 0 | 0.010339 | 0.009847 | 0 | 0.009847
[79 empty] | WLDFR | HFTD - Distribution - Tier 3 - 2QU CoRE ¦ 2QU LoRE | Red Flag Warning - Catastrophic Fires | 2049 | 6.5323e-07 | 6.8976e-07 | 5.5731e-07 | 5.3077e-07 | 18552.3348 | 319.4911 | 11216.5626 | 7016.281 | 0 | 0 | 0 | 0 | 8.5711e-05 | 0.012119 | 0 | 0.012119 | 0.012797 | 0 | 0.012797 | 0.010339 | 0 | 0.010339 | 0.009847 | 0 | 0.009847
[79 empty] | WLDFR | HFTD - Distribution - Tier 3 - 2QU CoRE ¦ 2QU LoRE | Red Flag Warning - Catastrophic Fires | 2050 | 0 | 6.8976e-07 | 5.5731e-07 | 5.3077e-07 | 18552.3348 | 319.4911 | 11216.5626 | 7016.281 | 0 | 0 | 0 | 0 | 8.5711e-05 | 0 | 0 | 0 | 0.012797 | 0 | 0.012797 | 0.010339 | 0 | 0.010339 | 0.009847 | 0 | 0.009847
[79 empty] | WLDFR | HFTD - Distribution - Tier 3 - 2QU CoRE ¦ 2QU LoRE | Red Flag Warning - Catastrophic Fires | 2051 | 0 | 0 | 5.5731e-07 | 5.3077e-07 | 18552.3348 | 319.4911 | 11216.5626 | 7016.281 | 0 | 0 | 0 | 0 | 8.5711e-05 | 0 | 0 | 0 | 0 | 0 | 0 | 0.010339 | 0 | 0.010339 | 0.009847 | 0 | 0.009847
[79 empty] | WLDFR | HFTD - Distribution - Tier 3 - 2QU CoRE ¦ 2QU LoRE | Red Flag Warning - Catastrophic Fires | 2052 | 0 | 0 | 0 | 5.3077e-07 | 18552.3348 | 319.4911 | 11216.5626 | 7016.281 | 0 | 0 | 0 | 0 | 8.5711e-05 | 0 | 0 | 0 | 0 | 0 | 0 | 0 | 0 | 0 | 0.009847 | 0 | 0.009847
[79 empty] | WLDFR | HFTD - Distribution - Tier 3 - 2QU CoRE ¦ 2QU LoRE | Red Flag Warning - Destructive Fires | 2020 | 1.4613e-07 | 0 | 0 | 0 | 8807.9522 | 222.2294 | 8585.7228 | 0 | 0 | 0 | 0 | 0 | 1.0816e-05 | 0.0012871 | 0 | 0.0012871 | 0 | 0 | 0 | 0 | 0 | 0 | 0 | 0 | 0
[79 empty] | WLDFR | HFTD - Distribution - Tier 3 - 2QU CoRE ¦ 2QU LoRE | Red Flag Warning - Destructive Fires | 2021 | 9.3655e-08 | 1.543e-07 | 0 | 0 | 8807.9522 | 222.2294 | 8585.7228 | 0 | 0 | 0 | 0 | 0 | 1.0816e-05 | 0.00082491 | 0 | 0.00082491 | 0.0013591 | 0 | 0.0013591 | 0 | 0 | 0 | 0 | 0 | 0
[79 empty] | WLDFR | HFTD - Distribution - Tier 3 - 2QU CoRE ¦ 2QU LoRE | Red Flag Warning - Destructive Fires | 2022 | 7.8231e-08 | 8.2605e-08 | 1.2247e-07 | 0 | 8807.9522 | 222.2294 | 8585.7228 | 0 | 0 | 0 | 0 | 0 | 1.0943e-05 | 0.00068905 | 0 | 0.00068905 | 0.00072758 | 0 | 0.00072758 | 0.0010787 | 0 | 0.0010787 | 0 | 0 | 0
[79 empty] | WLDFR | HFTD - Distribution - Tier 3 - 2QU CoRE ¦ 2QU LoRE | Red Flag Warning - Destructive Fires | 2023 | 7.8231e-08 | 8.2605e-08 | 6.6743e-08 | 1.1664e-07 | 9129.7461 | 233.2301 | 8896.516 | 0 | 0 | 0 | 0 | 0 | 1.0943e-05 | 0.00071423 | 0 | 0.00071423 | 0.00075416 | 0 | 0.00075416 | 0.00060934 | 0 | 0.00060934 | 0.0010649 | 0 | 0.0010649
[79 empty] | WLDFR | HFTD - Distribution - Tier 3 - 2QU CoRE ¦ 2QU LoRE | Red Flag Warning - Destructive Fires | 2024 | 7.8231e-08 | 8.2605e-08 | 6.6743e-08 | 6.3564e-08 | 9129.7461 | 233.2301 | 8896.516 | 0 | 0 | 0 | 0 | 0 | 1.0943e-05 | 0.00071423 | 0 | 0.00071423 | 0.00075416 | 0 | 0.00075416 | 0.00060934 | 0 | 0.00060934 | 0.00058033 | 0 | 0.00058033
[79 empty] | WLDFR | HFTD - Distribution - Tier 3 - 2QU CoRE ¦ 2QU LoRE | Red Flag Warning - Destructive Fires | 2025 | 7.8231e-08 | 8.2605e-08 | 6.6743e-08 | 6.3564e-08 | 9129.7461 | 233.2301 | 8896.516 | 0 | 0 | 0 | 0 | 0 | 1.0943e-05 | 0.00071423 | 0 | 0.00071423 | 0.00075416 | 0 | 0.00075416 | 0.00060934 | 0 | 0.00060934 | 0.00058033 | 0 | 0.00058033
[79 empty] | WLDFR | HFTD - Distribution - Tier 3 - 2QU CoRE ¦ 2QU LoRE | Red Flag Warning - Destructive Fires | 2026 | 7.8231e-08 | 8.2605e-08 | 6.6743e-08 | 6.3564e-08 | 9129.7461 | 233.2301 | 8896.516 | 0 | 0 | 0 | 0 | 0 | 1.0943e-05 | 0.00071423 | 0 | 0.00071423 | 0.00075416 | 0 | 0.00075416 | 0.00060934 | 0 | 0.00060934 | 0.00058033 | 0 | 0.00058033
[79 empty] | WLDFR | HFTD - Distribution - Tier 3 - 2QU CoRE ¦ 2QU LoRE | Red Flag Warning - Destructive Fires | 2027 | 7.8231e-08 | 8.2605e-08 | 6.6743e-08 | 6.3564e-08 | 9129.7461 | 233.2301 | 8896.516 | 0 | 0 | 0 | 0 | 0 | 1.0943e-05 | 0.00071423 | 0 | 0.00071423 | 0.00075416 | 0 | 0.00075416 | 0.00060934 | 0 | 0.00060934 | 0.00058033 | 0 | 0.00058033
[79 empty] | WLDFR | HFTD - Distribution - Tier 3 - 2QU CoRE ¦ 2QU LoRE | Red Flag Warning - Destructive Fires | 2028 | 7.8231e-08 | 8.2605e-08 | 6.6743e-08 | 6.3564e-08 | 9534.9221 | 247.273 | 9287.6491 | 0 | 0 | 0 | 0 | 0 | 1.0943e-05 | 0.00074592 | 0 | 0.00074592 | 0.00078763 | 0 | 0.00078763 | 0.00063639 | 0 | 0.00063639 | 0.00060608 | 0 | 0.00060608
[79 empty] | WLDFR | HFTD - Distribution - Tier 3 - 2QU CoRE ¦ 2QU LoRE | Red Flag Warning - Destructive Fires | 2029 | 7.8231e-08 | 8.2605e-08 | 6.6743e-08 | 6.3564e-08 | 9534.9221 | 247.273 | 9287.6491 | 0 | 0 | 0 | 0 | 0 | 1.0943e-05 | 0.00074592 | 0 | 0.00074592 | 0.00078763 | 0 | 0.00078763 | 0.00063639 | 0 | 0.00063639 | 0.00060608 | 0 | 0.00060608
[79 empty] | WLDFR | HFTD - Distribution - Tier 3 - 2QU CoRE ¦ 2QU LoRE | Red Flag Warning - Destructive Fires | 2030 | 7.8231e-08 | 8.2605e-08 | 6.6743e-08 | 6.3564e-08 | 9534.9221 | 247.273 | 9287.6491 | 0 | 0 | 0 | 0 | 0 | 1.0943e-05 | 0.00074592 | 0 | 0.00074592 | 0.00078763 | 0 | 0.00078763 | 0.00063639 | 0 | 0.00063639 | 0.00060608 | 0 | 0.00060608
[79 empty] | WLDFR | HFTD - Distribution - Tier 3 - 2QU CoRE ¦ 2QU LoRE | Red Flag Warning - Destructive Fires | 2031 | 7.8231e-08 | 8.2605e-08 | 6.6743e-08 | 6.3564e-08 | 9534.9221 | 247.273 | 9287.6491 | 0 | 0 | 0 | 0 | 0 | 1.0943e-05 | 0.00074592 | 0 | 0.00074592 | 0.00078763 | 0 | 0.00078763 | 0.00063639 | 0 | 0.00063639 | 0.00060608 | 0 | 0.00060608
[79 empty] | WLDFR | HFTD - Distribution - Tier 3 - 2QU CoRE ¦ 2QU LoRE | Red Flag Warning - Destructive Fires | 2032 | 7.8231e-08 | 8.2605e-08 | 6.6743e-08 | 6.3564e-08 | 9534.9221 | 247.273 | 9287.6491 | 0 | 0 | 0 | 0 | 0 | 1.0943e-05 | 0.00074592 | 0 | 0.00074592 | 0.00078763 | 0 | 0.00078763 | 0.00063639 | 0 | 0.00063639 | 0.00060608 | 0 | 0.00060608
[79 empty] | WLDFR | HFTD - Distribution - Tier 3 - 2QU CoRE ¦ 2QU LoRE | Red Flag Warning - Destructive Fires | 2033 | 7.8231e-08 | 8.2605e-08 | 6.6743e-08 | 6.3564e-08 | 9984.8474 | 263.1074 | 9721.74 | 0 | 0 | 0 | 0 | 0 | 1.0943e-05 | 0.00078112 | 0 | 0.00078112 | 0.0008248 | 0 | 0.0008248 | 0.00066641 | 0 | 0.00066641 | 0.00063468 | 0 | 0.00063468
[79 empty] | WLDFR | HFTD - Distribution - Tier 3 - 2QU CoRE ¦ 2QU LoRE | Red Flag Warning - Destructive Fires | 2034 | 7.8231e-08 | 8.2605e-08 | 6.6743e-08 | 6.3564e-08 | 9984.8474 | 263.1074 | 9721.74 | 0 | 0 | 0 | 0 | 0 | 1.0943e-05 | 0.00078112 | 0 | 0.00078112 | 0.0008248 | 0 | 0.0008248 | 0.00066641 | 0 | 0.00066641 | 0.00063468 | 0 | 0.00063468
[79 empty] | WLDFR | HFTD - Distribution - Tier 3 - 2QU CoRE ¦ 2QU LoRE | Red Flag Warning - Destructive Fires | 2035 | 7.8231e-08 | 8.2605e-08 | 6.6743e-08 | 6.3564e-08 | 9984.8474 | 263.1074 | 9721.74 | 0 | 0 | 0 | 0 | 0 | 1.0943e-05 | 0.00078112 | 0 | 0.00078112 | 0.0008248 | 0 | 0.0008248 | 0.00066641 | 0 | 0.00066641 | 0.00063468 | 0 | 0.00063468
[79 empty] | WLDFR | HFTD - Distribution - Tier 3 - 2QU CoRE ¦ 2QU LoRE | Red Flag Warning - Destructive Fires | 2036 | 7.8231e-08 | 8.2605e-08 | 6.6743e-08 | 6.3564e-08 | 9984.8474 | 263.1074 | 9721.74 | 0 | 0 | 0 | 0 | 0 | 1.0943e-05 | 0.00078112 | 0 | 0.00078112 | 0.0008248 | 0 | 0.0008248 | 0.00066641 | 0 | 0.00066641 | 0.00063468 | 0 | 0.00063468
[79 empty] | WLDFR | HFTD - Distribution - Tier 3 - 2QU CoRE ¦ 2QU LoRE | Red Flag Warning - Destructive Fires | 2037 | 7.8231e-08 | 8.2605e-08 | 6.6743e-08 | 6.3564e-08 | 9984.8474 | 263.1074 | 9721.74 | 0 | 0 | 0 | 0 | 0 | 1.0943e-05 | 0.00078112 | 0 | 0.00078112 | 0.0008248 | 0 | 0.0008248 | 0.00066641 | 0 | 0.00066641 | 0.00063468 | 0 | 0.00063468
[79 empty] | WLDFR | HFTD - Distribution - Tier 3 - 2QU CoRE ¦ 2QU LoRE | Red Flag Warning - Destructive Fires | 2038 | 7.8231e-08 | 8.2605e-08 | 6.6743e-08 | 6.3564e-08 | 10472.8261 | 280.5544 | 10192.2718 | 0 | 0 | 0 | 0 | 0 | 1.0943e-05 | 0.0008193 | 0 | 0.0008193 | 0.00086511 | 0 | 0.00086511 | 0.00069898 | 0 | 0.00069898 | 0.0006657 | 0 | 0.0006657
[79 empty] | WLDFR | HFTD - Distribution - Tier 3 - 2QU CoRE ¦ 2QU LoRE | Red Flag Warning - Destructive Fires | 2039 | 7.8231e-08 | 8.2605e-08 | 6.6743e-08 | 6.3564e-08 | 10472.8261 | 280.5544 | 10192.2718 | 0 | 0 | 0 | 0 | 0 | 1.0943e-05 | 0.0008193 | 0 | 0.0008193 | 0.00086511 | 0 | 0.00086511 | 0.00069898 | 0 | 0.00069898 | 0.0006657 | 0 | 0.0006657
[79 empty] | WLDFR | HFTD - Distribution - Tier 3 - 2QU CoRE ¦ 2QU LoRE | Red Flag Warning - Destructive Fires | 2040 | 7.8231e-08 | 8.2605e-08 | 6.6743e-08 | 6.3564e-08 | 10472.8261 | 280.5544 | 10192.2718 | 0 | 0 | 0 | 0 | 0 | 1.0943e-05 | 0.0008193 | 0 | 0.0008193 | 0.00086511 | 0 | 0.00086511 | 0.00069898 | 0 | 0.00069898 | 0.0006657 | 0 | 0.0006657
[79 empty] | WLDFR | HFTD - Distribution - Tier 3 - 2QU CoRE ¦ 2QU LoRE | Red Flag Warning - Destructive Fires | 2041 | 7.8231e-08 | 8.2605e-08 | 6.6743e-08 | 6.3564e-08 | 10472.8261 | 280.5544 | 10192.2718 | 0 | 0 | 0 | 0 | 0 | 1.0943e-05 | 0.0008193 | 0 | 0.0008193 | 0.00086511 | 0 | 0.00086511 | 0.00069898 | 0 | 0.00069898 | 0.0006657 | 0 | 0.0006657
[79 empty] | WLDFR | HFTD - Distribution - Tier 3 - 2QU CoRE ¦ 2QU LoRE | Red Flag Warning - Destructive Fires | 2042 | 7.8231e-08 | 8.2605e-08 | 6.6743e-08 | 6.3564e-08 | 10472.8261 | 280.5544 | 10192.2718 | 0 | 0 | 0 | 0 | 0 | 1.0943e-05 | 0.0008193 | 0 | 0.0008193 | 0.00086511 | 0 | 0.00086511 | 0.00069898 | 0 | 0.00069898 | 0.0006657 | 0 | 0.0006657
[79 empty] | WLDFR | HFTD - Distribution - Tier 3 - 2QU CoRE ¦ 2QU LoRE | Red Flag Warning - Destructive Fires | 2043 | 7.8231e-08 | 8.2605e-08 | 6.6743e-08 | 6.3564e-08 | 10992.1562 | 299.42 | 10692.7362 | 0 | 0 | 0 | 0 | 0 | 1.0943e-05 | 0.00085993 | 0 | 0.00085993 | 0.000908 | 0 | 0.000908 | 0.00073364 | 0 | 0.00073364 | 0.00069871 | 0 | 0.00069871
[79 empty] | WLDFR | HFTD - Distribution - Tier 3 - 2QU CoRE ¦ 2QU LoRE | Red Flag Warning - Destructive Fires | 2044 | 7.8231e-08 | 8.2605e-08 | 6.6743e-08 | 6.3564e-08 | 10992.1562 | 299.42 | 10692.7362 | 0 | 0 | 0 | 0 | 0 | 1.0943e-05 | 0.00085993 | 0 | 0.00085993 | 0.000908 | 0 | 0.000908 | 0.00073364 | 0 | 0.00073364 | 0.00069871 | 0 | 0.00069871
[79 empty] | WLDFR | HFTD - Distribution - Tier 3 - 2QU CoRE ¦ 2QU LoRE | Red Flag Warning - Destructive Fires | 2045 | 7.8231e-08 | 8.2605e-08 | 6.6743e-08 | 6.3564e-08 | 10992.1562 | 299.42 | 10692.7362 | 0 | 0 | 0 | 0 | 0 | 1.0943e-05 | 0.00085993 | 0 | 0.00085993 | 0.000908 | 0 | 0.000908 | 0.00073364 | 0 | 0.00073364 | 0.00069871 | 0 | 0.00069871
[79 empty] | WLDFR | HFTD - Distribution - Tier 3 - 2QU CoRE ¦ 2QU LoRE | Red Flag Warning - Destructive Fires | 2046 | 7.8231e-08 | 8.2605e-08 | 6.6743e-08 | 6.3564e-08 | 10992.1562 | 299.42 | 10692.7362 | 0 | 0 | 0 | 0 | 0 | 1.0943e-05 | 0.00085993 | 0 | 0.00085993 | 0.000908 | 0 | 0.000908 | 0.00073364 | 0 | 0.00073364 | 0.00069871 | 0 | 0.00069871
[79 empty] | WLDFR | HFTD - Distribution - Tier 3 - 2QU CoRE ¦ 2QU LoRE | Red Flag Warning - Destructive Fires | 2047 | 7.8231e-08 | 8.2605e-08 | 6.6743e-08 | 6.3564e-08 | 10992.1562 | 299.42 | 10692.7362 | 0 | 0 | 0 | 0 | 0 | 1.0943e-05 | 0.00085993 | 0 | 0.00085993 | 0.000908 | 0 | 0.000908 | 0.00073364 | 0 | 0.00073364 | 0.00069871 | 0 | 0.00069871
[79 empty] | WLDFR | HFTD - Distribution - Tier 3 - 2QU CoRE ¦ 2QU LoRE | Red Flag Warning - Destructive Fires | 2048 | 7.8231e-08 | 8.2605e-08 | 6.6743e-08 | 6.3564e-08 | 11536.0538 | 319.4911 | 11216.5626 | 0 | 0 | 0 | 0 | 0 | 1.0943e-05 | 0.00090247 | 0 | 0.00090247 | 0.00095293 | 0 | 0.00095293 | 0.00076995 | 0 | 0.00076995 | 0.00073328 | 0 | 0.00073328
[79 empty] | WLDFR | HFTD - Distribution - Tier 3 - 2QU CoRE ¦ 2QU LoRE | Red Flag Warning - Destructive Fires | 2049 | 7.8231e-08 | 8.2605e-08 | 6.6743e-08 | 6.3564e-08 | 11536.0538 | 319.4911 | 11216.5626 | 0 | 0 | 0 | 0 | 0 | 1.0943e-05 | 0.00090247 | 0 | 0.00090247 | 0.00095293 | 0 | 0.00095293 | 0.00076995 | 0 | 0.00076995 | 0.00073328 | 0 | 0.00073328
[79 empty] | WLDFR | HFTD - Distribution - Tier 3 - 2QU CoRE ¦ 2QU LoRE | Red Flag Warning - Destructive Fires | 2050 | 0 | 8.2605e-08 | 6.6743e-08 | 6.3564e-08 | 11536.0538 | 319.4911 | 11216.5626 | 0 | 0 | 0 | 0 | 0 | 1.0943e-05 | 0 | 0 | 0 | 0.00095293 | 0 | 0.00095293 | 0.00076995 | 0 | 0.00076995 | 0.00073328 | 0 | 0.00073328
[79 empty] | WLDFR | HFTD - Distribution - Tier 3 - 2QU CoRE ¦ 2QU LoRE | Red Flag Warning - Destructive Fires | 2051 | 0 | 0 | 6.6743e-08 | 6.3564e-08 | 11536.0538 | 319.4911 | 11216.5626 | 0 | 0 | 0 | 0 | 0 | 1.0943e-05 | 0 | 0 | 0 | 0 | 0 | 0 | 0.00076995 | 0 | 0.00076995 | 0.00073328 | 0 | 0.00073328
[79 empty] | WLDFR | HFTD - Distribution - Tier 3 - 2QU CoRE ¦ 2QU LoRE | Red Flag Warning - Destructive Fires | 2052 | 0 | 0 | 0 | 6.3564e-08 | 11536.0538 | 319.4911 | 11216.5626 | 0 | 0 | 0 | 0 | 0 | 1.0943e-05 | 0 | 0 | 0 | 0 | 0 | 0 | 0 | 0 | 0 | 0.00073328 | 0 | 0.00073328
[79 empty] | WLDFR | HFTD - Distribution - Tier 3 - 2QU CoRE ¦ 2QU LoRE | Red Flag Warning - Large Fires | 2020 | 6.6287e-07 | 0 | 0 | 0 | 5.2406 | 0.69642 | 2.942 | 1.6022 | 0 | 0 | 0 | 0 | 5.0864e-05 | 3.4738e-06 | 0 | 3.4738e-06 | 0 | 0 | 0 | 0 | 0 | 0 | 0 | 0 | 0
[79 empty] | WLDFR | HFTD - Distribution - Tier 3 - 2QU CoRE ¦ 2QU LoRE | Red Flag Warning - Large Fires | 2021 | 4.2084e-07 | 6.9993e-07 | 0 | 0 | 5.2406 | 0.69642 | 2.942 | 1.6022 | 0 | 0 | 0 | 0 | 5.0864e-05 | 2.2055e-06 | 0 | 2.2055e-06 | 3.668e-06 | 0 | 3.668e-06 | 0 | 0 | 0 | 0 | 0 | 0
[79 empty] | WLDFR | HFTD - Distribution - Tier 3 - 2QU CoRE ¦ 2QU LoRE | Red Flag Warning - Large Fires | 2022 | 3.8191e-07 | 4.0326e-07 | 5.9513e-07 | 0 | 5.2406 | 0.69642 | 2.942 | 1.6022 | 0 | 0 | 0 | 0 | 5.4159e-05 | 2.0014e-06 | 0 | 2.0014e-06 | 2.1133e-06 | 0 | 2.1133e-06 | 3.1188e-06 | 0 | 3.1188e-06 | 0 | 0 | 0
[79 empty] | WLDFR | HFTD - Distribution - Tier 3 - 2QU CoRE ¦ 2QU LoRE | Red Flag Warning - Large Fires | 2023 | 3.8191e-07 | 4.0326e-07 | 3.2582e-07 | 5.6679e-07 | 5.475 | 0.71896 | 3.0715 | 1.6846 | 0 | 0 | 0 | 0 | 5.4159e-05 | 2.091e-06 | 0 | 2.091e-06 | 2.2079e-06 | 0 | 2.2079e-06 | 1.7839e-06 | 0 | 1.7839e-06 | 3.1032e-06 | 0 | 3.1032e-06
[79 empty] | WLDFR | HFTD - Distribution - Tier 3 - 2QU CoRE ¦ 2QU LoRE | Red Flag Warning - Large Fires | 2024 | 3.8191e-07 | 4.0326e-07 | 3.2582e-07 | 3.1031e-07 | 5.475 | 0.71896 | 3.0715 | 1.6846 | 0 | 0 | 0 | 0 | 5.4159e-05 | 2.091e-06 | 0 | 2.091e-06 | 2.2079e-06 | 0 | 2.2079e-06 | 1.7839e-06 | 0 | 1.7839e-06 | 1.6989e-06 | 0 | 1.6989e-06
[79 empty] | WLDFR | HFTD - Distribution - Tier 3 - 2QU CoRE ¦ 2QU LoRE | Red Flag Warning - Large Fires | 2025 | 3.8191e-07 | 4.0326e-07 | 3.2582e-07 | 3.1031e-07 | 5.475 | 0.71896 | 3.0715 | 1.6846 | 0 | 0 | 0 | 0 | 5.4159e-05 | 2.091e-06 | 0 | 2.091e-06 | 2.2079e-06 | 0 | 2.2079e-06 | 1.7839e-06 | 0 | 1.7839e-06 | 1.6989e-06 | 0 | 1.6989e-06
[79 empty] | WLDFR | HFTD - Distribution - Tier 3 - 2QU CoRE ¦ 2QU LoRE | Red Flag Warning - Large Fires | 2026 | 3.8191e-07 | 4.0326e-07 | 3.2582e-07 | 3.1031e-07 | 5.475 | 0.71896 | 3.0715 | 1.6846 | 0 | 0 | 0 | 0 | 5.4159e-05 | 2.091e-06 | 0 | 2.091e-06 | 2.2079e-06 | 0 | 2.2079e-06 | 1.7839e-06 | 0 | 1.7839e-06 | 1.6989e-06 | 0 | 1.6989e-06
[79 empty] | WLDFR | HFTD - Distribution - Tier 3 - 2QU CoRE ¦ 2QU LoRE | Red Flag Warning - Large Fires | 2027 | 3.8191e-07 | 4.0326e-07 | 3.2582e-07 | 3.1031e-07 | 5.475 | 0.71896 | 3.0715 | 1.6846 | 0 | 0 | 0 | 0 | 5.4159e-05 | 2.091e-06 | 0 | 2.091e-06 | 2.2079e-06 | 0 | 2.2079e-06 | 1.7839e-06 | 0 | 1.7839e-06 | 1.6989e-06 | 0 | 1.6989e-06
[79 empty] | WLDFR | HFTD - Distribution - Tier 3 - 2QU CoRE ¦ 2QU LoRE | Red Flag Warning - Large Fires | 2028 | 3.8191e-07 | 4.0326e-07 | 3.2582e-07 | 3.1031e-07 | 5.777 | 0.74734 | 3.238 | 1.7917 | 0 | 0 | 0 | 0 | 5.4159e-05 | 2.2063e-06 | 0 | 2.2063e-06 | 2.3296e-06 | 0 | 2.3296e-06 | 1.8823e-06 | 0 | 1.8823e-06 | 1.7927e-06 | 0 | 1.7927e-06
[79 empty] | WLDFR | HFTD - Distribution - Tier 3 - 2QU CoRE ¦ 2QU LoRE | Red Flag Warning - Large Fires | 2029 | 3.8191e-07 | 4.0326e-07 | 3.2582e-07 | 3.1031e-07 | 5.777 | 0.74734 | 3.238 | 1.7917 | 0 | 0 | 0 | 0 | 5.4159e-05 | 2.2063e-06 | 0 | 2.2063e-06 | 2.3296e-06 | 0 | 2.3296e-06 | 1.8823e-06 | 0 | 1.8823e-06 | 1.7927e-06 | 0 | 1.7927e-06
[79 empty] | WLDFR | HFTD - Distribution - Tier 3 - 2QU CoRE ¦ 2QU LoRE | Red Flag Warning - Large Fires | 2030 | 3.8191e-07 | 4.0326e-07 | 3.2582e-07 | 3.1031e-07 | 5.777 | 0.74734 | 3.238 | 1.7917 | 0 | 0 | 0 | 0 | 5.4159e-05 | 2.2063e-06 | 0 | 2.2063e-06 | 2.3296e-06 | 0 | 2.3296e-06 | 1.8823e-06 | 0 | 1.8823e-06 | 1.7927e-06 | 0 | 1.7927e-06
[79 empty] | WLDFR | HFTD - Distribution - Tier 3 - 2QU CoRE ¦ 2QU LoRE | Red Flag Warning - Large Fires | 2031 | 3.8191e-07 | 4.0326e-07 | 3.2582e-07 | 3.1031e-07 | 5.777 | 0.74734 | 3.238 | 1.7917 | 0 | 0 | 0 | 0 | 5.4159e-05 | 2.2063e-06 | 0 | 2.2063e-06 | 2.3296e-06 | 0 | 2.3296e-06 | 1.8823e-06 | 0 | 1.8823e-06 | 1.7927e-06 | 0 | 1.7927e-06
[79 empty] | WLDFR | HFTD - Distribution - Tier 3 - 2QU CoRE ¦ 2QU LoRE | Red Flag Warning - Large Fires | 2032 | 3.8191e-07 | 4.0326e-07 | 3.2582e-07 | 3.1031e-07 | 5.777 | 0.74734 | 3.238 | 1.7917 | 0 | 0 | 0 | 0 | 5.4159e-05 | 2.2063e-06 | 0 | 2.2063e-06 | 2.3296e-06 | 0 | 2.3296e-06 | 1.8823e-06 | 0 | 1.8823e-06 | 1.7927e-06 | 0 | 1.7927e-06
[79 empty] | WLDFR | HFTD - Distribution - Tier 3 - 2QU CoRE ¦ 2QU LoRE | Red Flag Warning - Large Fires | 2033 | 3.8191e-07 | 4.0326e-07 | 3.2582e-07 | 3.1031e-07 | 6.1205 | 0.77885 | 3.4265 | 1.9151 | 0 | 0 | 0 | 0 | 5.4159e-05 | 2.3375e-06 | 0 | 2.3375e-06 | 2.4681e-06 | 0 | 2.4681e-06 | 1.9942e-06 | 0 | 1.9942e-06 | 1.8992e-06 | 0 | 1.8992e-06
[79 empty] | WLDFR | HFTD - Distribution - Tier 3 - 2QU CoRE ¦ 2QU LoRE | Red Flag Warning - Large Fires | 2034 | 3.8191e-07 | 4.0326e-07 | 3.2582e-07 | 3.1031e-07 | 6.1205 | 0.77885 | 3.4265 | 1.9151 | 0 | 0 | 0 | 0 | 5.4159e-05 | 2.3375e-06 | 0 | 2.3375e-06 | 2.4681e-06 | 0 | 2.4681e-06 | 1.9942e-06 | 0 | 1.9942e-06 | 1.8992e-06 | 0 | 1.8992e-06
[79 empty] | WLDFR | HFTD - Distribution - Tier 3 - 2QU CoRE ¦ 2QU LoRE | Red Flag Warning - Large Fires | 2035 | 3.8191e-07 | 4.0326e-07 | 3.2582e-07 | 3.1031e-07 | 6.1205 | 0.77885 | 3.4265 | 1.9151 | 0 | 0 | 0 | 0 | 5.4159e-05 | 2.3375e-06 | 0 | 2.3375e-06 | 2.4681e-06 | 0 | 2.4681e-06 | 1.9942e-06 | 0 | 1.9942e-06 | 1.8992e-06 | 0 | 1.8992e-06
[79 empty] | WLDFR | HFTD - Distribution - Tier 3 - 2QU CoRE ¦ 2QU LoRE | Red Flag Warning - Large Fires | 2036 | 3.8191e-07 | 4.0326e-07 | 3.2582e-07 | 3.1031e-07 | 6.1205 | 0.77885 | 3.4265 | 1.9151 | 0 | 0 | 0 | 0 | 5.4159e-05 | 2.3375e-06 | 0 | 2.3375e-06 | 2.4681e-06 | 0 | 2.4681e-06 | 1.9942e-06 | 0 | 1.9942e-06 | 1.8992e-06 | 0 | 1.8992e-06
[79 empty] | WLDFR | HFTD - Distribution - Tier 3 - 2QU CoRE ¦ 2QU LoRE | Red Flag Warning - Large Fires | 2037 | 3.8191e-07 | 4.0326e-07 | 3.2582e-07 | 3.1031e-07 | 6.1205 | 0.77885 | 3.4265 | 1.9151 | 0 | 0 | 0 | 0 | 5.4159e-05 | 2.3375e-06 | 0 | 2.3375e-06 | 2.4681e-06 | 0 | 2.4681e-06 | 1.9942e-06 | 0 | 1.9942e-06 | 1.8992e-06 | 0 | 1.8992e-06
[79 empty] | WLDFR | HFTD - Distribution - Tier 3 - 2QU CoRE ¦ 2QU LoRE | Red Flag Warning - Large Fires | 2038 | 3.8191e-07 | 4.0326e-07 | 3.2582e-07 | 3.1031e-07 | 6.5028 | 0.81304 | 3.6355 | 2.0543 | 0 | 0 | 0 | 0 | 5.4159e-05 | 2.4835e-06 | 0 | 2.4835e-06 | 2.6223e-06 | 0 | 2.6223e-06 | 2.1188e-06 | 0 | 2.1188e-06 | 2.0179e-06 | 0 | 2.0179e-06
[79 empty] | WLDFR | HFTD - Distribution - Tier 3 - 2QU CoRE ¦ 2QU LoRE | Red Flag Warning - Large Fires | 2039 | 3.8191e-07 | 4.0326e-07 | 3.2582e-07 | 3.1031e-07 | 6.5028 | 0.81304 | 3.6355 | 2.0543 | 0 | 0 | 0 | 0 | 5.4159e-05 | 2.4835e-06 | 0 | 2.4835e-06 | 2.6223e-06 | 0 | 2.6223e-06 | 2.1188e-06 | 0 | 2.1188e-06 | 2.0179e-06 | 0 | 2.0179e-06
[79 empty] | WLDFR | HFTD - Distribution - Tier 3 - 2QU CoRE ¦ 2QU LoRE | Red Flag Warning - Large Fires | 2040 | 3.8191e-07 | 4.0326e-07 | 3.2582e-07 | 3.1031e-07 | 6.5028 | 0.81304 | 3.6355 | 2.0543 | 0 | 0 | 0 | 0 | 5.4159e-05 | 2.4835e-06 | 0 | 2.4835e-06 | 2.6223e-06 | 0 | 2.6223e-06 | 2.1188e-06 | 0 | 2.1188e-06 | 2.0179e-06 | 0 | 2.0179e-06
[79 empty] | WLDFR | HFTD - Distribution - Tier 3 - 2QU CoRE ¦ 2QU LoRE | Red Flag Warning - Large Fires | 2041 | 3.8191e-07 | 4.0326e-07 | 3.2582e-07 | 3.1031e-07 | 6.5028 | 0.81304 | 3.6355 | 2.0543 | 0 | 0 | 0 | 0 | 5.4159e-05 | 2.4835e-06 | 0 | 2.4835e-06 | 2.6223e-06 | 0 | 2.6223e-06 | 2.1188e-06 | 0 | 2.1188e-06 | 2.0179e-06 | 0 | 2.0179e-06
[79 empty] | WLDFR | HFTD - Distribution - Tier 3 - 2QU CoRE ¦ 2QU LoRE | Red Flag Warning - Large Fires | 2042 | 3.8191e-07 | 4.0326e-07 | 3.2582e-07 | 3.1031e-07 | 6.5028 | 0.81304 | 3.6355 | 2.0543 | 0 | 0 | 0 | 0 | 5.4159e-05 | 2.4835e-06 | 0 | 2.4835e-06 | 2.6223e-06 | 0 | 2.6223e-06 | 2.1188e-06 | 0 | 2.1188e-06 | 2.0179e-06 | 0 | 2.0179e-06
[79 empty] | WLDFR | HFTD - Distribution - Tier 3 - 2QU CoRE ¦ 2QU LoRE | Red Flag Warning - Large Fires | 2043 | 3.8191e-07 | 4.0326e-07 | 3.2582e-07 | 3.1031e-07 | 6.9209 | 0.84944 | 3.8632 | 2.2083 | 0 | 0 | 0 | 0 | 5.4159e-05 | 2.6431e-06 | 0 | 2.6431e-06 | 2.7909e-06 | 0 | 2.7909e-06 | 2.255e-06 | 0 | 2.255e-06 | 2.1476e-06 | 0 | 2.1476e-06
[79 empty] | WLDFR | HFTD - Distribution - Tier 3 - 2QU CoRE ¦ 2QU LoRE | Red Flag Warning - Large Fires | 2044 | 3.8191e-07 | 4.0326e-07 | 3.2582e-07 | 3.1031e-07 | 6.9209 | 0.84944 | 3.8632 | 2.2083 | 0 | 0 | 0 | 0 | 5.4159e-05 | 2.6431e-06 | 0 | 2.6431e-06 | 2.7909e-06 | 0 | 2.7909e-06 | 2.255e-06 | 0 | 2.255e-06 | 2.1476e-06 | 0 | 2.1476e-06
[79 empty] | WLDFR | HFTD - Distribution - Tier 3 - 2QU CoRE ¦ 2QU LoRE | Red Flag Warning - Large Fires | 2045 | 3.8191e-07 | 4.0326e-07 | 3.2582e-07 | 3.1031e-07 | 6.9209 | 0.84944 | 3.8632 | 2.2083 | 0 | 0 | 0 | 0 | 5.4159e-05 | 2.6431e-06 | 0 | 2.6431e-06 | 2.7909e-06 | 0 | 2.7909e-06 | 2.255e-06 | 0 | 2.255e-06 | 2.1476e-06 | 0 | 2.1476e-06
[79 empty] | WLDFR | HFTD - Distribution - Tier 3 - 2QU CoRE ¦ 2QU LoRE | Red Flag Warning - Large Fires | 2046 | 3.8191e-07 | 4.0326e-07 | 3.2582e-07 | 3.1031e-07 | 6.9209 | 0.84944 | 3.8632 | 2.2083 | 0 | 0 | 0 | 0 | 5.4159e-05 | 2.6431e-06 | 0 | 2.6431e-06 | 2.7909e-06 | 0 | 2.7909e-06 | 2.255e-06 | 0 | 2.255e-06 | 2.1476e-06 | 0 | 2.1476e-06
[79 empty] | WLDFR | HFTD - Distribution - Tier 3 - 2QU CoRE ¦ 2QU LoRE | Red Flag Warning - Large Fires | 2047 | 3.8191e-07 | 4.0326e-07 | 3.2582e-07 | 3.1031e-07 | 6.9209 | 0.84944 | 3.8632 | 2.2083 | 0 | 0 | 0 | 0 | 5.4159e-05 | 2.6431e-06 | 0 | 2.6431e-06 | 2.7909e-06 | 0 | 2.7909e-06 | 2.255e-06 | 0 | 2.255e-06 | 2.1476e-06 | 0 | 2.1476e-06
[79 empty] | WLDFR | HFTD - Distribution - Tier 3 - 2QU CoRE ¦ 2QU LoRE | Red Flag Warning - Large Fires | 2048 | 3.8191e-07 | 4.0326e-07 | 3.2582e-07 | 3.1031e-07 | 7.3713 | 0.88759 | 4.1075 | 2.3763 | 0 | 0 | 0 | 0 | 5.4159e-05 | 2.8152e-06 | 0 | 2.8152e-06 | 2.9726e-06 | 0 | 2.9726e-06 | 2.4018e-06 | 0 | 2.4018e-06 | 2.2874e-06 | 0 | 2.2874e-06
[79 empty] | WLDFR | HFTD - Distribution - Tier 3 - 2QU CoRE ¦ 2QU LoRE | Red Flag Warning - Large Fires | 2049 | 3.8191e-07 | 4.0326e-07 | 3.2582e-07 | 3.1031e-07 | 7.3713 | 0.88759 | 4.1075 | 2.3763 | 0 | 0 | 0 | 0 | 5.4159e-05 | 2.8152e-06 | 0 | 2.8152e-06 | 2.9726e-06 | 0 | 2.9726e-06 | 2.4018e-06 | 0 | 2.4018e-06 | 2.2874e-06 | 0 | 2.2874e-06
[79 empty] | WLDFR | HFTD - Distribution - Tier 3 - 2QU CoRE ¦ 2QU LoRE | Red Flag Warning - Large Fires | 2050 | 0 | 4.0326e-07 | 3.2582e-07 | 3.1031e-07 | 7.3713 | 0.88759 | 4.1075 | 2.3763 | 0 | 0 | 0 | 0 | 5.4159e-05 | 0 | 0 | 0 | 2.9726e-06 | 0 | 2.9726e-06 | 2.4018e-06 | 0 | 2.4018e-06 | 2.2874e-06 | 0 | 2.2874e-06
[79 empty] | WLDFR | HFTD - Distribution - Tier 3 - 2QU CoRE ¦ 2QU LoRE | Red Flag Warning - Large Fires | 2051 | 0 | 0 | 3.2582e-07 | 3.1031e-07 | 7.3713 | 0.88759 | 4.1075 | 2.3763 | 0 | 0 | 0 | 0 | 5.4159e-05 | 0 | 0 | 0 | 0 | 0 | 0 | 2.4018e-06 | 0 | 2.4018e-06 | 2.2874e-06 | 0 | 2.2874e-06
[79 empty] | WLDFR | HFTD - Distribution - Tier 3 - 2QU CoRE ¦ 2QU LoRE | Red Flag Warning - Large Fires | 2052 | 0 | 0 | 0 | 3.1031e-07 | 7.3713 | 0.88759 | 4.1075 | 2.3763 | 0 | 0 | 0 | 0 | 5.4159e-05 | 0 | 0 | 0 | 0 | 0 | 0 | 0 | 0 | 0 | 2.2874e-06 | 0 | 2.2874e-06
[79 empty] | WLDFR | HFTD - Distribution - Tier 3 - 2QU CoRE ¦ 2QU LoRE | Red Flag Warning - Small Fires | 2020 | 1.2903e-05 | 0 | 0 | 0 | 0.077901 | 0.036425 | 0.0015809 | 0.039895 | 0 | 0 | 0 | 0 | 0.00085129 | 1.0051e-06 | 0 | 1.0051e-06 | 0 | 0 | 0 | 0 | 0 | 0 | 0 | 0 | 0
[79 empty] | WLDFR | HFTD - Distribution - Tier 3 - 2QU CoRE ¦ 2QU LoRE | Red Flag Warning - Small Fires | 2021 | 8.2764e-06 | 1.3624e-05 | 0 | 0 | 0.077901 | 0.036425 | 0.0015809 | 0.039895 | 0 | 0 | 0 | 0 | 0.00085129 | 6.4473e-07 | 0 | 6.4473e-07 | 1.0613e-06 | 0 | 1.0613e-06 | 0 | 0 | 0 | 0 | 0 | 0
[79 empty] | WLDFR | HFTD - Distribution - Tier 3 - 2QU CoRE ¦ 2QU LoRE | Red Flag Warning - Small Fires | 2022 | 6.9396e-06 | 7.3276e-06 | 1.0674e-05 | 0 | 0.077901 | 0.036425 | 0.0015809 | 0.039895 | 0 | 0 | 0 | 0 | 0.00083233 | 5.406e-07 | 0 | 5.406e-07 | 5.7083e-07 | 0 | 5.7083e-07 | 8.3152e-07 | 0 | 8.3152e-07 | 0 | 0 | 0
[79 empty] | WLDFR | HFTD - Distribution - Tier 3 - 2QU CoRE ¦ 2QU LoRE | Red Flag Warning - Small Fires | 2023 | 6.9396e-06 | 7.3276e-06 | 5.9205e-06 | 1.0166e-05 | 0.080408 | 0.03759 | 0.0016314 | 0.041187 | 0 | 0 | 0 | 0 | 0.00083233 | 5.58e-07 | 0 | 5.58e-07 | 5.892e-07 | 0 | 5.892e-07 | 4.7606e-07 | 0 | 4.7606e-07 | 8.1741e-07 | 0 | 8.1741e-07
[79 empty] | WLDFR | HFTD - Distribution - Tier 3 - 2QU CoRE ¦ 2QU LoRE | Red Flag Warning - Small Fires | 2024 | 6.9396e-06 | 7.3276e-06 | 5.9205e-06 | 5.6386e-06 | 0.080408 | 0.03759 | 0.0016314 | 0.041187 | 0 | 0 | 0 | 0 | 0.00083233 | 5.58e-07 | 0 | 5.58e-07 | 5.892e-07 | 0 | 5.892e-07 | 4.7606e-07 | 0 | 4.7606e-07 | 4.5339e-07 | 0 | 4.5339e-07
[79 empty] | WLDFR | HFTD - Distribution - Tier 3 - 2QU CoRE ¦ 2QU LoRE | Red Flag Warning - Small Fires | 2025 | 6.9396e-06 | 7.3276e-06 | 5.9205e-06 | 5.6386e-06 | 0.080408 | 0.03759 | 0.0016314 | 0.041187 | 0 | 0 | 0 | 0 | 0.00083233 | 5.58e-07 | 0 | 5.58e-07 | 5.892e-07 | 0 | 5.892e-07 | 4.7606e-07 | 0 | 4.7606e-07 | 4.5339e-07 | 0 | 4.5339e-07
[79 empty] | WLDFR | HFTD - Distribution - Tier 3 - 2QU CoRE ¦ 2QU LoRE | Red Flag Warning - Small Fires | 2026 | 6.9396e-06 | 7.3276e-06 | 5.9205e-06 | 5.6386e-06 | 0.080408 | 0.03759 | 0.0016314 | 0.041187 | 0 | 0 | 0 | 0 | 0.00083233 | 5.58e-07 | 0 | 5.58e-07 | 5.892e-07 | 0 | 5.892e-07 | 4.7606e-07 | 0 | 4.7606e-07 | 4.5339e-07 | 0 | 4.5339e-07
[79 empty] | WLDFR | HFTD - Distribution - Tier 3 - 2QU CoRE ¦ 2QU LoRE | Red Flag Warning - Small Fires | 2027 | 6.9396e-06 | 7.3276e-06 | 5.9205e-06 | 5.6386e-06 | 0.080408 | 0.03759 | 0.0016314 | 0.041187 | 0 | 0 | 0 | 0 | 0.00083233 | 5.58e-07 | 0 | 5.58e-07 | 5.892e-07 | 0 | 5.892e-07 | 4.7606e-07 | 0 | 4.7606e-07 | 4.5339e-07 | 0 | 4.5339e-07
[79 empty] | WLDFR | HFTD - Distribution - Tier 3 - 2QU CoRE ¦ 2QU LoRE | Red Flag Warning - Small Fires | 2028 | 6.9396e-06 | 7.3276e-06 | 5.9205e-06 | 5.6386e-06 | 0.083606 | 0.039055 | 0.001695 | 0.042856 | 0 | 0 | 0 | 0 | 0.00083233 | 5.802e-07 | 0 | 5.802e-07 | 6.1264e-07 | 0 | 6.1264e-07 | 4.95e-07 | 0 | 4.95e-07 | 4.7142e-07 | 0 | 4.7142e-07
[79 empty] | WLDFR | HFTD - Distribution - Tier 3 - 2QU CoRE ¦ 2QU LoRE | Red Flag Warning - Small Fires | 2029 | 6.9396e-06 | 7.3276e-06 | 5.9205e-06 | 5.6386e-06 | 0.083606 | 0.039055 | 0.001695 | 0.042856 | 0 | 0 | 0 | 0 | 0.00083233 | 5.802e-07 | 0 | 5.802e-07 | 6.1264e-07 | 0 | 6.1264e-07 | 4.95e-07 | 0 | 4.95e-07 | 4.7142e-07 | 0 | 4.7142e-07
[79 empty] | WLDFR | HFTD - Distribution - Tier 3 - 2QU CoRE ¦ 2QU LoRE | Red Flag Warning - Small Fires | 2030 | 6.9396e-06 | 7.3276e-06 | 5.9205e-06 | 5.6386e-06 | 0.083606 | 0.039055 | 0.001695 | 0.042856 | 0 | 0 | 0 | 0 | 0.00083233 | 5.802e-07 | 0 | 5.802e-07 | 6.1264e-07 | 0 | 6.1264e-07 | 4.95e-07 | 0 | 4.95e-07 | 4.7142e-07 | 0 | 4.7142e-07
[79 empty] | WLDFR | HFTD - Distribution - Tier 3 - 2QU CoRE ¦ 2QU LoRE | Red Flag Warning - Small Fires | 2031 | 6.9396e-06 | 7.3276e-06 | 5.9205e-06 | 5.6386e-06 | 0.083606 | 0.039055 | 0.001695 | 0.042856 | 0 | 0 | 0 | 0 | 0.00083233 | 5.802e-07 | 0 | 5.802e-07 | 6.1264e-07 | 0 | 6.1264e-07 | 4.95e-07 | 0 | 4.95e-07 | 4.7142e-07 | 0 | 4.7142e-07
[79 empty] | WLDFR | HFTD - Distribution - Tier 3 - 2QU CoRE ¦ 2QU LoRE | Red Flag Warning - Small Fires | 2032 | 6.9396e-06 | 7.3276e-06 | 5.9205e-06 | 5.6386e-06 | 0.083606 | 0.039055 | 0.001695 | 0.042856 | 0 | 0 | 0 | 0 | 0.00083233 | 5.802e-07 | 0 | 5.802e-07 | 6.1264e-07 | 0 | 6.1264e-07 | 4.95e-07 | 0 | 4.95e-07 | 4.7142e-07 | 0 | 4.7142e-07
[79 empty] | WLDFR | HFTD - Distribution - Tier 3 - 2QU CoRE ¦ 2QU LoRE | Red Flag Warning - Small Fires | 2033 | 6.9396e-06 | 7.3276e-06 | 5.9205e-06 | 5.6386e-06 | 0.087211 | 0.040679 | 0.0017655 | 0.044766 | 0 | 0 | 0 | 0 | 0.00083233 | 6.0521e-07 | 0 | 6.0521e-07 | 6.3905e-07 | 0 | 6.3905e-07 | 5.1634e-07 | 0 | 5.1634e-07 | 4.9175e-07 | 0 | 4.9175e-07
[79 empty] | WLDFR | HFTD - Distribution - Tier 3 - 2QU CoRE ¦ 2QU LoRE | Red Flag Warning - Small Fires | 2034 | 6.9396e-06 | 7.3276e-06 | 5.9205e-06 | 5.6386e-06 | 0.087211 | 0.040679 | 0.0017655 | 0.044766 | 0 | 0 | 0 | 0 | 0.00083233 | 6.0521e-07 | 0 | 6.0521e-07 | 6.3905e-07 | 0 | 6.3905e-07 | 5.1634e-07 | 0 | 5.1634e-07 | 4.9175e-07 | 0 | 4.9175e-07
[79 empty] | WLDFR | HFTD - Distribution - Tier 3 - 2QU CoRE ¦ 2QU LoRE | Red Flag Warning - Small Fires | 2035 | 6.9396e-06 | 7.3276e-06 | 5.9205e-06 | 5.6386e-06 | 0.087211 | 0.040679 | 0.0017655 | 0.044766 | 0 | 0 | 0 | 0 | 0.00083233 | 6.0521e-07 | 0 | 6.0521e-07 | 6.3905e-07 | 0 | 6.3905e-07 | 5.1634e-07 | 0 | 5.1634e-07 | 4.9175e-07 | 0 | 4.9175e-07
[79 empty] | WLDFR | HFTD - Distribution - Tier 3 - 2QU CoRE ¦ 2QU LoRE | Red Flag Warning - Small Fires | 2036 | 6.9396e-06 | 7.3276e-06 | 5.9205e-06 | 5.6386e-06 | 0.087211 | 0.040679 | 0.0017655 | 0.044766 | 0 | 0 | 0 | 0 | 0.00083233 | 6.0521e-07 | 0 | 6.0521e-07 | 6.3905e-07 | 0 | 6.3905e-07 | 5.1634e-07 | 0 | 5.1634e-07 | 4.9175e-07 | 0 | 4.9175e-07
[79 empty] | WLDFR | HFTD - Distribution - Tier 3 - 2QU CoRE ¦ 2QU LoRE | Red Flag Warning - Small Fires | 2037 | 6.9396e-06 | 7.3276e-06 | 5.9205e-06 | 5.6386e-06 | 0.087211 | 0.040679 | 0.0017655 | 0.044766 | 0 | 0 | 0 | 0 | 0.00083233 | 6.0521e-07 | 0 | 6.0521e-07 | 6.3905e-07 | 0 | 6.3905e-07 | 5.1634e-07 | 0 | 5.1634e-07 | 4.9175e-07 | 0 | 4.9175e-07
[79 empty] | WLDFR | HFTD - Distribution - Tier 3 - 2QU CoRE ¦ 2QU LoRE | Red Flag Warning - Small Fires | 2038 | 6.9396e-06 | 7.3276e-06 | 5.9205e-06 | 5.6386e-06 | 0.091184 | 0.042438 | 0.0018418 | 0.046905 | 0 | 0 | 0 | 0 | 0.00083233 | 6.3278e-07 | 0 | 6.3278e-07 | 6.6816e-07 | 0 | 6.6816e-07 | 5.3986e-07 | 0 | 5.3986e-07 | 5.1415e-07 | 0 | 5.1415e-07
[79 empty] | WLDFR | HFTD - Distribution - Tier 3 - 2QU CoRE ¦ 2QU LoRE | Red Flag Warning - Small Fires | 2039 | 6.9396e-06 | 7.3276e-06 | 5.9205e-06 | 5.6386e-06 | 0.091184 | 0.042438 | 0.0018418 | 0.046905 | 0 | 0 | 0 | 0 | 0.00083233 | 6.3278e-07 | 0 | 6.3278e-07 | 6.6816e-07 | 0 | 6.6816e-07 | 5.3986e-07 | 0 | 5.3986e-07 | 5.1415e-07 | 0 | 5.1415e-07
[79 empty] | WLDFR | HFTD - Distribution - Tier 3 - 2QU CoRE ¦ 2QU LoRE | Red Flag Warning - Small Fires | 2040 | 6.9396e-06 | 7.3276e-06 | 5.9205e-06 | 5.6386e-06 | 0.091184 | 0.042438 | 0.0018418 | 0.046905 | 0 | 0 | 0 | 0 | 0.00083233 | 6.3278e-07 | 0 | 6.3278e-07 | 6.6816e-07 | 0 | 6.6816e-07 | 5.3986e-07 | 0 | 5.3986e-07 | 5.1415e-07 | 0 | 5.1415e-07
[79 empty] | WLDFR | HFTD - Distribution - Tier 3 - 2QU CoRE ¦ 2QU LoRE | Red Flag Warning - Small Fires | 2041 | 6.9396e-06 | 7.3276e-06 | 5.9205e-06 | 5.6386e-06 | 0.091184 | 0.042438 | 0.0018418 | 0.046905 | 0 | 0 | 0 | 0 | 0.00083233 | 6.3278e-07 | 0 | 6.3278e-07 | 6.6816e-07 | 0 | 6.6816e-07 | 5.3986e-07 | 0 | 5.3986e-07 | 5.1415e-07 | 0 | 5.1415e-07
[79 empty] | WLDFR | HFTD - Distribution - Tier 3 - 2QU CoRE ¦ 2QU LoRE | Red Flag Warning - Small Fires | 2042 | 6.9396e-06 | 7.3276e-06 | 5.9205e-06 | 5.6386e-06 | 0.091184 | 0.042438 | 0.0018418 | 0.046905 | 0 | 0 | 0 | 0 | 0.00083233 | 6.3278e-07 | 0 | 6.3278e-07 | 6.6816e-07 | 0 | 6.6816e-07 | 5.3986e-07 | 0 | 5.3986e-07 | 5.1415e-07 | 0 | 5.1415e-07
[79 empty] | WLDFR | HFTD - Distribution - Tier 3 - 2QU CoRE ¦ 2QU LoRE | Red Flag Warning - Small Fires | 2043 | 6.9396e-06 | 7.3276e-06 | 5.9205e-06 | 5.6386e-06 | 0.095486 | 0.044306 | 0.0019228 | 0.049257 | 0 | 0 | 0 | 0 | 0.00083233 | 6.6264e-07 | 0 | 6.6264e-07 | 6.9968e-07 | 0 | 6.9968e-07 | 5.6533e-07 | 0 | 5.6533e-07 | 5.3841e-07 | 0 | 5.3841e-07
[79 empty] | WLDFR | HFTD - Distribution - Tier 3 - 2QU CoRE ¦ 2QU LoRE | Red Flag Warning - Small Fires | 2044 | 6.9396e-06 | 7.3276e-06 | 5.9205e-06 | 5.6386e-06 | 0.095486 | 0.044306 | 0.0019228 | 0.049257 | 0 | 0 | 0 | 0 | 0.00083233 | 6.6264e-07 | 0 | 6.6264e-07 | 6.9968e-07 | 0 | 6.9968e-07 | 5.6533e-07 | 0 | 5.6533e-07 | 5.3841e-07 | 0 | 5.3841e-07
[79 empty] | WLDFR | HFTD - Distribution - Tier 3 - 2QU CoRE ¦ 2QU LoRE | Red Flag Warning - Small Fires | 2045 | 6.9396e-06 | 7.3276e-06 | 5.9205e-06 | 5.6386e-06 | 0.095486 | 0.044306 | 0.0019228 | 0.049257 | 0 | 0 | 0 | 0 | 0.00083233 | 6.6264e-07 | 0 | 6.6264e-07 | 6.9968e-07 | 0 | 6.9968e-07 | 5.6533e-07 | 0 | 5.6533e-07 | 5.3841e-07 | 0 | 5.3841e-07
[79 empty] | WLDFR | HFTD - Distribution - Tier 3 - 2QU CoRE ¦ 2QU LoRE | Red Flag Warning - Small Fires | 2046 | 6.9396e-06 | 7.3276e-06 | 5.9205e-06 | 5.6386e-06 | 0.095486 | 0.044306 | 0.0019228 | 0.049257 | 0 | 0 | 0 | 0 | 0.00083233 | 6.6264e-07 | 0 | 6.6264e-07 | 6.9968e-07 | 0 | 6.9968e-07 | 5.6533e-07 | 0 | 5.6533e-07 | 5.3841e-07 | 0 | 5.3841e-07
[79 empty] | WLDFR | HFTD - Distribution - Tier 3 - 2QU CoRE ¦ 2QU LoRE | Red Flag Warning - Small Fires | 2047 | 6.9396e-06 | 7.3276e-06 | 5.9205e-06 | 5.6386e-06 | 0.095486 | 0.044306 | 0.0019228 | 0.049257 | 0 | 0 | 0 | 0 | 0.00083233 | 6.6264e-07 | 0 | 6.6264e-07 | 6.9968e-07 | 0 | 6.9968e-07 | 5.6533e-07 | 0 | 5.6533e-07 | 5.3841e-07 | 0 | 5.3841e-07
[79 empty] | WLDFR | HFTD - Distribution - Tier 3 - 2QU CoRE ¦ 2QU LoRE | Red Flag Warning - Small Fires | 2048 | 6.9396e-06 | 7.3276e-06 | 5.9205e-06 | 5.6386e-06 | 0.10007 | 0.04626 | 0.0020076 | 0.051804 | 0 | 0 | 0 | 0 | 0.00083233 | 6.9446e-07 | 0 | 6.9446e-07 | 7.3329e-07 | 0 | 7.3329e-07 | 5.9248e-07 | 0 | 5.9248e-07 | 5.6427e-07 | 0 | 5.6427e-07
[79 empty] | WLDFR | HFTD - Distribution - Tier 3 - 2QU CoRE ¦ 2QU LoRE | Red Flag Warning - Small Fires | 2049 | 6.9396e-06 | 7.3276e-06 | 5.9205e-06 | 5.6386e-06 | 0.10007 | 0.04626 | 0.0020076 | 0.051804 | 0 | 0 | 0 | 0 | 0.00083233 | 6.9446e-07 | 0 | 6.9446e-07 | 7.3329e-07 | 0 | 7.3329e-07 | 5.9248e-07 | 0 | 5.9248e-07 | 5.6427e-07 | 0 | 5.6427e-07
[79 empty] | WLDFR | HFTD - Distribution - Tier 3 - 2QU CoRE ¦ 2QU LoRE | Red Flag Warning - Small Fires | 2050 | 0 | 7.3276e-06 | 5.9205e-06 | 5.6386e-06 | 0.10007 | 0.04626 | 0.0020076 | 0.051804 | 0 | 0 | 0 | 0 | 0.00083233 | 0 | 0 | 0 | 7.3329e-07 | 0 | 7.3329e-07 | 5.9248e-07 | 0 | 5.9248e-07 | 5.6427e-07 | 0 | 5.6427e-07
[79 empty] | WLDFR | HFTD - Distribution - Tier 3 - 2QU CoRE ¦ 2QU LoRE | Red Flag Warning - Small Fires | 2051 | 0 | 0 | 5.9205e-06 | 5.6386e-06 | 0.10007 | 0.04626 | 0.0020076 | 0.051804 | 0 | 0 | 0 | 0 | 0.00083233 | 0 | 0 | 0 | 0 | 0 | 0 | 5.9248e-07 | 0 | 5.9248e-07 | 5.6427e-07 | 0 | 5.6427e-07
[79 empty] | WLDFR | HFTD - Distribution - Tier 3 - 2QU CoRE ¦ 2QU LoRE | Red Flag Warning - Small Fires | 2052 | 0 | 0 | 0 | 5.6386e-06 | 0.10007 | 0.04626 | 0.0020076 | 0.051804 | 0 | 0 | 0 | 0 | 0.00083233 | 0 | 0 | 0 | 0 | 0 | 0 | 0 | 0 | 0 | 5.6427e-07 | 0 | 5.6427e-07
[79 empty] | WLDFR | HFTD - Distribution - Tier 3 - 2QU CoRE ¦ 2QU LoRE | Seismic - Non-Red Flag Warning - Catastrophic Fires | 2020 | 8.4817e-13 | 0 | 0 | 0 | 21083.8428 | 409.2237 | 13469.0878 | 7205.5313 | 0 | 0 | 0 | 0 | 1.4014e-10 | 1.7883e-08 | 0 | 1.7883e-08 | 0 | 0 | 0 | 0 | 0 | 0 | 0 | 0 | 0
[79 empty] | WLDFR | HFTD - Distribution - Tier 3 - 2QU CoRE ¦ 2QU LoRE | Seismic - Non-Red Flag Warning - Catastrophic Fires | 2021 | 0 | 8.9559e-13 | 0 | 0 | 21083.8428 | 409.2237 | 13469.0878 | 7205.5313 | 0 | 0 | 0 | 0 | 1.4014e-10 | 0 | 0 | 0 | 1.8882e-08 | 0 | 1.8882e-08 | 0 | 0 | 0 | 0 | 0 | 0
[79 empty] | WLDFR | HFTD - Distribution - Tier 3 - 2QU CoRE ¦ 2QU LoRE | Seismic - Non-Red Flag Warning - Catastrophic Fires | 2022 | 0 | 0 | 5.1105e-13 | 0 | 21083.8428 | 409.2237 | 13469.0878 | 7205.5313 | 0 | 0 | 0 | 0 | 8.3904e-11 | 0 | 0 | 0 | 0 | 0 | 0 | 1.0775e-08 | 0 | 1.0775e-08 | 0 | 0 | 0
[79 empty] | WLDFR | HFTD - Distribution - Tier 3 - 2QU CoRE ¦ 2QU LoRE | Seismic - Non-Red Flag Warning - Catastrophic Fires | 2023 | 0 | 0 | 0 | 4.8672e-13 | 21835.9781 | 428.6023 | 13939.561 | 7467.8148 | 0 | 0 | 0 | 0 | 8.3904e-11 | 0 | 0 | 0 | 0 | 0 | 0 | 0 | 0 | 0 | 1.0628e-08 | 0 | 1.0628e-08
[79 empty] | WLDFR | HFTD - Distribution - Tier 3 - 2QU CoRE ¦ 2QU LoRE | Seismic - Red Flag Warning - Catastrophic Fires | 2020 | 3.6573e-11 | 0 | 0 | 0 | 21083.8428 | 409.2237 | 13469.0878 | 7205.5313 | 0 | 0 | 0 | 0 | 6.0428e-09 | 7.7109e-07 | 0 | 7.7109e-07 | 0 | 0 | 0 | 0 | 0 | 0 | 0 | 0 | 0
[79 empty] | WLDFR | HFTD - Distribution - Tier 3 - 2QU CoRE ¦ 2QU LoRE | Seismic - Red Flag Warning - Catastrophic Fires | 2021 | 0 | 3.8617e-11 | 0 | 0 | 21083.8428 | 409.2237 | 13469.0878 | 7205.5313 | 0 | 0 | 0 | 0 | 6.0428e-09 | 0 | 0 | 0 | 8.142e-07 | 0 | 8.142e-07 | 0 | 0 | 0 | 0 | 0 | 0
[79 empty] | WLDFR | HFTD - Distribution - Tier 3 - 2QU CoRE ¦ 2QU LoRE | Seismic - Red Flag Warning - Catastrophic Fires | 2022 | 0 | 0 | 2.2036e-11 | 0 | 21083.8428 | 409.2237 | 13469.0878 | 7205.5313 | 0 | 0 | 0 | 0 | 3.6179e-09 | 0 | 0 | 0 | 0 | 0 | 0 | 4.6461e-07 | 0 | 4.6461e-07 | 0 | 0 | 0
[79 empty] | WLDFR | HFTD - Distribution - Tier 3 - 2QU CoRE ¦ 2QU LoRE | Seismic - Red Flag Warning - Catastrophic Fires | 2023 | 0 | 0 | 0 | 2.0987e-11 | 21835.9781 | 428.6023 | 13939.561 | 7467.8148 | 0 | 0 | 0 | 0 | 3.6179e-09 | 0 | 0 | 0 | 0 | 0 | 0 | 0 | 0 | 0 | 4.5827e-07 | 0 | 4.5827e-07
[79 empty] | WLDFR | HFTD - Distribution - Tier 3 - 2QU CoRE ¦ 3QU LoRE | Non-Red Flag Warning - Catastrophic Fires | 2020 | 8.3613e-09 | 0 | 0 | 0 | 14146.1306 | 222.2294 | 8585.7228 | 5338.1784 | 0 | 0 | 0 | 0 | 3.962e-06 | 0.00011828 | 0 | 0.00011828 | 0 | 0 | 0 | 0 | 0 | 0 | 0 | 0 | 0
[79 empty] | WLDFR | HFTD - Distribution - Tier 3 - 2QU CoRE ¦ 3QU LoRE | Non-Red Flag Warning - Catastrophic Fires | 2021 | 3.3529e-09 | 8.8288e-09 | 0 | 0 | 14146.1306 | 222.2294 | 8585.7228 | 5338.1784 | 0 | 0 | 0 | 0 | 3.962e-06 | 4.7431e-05 | 0 | 4.7431e-05 | 0.00012489 | 0 | 0.00012489 | 0 | 0 | 0 | 0 | 0 | 0
[79 empty] | WLDFR | HFTD - Distribution - Tier 3 - 2QU CoRE ¦ 3QU LoRE | Non-Red Flag Warning - Catastrophic Fires | 2022 | 2.3667e-09 | 2.499e-09 | 8.0054e-09 | 0 | 14146.1306 | 222.2294 | 8585.7228 | 5338.1784 | 0 | 0 | 0 | 0 | 3.2183e-06 | 3.348e-05 | 0 | 3.348e-05 | 3.5352e-05 | 0 | 3.5352e-05 | 0.00011325 | 0 | 0.00011325 | 0 | 0 | 0
[79 empty] | WLDFR | HFTD - Distribution - Tier 3 - 2QU CoRE ¦ 3QU LoRE | Non-Red Flag Warning - Catastrophic Fires | 2023 | 2.3667e-09 | 2.499e-09 | 2.9665e-09 | 7.6242e-09 | 14664.6376 | 233.2301 | 8896.516 | 5534.8915 | 0 | 0 | 0 | 0 | 3.2183e-06 | 3.4707e-05 | 0 | 3.4707e-05 | 3.6648e-05 | 0 | 3.6648e-05 | 4.3502e-05 | 0 | 4.3502e-05 | 0.00011181 | 0 | 0.00011181
[79 empty] | WLDFR | HFTD - Distribution - Tier 3 - 2QU CoRE ¦ 3QU LoRE | Non-Red Flag Warning - Catastrophic Fires | 2024 | 2.3667e-09 | 2.499e-09 | 2.9665e-09 | 2.8252e-09 | 14664.6376 | 233.2301 | 8896.516 | 5534.8915 | 0 | 0 | 0 | 0 | 3.2183e-06 | 3.4707e-05 | 0 | 3.4707e-05 | 3.6648e-05 | 0 | 3.6648e-05 | 4.3502e-05 | 0 | 4.3502e-05 | 4.1431e-05 | 0 | 4.1431e-05
[79 empty] | WLDFR | HFTD - Distribution - Tier 3 - 2QU CoRE ¦ 3QU LoRE | Non-Red Flag Warning - Catastrophic Fires | 2025 | 2.3667e-09 | 2.499e-09 | 2.9665e-09 | 2.8252e-09 | 14664.6376 | 233.2301 | 8896.516 | 5534.8915 | 0 | 0 | 0 | 0 | 3.2183e-06 | 3.4707e-05 | 0 | 3.4707e-05 | 3.6648e-05 | 0 | 3.6648e-05 | 4.3502e-05 | 0 | 4.3502e-05 | 4.1431e-05 | 0 | 4.1431e-05
[79 empty] | WLDFR | HFTD - Distribution - Tier 3 - 2QU CoRE ¦ 3QU LoRE | Non-Red Flag Warning - Catastrophic Fires | 2026 | 2.3667e-09 | 2.499e-09 | 2.9665e-09 | 2.8252e-09 | 14664.6376 | 233.2301 | 8896.516 | 5534.8915 | 0 | 0 | 0 | 0 | 3.2183e-06 | 3.4707e-05 | 0 | 3.4707e-05 | 3.6648e-05 | 0 | 3.6648e-05 | 4.3502e-05 | 0 | 4.3502e-05 | 4.1431e-05 | 0 | 4.1431e-05
[79 empty] | WLDFR | HFTD - Distribution - Tier 3 - 2QU CoRE ¦ 3QU LoRE | Non-Red Flag Warning - Catastrophic Fires | 2027 | 2.3667e-09 | 2.499e-09 | 2.9665e-09 | 2.8252e-09 | 14664.6376 | 233.2301 | 8896.516 | 5534.8915 | 0 | 0 | 0 | 0 | 3.2183e-06 | 3.4707e-05 | 0 | 3.4707e-05 | 3.6648e-05 | 0 | 3.6648e-05 | 4.3502e-05 | 0 | 4.3502e-05 | 4.1431e-05 | 0 | 4.1431e-05
[79 empty] | WLDFR | HFTD - Distribution - Tier 3 - 2QU CoRE ¦ 3QU LoRE | Non-Red Flag Warning - Catastrophic Fires | 2028 | 2.3667e-09 | 2.499e-09 | 2.9665e-09 | 2.8252e-09 | 15317.9909 | 247.273 | 9287.6491 | 5783.0689 | 0 | 0 | 0 | 0 | 3.2183e-06 | 3.6253e-05 | 0 | 3.6253e-05 | 3.828e-05 | 0 | 3.828e-05 | 4.544e-05 | 0 | 4.544e-05 | 4.3276e-05 | 0 | 4.3276e-05
[79 empty] | WLDFR | HFTD - Distribution - Tier 3 - 2QU CoRE ¦ 3QU LoRE | Non-Red Flag Warning - Catastrophic Fires | 2029 | 2.3667e-09 | 2.499e-09 | 2.9665e-09 | 2.8252e-09 | 15317.9909 | 247.273 | 9287.6491 | 5783.0689 | 0 | 0 | 0 | 0 | 3.2183e-06 | 3.6253e-05 | 0 | 3.6253e-05 | 3.828e-05 | 0 | 3.828e-05 | 4.544e-05 | 0 | 4.544e-05 | 4.3276e-05 | 0 | 4.3276e-05
[79 empty] | WLDFR | HFTD - Distribution - Tier 3 - 2QU CoRE ¦ 3QU LoRE | Non-Red Flag Warning - Catastrophic Fires | 2030 | 2.3667e-09 | 2.499e-09 | 2.9665e-09 | 2.8252e-09 | 15317.9909 | 247.273 | 9287.6491 | 5783.0689 | 0 | 0 | 0 | 0 | 3.2183e-06 | 3.6253e-05 | 0 | 3.6253e-05 | 3.828e-05 | 0 | 3.828e-05 | 4.544e-05 | 0 | 4.544e-05 | 4.3276e-05 | 0 | 4.3276e-05
[79 empty] | WLDFR | HFTD - Distribution - Tier 3 - 2QU CoRE ¦ 3QU LoRE | Non-Red Flag Warning - Catastrophic Fires | 2031 | 2.3667e-09 | 2.499e-09 | 2.9665e-09 | 2.8252e-09 | 15317.9909 | 247.273 | 9287.6491 | 5783.0689 | 0 | 0 | 0 | 0 | 3.2183e-06 | 3.6253e-05 | 0 | 3.6253e-05 | 3.828e-05 | 0 | 3.828e-05 | 4.544e-05 | 0 | 4.544e-05 | 4.3276e-05 | 0 | 4.3276e-05
[79 empty] | WLDFR | HFTD - Distribution - Tier 3 - 2QU CoRE ¦ 3QU LoRE | Non-Red Flag Warning - Catastrophic Fires | 2032 | 2.3667e-09 | 2.499e-09 | 2.9665e-09 | 2.8252e-09 | 15317.9909 | 247.273 | 9287.6491 | 5783.0689 | 0 | 0 | 0 | 0 | 3.2183e-06 | 3.6253e-05 | 0 | 3.6253e-05 | 3.828e-05 | 0 | 3.828e-05 | 4.544e-05 | 0 | 4.544e-05 | 4.3276e-05 | 0 | 4.3276e-05
[79 empty] | WLDFR | HFTD - Distribution - Tier 3 - 2QU CoRE ¦ 3QU LoRE | Non-Red Flag Warning - Catastrophic Fires | 2033 | 2.3667e-09 | 2.499e-09 | 2.9665e-09 | 2.8252e-09 | 16044.1264 | 263.1074 | 9721.74 | 6059.2791 | 0 | 0 | 0 | 0 | 3.2183e-06 | 3.7972e-05 | 0 | 3.7972e-05 | 4.0095e-05 | 0 | 4.0095e-05 | 4.7594e-05 | 0 | 4.7594e-05 | 4.5328e-05 | 0 | 4.5328e-05
[79 empty] | WLDFR | HFTD - Distribution - Tier 3 - 2QU CoRE ¦ 3QU LoRE | Non-Red Flag Warning - Catastrophic Fires | 2034 | 2.3667e-09 | 2.499e-09 | 2.9665e-09 | 2.8252e-09 | 16044.1264 | 263.1074 | 9721.74 | 6059.2791 | 0 | 0 | 0 | 0 | 3.2183e-06 | 3.7972e-05 | 0 | 3.7972e-05 | 4.0095e-05 | 0 | 4.0095e-05 | 4.7594e-05 | 0 | 4.7594e-05 | 4.5328e-05 | 0 | 4.5328e-05
[79 empty] | WLDFR | HFTD - Distribution - Tier 3 - 2QU CoRE ¦ 3QU LoRE | Non-Red Flag Warning - Catastrophic Fires | 2035 | 2.3667e-09 | 2.499e-09 | 2.9665e-09 | 2.8252e-09 | 16044.1264 | 263.1074 | 9721.74 | 6059.2791 | 0 | 0 | 0 | 0 | 3.2183e-06 | 3.7972e-05 | 0 | 3.7972e-05 | 4.0095e-05 | 0 | 4.0095e-05 | 4.7594e-05 | 0 | 4.7594e-05 | 4.5328e-05 | 0 | 4.5328e-05
[79 empty] | WLDFR | HFTD - Distribution - Tier 3 - 2QU CoRE ¦ 3QU LoRE | Non-Red Flag Warning - Catastrophic Fires | 2036 | 2.3667e-09 | 2.499e-09 | 2.9665e-09 | 2.8252e-09 | 16044.1264 | 263.1074 | 9721.74 | 6059.2791 | 0 | 0 | 0 | 0 | 3.2183e-06 | 3.7972e-05 | 0 | 3.7972e-05 | 4.0095e-05 | 0 | 4.0095e-05 | 4.7594e-05 | 0 | 4.7594e-05 | 4.5328e-05 | 0 | 4.5328e-05
[79 empty] | WLDFR | HFTD - Distribution - Tier 3 - 2QU CoRE ¦ 3QU LoRE | Non-Red Flag Warning - Catastrophic Fires | 2037 | 2.3667e-09 | 2.499e-09 | 2.9665e-09 | 2.8252e-09 | 16044.1264 | 263.1074 | 9721.74 | 6059.2791 | 0 | 0 | 0 | 0 | 3.2183e-06 | 3.7972e-05 | 0 | 3.7972e-05 | 4.0095e-05 | 0 | 4.0095e-05 | 4.7594e-05 | 0 | 4.7594e-05 | 4.5328e-05 | 0 | 4.5328e-05
[79 empty] | WLDFR | HFTD - Distribution - Tier 3 - 2QU CoRE ¦ 3QU LoRE | Non-Red Flag Warning - Catastrophic Fires | 2038 | 2.3667e-09 | 2.499e-09 | 2.9665e-09 | 2.8252e-09 | 16832.3912 | 280.5544 | 10192.2718 | 6359.5651 | 0 | 0 | 0 | 0 | 3.2183e-06 | 3.9838e-05 | 0 | 3.9838e-05 | 4.2065e-05 | 0 | 4.2065e-05 | 4.9933e-05 | 0 | 4.9933e-05 | 4.7555e-05 | 0 | 4.7555e-05
[79 empty] | WLDFR | HFTD - Distribution - Tier 3 - 2QU CoRE ¦ 3QU LoRE | Non-Red Flag Warning - Catastrophic Fires | 2039 | 2.3667e-09 | 2.499e-09 | 2.9665e-09 | 2.8252e-09 | 16832.3912 | 280.5544 | 10192.2718 | 6359.5651 | 0 | 0 | 0 | 0 | 3.2183e-06 | 3.9838e-05 | 0 | 3.9838e-05 | 4.2065e-05 | 0 | 4.2065e-05 | 4.9933e-05 | 0 | 4.9933e-05 | 4.7555e-05 | 0 | 4.7555e-05
[79 empty] | WLDFR | HFTD - Distribution - Tier 3 - 2QU CoRE ¦ 3QU LoRE | Non-Red Flag Warning - Catastrophic Fires | 2040 | 2.3667e-09 | 2.499e-09 | 2.9665e-09 | 2.8252e-09 | 16832.3912 | 280.5544 | 10192.2718 | 6359.5651 | 0 | 0 | 0 | 0 | 3.2183e-06 | 3.9838e-05 | 0 | 3.9838e-05 | 4.2065e-05 | 0 | 4.2065e-05 | 4.9933e-05 | 0 | 4.9933e-05 | 4.7555e-05 | 0 | 4.7555e-05
[79 empty] | WLDFR | HFTD - Distribution - Tier 3 - 2QU CoRE ¦ 3QU LoRE | Non-Red Flag Warning - Catastrophic Fires | 2041 | 2.3667e-09 | 2.499e-09 | 2.9665e-09 | 2.8252e-09 | 16832.3912 | 280.5544 | 10192.2718 | 6359.5651 | 0 | 0 | 0 | 0 | 3.2183e-06 | 3.9838e-05 | 0 | 3.9838e-05 | 4.2065e-05 | 0 | 4.2065e-05 | 4.9933e-05 | 0 | 4.9933e-05 | 4.7555e-05 | 0 | 4.7555e-05
[79 empty] | WLDFR | HFTD - Distribution - Tier 3 - 2QU CoRE ¦ 3QU LoRE | Non-Red Flag Warning - Catastrophic Fires | 2042 | 2.3667e-09 | 2.499e-09 | 2.9665e-09 | 2.8252e-09 | 16832.3912 | 280.5544 | 10192.2718 | 6359.5651 | 0 | 0 | 0 | 0 | 3.2183e-06 | 3.9838e-05 | 0 | 3.9838e-05 | 4.2065e-05 | 0 | 4.2065e-05 | 4.9933e-05 | 0 | 4.9933e-05 | 4.7555e-05 | 0 | 4.7555e-05
[79 empty] | WLDFR | HFTD - Distribution - Tier 3 - 2QU CoRE ¦ 3QU LoRE | Non-Red Flag Warning - Catastrophic Fires | 2043 | 2.3667e-09 | 2.499e-09 | 2.9665e-09 | 2.8252e-09 | 17672.0852 | 299.42 | 10692.7362 | 6679.929 | 0 | 0 | 0 | 0 | 3.2183e-06 | 4.1825e-05 | 0 | 4.1825e-05 | 4.4163e-05 | 0 | 4.4163e-05 | 5.2424e-05 | 0 | 5.2424e-05 | 4.9927e-05 | 0 | 4.9927e-05
[79 empty] | WLDFR | HFTD - Distribution - Tier 3 - 2QU CoRE ¦ 3QU LoRE | Non-Red Flag Warning - Catastrophic Fires | 2044 | 2.3667e-09 | 2.499e-09 | 2.9665e-09 | 2.8252e-09 | 17672.0852 | 299.42 | 10692.7362 | 6679.929 | 0 | 0 | 0 | 0 | 3.2183e-06 | 4.1825e-05 | 0 | 4.1825e-05 | 4.4163e-05 | 0 | 4.4163e-05 | 5.2424e-05 | 0 | 5.2424e-05 | 4.9927e-05 | 0 | 4.9927e-05
[79 empty] | WLDFR | HFTD - Distribution - Tier 3 - 2QU CoRE ¦ 3QU LoRE | Non-Red Flag Warning - Catastrophic Fires | 2045 | 2.3667e-09 | 2.499e-09 | 2.9665e-09 | 2.8252e-09 | 17672.0852 | 299.42 | 10692.7362 | 6679.929 | 0 | 0 | 0 | 0 | 3.2183e-06 | 4.1825e-05 | 0 | 4.1825e-05 | 4.4163e-05 | 0 | 4.4163e-05 | 5.2424e-05 | 0 | 5.2424e-05 | 4.9927e-05 | 0 | 4.9927e-05
[79 empty] | WLDFR | HFTD - Distribution - Tier 3 - 2QU CoRE ¦ 3QU LoRE | Non-Red Flag Warning - Catastrophic Fires | 2046 | 2.3667e-09 | 2.499e-09 | 2.9665e-09 | 2.8252e-09 | 17672.0852 | 299.42 | 10692.7362 | 6679.929 | 0 | 0 | 0 | 0 | 3.2183e-06 | 4.1825e-05 | 0 | 4.1825e-05 | 4.4163e-05 | 0 | 4.4163e-05 | 5.2424e-05 | 0 | 5.2424e-05 | 4.9927e-05 | 0 | 4.9927e-05
[79 empty] | WLDFR | HFTD - Distribution - Tier 3 - 2QU CoRE ¦ 3QU LoRE | Non-Red Flag Warning - Catastrophic Fires | 2047 | 2.3667e-09 | 2.499e-09 | 2.9665e-09 | 2.8252e-09 | 17672.0852 | 299.42 | 10692.7362 | 6679.929 | 0 | 0 | 0 | 0 | 3.2183e-06 | 4.1825e-05 | 0 | 4.1825e-05 | 4.4163e-05 | 0 | 4.4163e-05 | 5.2424e-05 | 0 | 5.2424e-05 | 4.9927e-05 | 0 | 4.9927e-05
[79 empty] | WLDFR | HFTD - Distribution - Tier 3 - 2QU CoRE ¦ 3QU LoRE | Non-Red Flag Warning - Catastrophic Fires | 2048 | 2.3667e-09 | 2.499e-09 | 2.9665e-09 | 2.8252e-09 | 18552.3348 | 319.4911 | 11216.5626 | 7016.281 | 0 | 0 | 0 | 0 | 3.2183e-06 | 4.3908e-05 | 0 | 4.3908e-05 | 4.6363e-05 | 0 | 4.6363e-05 | 5.5035e-05 | 0 | 5.5035e-05 | 5.2414e-05 | 0 | 5.2414e-05
[79 empty] | WLDFR | HFTD - Distribution - Tier 3 - 2QU CoRE ¦ 3QU LoRE | Non-Red Flag Warning - Catastrophic Fires | 2049 | 2.3667e-09 | 2.499e-09 | 2.9665e-09 | 2.8252e-09 | 18552.3348 | 319.4911 | 11216.5626 | 7016.281 | 0 | 0 | 0 | 0 | 3.2183e-06 | 4.3908e-05 | 0 | 4.3908e-05 | 4.6363e-05 | 0 | 4.6363e-05 | 5.5035e-05 | 0 | 5.5035e-05 | 5.2414e-05 | 0 | 5.2414e-05
[79 empty] | WLDFR | HFTD - Distribution - Tier 3 - 2QU CoRE ¦ 3QU LoRE | Non-Red Flag Warning - Catastrophic Fires | 2050 | 0 | 2.499e-09 | 2.9665e-09 | 2.8252e-09 | 18552.3348 | 319.4911 | 11216.5626 | 7016.281 | 0 | 0 | 0 | 0 | 3.2183e-06 | 0 | 0 | 0 | 4.6363e-05 | 0 | 4.6363e-05 | 5.5035e-05 | 0 | 5.5035e-05 | 5.2414e-05 | 0 | 5.2414e-05
[79 empty] | WLDFR | HFTD - Distribution - Tier 3 - 2QU CoRE ¦ 3QU LoRE | Non-Red Flag Warning - Catastrophic Fires | 2051 | 0 | 0 | 2.9665e-09 | 2.8252e-09 | 18552.3348 | 319.4911 | 11216.5626 | 7016.281 | 0 | 0 | 0 | 0 | 3.2183e-06 | 0 | 0 | 0 | 0 | 0 | 0 | 5.5035e-05 | 0 | 5.5035e-05 | 5.2414e-05 | 0 | 5.2414e-05
[79 empty] | WLDFR | HFTD - Distribution - Tier 3 - 2QU CoRE ¦ 3QU LoRE | Non-Red Flag Warning - Catastrophic Fires | 2052 | 0 | 0 | 0 | 2.8252e-09 | 18552.3348 | 319.4911 | 11216.5626 | 7016.281 | 0 | 0 | 0 | 0 | 3.2183e-06 | 0 | 0 | 0 | 0 | 0 | 0 | 0 | 0 | 0 | 5.2414e-05 | 0 | 5.2414e-05
[79 empty] | WLDFR | HFTD - Distribution - Tier 3 - 2QU CoRE ¦ 3QU LoRE | Non-Red Flag Warning - Destructive Fires | 2020 | 2.0231e-08 | 0 | 0 | 0 | 8807.9522 | 222.2294 | 8585.7228 | 0 | 0 | 0 | 0 | 0 | 4.1271e-06 | 0.00017819 | 0 | 0.00017819 | 0 | 0 | 0 | 0 | 0 | 0 | 0 | 0 | 0
[79 empty] | WLDFR | HFTD - Distribution - Tier 3 - 2QU CoRE ¦ 3QU LoRE | Non-Red Flag Warning - Destructive Fires | 2021 | 8.0723e-09 | 2.1362e-08 | 0 | 0 | 8807.9522 | 222.2294 | 8585.7228 | 0 | 0 | 0 | 0 | 0 | 4.1271e-06 | 7.11e-05 | 0 | 7.11e-05 | 0.00018815 | 0 | 0.00018815 | 0 | 0 | 0 | 0 | 0 | 0
[79 empty] | WLDFR | HFTD - Distribution - Tier 3 - 2QU CoRE ¦ 3QU LoRE | Non-Red Flag Warning - Destructive Fires | 2022 | 5.7207e-09 | 6.0405e-09 | 1.9391e-08 | 0 | 8807.9522 | 222.2294 | 8585.7228 | 0 | 0 | 0 | 0 | 0 | 3.6009e-06 | 5.0387e-05 | 0 | 5.0387e-05 | 5.3205e-05 | 0 | 5.3205e-05 | 0.00017079 | 0 | 0.00017079 | 0 | 0 | 0
[79 empty] | WLDFR | HFTD - Distribution - Tier 3 - 2QU CoRE ¦ 3QU LoRE | Non-Red Flag Warning - Destructive Fires | 2023 | 5.7207e-09 | 6.0405e-09 | 7.1703e-09 | 1.8467e-08 | 9129.7461 | 233.2301 | 8896.516 | 0 | 0 | 0 | 0 | 0 | 3.6009e-06 | 5.2228e-05 | 0 | 5.2228e-05 | 5.5148e-05 | 0 | 5.5148e-05 | 6.5463e-05 | 0 | 6.5463e-05 | 0.0001686 | 0 | 0.0001686
[79 empty] | WLDFR | HFTD - Distribution - Tier 3 - 2QU CoRE ¦ 3QU LoRE | Non-Red Flag Warning - Destructive Fires | 2024 | 5.7207e-09 | 6.0405e-09 | 7.1703e-09 | 6.8289e-09 | 9129.7461 | 233.2301 | 8896.516 | 0 | 0 | 0 | 0 | 0 | 3.6009e-06 | 5.2228e-05 | 0 | 5.2228e-05 | 5.5148e-05 | 0 | 5.5148e-05 | 6.5463e-05 | 0 | 6.5463e-05 | 6.2346e-05 | 0 | 6.2346e-05
[79 empty] | WLDFR | HFTD - Distribution - Tier 3 - 2QU CoRE ¦ 3QU LoRE | Non-Red Flag Warning - Destructive Fires | 2025 | 5.7207e-09 | 6.0405e-09 | 7.1703e-09 | 6.8289e-09 | 9129.7461 | 233.2301 | 8896.516 | 0 | 0 | 0 | 0 | 0 | 3.6009e-06 | 5.2228e-05 | 0 | 5.2228e-05 | 5.5148e-05 | 0 | 5.5148e-05 | 6.5463e-05 | 0 | 6.5463e-05 | 6.2346e-05 | 0 | 6.2346e-05
[79 empty] | WLDFR | HFTD - Distribution - Tier 3 - 2QU CoRE ¦ 3QU LoRE | Non-Red Flag Warning - Destructive Fires | 2026 | 5.7207e-09 | 6.0405e-09 | 7.1703e-09 | 6.8289e-09 | 9129.7461 | 233.2301 | 8896.516 | 0 | 0 | 0 | 0 | 0 | 3.6009e-06 | 5.2228e-05 | 0 | 5.2228e-05 | 5.5148e-05 | 0 | 5.5148e-05 | 6.5463e-05 | 0 | 6.5463e-05 | 6.2346e-05 | 0 | 6.2346e-05
[79 empty] | WLDFR | HFTD - Distribution - Tier 3 - 2QU CoRE ¦ 3QU LoRE | Non-Red Flag Warning - Destructive Fires | 2027 | 5.7207e-09 | 6.0405e-09 | 7.1703e-09 | 6.8289e-09 | 9129.7461 | 233.2301 | 8896.516 | 0 | 0 | 0 | 0 | 0 | 3.6009e-06 | 5.2228e-05 | 0 | 5.2228e-05 | 5.5148e-05 | 0 | 5.5148e-05 | 6.5463e-05 | 0 | 6.5463e-05 | 6.2346e-05 | 0 | 6.2346e-05
[79 empty] | WLDFR | HFTD - Distribution - Tier 3 - 2QU CoRE ¦ 3QU LoRE | Non-Red Flag Warning - Destructive Fires | 2028 | 5.7207e-09 | 6.0405e-09 | 7.1703e-09 | 6.8289e-09 | 9534.9221 | 247.273 | 9287.6491 | 0 | 0 | 0 | 0 | 0 | 3.6009e-06 | 5.4546e-05 | 0 | 5.4546e-05 | 5.7596e-05 | 0 | 5.7596e-05 | 6.8369e-05 | 0 | 6.8369e-05 | 6.5113e-05 | 0 | 6.5113e-05
[79 empty] | WLDFR | HFTD - Distribution - Tier 3 - 2QU CoRE ¦ 3QU LoRE | Non-Red Flag Warning - Destructive Fires | 2029 | 5.7207e-09 | 6.0405e-09 | 7.1703e-09 | 6.8289e-09 | 9534.9221 | 247.273 | 9287.6491 | 0 | 0 | 0 | 0 | 0 | 3.6009e-06 | 5.4546e-05 | 0 | 5.4546e-05 | 5.7596e-05 | 0 | 5.7596e-05 | 6.8369e-05 | 0 | 6.8369e-05 | 6.5113e-05 | 0 | 6.5113e-05
[79 empty] | WLDFR | HFTD - Distribution - Tier 3 - 2QU CoRE ¦ 3QU LoRE | Non-Red Flag Warning - Destructive Fires | 2030 | 5.7207e-09 | 6.0405e-09 | 7.1703e-09 | 6.8289e-09 | 9534.9221 | 247.273 | 9287.6491 | 0 | 0 | 0 | 0 | 0 | 3.6009e-06 | 5.4546e-05 | 0 | 5.4546e-05 | 5.7596e-05 | 0 | 5.7596e-05 | 6.8369e-05 | 0 | 6.8369e-05 | 6.5113e-05 | 0 | 6.5113e-05
[79 empty] | WLDFR | HFTD - Distribution - Tier 3 - 2QU CoRE ¦ 3QU LoRE | Non-Red Flag Warning - Destructive Fires | 2031 | 5.7207e-09 | 6.0405e-09 | 7.1703e-09 | 6.8289e-09 | 9534.9221 | 247.273 | 9287.6491 | 0 | 0 | 0 | 0 | 0 | 3.6009e-06 | 5.4546e-05 | 0 | 5.4546e-05 | 5.7596e-05 | 0 | 5.7596e-05 | 6.8369e-05 | 0 | 6.8369e-05 | 6.5113e-05 | 0 | 6.5113e-05
[79 empty] | WLDFR | HFTD - Distribution - Tier 3 - 2QU CoRE ¦ 3QU LoRE | Non-Red Flag Warning - Destructive Fires | 2032 | 5.7207e-09 | 6.0405e-09 | 7.1703e-09 | 6.8289e-09 | 9534.9221 | 247.273 | 9287.6491 | 0 | 0 | 0 | 0 | 0 | 3.6009e-06 | 5.4546e-05 | 0 | 5.4546e-05 | 5.7596e-05 | 0 | 5.7596e-05 | 6.8369e-05 | 0 | 6.8369e-05 | 6.5113e-05 | 0 | 6.5113e-05
[79 empty] | WLDFR | HFTD - Distribution - Tier 3 - 2QU CoRE ¦ 3QU LoRE | Non-Red Flag Warning - Destructive Fires | 2033 | 5.7207e-09 | 6.0405e-09 | 7.1703e-09 | 6.8289e-09 | 9984.8474 | 263.1074 | 9721.74 | 0 | 0 | 0 | 0 | 0 | 3.6009e-06 | 5.712e-05 | 0 | 5.712e-05 | 6.0314e-05 | 0 | 6.0314e-05 | 7.1595e-05 | 0 | 7.1595e-05 | 6.8185e-05 | 0 | 6.8185e-05
[79 empty] | WLDFR | HFTD - Distribution - Tier 3 - 2QU CoRE ¦ 3QU LoRE | Non-Red Flag Warning - Destructive Fires | 2034 | 5.7207e-09 | 6.0405e-09 | 7.1703e-09 | 6.8289e-09 | 9984.8474 | 263.1074 | 9721.74 | 0 | 0 | 0 | 0 | 0 | 3.6009e-06 | 5.712e-05 | 0 | 5.712e-05 | 6.0314e-05 | 0 | 6.0314e-05 | 7.1595e-05 | 0 | 7.1595e-05 | 6.8185e-05 | 0 | 6.8185e-05
[79 empty] | WLDFR | HFTD - Distribution - Tier 3 - 2QU CoRE ¦ 3QU LoRE | Non-Red Flag Warning - Destructive Fires | 2035 | 5.7207e-09 | 6.0405e-09 | 7.1703e-09 | 6.8289e-09 | 9984.8474 | 263.1074 | 9721.74 | 0 | 0 | 0 | 0 | 0 | 3.6009e-06 | 5.712e-05 | 0 | 5.712e-05 | 6.0314e-05 | 0 | 6.0314e-05 | 7.1595e-05 | 0 | 7.1595e-05 | 6.8185e-05 | 0 | 6.8185e-05
[79 empty] | WLDFR | HFTD - Distribution - Tier 3 - 2QU CoRE ¦ 3QU LoRE | Non-Red Flag Warning - Destructive Fires | 2036 | 5.7207e-09 | 6.0405e-09 | 7.1703e-09 | 6.8289e-09 | 9984.8474 | 263.1074 | 9721.74 | 0 | 0 | 0 | 0 | 0 | 3.6009e-06 | 5.712e-05 | 0 | 5.712e-05 | 6.0314e-05 | 0 | 6.0314e-05 | 7.1595e-05 | 0 | 7.1595e-05 | 6.8185e-05 | 0 | 6.8185e-05
[79 empty] | WLDFR | HFTD - Distribution - Tier 3 - 2QU CoRE ¦ 3QU LoRE | Non-Red Flag Warning - Destructive Fires | 2037 | 5.7207e-09 | 6.0405e-09 | 7.1703e-09 | 6.8289e-09 | 9984.8474 | 263.1074 | 9721.74 | 0 | 0 | 0 | 0 | 0 | 3.6009e-06 | 5.712e-05 | 0 | 5.712e-05 | 6.0314e-05 | 0 | 6.0314e-05 | 7.1595e-05 | 0 | 7.1595e-05 | 6.8185e-05 | 0 | 6.8185e-05
[79 empty] | WLDFR | HFTD - Distribution - Tier 3 - 2QU CoRE ¦ 3QU LoRE | Non-Red Flag Warning - Destructive Fires | 2038 | 5.7207e-09 | 6.0405e-09 | 7.1703e-09 | 6.8289e-09 | 10472.8261 | 280.5544 | 10192.2718 | 0 | 0 | 0 | 0 | 0 | 3.6009e-06 | 5.9912e-05 | 0 | 5.9912e-05 | 6.3261e-05 | 0 | 6.3261e-05 | 7.5094e-05 | 0 | 7.5094e-05 | 7.1518e-05 | 0 | 7.1518e-05
[79 empty] | WLDFR | HFTD - Distribution - Tier 3 - 2QU CoRE ¦ 3QU LoRE | Non-Red Flag Warning - Destructive Fires | 2039 | 5.7207e-09 | 6.0405e-09 | 7.1703e-09 | 6.8289e-09 | 10472.8261 | 280.5544 | 10192.2718 | 0 | 0 | 0 | 0 | 0 | 3.6009e-06 | 5.9912e-05 | 0 | 5.9912e-05 | 6.3261e-05 | 0 | 6.3261e-05 | 7.5094e-05 | 0 | 7.5094e-05 | 7.1518e-05 | 0 | 7.1518e-05
[79 empty] | WLDFR | HFTD - Distribution - Tier 3 - 2QU CoRE ¦ 3QU LoRE | Non-Red Flag Warning - Destructive Fires | 2040 | 5.7207e-09 | 6.0405e-09 | 7.1703e-09 | 6.8289e-09 | 10472.8261 | 280.5544 | 10192.2718 | 0 | 0 | 0 | 0 | 0 | 3.6009e-06 | 5.9912e-05 | 0 | 5.9912e-05 | 6.3261e-05 | 0 | 6.3261e-05 | 7.5094e-05 | 0 | 7.5094e-05 | 7.1518e-05 | 0 | 7.1518e-05
[79 empty] | WLDFR | HFTD - Distribution - Tier 3 - 2QU CoRE ¦ 3QU LoRE | Non-Red Flag Warning - Destructive Fires | 2041 | 5.7207e-09 | 6.0405e-09 | 7.1703e-09 | 6.8289e-09 | 10472.8261 | 280.5544 | 10192.2718 | 0 | 0 | 0 | 0 | 0 | 3.6009e-06 | 5.9912e-05 | 0 | 5.9912e-05 | 6.3261e-05 | 0 | 6.3261e-05 | 7.5094e-05 | 0 | 7.5094e-05 | 7.1518e-05 | 0 | 7.1518e-05
[79 empty] | WLDFR | HFTD - Distribution - Tier 3 - 2QU CoRE ¦ 3QU LoRE | Non-Red Flag Warning - Destructive Fires | 2042 | 5.7207e-09 | 6.0405e-09 | 7.1703e-09 | 6.8289e-09 | 10472.8261 | 280.5544 | 10192.2718 | 0 | 0 | 0 | 0 | 0 | 3.6009e-06 | 5.9912e-05 | 0 | 5.9912e-05 | 6.3261e-05 | 0 | 6.3261e-05 | 7.5094e-05 | 0 | 7.5094e-05 | 7.1518e-05 | 0 | 7.1518e-05
[79 empty] | WLDFR | HFTD - Distribution - Tier 3 - 2QU CoRE ¦ 3QU LoRE | Non-Red Flag Warning - Destructive Fires | 2043 | 5.7207e-09 | 6.0405e-09 | 7.1703e-09 | 6.8289e-09 | 10992.1562 | 299.42 | 10692.7362 | 0 | 0 | 0 | 0 | 0 | 3.6009e-06 | 6.2882e-05 | 0 | 6.2882e-05 | 6.6398e-05 | 0 | 6.6398e-05 | 7.8817e-05 | 0 | 7.8817e-05 | 7.5064e-05 | 0 | 7.5064e-05
[79 empty] | WLDFR | HFTD - Distribution - Tier 3 - 2QU CoRE ¦ 3QU LoRE | Non-Red Flag Warning - Destructive Fires | 2044 | 5.7207e-09 | 6.0405e-09 | 7.1703e-09 | 6.8289e-09 | 10992.1562 | 299.42 | 10692.7362 | 0 | 0 | 0 | 0 | 0 | 3.6009e-06 | 6.2882e-05 | 0 | 6.2882e-05 | 6.6398e-05 | 0 | 6.6398e-05 | 7.8817e-05 | 0 | 7.8817e-05 | 7.5064e-05 | 0 | 7.5064e-05
[79 empty] | WLDFR | HFTD - Distribution - Tier 3 - 2QU CoRE ¦ 3QU LoRE | Non-Red Flag Warning - Destructive Fires | 2045 | 5.7207e-09 | 6.0405e-09 | 7.1703e-09 | 6.8289e-09 | 10992.1562 | 299.42 | 10692.7362 | 0 | 0 | 0 | 0 | 0 | 3.6009e-06 | 6.2882e-05 | 0 | 6.2882e-05 | 6.6398e-05 | 0 | 6.6398e-05 | 7.8817e-05 | 0 | 7.8817e-05 | 7.5064e-05 | 0 | 7.5064e-05
[79 empty] | WLDFR | HFTD - Distribution - Tier 3 - 2QU CoRE ¦ 3QU LoRE | Non-Red Flag Warning - Destructive Fires | 2046 | 5.7207e-09 | 6.0405e-09 | 7.1703e-09 | 6.8289e-09 | 10992.1562 | 299.42 | 10692.7362 | 0 | 0 | 0 | 0 | 0 | 3.6009e-06 | 6.2882e-05 | 0 | 6.2882e-05 | 6.6398e-05 | 0 | 6.6398e-05 | 7.8817e-05 | 0 | 7.8817e-05 | 7.5064e-05 | 0 | 7.5064e-05
[79 empty] | WLDFR | HFTD - Distribution - Tier 3 - 2QU CoRE ¦ 3QU LoRE | Non-Red Flag Warning - Destructive Fires | 2047 | 5.7207e-09 | 6.0405e-09 | 7.1703e-09 | 6.8289e-09 | 10992.1562 | 299.42 | 10692.7362 | 0 | 0 | 0 | 0 | 0 | 3.6009e-06 | 6.2882e-05 | 0 | 6.2882e-05 | 6.6398e-05 | 0 | 6.6398e-05 | 7.8817e-05 | 0 | 7.8817e-05 | 7.5064e-05 | 0 | 7.5064e-05
[79 empty] | WLDFR | HFTD - Distribution - Tier 3 - 2QU CoRE ¦ 3QU LoRE | Non-Red Flag Warning - Destructive Fires | 2048 | 5.7207e-09 | 6.0405e-09 | 7.1703e-09 | 6.8289e-09 | 11536.0538 | 319.4911 | 11216.5626 | 0 | 0 | 0 | 0 | 0 | 3.6009e-06 | 6.5994e-05 | 0 | 6.5994e-05 | 6.9684e-05 | 0 | 6.9684e-05 | 8.2717e-05 | 0 | 8.2717e-05 | 7.8778e-05 | 0 | 7.8778e-05
[79 empty] | WLDFR | HFTD - Distribution - Tier 3 - 2QU CoRE ¦ 3QU LoRE | Non-Red Flag Warning - Destructive Fires | 2049 | 5.7207e-09 | 6.0405e-09 | 7.1703e-09 | 6.8289e-09 | 11536.0538 | 319.4911 | 11216.5626 | 0 | 0 | 0 | 0 | 0 | 3.6009e-06 | 6.5994e-05 | 0 | 6.5994e-05 | 6.9684e-05 | 0 | 6.9684e-05 | 8.2717e-05 | 0 | 8.2717e-05 | 7.8778e-05 | 0 | 7.8778e-05
[79 empty] | WLDFR | HFTD - Distribution - Tier 3 - 2QU CoRE ¦ 3QU LoRE | Non-Red Flag Warning - Destructive Fires | 2050 | 0 | 6.0405e-09 | 7.1703e-09 | 6.8289e-09 | 11536.0538 | 319.4911 | 11216.5626 | 0 | 0 | 0 | 0 | 0 | 3.6009e-06 | 0 | 0 | 0 | 6.9684e-05 | 0 | 6.9684e-05 | 8.2717e-05 | 0 | 8.2717e-05 | 7.8778e-05 | 0 | 7.8778e-05
[79 empty] | WLDFR | HFTD - Distribution - Tier 3 - 2QU CoRE ¦ 3QU LoRE | Non-Red Flag Warning - Destructive Fires | 2051 | 0 | 0 | 7.1703e-09 | 6.8289e-09 | 11536.0538 | 319.4911 | 11216.5626 | 0 | 0 | 0 | 0 | 0 | 3.6009e-06 | 0 | 0 | 0 | 0 | 0 | 0 | 8.2717e-05 | 0 | 8.2717e-05 | 7.8778e-05 | 0 | 7.8778e-05
[79 empty] | WLDFR | HFTD - Distribution - Tier 3 - 2QU CoRE ¦ 3QU LoRE | Non-Red Flag Warning - Destructive Fires | 2052 | 0 | 0 | 0 | 6.8289e-09 | 11536.0538 | 319.4911 | 11216.5626 | 0 | 0 | 0 | 0 | 0 | 3.6009e-06 | 0 | 0 | 0 | 0 | 0 | 0 | 0 | 0 | 0 | 7.8778e-05 | 0 | 7.8778e-05
[79 empty] | WLDFR | HFTD - Distribution - Tier 3 - 2QU CoRE ¦ 3QU LoRE | Non-Red Flag Warning - Large Fires | 2020 | 2.2553e-07 | 0 | 0 | 0 | 5.2406 | 0.69642 | 2.942 | 1.6022 | 0 | 0 | 0 | 0 | 3.7468e-05 | 1.1819e-06 | 0 | 1.1819e-06 | 0 | 0 | 0 | 0 | 0 | 0 | 0 | 0 | 0
[79 empty] | WLDFR | HFTD - Distribution - Tier 3 - 2QU CoRE ¦ 3QU LoRE | Non-Red Flag Warning - Large Fires | 2021 | 8.6412e-08 | 2.3814e-07 | 0 | 0 | 5.2406 | 0.69642 | 2.942 | 1.6022 | 0 | 0 | 0 | 0 | 3.7468e-05 | 4.5285e-07 | 0 | 4.5285e-07 | 1.248e-06 | 0 | 1.248e-06 | 0 | 0 | 0 | 0 | 0 | 0
[79 empty] | WLDFR | HFTD - Distribution - Tier 3 - 2QU CoRE ¦ 3QU LoRE | Non-Red Flag Warning - Large Fires | 2022 | 5.9244e-08 | 6.2556e-08 | 2.0543e-07 | 0 | 5.2406 | 0.69642 | 2.942 | 1.6022 | 0 | 0 | 0 | 0 | 3.2859e-05 | 3.1047e-07 | 0 | 3.1047e-07 | 3.2783e-07 | 0 | 3.2783e-07 | 1.0766e-06 | 0 | 1.0766e-06 | 0 | 0 | 0
[79 empty] | WLDFR | HFTD - Distribution - Tier 3 - 2QU CoRE ¦ 3QU LoRE | Non-Red Flag Warning - Large Fires | 2023 | 5.9244e-08 | 6.2556e-08 | 7.4256e-08 | 1.9565e-07 | 5.475 | 0.71896 | 3.0715 | 1.6846 | 0 | 0 | 0 | 0 | 3.2859e-05 | 3.2436e-07 | 0 | 3.2436e-07 | 3.425e-07 | 0 | 3.425e-07 | 4.0656e-07 | 0 | 4.0656e-07 | 1.0712e-06 | 0 | 1.0712e-06
[79 empty] | WLDFR | HFTD - Distribution - Tier 3 - 2QU CoRE ¦ 3QU LoRE | Non-Red Flag Warning - Large Fires | 2024 | 5.9244e-08 | 6.2556e-08 | 7.4256e-08 | 7.072e-08 | 5.475 | 0.71896 | 3.0715 | 1.6846 | 0 | 0 | 0 | 0 | 3.2859e-05 | 3.2436e-07 | 0 | 3.2436e-07 | 3.425e-07 | 0 | 3.425e-07 | 4.0656e-07 | 0 | 4.0656e-07 | 3.872e-07 | 0 | 3.872e-07
[79 empty] | WLDFR | HFTD - Distribution - Tier 3 - 2QU CoRE ¦ 3QU LoRE | Non-Red Flag Warning - Large Fires | 2025 | 5.9244e-08 | 6.2556e-08 | 7.4256e-08 | 7.072e-08 | 5.475 | 0.71896 | 3.0715 | 1.6846 | 0 | 0 | 0 | 0 | 3.2859e-05 | 3.2436e-07 | 0 | 3.2436e-07 | 3.425e-07 | 0 | 3.425e-07 | 4.0656e-07 | 0 | 4.0656e-07 | 3.872e-07 | 0 | 3.872e-07
[79 empty] | WLDFR | HFTD - Distribution - Tier 3 - 2QU CoRE ¦ 3QU LoRE | Non-Red Flag Warning - Large Fires | 2026 | 5.9244e-08 | 6.2556e-08 | 7.4256e-08 | 7.072e-08 | 5.475 | 0.71896 | 3.0715 | 1.6846 | 0 | 0 | 0 | 0 | 3.2859e-05 | 3.2436e-07 | 0 | 3.2436e-07 | 3.425e-07 | 0 | 3.425e-07 | 4.0656e-07 | 0 | 4.0656e-07 | 3.872e-07 | 0 | 3.872e-07
[79 empty] | WLDFR | HFTD - Distribution - Tier 3 - 2QU CoRE ¦ 3QU LoRE | Non-Red Flag Warning - Large Fires | 2027 | 5.9244e-08 | 6.2556e-08 | 7.4256e-08 | 7.072e-08 | 5.475 | 0.71896 | 3.0715 | 1.6846 | 0 | 0 | 0 | 0 | 3.2859e-05 | 3.2436e-07 | 0 | 3.2436e-07 | 3.425e-07 | 0 | 3.425e-07 | 4.0656e-07 | 0 | 4.0656e-07 | 3.872e-07 | 0 | 3.872e-07
[79 empty] | WLDFR | HFTD - Distribution - Tier 3 - 2QU CoRE ¦ 3QU LoRE | Non-Red Flag Warning - Large Fires | 2028 | 5.9244e-08 | 6.2556e-08 | 7.4256e-08 | 7.072e-08 | 5.777 | 0.74734 | 3.238 | 1.7917 | 0 | 0 | 0 | 0 | 3.2859e-05 | 3.4225e-07 | 0 | 3.4225e-07 | 3.6139e-07 | 0 | 3.6139e-07 | 4.2898e-07 | 0 | 4.2898e-07 | 4.0855e-07 | 0 | 4.0855e-07
[79 empty] | WLDFR | HFTD - Distribution - Tier 3 - 2QU CoRE ¦ 3QU LoRE | Non-Red Flag Warning - Large Fires | 2029 | 5.9244e-08 | 6.2556e-08 | 7.4256e-08 | 7.072e-08 | 5.777 | 0.74734 | 3.238 | 1.7917 | 0 | 0 | 0 | 0 | 3.2859e-05 | 3.4225e-07 | 0 | 3.4225e-07 | 3.6139e-07 | 0 | 3.6139e-07 | 4.2898e-07 | 0 | 4.2898e-07 | 4.0855e-07 | 0 | 4.0855e-07
[79 empty] | WLDFR | HFTD - Distribution - Tier 3 - 2QU CoRE ¦ 3QU LoRE | Non-Red Flag Warning - Large Fires | 2030 | 5.9244e-08 | 6.2556e-08 | 7.4256e-08 | 7.072e-08 | 5.777 | 0.74734 | 3.238 | 1.7917 | 0 | 0 | 0 | 0 | 3.2859e-05 | 3.4225e-07 | 0 | 3.4225e-07 | 3.6139e-07 | 0 | 3.6139e-07 | 4.2898e-07 | 0 | 4.2898e-07 | 4.0855e-07 | 0 | 4.0855e-07
[79 empty] | WLDFR | HFTD - Distribution - Tier 3 - 2QU CoRE ¦ 3QU LoRE | Non-Red Flag Warning - Large Fires | 2031 | 5.9244e-08 | 6.2556e-08 | 7.4256e-08 | 7.072e-08 | 5.777 | 0.74734 | 3.238 | 1.7917 | 0 | 0 | 0 | 0 | 3.2859e-05 | 3.4225e-07 | 0 | 3.4225e-07 | 3.6139e-07 | 0 | 3.6139e-07 | 4.2898e-07 | 0 | 4.2898e-07 | 4.0855e-07 | 0 | 4.0855e-07
[79 empty] | WLDFR | HFTD - Distribution - Tier 3 - 2QU CoRE ¦ 3QU LoRE | Non-Red Flag Warning - Large Fires | 2032 | 5.9244e-08 | 6.2556e-08 | 7.4256e-08 | 7.072e-08 | 5.777 | 0.74734 | 3.238 | 1.7917 | 0 | 0 | 0 | 0 | 3.2859e-05 | 3.4225e-07 | 0 | 3.4225e-07 | 3.6139e-07 | 0 | 3.6139e-07 | 4.2898e-07 | 0 | 4.2898e-07 | 4.0855e-07 | 0 | 4.0855e-07
[79 empty] | WLDFR | HFTD - Distribution - Tier 3 - 2QU CoRE ¦ 3QU LoRE | Non-Red Flag Warning - Large Fires | 2033 | 5.9244e-08 | 6.2556e-08 | 7.4256e-08 | 7.072e-08 | 6.1205 | 0.77885 | 3.4265 | 1.9151 | 0 | 0 | 0 | 0 | 3.2859e-05 | 3.626e-07 | 0 | 3.626e-07 | 3.8287e-07 | 0 | 3.8287e-07 | 4.5449e-07 | 0 | 4.5449e-07 | 4.3284e-07 | 0 | 4.3284e-07
[79 empty] | WLDFR | HFTD - Distribution - Tier 3 - 2QU CoRE ¦ 3QU LoRE | Non-Red Flag Warning - Large Fires | 2034 | 5.9244e-08 | 6.2556e-08 | 7.4256e-08 | 7.072e-08 | 6.1205 | 0.77885 | 3.4265 | 1.9151 | 0 | 0 | 0 | 0 | 3.2859e-05 | 3.626e-07 | 0 | 3.626e-07 | 3.8287e-07 | 0 | 3.8287e-07 | 4.5449e-07 | 0 | 4.5449e-07 | 4.3284e-07 | 0 | 4.3284e-07
[79 empty] | WLDFR | HFTD - Distribution - Tier 3 - 2QU CoRE ¦ 3QU LoRE | Non-Red Flag Warning - Large Fires | 2035 | 5.9244e-08 | 6.2556e-08 | 7.4256e-08 | 7.072e-08 | 6.1205 | 0.77885 | 3.4265 | 1.9151 | 0 | 0 | 0 | 0 | 3.2859e-05 | 3.626e-07 | 0 | 3.626e-07 | 3.8287e-07 | 0 | 3.8287e-07 | 4.5449e-07 | 0 | 4.5449e-07 | 4.3284e-07 | 0 | 4.3284e-07
[79 empty] | WLDFR | HFTD - Distribution - Tier 3 - 2QU CoRE ¦ 3QU LoRE | Non-Red Flag Warning - Large Fires | 2036 | 5.9244e-08 | 6.2556e-08 | 7.4256e-08 | 7.072e-08 | 6.1205 | 0.77885 | 3.4265 | 1.9151 | 0 | 0 | 0 | 0 | 3.2859e-05 | 3.626e-07 | 0 | 3.626e-07 | 3.8287e-07 | 0 | 3.8287e-07 | 4.5449e-07 | 0 | 4.5449e-07 | 4.3284e-07 | 0 | 4.3284e-07
[79 empty] | WLDFR | HFTD - Distribution - Tier 3 - 2QU CoRE ¦ 3QU LoRE | Non-Red Flag Warning - Large Fires | 2037 | 5.9244e-08 | 6.2556e-08 | 7.4256e-08 | 7.072e-08 | 6.1205 | 0.77885 | 3.4265 | 1.9151 | 0 | 0 | 0 | 0 | 3.2859e-05 | 3.626e-07 | 0 | 3.626e-07 | 3.8287e-07 | 0 | 3.8287e-07 | 4.5449e-07 | 0 | 4.5449e-07 | 4.3284e-07 | 0 | 4.3284e-07
[79 empty] | WLDFR | HFTD - Distribution - Tier 3 - 2QU CoRE ¦ 3QU LoRE | Non-Red Flag Warning - Large Fires | 2038 | 5.9244e-08 | 6.2556e-08 | 7.4256e-08 | 7.072e-08 | 6.5028 | 0.81304 | 3.6355 | 2.0543 | 0 | 0 | 0 | 0 | 3.2859e-05 | 3.8525e-07 | 0 | 3.8525e-07 | 4.0679e-07 | 0 | 4.0679e-07 | 4.8288e-07 | 0 | 4.8288e-07 | 4.5988e-07 | 0 | 4.5988e-07
[79 empty] | WLDFR | HFTD - Distribution - Tier 3 - 2QU CoRE ¦ 3QU LoRE | Non-Red Flag Warning - Large Fires | 2039 | 5.9244e-08 | 6.2556e-08 | 7.4256e-08 | 7.072e-08 | 6.5028 | 0.81304 | 3.6355 | 2.0543 | 0 | 0 | 0 | 0 | 3.2859e-05 | 3.8525e-07 | 0 | 3.8525e-07 | 4.0679e-07 | 0 | 4.0679e-07 | 4.8288e-07 | 0 | 4.8288e-07 | 4.5988e-07 | 0 | 4.5988e-07
[79 empty] | WLDFR | HFTD - Distribution - Tier 3 - 2QU CoRE ¦ 3QU LoRE | Non-Red Flag Warning - Large Fires | 2040 | 5.9244e-08 | 6.2556e-08 | 7.4256e-08 | 7.072e-08 | 6.5028 | 0.81304 | 3.6355 | 2.0543 | 0 | 0 | 0 | 0 | 3.2859e-05 | 3.8525e-07 | 0 | 3.8525e-07 | 4.0679e-07 | 0 | 4.0679e-07 | 4.8288e-07 | 0 | 4.8288e-07 | 4.5988e-07 | 0 | 4.5988e-07
[79 empty] | WLDFR | HFTD - Distribution - Tier 3 - 2QU CoRE ¦ 3QU LoRE | Non-Red Flag Warning - Large Fires | 2041 | 5.9244e-08 | 6.2556e-08 | 7.4256e-08 | 7.072e-08 | 6.5028 | 0.81304 | 3.6355 | 2.0543 | 0 | 0 | 0 | 0 | 3.2859e-05 | 3.8525e-07 | 0 | 3.8525e-07 | 4.0679e-07 | 0 | 4.0679e-07 | 4.8288e-07 | 0 | 4.8288e-07 | 4.5988e-07 | 0 | 4.5988e-07
[79 empty] | WLDFR | HFTD - Distribution - Tier 3 - 2QU CoRE ¦ 3QU LoRE | Non-Red Flag Warning - Large Fires | 2042 | 5.9244e-08 | 6.2556e-08 | 7.4256e-08 | 7.072e-08 | 6.5028 | 0.81304 | 3.6355 | 2.0543 | 0 | 0 | 0 | 0 | 3.2859e-05 | 3.8525e-07 | 0 | 3.8525e-07 | 4.0679e-07 | 0 | 4.0679e-07 | 4.8288e-07 | 0 | 4.8288e-07 | 4.5988e-07 | 0 | 4.5988e-07
[79 empty] | WLDFR | HFTD - Distribution - Tier 3 - 2QU CoRE ¦ 3QU LoRE | Non-Red Flag Warning - Large Fires | 2043 | 5.9244e-08 | 6.2556e-08 | 7.4256e-08 | 7.072e-08 | 6.9209 | 0.84944 | 3.8632 | 2.2083 | 0 | 0 | 0 | 0 | 3.2859e-05 | 4.1002e-07 | 0 | 4.1002e-07 | 4.3295e-07 | 0 | 4.3295e-07 | 5.1392e-07 | 0 | 5.1392e-07 | 4.8945e-07 | 0 | 4.8945e-07
[79 empty] | WLDFR | HFTD - Distribution - Tier 3 - 2QU CoRE ¦ 3QU LoRE | Non-Red Flag Warning - Large Fires | 2044 | 5.9244e-08 | 6.2556e-08 | 7.4256e-08 | 7.072e-08 | 6.9209 | 0.84944 | 3.8632 | 2.2083 | 0 | 0 | 0 | 0 | 3.2859e-05 | 4.1002e-07 | 0 | 4.1002e-07 | 4.3295e-07 | 0 | 4.3295e-07 | 5.1392e-07 | 0 | 5.1392e-07 | 4.8945e-07 | 0 | 4.8945e-07
[79 empty] | WLDFR | HFTD - Distribution - Tier 3 - 2QU CoRE ¦ 3QU LoRE | Non-Red Flag Warning - Large Fires | 2045 | 5.9244e-08 | 6.2556e-08 | 7.4256e-08 | 7.072e-08 | 6.9209 | 0.84944 | 3.8632 | 2.2083 | 0 | 0 | 0 | 0 | 3.2859e-05 | 4.1002e-07 | 0 | 4.1002e-07 | 4.3295e-07 | 0 | 4.3295e-07 | 5.1392e-07 | 0 | 5.1392e-07 | 4.8945e-07 | 0 | 4.8945e-07
[79 empty] | WLDFR | HFTD - Distribution - Tier 3 - 2QU CoRE ¦ 3QU LoRE | Non-Red Flag Warning - Large Fires | 2046 | 5.9244e-08 | 6.2556e-08 | 7.4256e-08 | 7.072e-08 | 6.9209 | 0.84944 | 3.8632 | 2.2083 | 0 | 0 | 0 | 0 | 3.2859e-05 | 4.1002e-07 | 0 | 4.1002e-07 | 4.3295e-07 | 0 | 4.3295e-07 | 5.1392e-07 | 0 | 5.1392e-07 | 4.8945e-07 | 0 | 4.8945e-07
[79 empty] | WLDFR | HFTD - Distribution - Tier 3 - 2QU CoRE ¦ 3QU LoRE | Non-Red Flag Warning - Large Fires | 2047 | 5.9244e-08 | 6.2556e-08 | 7.4256e-08 | 7.072e-08 | 6.9209 | 0.84944 | 3.8632 | 2.2083 | 0 | 0 | 0 | 0 | 3.2859e-05 | 4.1002e-07 | 0 | 4.1002e-07 | 4.3295e-07 | 0 | 4.3295e-07 | 5.1392e-07 | 0 | 5.1392e-07 | 4.8945e-07 | 0 | 4.8945e-07
[79 empty] | WLDFR | HFTD - Distribution - Tier 3 - 2QU CoRE ¦ 3QU LoRE | Non-Red Flag Warning - Large Fires | 2048 | 5.9244e-08 | 6.2556e-08 | 7.4256e-08 | 7.072e-08 | 7.3713 | 0.88759 | 4.1075 | 2.3763 | 0 | 0 | 0 | 0 | 3.2859e-05 | 4.3671e-07 | 0 | 4.3671e-07 | 4.6112e-07 | 0 | 4.6112e-07 | 5.4737e-07 | 0 | 5.4737e-07 | 5.2131e-07 | 0 | 5.2131e-07
[79 empty] | WLDFR | HFTD - Distribution - Tier 3 - 2QU CoRE ¦ 3QU LoRE | Non-Red Flag Warning - Large Fires | 2049 | 5.9244e-08 | 6.2556e-08 | 7.4256e-08 | 7.072e-08 | 7.3713 | 0.88759 | 4.1075 | 2.3763 | 0 | 0 | 0 | 0 | 3.2859e-05 | 4.3671e-07 | 0 | 4.3671e-07 | 4.6112e-07 | 0 | 4.6112e-07 | 5.4737e-07 | 0 | 5.4737e-07 | 5.2131e-07 | 0 | 5.2131e-07
[79 empty] | WLDFR | HFTD - Distribution - Tier 3 - 2QU CoRE ¦ 3QU LoRE | Non-Red Flag Warning - Large Fires | 2050 | 0 | 6.2556e-08 | 7.4256e-08 | 7.072e-08 | 7.3713 | 0.88759 | 4.1075 | 2.3763 | 0 | 0 | 0 | 0 | 3.2859e-05 | 0 | 0 | 0 | 4.6112e-07 | 0 | 4.6112e-07 | 5.4737e-07 | 0 | 5.4737e-07 | 5.2131e-07 | 0 | 5.2131e-07
[79 empty] | WLDFR | HFTD - Distribution - Tier 3 - 2QU CoRE ¦ 3QU LoRE | Non-Red Flag Warning - Large Fires | 2051 | 0 | 0 | 7.4256e-08 | 7.072e-08 | 7.3713 | 0.88759 | 4.1075 | 2.3763 | 0 | 0 | 0 | 0 | 3.2859e-05 | 0 | 0 | 0 | 0 | 0 | 0 | 5.4737e-07 | 0 | 5.4737e-07 | 5.2131e-07 | 0 | 5.2131e-07
[79 empty] | WLDFR | HFTD - Distribution - Tier 3 - 2QU CoRE ¦ 3QU LoRE | Non-Red Flag Warning - Large Fires | 2052 | 0 | 0 | 0 | 7.072e-08 | 7.3713 | 0.88759 | 4.1075 | 2.3763 | 0 | 0 | 0 | 0 | 3.2859e-05 | 0 | 0 | 0 | 0 | 0 | 0 | 0 | 0 | 0 | 5.2131e-07 | 0 | 5.2131e-07
[79 empty] | WLDFR | HFTD - Distribution - Tier 3 - 2QU CoRE ¦ 3QU LoRE | Non-Red Flag Warning - Small Fires | 2020 | 3.1495e-05 | 0 | 0 | 0 | 0.077901 | 0.036425 | 0.0015809 | 0.039895 | 0 | 0 | 0 | 0 | 0.0042346 | 2.4535e-06 | 0 | 2.4535e-06 | 0 | 0 | 0 | 0 | 0 | 0 | 0 | 0 | 0
[79 empty] | WLDFR | HFTD - Distribution - Tier 3 - 2QU CoRE ¦ 3QU LoRE | Non-Red Flag Warning - Small Fires | 2021 | 1.3159e-05 | 3.3256e-05 | 0 | 0 | 0.077901 | 0.036425 | 0.0015809 | 0.039895 | 0 | 0 | 0 | 0 | 0.0042346 | 1.0251e-06 | 0 | 1.0251e-06 | 2.5907e-06 | 0 | 2.5907e-06 | 0 | 0 | 0 | 0 | 0 | 0
[79 empty] | WLDFR | HFTD - Distribution - Tier 3 - 2QU CoRE ¦ 3QU LoRE | Non-Red Flag Warning - Small Fires | 2022 | 9.9325e-06 | 1.0488e-05 | 3.2501e-05 | 0 | 0.077901 | 0.036425 | 0.0015809 | 0.039895 | 0 | 0 | 0 | 0 | 0.0042392 | 7.7374e-07 | 0 | 7.7374e-07 | 8.17e-07 | 0 | 8.17e-07 | 2.5318e-06 | 0 | 2.5318e-06 | 0 | 0 | 0
[79 empty] | WLDFR | HFTD - Distribution - Tier 3 - 2QU CoRE ¦ 3QU LoRE | Non-Red Flag Warning - Small Fires | 2023 | 9.9325e-06 | 1.0488e-05 | 1.2449e-05 | 3.0953e-05 | 0.080408 | 0.03759 | 0.0016314 | 0.041187 | 0 | 0 | 0 | 0 | 0.0042392 | 7.9865e-07 | 0 | 7.9865e-07 | 8.433e-07 | 0 | 8.433e-07 | 1.001e-06 | 0 | 1.001e-06 | 2.4889e-06 | 0 | 2.4889e-06
[79 empty] | WLDFR | HFTD - Distribution - Tier 3 - 2QU CoRE ¦ 3QU LoRE | Non-Red Flag Warning - Small Fires | 2024 | 9.9325e-06 | 1.0488e-05 | 1.2449e-05 | 1.1857e-05 | 0.080408 | 0.03759 | 0.0016314 | 0.041187 | 0 | 0 | 0 | 0 | 0.0042392 | 7.9865e-07 | 0 | 7.9865e-07 | 8.433e-07 | 0 | 8.433e-07 | 1.001e-06 | 0 | 1.001e-06 | 9.5337e-07 | 0 | 9.5337e-07
[79 empty] | WLDFR | HFTD - Distribution - Tier 3 - 2QU CoRE ¦ 3QU LoRE | Non-Red Flag Warning - Small Fires | 2025 | 9.9325e-06 | 1.0488e-05 | 1.2449e-05 | 1.1857e-05 | 0.080408 | 0.03759 | 0.0016314 | 0.041187 | 0 | 0 | 0 | 0 | 0.0042392 | 7.9865e-07 | 0 | 7.9865e-07 | 8.433e-07 | 0 | 8.433e-07 | 1.001e-06 | 0 | 1.001e-06 | 9.5337e-07 | 0 | 9.5337e-07
[79 empty] | WLDFR | HFTD - Distribution - Tier 3 - 2QU CoRE ¦ 3QU LoRE | Non-Red Flag Warning - Small Fires | 2026 | 9.9325e-06 | 1.0488e-05 | 1.2449e-05 | 1.1857e-05 | 0.080408 | 0.03759 | 0.0016314 | 0.041187 | 0 | 0 | 0 | 0 | 0.0042392 | 7.9865e-07 | 0 | 7.9865e-07 | 8.433e-07 | 0 | 8.433e-07 | 1.001e-06 | 0 | 1.001e-06 | 9.5337e-07 | 0 | 9.5337e-07
[79 empty] | WLDFR | HFTD - Distribution - Tier 3 - 2QU CoRE ¦ 3QU LoRE | Non-Red Flag Warning - Small Fires | 2027 | 9.9325e-06 | 1.0488e-05 | 1.2449e-05 | 1.1857e-05 | 0.080408 | 0.03759 | 0.0016314 | 0.041187 | 0 | 0 | 0 | 0 | 0.0042392 | 7.9865e-07 | 0 | 7.9865e-07 | 8.433e-07 | 0 | 8.433e-07 | 1.001e-06 | 0 | 1.001e-06 | 9.5337e-07 | 0 | 9.5337e-07
[79 empty] | WLDFR | HFTD - Distribution - Tier 3 - 2QU CoRE ¦ 3QU LoRE | Non-Red Flag Warning - Small Fires | 2028 | 9.9325e-06 | 1.0488e-05 | 1.2449e-05 | 1.1857e-05 | 0.083606 | 0.039055 | 0.001695 | 0.042856 | 0 | 0 | 0 | 0 | 0.0042392 | 8.3042e-07 | 0 | 8.3042e-07 | 8.7685e-07 | 0 | 8.7685e-07 | 1.0409e-06 | 0 | 1.0409e-06 | 9.9129e-07 | 0 | 9.9129e-07
[79 empty] | WLDFR | HFTD - Distribution - Tier 3 - 2QU CoRE ¦ 3QU LoRE | Non-Red Flag Warning - Small Fires | 2029 | 9.9325e-06 | 1.0488e-05 | 1.2449e-05 | 1.1857e-05 | 0.083606 | 0.039055 | 0.001695 | 0.042856 | 0 | 0 | 0 | 0 | 0.0042392 | 8.3042e-07 | 0 | 8.3042e-07 | 8.7685e-07 | 0 | 8.7685e-07 | 1.0409e-06 | 0 | 1.0409e-06 | 9.9129e-07 | 0 | 9.9129e-07
[79 empty] | WLDFR | HFTD - Distribution - Tier 3 - 2QU CoRE ¦ 3QU LoRE | Non-Red Flag Warning - Small Fires | 2030 | 9.9325e-06 | 1.0488e-05 | 1.2449e-05 | 1.1857e-05 | 0.083606 | 0.039055 | 0.001695 | 0.042856 | 0 | 0 | 0 | 0 | 0.0042392 | 8.3042e-07 | 0 | 8.3042e-07 | 8.7685e-07 | 0 | 8.7685e-07 | 1.0409e-06 | 0 | 1.0409e-06 | 9.9129e-07 | 0 | 9.9129e-07
[79 empty] | WLDFR | HFTD - Distribution - Tier 3 - 2QU CoRE ¦ 3QU LoRE | Non-Red Flag Warning - Small Fires | 2031 | 9.9325e-06 | 1.0488e-05 | 1.2449e-05 | 1.1857e-05 | 0.083606 | 0.039055 | 0.001695 | 0.042856 | 0 | 0 | 0 | 0 | 0.0042392 | 8.3042e-07 | 0 | 8.3042e-07 | 8.7685e-07 | 0 | 8.7685e-07 | 1.0409e-06 | 0 | 1.0409e-06 | 9.9129e-07 | 0 | 9.9129e-07
[79 empty] | WLDFR | HFTD - Distribution - Tier 3 - 2QU CoRE ¦ 3QU LoRE | Non-Red Flag Warning - Small Fires | 2032 | 9.9325e-06 | 1.0488e-05 | 1.2449e-05 | 1.1857e-05 | 0.083606 | 0.039055 | 0.001695 | 0.042856 | 0 | 0 | 0 | 0 | 0.0042392 | 8.3042e-07 | 0 | 8.3042e-07 | 8.7685e-07 | 0 | 8.7685e-07 | 1.0409e-06 | 0 | 1.0409e-06 | 9.9129e-07 | 0 | 9.9129e-07
[79 empty] | WLDFR | HFTD - Distribution - Tier 3 - 2QU CoRE ¦ 3QU LoRE | Non-Red Flag Warning - Small Fires | 2033 | 9.9325e-06 | 1.0488e-05 | 1.2449e-05 | 1.1857e-05 | 0.087211 | 0.040679 | 0.0017655 | 0.044766 | 0 | 0 | 0 | 0 | 0.0042392 | 8.6622e-07 | 0 | 8.6622e-07 | 9.1465e-07 | 0 | 9.1465e-07 | 1.0857e-06 | 0 | 1.0857e-06 | 1.034e-06 | 0 | 1.034e-06
[79 empty] | WLDFR | HFTD - Distribution - Tier 3 - 2QU CoRE ¦ 3QU LoRE | Non-Red Flag Warning - Small Fires | 2034 | 9.9325e-06 | 1.0488e-05 | 1.2449e-05 | 1.1857e-05 | 0.087211 | 0.040679 | 0.0017655 | 0.044766 | 0 | 0 | 0 | 0 | 0.0042392 | 8.6622e-07 | 0 | 8.6622e-07 | 9.1465e-07 | 0 | 9.1465e-07 | 1.0857e-06 | 0 | 1.0857e-06 | 1.034e-06 | 0 | 1.034e-06
[79 empty] | WLDFR | HFTD - Distribution - Tier 3 - 2QU CoRE ¦ 3QU LoRE | Non-Red Flag Warning - Small Fires | 2035 | 9.9325e-06 | 1.0488e-05 | 1.2449e-05 | 1.1857e-05 | 0.087211 | 0.040679 | 0.0017655 | 0.044766 | 0 | 0 | 0 | 0 | 0.0042392 | 8.6622e-07 | 0 | 8.6622e-07 | 9.1465e-07 | 0 | 9.1465e-07 | 1.0857e-06 | 0 | 1.0857e-06 | 1.034e-06 | 0 | 1.034e-06
[79 empty] | WLDFR | HFTD - Distribution - Tier 3 - 2QU CoRE ¦ 3QU LoRE | Non-Red Flag Warning - Small Fires | 2036 | 9.9325e-06 | 1.0488e-05 | 1.2449e-05 | 1.1857e-05 | 0.087211 | 0.040679 | 0.0017655 | 0.044766 | 0 | 0 | 0 | 0 | 0.0042392 | 8.6622e-07 | 0 | 8.6622e-07 | 9.1465e-07 | 0 | 9.1465e-07 | 1.0857e-06 | 0 | 1.0857e-06 | 1.034e-06 | 0 | 1.034e-06
[79 empty] | WLDFR | HFTD - Distribution - Tier 3 - 2QU CoRE ¦ 3QU LoRE | Non-Red Flag Warning - Small Fires | 2037 | 9.9325e-06 | 1.0488e-05 | 1.2449e-05 | 1.1857e-05 | 0.087211 | 0.040679 | 0.0017655 | 0.044766 | 0 | 0 | 0 | 0 | 0.0042392 | 8.6622e-07 | 0 | 8.6622e-07 | 9.1465e-07 | 0 | 9.1465e-07 | 1.0857e-06 | 0 | 1.0857e-06 | 1.034e-06 | 0 | 1.034e-06
[79 empty] | WLDFR | HFTD - Distribution - Tier 3 - 2QU CoRE ¦ 3QU LoRE | Non-Red Flag Warning - Small Fires | 2038 | 9.9325e-06 | 1.0488e-05 | 1.2449e-05 | 1.1857e-05 | 0.091184 | 0.042438 | 0.0018418 | 0.046905 | 0 | 0 | 0 | 0 | 0.0042392 | 9.0568e-07 | 0 | 9.0568e-07 | 9.5632e-07 | 0 | 9.5632e-07 | 1.1352e-06 | 0 | 1.1352e-06 | 1.0811e-06 | 0 | 1.0811e-06
[79 empty] | WLDFR | HFTD - Distribution - Tier 3 - 2QU CoRE ¦ 3QU LoRE | Non-Red Flag Warning - Small Fires | 2039 | 9.9325e-06 | 1.0488e-05 | 1.2449e-05 | 1.1857e-05 | 0.091184 | 0.042438 | 0.0018418 | 0.046905 | 0 | 0 | 0 | 0 | 0.0042392 | 9.0568e-07 | 0 | 9.0568e-07 | 9.5632e-07 | 0 | 9.5632e-07 | 1.1352e-06 | 0 | 1.1352e-06 | 1.0811e-06 | 0 | 1.0811e-06
[79 empty] | WLDFR | HFTD - Distribution - Tier 3 - 2QU CoRE ¦ 3QU LoRE | Non-Red Flag Warning - Small Fires | 2040 | 9.9325e-06 | 1.0488e-05 | 1.2449e-05 | 1.1857e-05 | 0.091184 | 0.042438 | 0.0018418 | 0.046905 | 0 | 0 | 0 | 0 | 0.0042392 | 9.0568e-07 | 0 | 9.0568e-07 | 9.5632e-07 | 0 | 9.5632e-07 | 1.1352e-06 | 0 | 1.1352e-06 | 1.0811e-06 | 0 | 1.0811e-06
[79 empty] | WLDFR | HFTD - Distribution - Tier 3 - 2QU CoRE ¦ 3QU LoRE | Non-Red Flag Warning - Small Fires | 2041 | 9.9325e-06 | 1.0488e-05 | 1.2449e-05 | 1.1857e-05 | 0.091184 | 0.042438 | 0.0018418 | 0.046905 | 0 | 0 | 0 | 0 | 0.0042392 | 9.0568e-07 | 0 | 9.0568e-07 | 9.5632e-07 | 0 | 9.5632e-07 | 1.1352e-06 | 0 | 1.1352e-06 | 1.0811e-06 | 0 | 1.0811e-06
[79 empty] | WLDFR | HFTD - Distribution - Tier 3 - 2QU CoRE ¦ 3QU LoRE | Non-Red Flag Warning - Small Fires | 2042 | 9.9325e-06 | 1.0488e-05 | 1.2449e-05 | 1.1857e-05 | 0.091184 | 0.042438 | 0.0018418 | 0.046905 | 0 | 0 | 0 | 0 | 0.0042392 | 9.0568e-07 | 0 | 9.0568e-07 | 9.5632e-07 | 0 | 9.5632e-07 | 1.1352e-06 | 0 | 1.1352e-06 | 1.0811e-06 | 0 | 1.0811e-06
[79 empty] | WLDFR | HFTD - Distribution - Tier 3 - 2QU CoRE ¦ 3QU LoRE | Non-Red Flag Warning - Small Fires | 2043 | 9.9325e-06 | 1.0488e-05 | 1.2449e-05 | 1.1857e-05 | 0.095486 | 0.044306 | 0.0019228 | 0.049257 | 0 | 0 | 0 | 0 | 0.0042392 | 9.4841e-07 | 0 | 9.4841e-07 | 1.0014e-06 | 0 | 1.0014e-06 | 1.1887e-06 | 0 | 1.1887e-06 | 1.1321e-06 | 0 | 1.1321e-06
[79 empty] | WLDFR | HFTD - Distribution - Tier 3 - 2QU CoRE ¦ 3QU LoRE | Non-Red Flag Warning - Small Fires | 2044 | 9.9325e-06 | 1.0488e-05 | 1.2449e-05 | 1.1857e-05 | 0.095486 | 0.044306 | 0.0019228 | 0.049257 | 0 | 0 | 0 | 0 | 0.0042392 | 9.4841e-07 | 0 | 9.4841e-07 | 1.0014e-06 | 0 | 1.0014e-06 | 1.1887e-06 | 0 | 1.1887e-06 | 1.1321e-06 | 0 | 1.1321e-06
[79 empty] | WLDFR | HFTD - Distribution - Tier 3 - 2QU CoRE ¦ 3QU LoRE | Non-Red Flag Warning - Small Fires | 2045 | 9.9325e-06 | 1.0488e-05 | 1.2449e-05 | 1.1857e-05 | 0.095486 | 0.044306 | 0.0019228 | 0.049257 | 0 | 0 | 0 | 0 | 0.0042392 | 9.4841e-07 | 0 | 9.4841e-07 | 1.0014e-06 | 0 | 1.0014e-06 | 1.1887e-06 | 0 | 1.1887e-06 | 1.1321e-06 | 0 | 1.1321e-06
[79 empty] | WLDFR | HFTD - Distribution - Tier 3 - 2QU CoRE ¦ 3QU LoRE | Non-Red Flag Warning - Small Fires | 2046 | 9.9325e-06 | 1.0488e-05 | 1.2449e-05 | 1.1857e-05 | 0.095486 | 0.044306 | 0.0019228 | 0.049257 | 0 | 0 | 0 | 0 | 0.0042392 | 9.4841e-07 | 0 | 9.4841e-07 | 1.0014e-06 | 0 | 1.0014e-06 | 1.1887e-06 | 0 | 1.1887e-06 | 1.1321e-06 | 0 | 1.1321e-06
[79 empty] | WLDFR | HFTD - Distribution - Tier 3 - 2QU CoRE ¦ 3QU LoRE | Non-Red Flag Warning - Small Fires | 2047 | 9.9325e-06 | 1.0488e-05 | 1.2449e-05 | 1.1857e-05 | 0.095486 | 0.044306 | 0.0019228 | 0.049257 | 0 | 0 | 0 | 0 | 0.0042392 | 9.4841e-07 | 0 | 9.4841e-07 | 1.0014e-06 | 0 | 1.0014e-06 | 1.1887e-06 | 0 | 1.1887e-06 | 1.1321e-06 | 0 | 1.1321e-06
[79 empty] | WLDFR | HFTD - Distribution - Tier 3 - 2QU CoRE ¦ 3QU LoRE | Non-Red Flag Warning - Small Fires | 2048 | 9.9325e-06 | 1.0488e-05 | 1.2449e-05 | 1.1857e-05 | 0.10007 | 0.04626 | 0.0020076 | 0.051804 | 0 | 0 | 0 | 0 | 0.0042392 | 9.9396e-07 | 0 | 9.9396e-07 | 1.0495e-06 | 0 | 1.0495e-06 | 1.2458e-06 | 0 | 1.2458e-06 | 1.1865e-06 | 0 | 1.1865e-06
[79 empty] | WLDFR | HFTD - Distribution - Tier 3 - 2QU CoRE ¦ 3QU LoRE | Non-Red Flag Warning - Small Fires | 2049 | 9.9325e-06 | 1.0488e-05 | 1.2449e-05 | 1.1857e-05 | 0.10007 | 0.04626 | 0.0020076 | 0.051804 | 0 | 0 | 0 | 0 | 0.0042392 | 9.9396e-07 | 0 | 9.9396e-07 | 1.0495e-06 | 0 | 1.0495e-06 | 1.2458e-06 | 0 | 1.2458e-06 | 1.1865e-06 | 0 | 1.1865e-06
[79 empty] | WLDFR | HFTD - Distribution - Tier 3 - 2QU CoRE ¦ 3QU LoRE | Non-Red Flag Warning - Small Fires | 2050 | 0 | 1.0488e-05 | 1.2449e-05 | 1.1857e-05 | 0.10007 | 0.04626 | 0.0020076 | 0.051804 | 0 | 0 | 0 | 0 | 0.0042392 | 0 | 0 | 0 | 1.0495e-06 | 0 | 1.0495e-06 | 1.2458e-06 | 0 | 1.2458e-06 | 1.1865e-06 | 0 | 1.1865e-06
[79 empty] | WLDFR | HFTD - Distribution - Tier 3 - 2QU CoRE ¦ 3QU LoRE | Non-Red Flag Warning - Small Fires | 2051 | 0 | 0 | 1.2449e-05 | 1.1857e-05 | 0.10007 | 0.04626 | 0.0020076 | 0.051804 | 0 | 0 | 0 | 0 | 0.0042392 | 0 | 0 | 0 | 0 | 0 | 0 | 1.2458e-06 | 0 | 1.2458e-06 | 1.1865e-06 | 0 | 1.1865e-06
[79 empty] | WLDFR | HFTD - Distribution - Tier 3 - 2QU CoRE ¦ 3QU LoRE | Non-Red Flag Warning - Small Fires | 2052 | 0 | 0 | 0 | 1.1857e-05 | 0.10007 | 0.04626 | 0.0020076 | 0.051804 | 0 | 0 | 0 | 0 | 0.0042392 | 0 | 0 | 0 | 0 | 0 | 0 | 0 | 0 | 0 | 1.1865e-06 | 0 | 1.1865e-06
[79 empty] | WLDFR | HFTD - Distribution - Tier 3 - 2QU CoRE ¦ 3QU LoRE | Red Flag Warning - Catastrophic Fires | 2020 | 7.9055e-07 | 0 | 0 | 0 | 14146.1306 | 222.2294 | 8585.7228 | 5338.1784 | 0 | 0 | 0 | 0 | 6.8108e-05 | 0.011183 | 0 | 0.011183 | 0 | 0 | 0 | 0 | 0 | 0 | 0 | 0 | 0
[79 empty] | WLDFR | HFTD - Distribution - Tier 3 - 2QU CoRE ¦ 3QU LoRE | Red Flag Warning - Catastrophic Fires | 2021 | 4.18e-07 | 8.3475e-07 | 0 | 0 | 14146.1306 | 222.2294 | 8585.7228 | 5338.1784 | 0 | 0 | 0 | 0 | 6.8108e-05 | 0.0059131 | 0 | 0.0059131 | 0.011808 | 0 | 0.011808 | 0 | 0 | 0 | 0 | 0 | 0
[79 empty] | WLDFR | HFTD - Distribution - Tier 3 - 2QU CoRE ¦ 3QU LoRE | Red Flag Warning - Catastrophic Fires | 2022 | 2.9534e-07 | 3.1185e-07 | 7.45e-07 | 0 | 14146.1306 | 222.2294 | 8585.7228 | 5338.1784 | 0 | 0 | 0 | 0 | 6.6629e-05 | 0.0041779 | 0 | 0.0041779 | 0.0044115 | 0 | 0.0044115 | 0.010539 | 0 | 0.010539 | 0 | 0 | 0
[79 empty] | WLDFR | HFTD - Distribution - Tier 3 - 2QU CoRE ¦ 3QU LoRE | Red Flag Warning - Catastrophic Fires | 2023 | 2.9534e-07 | 3.1185e-07 | 3.7018e-07 | 7.0952e-07 | 14664.6376 | 233.2301 | 8896.516 | 5534.8915 | 0 | 0 | 0 | 0 | 6.6629e-05 | 0.0043311 | 0 | 0.0043311 | 0.0045732 | 0 | 0.0045732 | 0.0054286 | 0 | 0.0054286 | 0.010405 | 0 | 0.010405
[79 empty] | WLDFR | HFTD - Distribution - Tier 3 - 2QU CoRE ¦ 3QU LoRE | Red Flag Warning - Catastrophic Fires | 2024 | 2.9534e-07 | 3.1185e-07 | 3.7018e-07 | 3.5255e-07 | 14664.6376 | 233.2301 | 8896.516 | 5534.8915 | 0 | 0 | 0 | 0 | 6.6629e-05 | 0.0043311 | 0 | 0.0043311 | 0.0045732 | 0 | 0.0045732 | 0.0054286 | 0 | 0.0054286 | 0.0051701 | 0 | 0.0051701
[79 empty] | WLDFR | HFTD - Distribution - Tier 3 - 2QU CoRE ¦ 3QU LoRE | Red Flag Warning - Catastrophic Fires | 2025 | 2.9534e-07 | 3.1185e-07 | 3.7018e-07 | 3.5255e-07 | 14664.6376 | 233.2301 | 8896.516 | 5534.8915 | 0 | 0 | 0 | 0 | 6.6629e-05 | 0.0043311 | 0 | 0.0043311 | 0.0045732 | 0 | 0.0045732 | 0.0054286 | 0 | 0.0054286 | 0.0051701 | 0 | 0.0051701
[79 empty] | WLDFR | HFTD - Distribution - Tier 3 - 2QU CoRE ¦ 3QU LoRE | Red Flag Warning - Catastrophic Fires | 2026 | 2.9534e-07 | 3.1185e-07 | 3.7018e-07 | 3.5255e-07 | 14664.6376 | 233.2301 | 8896.516 | 5534.8915 | 0 | 0 | 0 | 0 | 6.6629e-05 | 0.0043311 | 0 | 0.0043311 | 0.0045732 | 0 | 0.0045732 | 0.0054286 | 0 | 0.0054286 | 0.0051701 | 0 | 0.0051701
[79 empty] | WLDFR | HFTD - Distribution - Tier 3 - 2QU CoRE ¦ 3QU LoRE | Red Flag Warning - Catastrophic Fires | 2027 | 2.9534e-07 | 3.1185e-07 | 3.7018e-07 | 3.5255e-07 | 14664.6376 | 233.2301 | 8896.516 | 5534.8915 | 0 | 0 | 0 | 0 | 6.6629e-05 | 0.0043311 | 0 | 0.0043311 | 0.0045732 | 0 | 0.0045732 | 0.0054286 | 0 | 0.0054286 | 0.0051701 | 0 | 0.0051701
[79 empty] | WLDFR | HFTD - Distribution - Tier 3 - 2QU CoRE ¦ 3QU LoRE | Red Flag Warning - Catastrophic Fires | 2028 | 2.9534e-07 | 3.1185e-07 | 3.7018e-07 | 3.5255e-07 | 15317.9909 | 247.273 | 9287.6491 | 5783.0689 | 0 | 0 | 0 | 0 | 6.6629e-05 | 0.004524 | 0 | 0.004524 | 0.004777 | 0 | 0.004777 | 0.0056705 | 0 | 0.0056705 | 0.0054004 | 0 | 0.0054004
[79 empty] | WLDFR | HFTD - Distribution - Tier 3 - 2QU CoRE ¦ 3QU LoRE | Red Flag Warning - Catastrophic Fires | 2029 | 2.9534e-07 | 3.1185e-07 | 3.7018e-07 | 3.5255e-07 | 15317.9909 | 247.273 | 9287.6491 | 5783.0689 | 0 | 0 | 0 | 0 | 6.6629e-05 | 0.004524 | 0 | 0.004524 | 0.004777 | 0 | 0.004777 | 0.0056705 | 0 | 0.0056705 | 0.0054004 | 0 | 0.0054004
[79 empty] | WLDFR | HFTD - Distribution - Tier 3 - 2QU CoRE ¦ 3QU LoRE | Red Flag Warning - Catastrophic Fires | 2030 | 2.9534e-07 | 3.1185e-07 | 3.7018e-07 | 3.5255e-07 | 15317.9909 | 247.273 | 9287.6491 | 5783.0689 | 0 | 0 | 0 | 0 | 6.6629e-05 | 0.004524 | 0 | 0.004524 | 0.004777 | 0 | 0.004777 | 0.0056705 | 0 | 0.0056705 | 0.0054004 | 0 | 0.0054004
[79 empty] | WLDFR | HFTD - Distribution - Tier 3 - 2QU CoRE ¦ 3QU LoRE | Red Flag Warning - Catastrophic Fires | 2031 | 2.9534e-07 | 3.1185e-07 | 3.7018e-07 | 3.5255e-07 | 15317.9909 | 247.273 | 9287.6491 | 5783.0689 | 0 | 0 | 0 | 0 | 6.6629e-05 | 0.004524 | 0 | 0.004524 | 0.004777 | 0 | 0.004777 | 0.0056705 | 0 | 0.0056705 | 0.0054004 | 0 | 0.0054004
[79 empty] | WLDFR | HFTD - Distribution - Tier 3 - 2QU CoRE ¦ 3QU LoRE | Red Flag Warning - Catastrophic Fires | 2032 | 2.9534e-07 | 3.1185e-07 | 3.7018e-07 | 3.5255e-07 | 15317.9909 | 247.273 | 9287.6491 | 5783.0689 | 0 | 0 | 0 | 0 | 6.6629e-05 | 0.004524 | 0 | 0.004524 | 0.004777 | 0 | 0.004777 | 0.0056705 | 0 | 0.0056705 | 0.0054004 | 0 | 0.0054004
[79 empty] | WLDFR | HFTD - Distribution - Tier 3 - 2QU CoRE ¦ 3QU LoRE | Red Flag Warning - Catastrophic Fires | 2033 | 2.9534e-07 | 3.1185e-07 | 3.7018e-07 | 3.5255e-07 | 16044.1264 | 263.1074 | 9721.74 | 6059.2791 | 0 | 0 | 0 | 0 | 6.6629e-05 | 0.0047385 | 0 | 0.0047385 | 0.0050034 | 0 | 0.0050034 | 0.0059393 | 0 | 0.0059393 | 0.0056564 | 0 | 0.0056564
[79 empty] | WLDFR | HFTD - Distribution - Tier 3 - 2QU CoRE ¦ 3QU LoRE | Red Flag Warning - Catastrophic Fires | 2034 | 2.9534e-07 | 3.1185e-07 | 3.7018e-07 | 3.5255e-07 | 16044.1264 | 263.1074 | 9721.74 | 6059.2791 | 0 | 0 | 0 | 0 | 6.6629e-05 | 0.0047385 | 0 | 0.0047385 | 0.0050034 | 0 | 0.0050034 | 0.0059393 | 0 | 0.0059393 | 0.0056564 | 0 | 0.0056564
[79 empty] | WLDFR | HFTD - Distribution - Tier 3 - 2QU CoRE ¦ 3QU LoRE | Red Flag Warning - Catastrophic Fires | 2035 | 2.9534e-07 | 3.1185e-07 | 3.7018e-07 | 3.5255e-07 | 16044.1264 | 263.1074 | 9721.74 | 6059.2791 | 0 | 0 | 0 | 0 | 6.6629e-05 | 0.0047385 | 0 | 0.0047385 | 0.0050034 | 0 | 0.0050034 | 0.0059393 | 0 | 0.0059393 | 0.0056564 | 0 | 0.0056564
[79 empty] | WLDFR | HFTD - Distribution - Tier 3 - 2QU CoRE ¦ 3QU LoRE | Red Flag Warning - Catastrophic Fires | 2036 | 2.9534e-07 | 3.1185e-07 | 3.7018e-07 | 3.5255e-07 | 16044.1264 | 263.1074 | 9721.74 | 6059.2791 | 0 | 0 | 0 | 0 | 6.6629e-05 | 0.0047385 | 0 | 0.0047385 | 0.0050034 | 0 | 0.0050034 | 0.0059393 | 0 | 0.0059393 | 0.0056564 | 0 | 0.0056564
[79 empty] | WLDFR | HFTD - Distribution - Tier 3 - 2QU CoRE ¦ 3QU LoRE | Red Flag Warning - Catastrophic Fires | 2037 | 2.9534e-07 | 3.1185e-07 | 3.7018e-07 | 3.5255e-07 | 16044.1264 | 263.1074 | 9721.74 | 6059.2791 | 0 | 0 | 0 | 0 | 6.6629e-05 | 0.0047385 | 0 | 0.0047385 | 0.0050034 | 0 | 0.0050034 | 0.0059393 | 0 | 0.0059393 | 0.0056564 | 0 | 0.0056564
[79 empty] | WLDFR | HFTD - Distribution - Tier 3 - 2QU CoRE ¦ 3QU LoRE | Red Flag Warning - Catastrophic Fires | 2038 | 2.9534e-07 | 3.1185e-07 | 3.7018e-07 | 3.5255e-07 | 16832.3912 | 280.5544 | 10192.2718 | 6359.5651 | 0 | 0 | 0 | 0 | 6.6629e-05 | 0.0049713 | 0 | 0.0049713 | 0.0052492 | 0 | 0.0052492 | 0.0062311 | 0 | 0.0062311 | 0.0059343 | 0 | 0.0059343
[79 empty] | WLDFR | HFTD - Distribution - Tier 3 - 2QU CoRE ¦ 3QU LoRE | Red Flag Warning - Catastrophic Fires | 2039 | 2.9534e-07 | 3.1185e-07 | 3.7018e-07 | 3.5255e-07 | 16832.3912 | 280.5544 | 10192.2718 | 6359.5651 | 0 | 0 | 0 | 0 | 6.6629e-05 | 0.0049713 | 0 | 0.0049713 | 0.0052492 | 0 | 0.0052492 | 0.0062311 | 0 | 0.0062311 | 0.0059343 | 0 | 0.0059343
[79 empty] | WLDFR | HFTD - Distribution - Tier 3 - 2QU CoRE ¦ 3QU LoRE | Red Flag Warning - Catastrophic Fires | 2040 | 2.9534e-07 | 3.1185e-07 | 3.7018e-07 | 3.5255e-07 | 16832.3912 | 280.5544 | 10192.2718 | 6359.5651 | 0 | 0 | 0 | 0 | 6.6629e-05 | 0.0049713 | 0 | 0.0049713 | 0.0052492 | 0 | 0.0052492 | 0.0062311 | 0 | 0.0062311 | 0.0059343 | 0 | 0.0059343
[79 empty] | WLDFR | HFTD - Distribution - Tier 3 - 2QU CoRE ¦ 3QU LoRE | Red Flag Warning - Catastrophic Fires | 2041 | 2.9534e-07 | 3.1185e-07 | 3.7018e-07 | 3.5255e-07 | 16832.3912 | 280.5544 | 10192.2718 | 6359.5651 | 0 | 0 | 0 | 0 | 6.6629e-05 | 0.0049713 | 0 | 0.0049713 | 0.0052492 | 0 | 0.0052492 | 0.0062311 | 0 | 0.0062311 | 0.0059343 | 0 | 0.0059343
[79 empty] | WLDFR | HFTD - Distribution - Tier 3 - 2QU CoRE ¦ 3QU LoRE | Red Flag Warning - Catastrophic Fires | 2042 | 2.9534e-07 | 3.1185e-07 | 3.7018e-07 | 3.5255e-07 | 16832.3912 | 280.5544 | 10192.2718 | 6359.5651 | 0 | 0 | 0 | 0 | 6.6629e-05 | 0.0049713 | 0 | 0.0049713 | 0.0052492 | 0 | 0.0052492 | 0.0062311 | 0 | 0.0062311 | 0.0059343 | 0 | 0.0059343
[79 empty] | WLDFR | HFTD - Distribution - Tier 3 - 2QU CoRE ¦ 3QU LoRE | Red Flag Warning - Catastrophic Fires | 2043 | 2.9534e-07 | 3.1185e-07 | 3.7018e-07 | 3.5255e-07 | 17672.0852 | 299.42 | 10692.7362 | 6679.929 | 0 | 0 | 0 | 0 | 6.6629e-05 | 0.0052193 | 0 | 0.0052193 | 0.0055111 | 0 | 0.0055111 | 0.0065419 | 0 | 0.0065419 | 0.0062304 | 0 | 0.0062304
[79 empty] | WLDFR | HFTD - Distribution - Tier 3 - 2QU CoRE ¦ 3QU LoRE | Red Flag Warning - Catastrophic Fires | 2044 | 2.9534e-07 | 3.1185e-07 | 3.7018e-07 | 3.5255e-07 | 17672.0852 | 299.42 | 10692.7362 | 6679.929 | 0 | 0 | 0 | 0 | 6.6629e-05 | 0.0052193 | 0 | 0.0052193 | 0.0055111 | 0 | 0.0055111 | 0.0065419 | 0 | 0.0065419 | 0.0062304 | 0 | 0.0062304
[79 empty] | WLDFR | HFTD - Distribution - Tier 3 - 2QU CoRE ¦ 3QU LoRE | Red Flag Warning - Catastrophic Fires | 2045 | 2.9534e-07 | 3.1185e-07 | 3.7018e-07 | 3.5255e-07 | 17672.0852 | 299.42 | 10692.7362 | 6679.929 | 0 | 0 | 0 | 0 | 6.6629e-05 | 0.0052193 | 0 | 0.0052193 | 0.0055111 | 0 | 0.0055111 | 0.0065419 | 0 | 0.0065419 | 0.0062304 | 0 | 0.0062304
[79 empty] | WLDFR | HFTD - Distribution - Tier 3 - 2QU CoRE ¦ 3QU LoRE | Red Flag Warning - Catastrophic Fires | 2046 | 2.9534e-07 | 3.1185e-07 | 3.7018e-07 | 3.5255e-07 | 17672.0852 | 299.42 | 10692.7362 | 6679.929 | 0 | 0 | 0 | 0 | 6.6629e-05 | 0.0052193 | 0 | 0.0052193 | 0.0055111 | 0 | 0.0055111 | 0.0065419 | 0 | 0.0065419 | 0.0062304 | 0 | 0.0062304
[79 empty] | WLDFR | HFTD - Distribution - Tier 3 - 2QU CoRE ¦ 3QU LoRE | Red Flag Warning - Catastrophic Fires | 2047 | 2.9534e-07 | 3.1185e-07 | 3.7018e-07 | 3.5255e-07 | 17672.0852 | 299.42 | 10692.7362 | 6679.929 | 0 | 0 | 0 | 0 | 6.6629e-05 | 0.0052193 | 0 | 0.0052193 | 0.0055111 | 0 | 0.0055111 | 0.0065419 | 0 | 0.0065419 | 0.0062304 | 0 | 0.0062304
[79 empty] | WLDFR | HFTD - Distribution - Tier 3 - 2QU CoRE ¦ 3QU LoRE | Red Flag Warning - Catastrophic Fires | 2048 | 2.9534e-07 | 3.1185e-07 | 3.7018e-07 | 3.5255e-07 | 18552.3348 | 319.4911 | 11216.5626 | 7016.281 | 0 | 0 | 0 | 0 | 6.6629e-05 | 0.0054793 | 0 | 0.0054793 | 0.0057856 | 0 | 0.0057856 | 0.0068678 | 0 | 0.0068678 | 0.0065407 | 0 | 0.0065407
[79 empty] | WLDFR | HFTD - Distribution - Tier 3 - 2QU CoRE ¦ 3QU LoRE | Red Flag Warning - Catastrophic Fires | 2049 | 2.9534e-07 | 3.1185e-07 | 3.7018e-07 | 3.5255e-07 | 18552.3348 | 319.4911 | 11216.5626 | 7016.281 | 0 | 0 | 0 | 0 | 6.6629e-05 | 0.0054793 | 0 | 0.0054793 | 0.0057856 | 0 | 0.0057856 | 0.0068678 | 0 | 0.0068678 | 0.0065407 | 0 | 0.0065407
[79 empty] | WLDFR | HFTD - Distribution - Tier 3 - 2QU CoRE ¦ 3QU LoRE | Red Flag Warning - Catastrophic Fires | 2050 | 0 | 3.1185e-07 | 3.7018e-07 | 3.5255e-07 | 18552.3348 | 319.4911 | 11216.5626 | 7016.281 | 0 | 0 | 0 | 0 | 6.6629e-05 | 0 | 0 | 0 | 0.0057856 | 0 | 0.0057856 | 0.0068678 | 0 | 0.0068678 | 0.0065407 | 0 | 0.0065407
[79 empty] | WLDFR | HFTD - Distribution - Tier 3 - 2QU CoRE ¦ 3QU LoRE | Red Flag Warning - Catastrophic Fires | 2051 | 0 | 0 | 3.7018e-07 | 3.5255e-07 | 18552.3348 | 319.4911 | 11216.5626 | 7016.281 | 0 | 0 | 0 | 0 | 6.6629e-05 | 0 | 0 | 0 | 0 | 0 | 0 | 0.0068678 | 0 | 0.0068678 | 0.0065407 | 0 | 0.0065407
[79 empty] | WLDFR | HFTD - Distribution - Tier 3 - 2QU CoRE ¦ 3QU LoRE | Red Flag Warning - Catastrophic Fires | 2052 | 0 | 0 | 0 | 3.5255e-07 | 18552.3348 | 319.4911 | 11216.5626 | 7016.281 | 0 | 0 | 0 | 0 | 6.6629e-05 | 0 | 0 | 0 | 0 | 0 | 0 | 0 | 0 | 0 | 0.0065407 | 0 | 0.0065407
[79 empty] | WLDFR | HFTD - Distribution - Tier 3 - 2QU CoRE ¦ 3QU LoRE | Red Flag Warning - Destructive Fires | 2020 | 9.6087e-08 | 0 | 0 | 0 | 8807.9522 | 222.2294 | 8585.7228 | 0 | 0 | 0 | 0 | 0 | 8.956e-06 | 0.00084633 | 0 | 0.00084633 | 0 | 0 | 0 | 0 | 0 | 0 | 0 | 0 | 0
[79 empty] | WLDFR | HFTD - Distribution - Tier 3 - 2QU CoRE ¦ 3QU LoRE | Red Flag Warning - Destructive Fires | 2021 | 5.0608e-08 | 1.0146e-07 | 0 | 0 | 8807.9522 | 222.2294 | 8585.7228 | 0 | 0 | 0 | 0 | 0 | 8.956e-06 | 0.00044575 | 0 | 0.00044575 | 0.00089365 | 0 | 0.00089365 | 0 | 0 | 0 | 0 | 0 | 0
[79 empty] | WLDFR | HFTD - Distribution - Tier 3 - 2QU CoRE ¦ 3QU LoRE | Red Flag Warning - Destructive Fires | 2022 | 3.5899e-08 | 3.7906e-08 | 9.0706e-08 | 0 | 8807.9522 | 222.2294 | 8585.7228 | 0 | 0 | 0 | 0 | 0 | 8.7278e-06 | 0.0003162 | 0 | 0.0003162 | 0.00033387 | 0 | 0.00033387 | 0.00079893 | 0 | 0.00079893 | 0 | 0 | 0
[79 empty] | WLDFR | HFTD - Distribution - Tier 3 - 2QU CoRE ¦ 3QU LoRE | Red Flag Warning - Destructive Fires | 2023 | 3.5899e-08 | 3.7906e-08 | 4.4996e-08 | 8.6387e-08 | 9129.7461 | 233.2301 | 8896.516 | 0 | 0 | 0 | 0 | 0 | 8.7278e-06 | 0.00032775 | 0 | 0.00032775 | 0.00034607 | 0 | 0.00034607 | 0.0004108 | 0 | 0.0004108 | 0.00078869 | 0 | 0.00078869
[79 empty] | WLDFR | HFTD - Distribution - Tier 3 - 2QU CoRE ¦ 3QU LoRE | Red Flag Warning - Destructive Fires | 2024 | 3.5899e-08 | 3.7906e-08 | 4.4996e-08 | 4.2853e-08 | 9129.7461 | 233.2301 | 8896.516 | 0 | 0 | 0 | 0 | 0 | 8.7278e-06 | 0.00032775 | 0 | 0.00032775 | 0.00034607 | 0 | 0.00034607 | 0.0004108 | 0 | 0.0004108 | 0.00039124 | 0 | 0.00039124
[79 empty] | WLDFR | HFTD - Distribution - Tier 3 - 2QU CoRE ¦ 3QU LoRE | Red Flag Warning - Destructive Fires | 2025 | 3.5899e-08 | 3.7906e-08 | 4.4996e-08 | 4.2853e-08 | 9129.7461 | 233.2301 | 8896.516 | 0 | 0 | 0 | 0 | 0 | 8.7278e-06 | 0.00032775 | 0 | 0.00032775 | 0.00034607 | 0 | 0.00034607 | 0.0004108 | 0 | 0.0004108 | 0.00039124 | 0 | 0.00039124
[79 empty] | WLDFR | HFTD - Distribution - Tier 3 - 2QU CoRE ¦ 3QU LoRE | Red Flag Warning - Destructive Fires | 2026 | 3.5899e-08 | 3.7906e-08 | 4.4996e-08 | 4.2853e-08 | 9129.7461 | 233.2301 | 8896.516 | 0 | 0 | 0 | 0 | 0 | 8.7278e-06 | 0.00032775 | 0 | 0.00032775 | 0.00034607 | 0 | 0.00034607 | 0.0004108 | 0 | 0.0004108 | 0.00039124 | 0 | 0.00039124
[79 empty] | WLDFR | HFTD - Distribution - Tier 3 - 2QU CoRE ¦ 3QU LoRE | Red Flag Warning - Destructive Fires | 2027 | 3.5899e-08 | 3.7906e-08 | 4.4996e-08 | 4.2853e-08 | 9129.7461 | 233.2301 | 8896.516 | 0 | 0 | 0 | 0 | 0 | 8.7278e-06 | 0.00032775 | 0 | 0.00032775 | 0.00034607 | 0 | 0.00034607 | 0.0004108 | 0 | 0.0004108 | 0.00039124 | 0 | 0.00039124
[79 empty] | WLDFR | HFTD - Distribution - Tier 3 - 2QU CoRE ¦ 3QU LoRE | Red Flag Warning - Destructive Fires | 2028 | 3.5899e-08 | 3.7906e-08 | 4.4996e-08 | 4.2853e-08 | 9534.9221 | 247.273 | 9287.6491 | 0 | 0 | 0 | 0 | 0 | 8.7278e-06 | 0.00034229 | 0 | 0.00034229 | 0.00036143 | 0 | 0.00036143 | 0.00042903 | 0 | 0.00042903 | 0.0004086 | 0 | 0.0004086
[79 empty] | WLDFR | HFTD - Distribution - Tier 3 - 2QU CoRE ¦ 3QU LoRE | Red Flag Warning - Destructive Fires | 2029 | 3.5899e-08 | 3.7906e-08 | 4.4996e-08 | 4.2853e-08 | 9534.9221 | 247.273 | 9287.6491 | 0 | 0 | 0 | 0 | 0 | 8.7278e-06 | 0.00034229 | 0 | 0.00034229 | 0.00036143 | 0 | 0.00036143 | 0.00042903 | 0 | 0.00042903 | 0.0004086 | 0 | 0.0004086
[79 empty] | WLDFR | HFTD - Distribution - Tier 3 - 2QU CoRE ¦ 3QU LoRE | Red Flag Warning - Destructive Fires | 2030 | 3.5899e-08 | 3.7906e-08 | 4.4996e-08 | 4.2853e-08 | 9534.9221 | 247.273 | 9287.6491 | 0 | 0 | 0 | 0 | 0 | 8.7278e-06 | 0.00034229 | 0 | 0.00034229 | 0.00036143 | 0 | 0.00036143 | 0.00042903 | 0 | 0.00042903 | 0.0004086 | 0 | 0.0004086
[79 empty] | WLDFR | HFTD - Distribution - Tier 3 - 2QU CoRE ¦ 3QU LoRE | Red Flag Warning - Destructive Fires | 2031 | 3.5899e-08 | 3.7906e-08 | 4.4996e-08 | 4.2853e-08 | 9534.9221 | 247.273 | 9287.6491 | 0 | 0 | 0 | 0 | 0 | 8.7278e-06 | 0.00034229 | 0 | 0.00034229 | 0.00036143 | 0 | 0.00036143 | 0.00042903 | 0 | 0.00042903 | 0.0004086 | 0 | 0.0004086
[79 empty] | WLDFR | HFTD - Distribution - Tier 3 - 2QU CoRE ¦ 3QU LoRE | Red Flag Warning - Destructive Fires | 2032 | 3.5899e-08 | 3.7906e-08 | 4.4996e-08 | 4.2853e-08 | 9534.9221 | 247.273 | 9287.6491 | 0 | 0 | 0 | 0 | 0 | 8.7278e-06 | 0.00034229 | 0 | 0.00034229 | 0.00036143 | 0 | 0.00036143 | 0.00042903 | 0 | 0.00042903 | 0.0004086 | 0 | 0.0004086
[79 empty] | WLDFR | HFTD - Distribution - Tier 3 - 2QU CoRE ¦ 3QU LoRE | Red Flag Warning - Destructive Fires | 2033 | 3.5899e-08 | 3.7906e-08 | 4.4996e-08 | 4.2853e-08 | 9984.8474 | 263.1074 | 9721.74 | 0 | 0 | 0 | 0 | 0 | 8.7278e-06 | 0.00035844 | 0 | 0.00035844 | 0.00037849 | 0 | 0.00037849 | 0.00044928 | 0 | 0.00044928 | 0.00042788 | 0 | 0.00042788
[79 empty] | WLDFR | HFTD - Distribution - Tier 3 - 2QU CoRE ¦ 3QU LoRE | Red Flag Warning - Destructive Fires | 2034 | 3.5899e-08 | 3.7906e-08 | 4.4996e-08 | 4.2853e-08 | 9984.8474 | 263.1074 | 9721.74 | 0 | 0 | 0 | 0 | 0 | 8.7278e-06 | 0.00035844 | 0 | 0.00035844 | 0.00037849 | 0 | 0.00037849 | 0.00044928 | 0 | 0.00044928 | 0.00042788 | 0 | 0.00042788
[79 empty] | WLDFR | HFTD - Distribution - Tier 3 - 2QU CoRE ¦ 3QU LoRE | Red Flag Warning - Destructive Fires | 2035 | 3.5899e-08 | 3.7906e-08 | 4.4996e-08 | 4.2853e-08 | 9984.8474 | 263.1074 | 9721.74 | 0 | 0 | 0 | 0 | 0 | 8.7278e-06 | 0.00035844 | 0 | 0.00035844 | 0.00037849 | 0 | 0.00037849 | 0.00044928 | 0 | 0.00044928 | 0.00042788 | 0 | 0.00042788
[79 empty] | WLDFR | HFTD - Distribution - Tier 3 - 2QU CoRE ¦ 3QU LoRE | Red Flag Warning - Destructive Fires | 2036 | 3.5899e-08 | 3.7906e-08 | 4.4996e-08 | 4.2853e-08 | 9984.8474 | 263.1074 | 9721.74 | 0 | 0 | 0 | 0 | 0 | 8.7278e-06 | 0.00035844 | 0 | 0.00035844 | 0.00037849 | 0 | 0.00037849 | 0.00044928 | 0 | 0.00044928 | 0.00042788 | 0 | 0.00042788
[79 empty] | WLDFR | HFTD - Distribution - Tier 3 - 2QU CoRE ¦ 3QU LoRE | Red Flag Warning - Destructive Fires | 2037 | 3.5899e-08 | 3.7906e-08 | 4.4996e-08 | 4.2853e-08 | 9984.8474 | 263.1074 | 9721.74 | 0 | 0 | 0 | 0 | 0 | 8.7278e-06 | 0.00035844 | 0 | 0.00035844 | 0.00037849 | 0 | 0.00037849 | 0.00044928 | 0 | 0.00044928 | 0.00042788 | 0 | 0.00042788
[79 empty] | WLDFR | HFTD - Distribution - Tier 3 - 2QU CoRE ¦ 3QU LoRE | Red Flag Warning - Destructive Fires | 2038 | 3.5899e-08 | 3.7906e-08 | 4.4996e-08 | 4.2853e-08 | 10472.8261 | 280.5544 | 10192.2718 | 0 | 0 | 0 | 0 | 0 | 8.7278e-06 | 0.00037596 | 0 | 0.00037596 | 0.00039698 | 0 | 0.00039698 | 0.00047123 | 0 | 0.00047123 | 0.00044879 | 0 | 0.00044879
[79 empty] | WLDFR | HFTD - Distribution - Tier 3 - 2QU CoRE ¦ 3QU LoRE | Red Flag Warning - Destructive Fires | 2039 | 3.5899e-08 | 3.7906e-08 | 4.4996e-08 | 4.2853e-08 | 10472.8261 | 280.5544 | 10192.2718 | 0 | 0 | 0 | 0 | 0 | 8.7278e-06 | 0.00037596 | 0 | 0.00037596 | 0.00039698 | 0 | 0.00039698 | 0.00047123 | 0 | 0.00047123 | 0.00044879 | 0 | 0.00044879
[79 empty] | WLDFR | HFTD - Distribution - Tier 3 - 2QU CoRE ¦ 3QU LoRE | Red Flag Warning - Destructive Fires | 2040 | 3.5899e-08 | 3.7906e-08 | 4.4996e-08 | 4.2853e-08 | 10472.8261 | 280.5544 | 10192.2718 | 0 | 0 | 0 | 0 | 0 | 8.7278e-06 | 0.00037596 | 0 | 0.00037596 | 0.00039698 | 0 | 0.00039698 | 0.00047123 | 0 | 0.00047123 | 0.00044879 | 0 | 0.00044879
[79 empty] | WLDFR | HFTD - Distribution - Tier 3 - 2QU CoRE ¦ 3QU LoRE | Red Flag Warning - Destructive Fires | 2041 | 3.5899e-08 | 3.7906e-08 | 4.4996e-08 | 4.2853e-08 | 10472.8261 | 280.5544 | 10192.2718 | 0 | 0 | 0 | 0 | 0 | 8.7278e-06 | 0.00037596 | 0 | 0.00037596 | 0.00039698 | 0 | 0.00039698 | 0.00047123 | 0 | 0.00047123 | 0.00044879 | 0 | 0.00044879
[79 empty] | WLDFR | HFTD - Distribution - Tier 3 - 2QU CoRE ¦ 3QU LoRE | Red Flag Warning - Destructive Fires | 2042 | 3.5899e-08 | 3.7906e-08 | 4.4996e-08 | 4.2853e-08 | 10472.8261 | 280.5544 | 10192.2718 | 0 | 0 | 0 | 0 | 0 | 8.7278e-06 | 0.00037596 | 0 | 0.00037596 | 0.00039698 | 0 | 0.00039698 | 0.00047123 | 0 | 0.00047123 | 0.00044879 | 0 | 0.00044879
[79 empty] | WLDFR | HFTD - Distribution - Tier 3 - 2QU CoRE ¦ 3QU LoRE | Red Flag Warning - Destructive Fires | 2043 | 3.5899e-08 | 3.7906e-08 | 4.4996e-08 | 4.2853e-08 | 10992.1562 | 299.42 | 10692.7362 | 0 | 0 | 0 | 0 | 0 | 8.7278e-06 | 0.00039461 | 0 | 0.00039461 | 0.00041667 | 0 | 0.00041667 | 0.0004946 | 0 | 0.0004946 | 0.00047105 | 0 | 0.00047105
[79 empty] | WLDFR | HFTD - Distribution - Tier 3 - 2QU CoRE ¦ 3QU LoRE | Red Flag Warning - Destructive Fires | 2044 | 3.5899e-08 | 3.7906e-08 | 4.4996e-08 | 4.2853e-08 | 10992.1562 | 299.42 | 10692.7362 | 0 | 0 | 0 | 0 | 0 | 8.7278e-06 | 0.00039461 | 0 | 0.00039461 | 0.00041667 | 0 | 0.00041667 | 0.0004946 | 0 | 0.0004946 | 0.00047105 | 0 | 0.00047105
[79 empty] | WLDFR | HFTD - Distribution - Tier 3 - 2QU CoRE ¦ 3QU LoRE | Red Flag Warning - Destructive Fires | 2045 | 3.5899e-08 | 3.7906e-08 | 4.4996e-08 | 4.2853e-08 | 10992.1562 | 299.42 | 10692.7362 | 0 | 0 | 0 | 0 | 0 | 8.7278e-06 | 0.00039461 | 0 | 0.00039461 | 0.00041667 | 0 | 0.00041667 | 0.0004946 | 0 | 0.0004946 | 0.00047105 | 0 | 0.00047105
[79 empty] | WLDFR | HFTD - Distribution - Tier 3 - 2QU CoRE ¦ 3QU LoRE | Red Flag Warning - Destructive Fires | 2046 | 3.5899e-08 | 3.7906e-08 | 4.4996e-08 | 4.2853e-08 | 10992.1562 | 299.42 | 10692.7362 | 0 | 0 | 0 | 0 | 0 | 8.7278e-06 | 0.00039461 | 0 | 0.00039461 | 0.00041667 | 0 | 0.00041667 | 0.0004946 | 0 | 0.0004946 | 0.00047105 | 0 | 0.00047105
[79 empty] | WLDFR | HFTD - Distribution - Tier 3 - 2QU CoRE ¦ 3QU LoRE | Red Flag Warning - Destructive Fires | 2047 | 3.5899e-08 | 3.7906e-08 | 4.4996e-08 | 4.2853e-08 | 10992.1562 | 299.42 | 10692.7362 | 0 | 0 | 0 | 0 | 0 | 8.7278e-06 | 0.00039461 | 0 | 0.00039461 | 0.00041667 | 0 | 0.00041667 | 0.0004946 | 0 | 0.0004946 | 0.00047105 | 0 | 0.00047105
[79 empty] | WLDFR | HFTD - Distribution - Tier 3 - 2QU CoRE ¦ 3QU LoRE | Red Flag Warning - Destructive Fires | 2048 | 3.5899e-08 | 3.7906e-08 | 4.4996e-08 | 4.2853e-08 | 11536.0538 | 319.4911 | 11216.5626 | 0 | 0 | 0 | 0 | 0 | 8.7278e-06 | 0.00041413 | 0 | 0.00041413 | 0.00043729 | 0 | 0.00043729 | 0.00051908 | 0 | 0.00051908 | 0.00049436 | 0 | 0.00049436
[79 empty] | WLDFR | HFTD - Distribution - Tier 3 - 2QU CoRE ¦ 3QU LoRE | Red Flag Warning - Destructive Fires | 2049 | 3.5899e-08 | 3.7906e-08 | 4.4996e-08 | 4.2853e-08 | 11536.0538 | 319.4911 | 11216.5626 | 0 | 0 | 0 | 0 | 0 | 8.7278e-06 | 0.00041413 | 0 | 0.00041413 | 0.00043729 | 0 | 0.00043729 | 0.00051908 | 0 | 0.00051908 | 0.00049436 | 0 | 0.00049436
[79 empty] | WLDFR | HFTD - Distribution - Tier 3 - 2QU CoRE ¦ 3QU LoRE | Red Flag Warning - Destructive Fires | 2050 | 0 | 3.7906e-08 | 4.4996e-08 | 4.2853e-08 | 11536.0538 | 319.4911 | 11216.5626 | 0 | 0 | 0 | 0 | 0 | 8.7278e-06 | 0 | 0 | 0 | 0.00043729 | 0 | 0.00043729 | 0.00051908 | 0 | 0.00051908 | 0.00049436 | 0 | 0.00049436
[79 empty] | WLDFR | HFTD - Distribution - Tier 3 - 2QU CoRE ¦ 3QU LoRE | Red Flag Warning - Destructive Fires | 2051 | 0 | 0 | 4.4996e-08 | 4.2853e-08 | 11536.0538 | 319.4911 | 11216.5626 | 0 | 0 | 0 | 0 | 0 | 8.7278e-06 | 0 | 0 | 0 | 0 | 0 | 0 | 0.00051908 | 0 | 0.00051908 | 0.00049436 | 0 | 0.00049436
[79 empty] | WLDFR | HFTD - Distribution - Tier 3 - 2QU CoRE ¦ 3QU LoRE | Red Flag Warning - Destructive Fires | 2052 | 0 | 0 | 0 | 4.2853e-08 | 11536.0538 | 319.4911 | 11216.5626 | 0 | 0 | 0 | 0 | 0 | 8.7278e-06 | 0 | 0 | 0 | 0 | 0 | 0 | 0 | 0 | 0 | 0.00049436 | 0 | 0.00049436
[79 empty] | WLDFR | HFTD - Distribution - Tier 3 - 2QU CoRE ¦ 3QU LoRE | Red Flag Warning - Large Fires | 2020 | 5.8083e-07 | 0 | 0 | 0 | 5.2406 | 0.69642 | 2.942 | 1.6022 | 0 | 0 | 0 | 0 | 5.5139e-05 | 3.0439e-06 | 0 | 3.0439e-06 | 0 | 0 | 0 | 0 | 0 | 0 | 0 | 0 | 0
[79 empty] | WLDFR | HFTD - Distribution - Tier 3 - 2QU CoRE ¦ 3QU LoRE | Red Flag Warning - Large Fires | 2021 | 2.9634e-07 | 6.133e-07 | 0 | 0 | 5.2406 | 0.69642 | 2.942 | 1.6022 | 0 | 0 | 0 | 0 | 5.5139e-05 | 1.553e-06 | 0 | 1.553e-06 | 3.2141e-06 | 0 | 3.2141e-06 | 0 | 0 | 0 | 0 | 0 | 0
[79 empty] | WLDFR | HFTD - Distribution - Tier 3 - 2QU CoRE ¦ 3QU LoRE | Red Flag Warning - Large Fires | 2022 | 2.0332e-07 | 2.1469e-07 | 5.2309e-07 | 0 | 5.2406 | 0.69642 | 2.942 | 1.6022 | 0 | 0 | 0 | 0 | 5.134e-05 | 1.0655e-06 | 0 | 1.0655e-06 | 1.1251e-06 | 0 | 1.1251e-06 | 2.7413e-06 | 0 | 2.7413e-06 | 0 | 0 | 0
[79 empty] | WLDFR | HFTD - Distribution - Tier 3 - 2QU CoRE ¦ 3QU LoRE | Red Flag Warning - Large Fires | 2023 | 2.0332e-07 | 2.1469e-07 | 2.5484e-07 | 4.9818e-07 | 5.475 | 0.71896 | 3.0715 | 1.6846 | 0 | 0 | 0 | 0 | 5.134e-05 | 1.1132e-06 | 0 | 1.1132e-06 | 1.1754e-06 | 0 | 1.1754e-06 | 1.3953e-06 | 0 | 1.3953e-06 | 2.7276e-06 | 0 | 2.7276e-06
[79 empty] | WLDFR | HFTD - Distribution - Tier 3 - 2QU CoRE ¦ 3QU LoRE | Red Flag Warning - Large Fires | 2024 | 2.0332e-07 | 2.1469e-07 | 2.5484e-07 | 2.4271e-07 | 5.475 | 0.71896 | 3.0715 | 1.6846 | 0 | 0 | 0 | 0 | 5.134e-05 | 1.1132e-06 | 0 | 1.1132e-06 | 1.1754e-06 | 0 | 1.1754e-06 | 1.3953e-06 | 0 | 1.3953e-06 | 1.3288e-06 | 0 | 1.3288e-06
[79 empty] | WLDFR | HFTD - Distribution - Tier 3 - 2QU CoRE ¦ 3QU LoRE | Red Flag Warning - Large Fires | 2025 | 2.0332e-07 | 2.1469e-07 | 2.5484e-07 | 2.4271e-07 | 5.475 | 0.71896 | 3.0715 | 1.6846 | 0 | 0 | 0 | 0 | 5.134e-05 | 1.1132e-06 | 0 | 1.1132e-06 | 1.1754e-06 | 0 | 1.1754e-06 | 1.3953e-06 | 0 | 1.3953e-06 | 1.3288e-06 | 0 | 1.3288e-06
[79 empty] | WLDFR | HFTD - Distribution - Tier 3 - 2QU CoRE ¦ 3QU LoRE | Red Flag Warning - Large Fires | 2026 | 2.0332e-07 | 2.1469e-07 | 2.5484e-07 | 2.4271e-07 | 5.475 | 0.71896 | 3.0715 | 1.6846 | 0 | 0 | 0 | 0 | 5.134e-05 | 1.1132e-06 | 0 | 1.1132e-06 | 1.1754e-06 | 0 | 1.1754e-06 | 1.3953e-06 | 0 | 1.3953e-06 | 1.3288e-06 | 0 | 1.3288e-06
[79 empty] | WLDFR | HFTD - Distribution - Tier 3 - 2QU CoRE ¦ 3QU LoRE | Red Flag Warning - Large Fires | 2027 | 2.0332e-07 | 2.1469e-07 | 2.5484e-07 | 2.4271e-07 | 5.475 | 0.71896 | 3.0715 | 1.6846 | 0 | 0 | 0 | 0 | 5.134e-05 | 1.1132e-06 | 0 | 1.1132e-06 | 1.1754e-06 | 0 | 1.1754e-06 | 1.3953e-06 | 0 | 1.3953e-06 | 1.3288e-06 | 0 | 1.3288e-06
[79 empty] | WLDFR | HFTD - Distribution - Tier 3 - 2QU CoRE ¦ 3QU LoRE | Red Flag Warning - Large Fires | 2028 | 2.0332e-07 | 2.1469e-07 | 2.5484e-07 | 2.4271e-07 | 5.777 | 0.74734 | 3.238 | 1.7917 | 0 | 0 | 0 | 0 | 5.134e-05 | 1.1746e-06 | 0 | 1.1746e-06 | 1.2403e-06 | 0 | 1.2403e-06 | 1.4722e-06 | 0 | 1.4722e-06 | 1.4021e-06 | 0 | 1.4021e-06
[79 empty] | WLDFR | HFTD - Distribution - Tier 3 - 2QU CoRE ¦ 3QU LoRE | Red Flag Warning - Large Fires | 2029 | 2.0332e-07 | 2.1469e-07 | 2.5484e-07 | 2.4271e-07 | 5.777 | 0.74734 | 3.238 | 1.7917 | 0 | 0 | 0 | 0 | 5.134e-05 | 1.1746e-06 | 0 | 1.1746e-06 | 1.2403e-06 | 0 | 1.2403e-06 | 1.4722e-06 | 0 | 1.4722e-06 | 1.4021e-06 | 0 | 1.4021e-06
[79 empty] | WLDFR | HFTD - Distribution - Tier 3 - 2QU CoRE ¦ 3QU LoRE | Red Flag Warning - Large Fires | 2030 | 2.0332e-07 | 2.1469e-07 | 2.5484e-07 | 2.4271e-07 | 5.777 | 0.74734 | 3.238 | 1.7917 | 0 | 0 | 0 | 0 | 5.134e-05 | 1.1746e-06 | 0 | 1.1746e-06 | 1.2403e-06 | 0 | 1.2403e-06 | 1.4722e-06 | 0 | 1.4722e-06 | 1.4021e-06 | 0 | 1.4021e-06
[79 empty] | WLDFR | HFTD - Distribution - Tier 3 - 2QU CoRE ¦ 3QU LoRE | Red Flag Warning - Large Fires | 2031 | 2.0332e-07 | 2.1469e-07 | 2.5484e-07 | 2.4271e-07 | 5.777 | 0.74734 | 3.238 | 1.7917 | 0 | 0 | 0 | 0 | 5.134e-05 | 1.1746e-06 | 0 | 1.1746e-06 | 1.2403e-06 | 0 | 1.2403e-06 | 1.4722e-06 | 0 | 1.4722e-06 | 1.4021e-06 | 0 | 1.4021e-06
[79 empty] | WLDFR | HFTD - Distribution - Tier 3 - 2QU CoRE ¦ 3QU LoRE | Red Flag Warning - Large Fires | 2032 | 2.0332e-07 | 2.1469e-07 | 2.5484e-07 | 2.4271e-07 | 5.777 | 0.74734 | 3.238 | 1.7917 | 0 | 0 | 0 | 0 | 5.134e-05 | 1.1746e-06 | 0 | 1.1746e-06 | 1.2403e-06 | 0 | 1.2403e-06 | 1.4722e-06 | 0 | 1.4722e-06 | 1.4021e-06 | 0 | 1.4021e-06
[79 empty] | WLDFR | HFTD - Distribution - Tier 3 - 2QU CoRE ¦ 3QU LoRE | Red Flag Warning - Large Fires | 2033 | 2.0332e-07 | 2.1469e-07 | 2.5484e-07 | 2.4271e-07 | 6.1205 | 0.77885 | 3.4265 | 1.9151 | 0 | 0 | 0 | 0 | 5.134e-05 | 1.2444e-06 | 0 | 1.2444e-06 | 1.314e-06 | 0 | 1.314e-06 | 1.5598e-06 | 0 | 1.5598e-06 | 1.4855e-06 | 0 | 1.4855e-06
[79 empty] | WLDFR | HFTD - Distribution - Tier 3 - 2QU CoRE ¦ 3QU LoRE | Red Flag Warning - Large Fires | 2034 | 2.0332e-07 | 2.1469e-07 | 2.5484e-07 | 2.4271e-07 | 6.1205 | 0.77885 | 3.4265 | 1.9151 | 0 | 0 | 0 | 0 | 5.134e-05 | 1.2444e-06 | 0 | 1.2444e-06 | 1.314e-06 | 0 | 1.314e-06 | 1.5598e-06 | 0 | 1.5598e-06 | 1.4855e-06 | 0 | 1.4855e-06
[79 empty] | WLDFR | HFTD - Distribution - Tier 3 - 2QU CoRE ¦ 3QU LoRE | Red Flag Warning - Large Fires | 2035 | 2.0332e-07 | 2.1469e-07 | 2.5484e-07 | 2.4271e-07 | 6.1205 | 0.77885 | 3.4265 | 1.9151 | 0 | 0 | 0 | 0 | 5.134e-05 | 1.2444e-06 | 0 | 1.2444e-06 | 1.314e-06 | 0 | 1.314e-06 | 1.5598e-06 | 0 | 1.5598e-06 | 1.4855e-06 | 0 | 1.4855e-06
[79 empty] | WLDFR | HFTD - Distribution - Tier 3 - 2QU CoRE ¦ 3QU LoRE | Red Flag Warning - Large Fires | 2036 | 2.0332e-07 | 2.1469e-07 | 2.5484e-07 | 2.4271e-07 | 6.1205 | 0.77885 | 3.4265 | 1.9151 | 0 | 0 | 0 | 0 | 5.134e-05 | 1.2444e-06 | 0 | 1.2444e-06 | 1.314e-06 | 0 | 1.314e-06 | 1.5598e-06 | 0 | 1.5598e-06 | 1.4855e-06 | 0 | 1.4855e-06
[79 empty] | WLDFR | HFTD - Distribution - Tier 3 - 2QU CoRE ¦ 3QU LoRE | Red Flag Warning - Large Fires | 2037 | 2.0332e-07 | 2.1469e-07 | 2.5484e-07 | 2.4271e-07 | 6.1205 | 0.77885 | 3.4265 | 1.9151 | 0 | 0 | 0 | 0 | 5.134e-05 | 1.2444e-06 | 0 | 1.2444e-06 | 1.314e-06 | 0 | 1.314e-06 | 1.5598e-06 | 0 | 1.5598e-06 | 1.4855e-06 | 0 | 1.4855e-06
[79 empty] | WLDFR | HFTD - Distribution - Tier 3 - 2QU CoRE ¦ 3QU LoRE | Red Flag Warning - Large Fires | 2038 | 2.0332e-07 | 2.1469e-07 | 2.5484e-07 | 2.4271e-07 | 6.5028 | 0.81304 | 3.6355 | 2.0543 | 0 | 0 | 0 | 0 | 5.134e-05 | 1.3222e-06 | 0 | 1.3222e-06 | 1.3961e-06 | 0 | 1.3961e-06 | 1.6572e-06 | 0 | 1.6572e-06 | 1.5783e-06 | 0 | 1.5783e-06
[79 empty] | WLDFR | HFTD - Distribution - Tier 3 - 2QU CoRE ¦ 3QU LoRE | Red Flag Warning - Large Fires | 2039 | 2.0332e-07 | 2.1469e-07 | 2.5484e-07 | 2.4271e-07 | 6.5028 | 0.81304 | 3.6355 | 2.0543 | 0 | 0 | 0 | 0 | 5.134e-05 | 1.3222e-06 | 0 | 1.3222e-06 | 1.3961e-06 | 0 | 1.3961e-06 | 1.6572e-06 | 0 | 1.6572e-06 | 1.5783e-06 | 0 | 1.5783e-06
[79 empty] | WLDFR | HFTD - Distribution - Tier 3 - 2QU CoRE ¦ 3QU LoRE | Red Flag Warning - Large Fires | 2040 | 2.0332e-07 | 2.1469e-07 | 2.5484e-07 | 2.4271e-07 | 6.5028 | 0.81304 | 3.6355 | 2.0543 | 0 | 0 | 0 | 0 | 5.134e-05 | 1.3222e-06 | 0 | 1.3222e-06 | 1.3961e-06 | 0 | 1.3961e-06 | 1.6572e-06 | 0 | 1.6572e-06 | 1.5783e-06 | 0 | 1.5783e-06
[79 empty] | WLDFR | HFTD - Distribution - Tier 3 - 2QU CoRE ¦ 3QU LoRE | Red Flag Warning - Large Fires | 2041 | 2.0332e-07 | 2.1469e-07 | 2.5484e-07 | 2.4271e-07 | 6.5028 | 0.81304 | 3.6355 | 2.0543 | 0 | 0 | 0 | 0 | 5.134e-05 | 1.3222e-06 | 0 | 1.3222e-06 | 1.3961e-06 | 0 | 1.3961e-06 | 1.6572e-06 | 0 | 1.6572e-06 | 1.5783e-06 | 0 | 1.5783e-06
[79 empty] | WLDFR | HFTD - Distribution - Tier 3 - 2QU CoRE ¦ 3QU LoRE | Red Flag Warning - Large Fires | 2042 | 2.0332e-07 | 2.1469e-07 | 2.5484e-07 | 2.4271e-07 | 6.5028 | 0.81304 | 3.6355 | 2.0543 | 0 | 0 | 0 | 0 | 5.134e-05 | 1.3222e-06 | 0 | 1.3222e-06 | 1.3961e-06 | 0 | 1.3961e-06 | 1.6572e-06 | 0 | 1.6572e-06 | 1.5783e-06 | 0 | 1.5783e-06
[79 empty] | WLDFR | HFTD - Distribution - Tier 3 - 2QU CoRE ¦ 3QU LoRE | Red Flag Warning - Large Fires | 2043 | 2.0332e-07 | 2.1469e-07 | 2.5484e-07 | 2.4271e-07 | 6.9209 | 0.84944 | 3.8632 | 2.2083 | 0 | 0 | 0 | 0 | 5.134e-05 | 1.4072e-06 | 0 | 1.4072e-06 | 1.4858e-06 | 0 | 1.4858e-06 | 1.7638e-06 | 0 | 1.7638e-06 | 1.6798e-06 | 0 | 1.6798e-06
[79 empty] | WLDFR | HFTD - Distribution - Tier 3 - 2QU CoRE ¦ 3QU LoRE | Red Flag Warning - Large Fires | 2044 | 2.0332e-07 | 2.1469e-07 | 2.5484e-07 | 2.4271e-07 | 6.9209 | 0.84944 | 3.8632 | 2.2083 | 0 | 0 | 0 | 0 | 5.134e-05 | 1.4072e-06 | 0 | 1.4072e-06 | 1.4858e-06 | 0 | 1.4858e-06 | 1.7638e-06 | 0 | 1.7638e-06 | 1.6798e-06 | 0 | 1.6798e-06
[79 empty] | WLDFR | HFTD - Distribution - Tier 3 - 2QU CoRE ¦ 3QU LoRE | Red Flag Warning - Large Fires | 2045 | 2.0332e-07 | 2.1469e-07 | 2.5484e-07 | 2.4271e-07 | 6.9209 | 0.84944 | 3.8632 | 2.2083 | 0 | 0 | 0 | 0 | 5.134e-05 | 1.4072e-06 | 0 | 1.4072e-06 | 1.4858e-06 | 0 | 1.4858e-06 | 1.7638e-06 | 0 | 1.7638e-06 | 1.6798e-06 | 0 | 1.6798e-06
[79 empty] | WLDFR | HFTD - Distribution - Tier 3 - 2QU CoRE ¦ 3QU LoRE | Red Flag Warning - Large Fires | 2046 | 2.0332e-07 | 2.1469e-07 | 2.5484e-07 | 2.4271e-07 | 6.9209 | 0.84944 | 3.8632 | 2.2083 | 0 | 0 | 0 | 0 | 5.134e-05 | 1.4072e-06 | 0 | 1.4072e-06 | 1.4858e-06 | 0 | 1.4858e-06 | 1.7638e-06 | 0 | 1.7638e-06 | 1.6798e-06 | 0 | 1.6798e-06
[79 empty] | WLDFR | HFTD - Distribution - Tier 3 - 2QU CoRE ¦ 3QU LoRE | Red Flag Warning - Large Fires | 2047 | 2.0332e-07 | 2.1469e-07 | 2.5484e-07 | 2.4271e-07 | 6.9209 | 0.84944 | 3.8632 | 2.2083 | 0 | 0 | 0 | 0 | 5.134e-05 | 1.4072e-06 | 0 | 1.4072e-06 | 1.4858e-06 | 0 | 1.4858e-06 | 1.7638e-06 | 0 | 1.7638e-06 | 1.6798e-06 | 0 | 1.6798e-06
[79 empty] | WLDFR | HFTD - Distribution - Tier 3 - 2QU CoRE ¦ 3QU LoRE | Red Flag Warning - Large Fires | 2048 | 2.0332e-07 | 2.1469e-07 | 2.5484e-07 | 2.4271e-07 | 7.3713 | 0.88759 | 4.1075 | 2.3763 | 0 | 0 | 0 | 0 | 5.134e-05 | 1.4988e-06 | 0 | 1.4988e-06 | 1.5825e-06 | 0 | 1.5825e-06 | 1.8785e-06 | 0 | 1.8785e-06 | 1.7891e-06 | 0 | 1.7891e-06
[79 empty] | WLDFR | HFTD - Distribution - Tier 3 - 2QU CoRE ¦ 3QU LoRE | Red Flag Warning - Large Fires | 2049 | 2.0332e-07 | 2.1469e-07 | 2.5484e-07 | 2.4271e-07 | 7.3713 | 0.88759 | 4.1075 | 2.3763 | 0 | 0 | 0 | 0 | 5.134e-05 | 1.4988e-06 | 0 | 1.4988e-06 | 1.5825e-06 | 0 | 1.5825e-06 | 1.8785e-06 | 0 | 1.8785e-06 | 1.7891e-06 | 0 | 1.7891e-06
[79 empty] | WLDFR | HFTD - Distribution - Tier 3 - 2QU CoRE ¦ 3QU LoRE | Red Flag Warning - Large Fires | 2050 | 0 | 2.1469e-07 | 2.5484e-07 | 2.4271e-07 | 7.3713 | 0.88759 | 4.1075 | 2.3763 | 0 | 0 | 0 | 0 | 5.134e-05 | 0 | 0 | 0 | 1.5825e-06 | 0 | 1.5825e-06 | 1.8785e-06 | 0 | 1.8785e-06 | 1.7891e-06 | 0 | 1.7891e-06
[79 empty] | WLDFR | HFTD - Distribution - Tier 3 - 2QU CoRE ¦ 3QU LoRE | Red Flag Warning - Large Fires | 2051 | 0 | 0 | 2.5484e-07 | 2.4271e-07 | 7.3713 | 0.88759 | 4.1075 | 2.3763 | 0 | 0 | 0 | 0 | 5.134e-05 | 0 | 0 | 0 | 0 | 0 | 0 | 1.8785e-06 | 0 | 1.8785e-06 | 1.7891e-06 | 0 | 1.7891e-06
[79 empty] | WLDFR | HFTD - Distribution - Tier 3 - 2QU CoRE ¦ 3QU LoRE | Red Flag Warning - Large Fires | 2052 | 0 | 0 | 0 | 2.4271e-07 | 7.3713 | 0.88759 | 4.1075 | 2.3763 | 0 | 0 | 0 | 0 | 5.134e-05 | 0 | 0 | 0 | 0 | 0 | 0 | 0 | 0 | 0 | 1.7891e-06 | 0 | 1.7891e-06
[79 empty] | WLDFR | HFTD - Distribution - Tier 3 - 2QU CoRE ¦ 3QU LoRE | Red Flag Warning - Small Fires | 2020 | 7.4709e-06 | 0 | 0 | 0 | 0.077901 | 0.036425 | 0.0015809 | 0.039895 | 0 | 0 | 0 | 0 | 0.00061298 | 5.8198e-07 | 0 | 5.8198e-07 | 0 | 0 | 0 | 0 | 0 | 0 | 0 | 0 | 0
[79 empty] | WLDFR | HFTD - Distribution - Tier 3 - 2QU CoRE ¦ 3QU LoRE | Red Flag Warning - Small Fires | 2021 | 4.0784e-06 | 7.8886e-06 | 0 | 0 | 0.077901 | 0.036425 | 0.0015809 | 0.039895 | 0 | 0 | 0 | 0 | 0.00061298 | 3.1771e-07 | 0 | 3.1771e-07 | 6.1452e-07 | 0 | 6.1452e-07 | 0 | 0 | 0 | 0 | 0 | 0
[79 empty] | WLDFR | HFTD - Distribution - Tier 3 - 2QU CoRE ¦ 3QU LoRE | Red Flag Warning - Small Fires | 2022 | 3.0815e-06 | 3.2538e-06 | 7.5723e-06 | 0 | 0.077901 | 0.036425 | 0.0015809 | 0.039895 | 0 | 0 | 0 | 0 | 0.00064533 | 2.4005e-07 | 0 | 2.4005e-07 | 2.5348e-07 | 0 | 2.5348e-07 | 5.8989e-07 | 0 | 5.8989e-07 | 0 | 0 | 0
[79 empty] | WLDFR | HFTD - Distribution - Tier 3 - 2QU CoRE ¦ 3QU LoRE | Red Flag Warning - Small Fires | 2023 | 3.0815e-06 | 3.2538e-06 | 3.8624e-06 | 7.2117e-06 | 0.080408 | 0.03759 | 0.0016314 | 0.041187 | 0 | 0 | 0 | 0 | 0.00064533 | 2.4778e-07 | 0 | 2.4778e-07 | 2.6164e-07 | 0 | 2.6164e-07 | 3.1057e-07 | 0 | 3.1057e-07 | 5.7988e-07 | 0 | 5.7988e-07
[79 empty] | WLDFR | HFTD - Distribution - Tier 3 - 2QU CoRE ¦ 3QU LoRE | Red Flag Warning - Small Fires | 2024 | 3.0815e-06 | 3.2538e-06 | 3.8624e-06 | 3.6785e-06 | 0.080408 | 0.03759 | 0.0016314 | 0.041187 | 0 | 0 | 0 | 0 | 0.00064533 | 2.4778e-07 | 0 | 2.4778e-07 | 2.6164e-07 | 0 | 2.6164e-07 | 3.1057e-07 | 0 | 3.1057e-07 | 2.9578e-07 | 0 | 2.9578e-07
[79 empty] | WLDFR | HFTD - Distribution - Tier 3 - 2QU CoRE ¦ 3QU LoRE | Red Flag Warning - Small Fires | 2025 | 3.0815e-06 | 3.2538e-06 | 3.8624e-06 | 3.6785e-06 | 0.080408 | 0.03759 | 0.0016314 | 0.041187 | 0 | 0 | 0 | 0 | 0.00064533 | 2.4778e-07 | 0 | 2.4778e-07 | 2.6164e-07 | 0 | 2.6164e-07 | 3.1057e-07 | 0 | 3.1057e-07 | 2.9578e-07 | 0 | 2.9578e-07
[79 empty] | WLDFR | HFTD - Distribution - Tier 3 - 2QU CoRE ¦ 3QU LoRE | Red Flag Warning - Small Fires | 2026 | 3.0815e-06 | 3.2538e-06 | 3.8624e-06 | 3.6785e-06 | 0.080408 | 0.03759 | 0.0016314 | 0.041187 | 0 | 0 | 0 | 0 | 0.00064533 | 2.4778e-07 | 0 | 2.4778e-07 | 2.6164e-07 | 0 | 2.6164e-07 | 3.1057e-07 | 0 | 3.1057e-07 | 2.9578e-07 | 0 | 2.9578e-07
[79 empty] | WLDFR | HFTD - Distribution - Tier 3 - 2QU CoRE ¦ 3QU LoRE | Red Flag Warning - Small Fires | 2027 | 3.0815e-06 | 3.2538e-06 | 3.8624e-06 | 3.6785e-06 | 0.080408 | 0.03759 | 0.0016314 | 0.041187 | 0 | 0 | 0 | 0 | 0.00064533 | 2.4778e-07 | 0 | 2.4778e-07 | 2.6164e-07 | 0 | 2.6164e-07 | 3.1057e-07 | 0 | 3.1057e-07 | 2.9578e-07 | 0 | 2.9578e-07
[79 empty] | WLDFR | HFTD - Distribution - Tier 3 - 2QU CoRE ¦ 3QU LoRE | Red Flag Warning - Small Fires | 2028 | 3.0815e-06 | 3.2538e-06 | 3.8624e-06 | 3.6785e-06 | 0.083606 | 0.039055 | 0.001695 | 0.042856 | 0 | 0 | 0 | 0 | 0.00064533 | 2.5764e-07 | 0 | 2.5764e-07 | 2.7204e-07 | 0 | 2.7204e-07 | 3.2292e-07 | 0 | 3.2292e-07 | 3.0755e-07 | 0 | 3.0755e-07
[79 empty] | WLDFR | HFTD - Distribution - Tier 3 - 2QU CoRE ¦ 3QU LoRE | Red Flag Warning - Small Fires | 2029 | 3.0815e-06 | 3.2538e-06 | 3.8624e-06 | 3.6785e-06 | 0.083606 | 0.039055 | 0.001695 | 0.042856 | 0 | 0 | 0 | 0 | 0.00064533 | 2.5764e-07 | 0 | 2.5764e-07 | 2.7204e-07 | 0 | 2.7204e-07 | 3.2292e-07 | 0 | 3.2292e-07 | 3.0755e-07 | 0 | 3.0755e-07
[79 empty] | WLDFR | HFTD - Distribution - Tier 3 - 2QU CoRE ¦ 3QU LoRE | Red Flag Warning - Small Fires | 2030 | 3.0815e-06 | 3.2538e-06 | 3.8624e-06 | 3.6785e-06 | 0.083606 | 0.039055 | 0.001695 | 0.042856 | 0 | 0 | 0 | 0 | 0.00064533 | 2.5764e-07 | 0 | 2.5764e-07 | 2.7204e-07 | 0 | 2.7204e-07 | 3.2292e-07 | 0 | 3.2292e-07 | 3.0755e-07 | 0 | 3.0755e-07
[79 empty] | WLDFR | HFTD - Distribution - Tier 3 - 2QU CoRE ¦ 3QU LoRE | Red Flag Warning - Small Fires | 2031 | 3.0815e-06 | 3.2538e-06 | 3.8624e-06 | 3.6785e-06 | 0.083606 | 0.039055 | 0.001695 | 0.042856 | 0 | 0 | 0 | 0 | 0.00064533 | 2.5764e-07 | 0 | 2.5764e-07 | 2.7204e-07 | 0 | 2.7204e-07 | 3.2292e-07 | 0 | 3.2292e-07 | 3.0755e-07 | 0 | 3.0755e-07
[79 empty] | WLDFR | HFTD - Distribution - Tier 3 - 2QU CoRE ¦ 3QU LoRE | Red Flag Warning - Small Fires | 2032 | 3.0815e-06 | 3.2538e-06 | 3.8624e-06 | 3.6785e-06 | 0.083606 | 0.039055 | 0.001695 | 0.042856 | 0 | 0 | 0 | 0 | 0.00064533 | 2.5764e-07 | 0 | 2.5764e-07 | 2.7204e-07 | 0 | 2.7204e-07 | 3.2292e-07 | 0 | 3.2292e-07 | 3.0755e-07 | 0 | 3.0755e-07
[79 empty] | WLDFR | HFTD - Distribution - Tier 3 - 2QU CoRE ¦ 3QU LoRE | Red Flag Warning - Small Fires | 2033 | 3.0815e-06 | 3.2538e-06 | 3.8624e-06 | 3.6785e-06 | 0.087211 | 0.040679 | 0.0017655 | 0.044766 | 0 | 0 | 0 | 0 | 0.00064533 | 2.6874e-07 | 0 | 2.6874e-07 | 2.8377e-07 | 0 | 2.8377e-07 | 3.3685e-07 | 0 | 3.3685e-07 | 3.2081e-07 | 0 | 3.2081e-07
[79 empty] | WLDFR | HFTD - Distribution - Tier 3 - 2QU CoRE ¦ 3QU LoRE | Red Flag Warning - Small Fires | 2034 | 3.0815e-06 | 3.2538e-06 | 3.8624e-06 | 3.6785e-06 | 0.087211 | 0.040679 | 0.0017655 | 0.044766 | 0 | 0 | 0 | 0 | 0.00064533 | 2.6874e-07 | 0 | 2.6874e-07 | 2.8377e-07 | 0 | 2.8377e-07 | 3.3685e-07 | 0 | 3.3685e-07 | 3.2081e-07 | 0 | 3.2081e-07
[79 empty] | WLDFR | HFTD - Distribution - Tier 3 - 2QU CoRE ¦ 3QU LoRE | Red Flag Warning - Small Fires | 2035 | 3.0815e-06 | 3.2538e-06 | 3.8624e-06 | 3.6785e-06 | 0.087211 | 0.040679 | 0.0017655 | 0.044766 | 0 | 0 | 0 | 0 | 0.00064533 | 2.6874e-07 | 0 | 2.6874e-07 | 2.8377e-07 | 0 | 2.8377e-07 | 3.3685e-07 | 0 | 3.3685e-07 | 3.2081e-07 | 0 | 3.2081e-07
[79 empty] | WLDFR | HFTD - Distribution - Tier 3 - 2QU CoRE ¦ 3QU LoRE | Red Flag Warning - Small Fires | 2036 | 3.0815e-06 | 3.2538e-06 | 3.8624e-06 | 3.6785e-06 | 0.087211 | 0.040679 | 0.0017655 | 0.044766 | 0 | 0 | 0 | 0 | 0.00064533 | 2.6874e-07 | 0 | 2.6874e-07 | 2.8377e-07 | 0 | 2.8377e-07 | 3.3685e-07 | 0 | 3.3685e-07 | 3.2081e-07 | 0 | 3.2081e-07
[79 empty] | WLDFR | HFTD - Distribution - Tier 3 - 2QU CoRE ¦ 3QU LoRE | Red Flag Warning - Small Fires | 2037 | 3.0815e-06 | 3.2538e-06 | 3.8624e-06 | 3.6785e-06 | 0.087211 | 0.040679 | 0.0017655 | 0.044766 | 0 | 0 | 0 | 0 | 0.00064533 | 2.6874e-07 | 0 | 2.6874e-07 | 2.8377e-07 | 0 | 2.8377e-07 | 3.3685e-07 | 0 | 3.3685e-07 | 3.2081e-07 | 0 | 3.2081e-07
[79 empty] | WLDFR | HFTD - Distribution - Tier 3 - 2QU CoRE ¦ 3QU LoRE | Red Flag Warning - Small Fires | 2038 | 3.0815e-06 | 3.2538e-06 | 3.8624e-06 | 3.6785e-06 | 0.091184 | 0.042438 | 0.0018418 | 0.046905 | 0 | 0 | 0 | 0 | 0.00064533 | 2.8099e-07 | 0 | 2.8099e-07 | 2.967e-07 | 0 | 2.967e-07 | 3.5219e-07 | 0 | 3.5219e-07 | 3.3542e-07 | 0 | 3.3542e-07
[79 empty] | WLDFR | HFTD - Distribution - Tier 3 - 2QU CoRE ¦ 3QU LoRE | Red Flag Warning - Small Fires | 2039 | 3.0815e-06 | 3.2538e-06 | 3.8624e-06 | 3.6785e-06 | 0.091184 | 0.042438 | 0.0018418 | 0.046905 | 0 | 0 | 0 | 0 | 0.00064533 | 2.8099e-07 | 0 | 2.8099e-07 | 2.967e-07 | 0 | 2.967e-07 | 3.5219e-07 | 0 | 3.5219e-07 | 3.3542e-07 | 0 | 3.3542e-07
[79 empty] | WLDFR | HFTD - Distribution - Tier 3 - 2QU CoRE ¦ 3QU LoRE | Red Flag Warning - Small Fires | 2040 | 3.0815e-06 | 3.2538e-06 | 3.8624e-06 | 3.6785e-06 | 0.091184 | 0.042438 | 0.0018418 | 0.046905 | 0 | 0 | 0 | 0 | 0.00064533 | 2.8099e-07 | 0 | 2.8099e-07 | 2.967e-07 | 0 | 2.967e-07 | 3.5219e-07 | 0 | 3.5219e-07 | 3.3542e-07 | 0 | 3.3542e-07
[79 empty] | WLDFR | HFTD - Distribution - Tier 3 - 2QU CoRE ¦ 3QU LoRE | Red Flag Warning - Small Fires | 2041 | 3.0815e-06 | 3.2538e-06 | 3.8624e-06 | 3.6785e-06 | 0.091184 | 0.042438 | 0.0018418 | 0.046905 | 0 | 0 | 0 | 0 | 0.00064533 | 2.8099e-07 | 0 | 2.8099e-07 | 2.967e-07 | 0 | 2.967e-07 | 3.5219e-07 | 0 | 3.5219e-07 | 3.3542e-07 | 0 | 3.3542e-07
[79 empty] | WLDFR | HFTD - Distribution - Tier 3 - 2QU CoRE ¦ 3QU LoRE | Red Flag Warning - Small Fires | 2042 | 3.0815e-06 | 3.2538e-06 | 3.8624e-06 | 3.6785e-06 | 0.091184 | 0.042438 | 0.0018418 | 0.046905 | 0 | 0 | 0 | 0 | 0.00064533 | 2.8099e-07 | 0 | 2.8099e-07 | 2.967e-07 | 0 | 2.967e-07 | 3.5219e-07 | 0 | 3.5219e-07 | 3.3542e-07 | 0 | 3.3542e-07
[79 empty] | WLDFR | HFTD - Distribution - Tier 3 - 2QU CoRE ¦ 3QU LoRE | Red Flag Warning - Small Fires | 2043 | 3.0815e-06 | 3.2538e-06 | 3.8624e-06 | 3.6785e-06 | 0.095486 | 0.044306 | 0.0019228 | 0.049257 | 0 | 0 | 0 | 0 | 0.00064533 | 2.9424e-07 | 0 | 2.9424e-07 | 3.1069e-07 | 0 | 3.1069e-07 | 3.6881e-07 | 0 | 3.6881e-07 | 3.5124e-07 | 0 | 3.5124e-07
[79 empty] | WLDFR | HFTD - Distribution - Tier 3 - 2QU CoRE ¦ 3QU LoRE | Red Flag Warning - Small Fires | 2044 | 3.0815e-06 | 3.2538e-06 | 3.8624e-06 | 3.6785e-06 | 0.095486 | 0.044306 | 0.0019228 | 0.049257 | 0 | 0 | 0 | 0 | 0.00064533 | 2.9424e-07 | 0 | 2.9424e-07 | 3.1069e-07 | 0 | 3.1069e-07 | 3.6881e-07 | 0 | 3.6881e-07 | 3.5124e-07 | 0 | 3.5124e-07
[79 empty] | WLDFR | HFTD - Distribution - Tier 3 - 2QU CoRE ¦ 3QU LoRE | Red Flag Warning - Small Fires | 2045 | 3.0815e-06 | 3.2538e-06 | 3.8624e-06 | 3.6785e-06 | 0.095486 | 0.044306 | 0.0019228 | 0.049257 | 0 | 0 | 0 | 0 | 0.00064533 | 2.9424e-07 | 0 | 2.9424e-07 | 3.1069e-07 | 0 | 3.1069e-07 | 3.6881e-07 | 0 | 3.6881e-07 | 3.5124e-07 | 0 | 3.5124e-07
[79 empty] | WLDFR | HFTD - Distribution - Tier 3 - 2QU CoRE ¦ 3QU LoRE | Red Flag Warning - Small Fires | 2046 | 3.0815e-06 | 3.2538e-06 | 3.8624e-06 | 3.6785e-06 | 0.095486 | 0.044306 | 0.0019228 | 0.049257 | 0 | 0 | 0 | 0 | 0.00064533 | 2.9424e-07 | 0 | 2.9424e-07 | 3.1069e-07 | 0 | 3.1069e-07 | 3.6881e-07 | 0 | 3.6881e-07 | 3.5124e-07 | 0 | 3.5124e-07
[79 empty] | WLDFR | HFTD - Distribution - Tier 3 - 2QU CoRE ¦ 3QU LoRE | Red Flag Warning - Small Fires | 2047 | 3.0815e-06 | 3.2538e-06 | 3.8624e-06 | 3.6785e-06 | 0.095486 | 0.044306 | 0.0019228 | 0.049257 | 0 | 0 | 0 | 0 | 0.00064533 | 2.9424e-07 | 0 | 2.9424e-07 | 3.1069e-07 | 0 | 3.1069e-07 | 3.6881e-07 | 0 | 3.6881e-07 | 3.5124e-07 | 0 | 3.5124e-07
[79 empty] | WLDFR | HFTD - Distribution - Tier 3 - 2QU CoRE ¦ 3QU LoRE | Red Flag Warning - Small Fires | 2048 | 3.0815e-06 | 3.2538e-06 | 3.8624e-06 | 3.6785e-06 | 0.10007 | 0.04626 | 0.0020076 | 0.051804 | 0 | 0 | 0 | 0 | 0.00064533 | 3.0838e-07 | 0 | 3.0838e-07 | 3.2562e-07 | 0 | 3.2562e-07 | 3.8652e-07 | 0 | 3.8652e-07 | 3.6811e-07 | 0 | 3.6811e-07
[79 empty] | WLDFR | HFTD - Distribution - Tier 3 - 2QU CoRE ¦ 3QU LoRE | Red Flag Warning - Small Fires | 2049 | 3.0815e-06 | 3.2538e-06 | 3.8624e-06 | 3.6785e-06 | 0.10007 | 0.04626 | 0.0020076 | 0.051804 | 0 | 0 | 0 | 0 | 0.00064533 | 3.0838e-07 | 0 | 3.0838e-07 | 3.2562e-07 | 0 | 3.2562e-07 | 3.8652e-07 | 0 | 3.8652e-07 | 3.6811e-07 | 0 | 3.6811e-07
[79 empty] | WLDFR | HFTD - Distribution - Tier 3 - 2QU CoRE ¦ 3QU LoRE | Red Flag Warning - Small Fires | 2050 | 0 | 3.2538e-06 | 3.8624e-06 | 3.6785e-06 | 0.10007 | 0.04626 | 0.0020076 | 0.051804 | 0 | 0 | 0 | 0 | 0.00064533 | 0 | 0 | 0 | 3.2562e-07 | 0 | 3.2562e-07 | 3.8652e-07 | 0 | 3.8652e-07 | 3.6811e-07 | 0 | 3.6811e-07
[79 empty] | WLDFR | HFTD - Distribution - Tier 3 - 2QU CoRE ¦ 3QU LoRE | Red Flag Warning - Small Fires | 2051 | 0 | 0 | 3.8624e-06 | 3.6785e-06 | 0.10007 | 0.04626 | 0.0020076 | 0.051804 | 0 | 0 | 0 | 0 | 0.00064533 | 0 | 0 | 0 | 0 | 0 | 0 | 3.8652e-07 | 0 | 3.8652e-07 | 3.6811e-07 | 0 | 3.6811e-07
[79 empty] | WLDFR | HFTD - Distribution - Tier 3 - 2QU CoRE ¦ 3QU LoRE | Red Flag Warning - Small Fires | 2052 | 0 | 0 | 0 | 3.6785e-06 | 0.10007 | 0.04626 | 0.0020076 | 0.051804 | 0 | 0 | 0 | 0 | 0.00064533 | 0 | 0 | 0 | 0 | 0 | 0 | 0 | 0 | 0 | 3.6811e-07 | 0 | 3.6811e-07
[79 empty] | WLDFR | HFTD - Distribution - Tier 3 - 2QU CoRE ¦ 3QU LoRE | Seismic - Non-Red Flag Warning - Catastrophic Fires | 2020 | 2.288e-12 | 0 | 0 | 0 | 21083.8428 | 409.2237 | 13469.0878 | 7205.5313 | 0 | 0 | 0 | 0 | 3.7803e-10 | 4.8239e-08 | 0 | 4.8239e-08 | 0 | 0 | 0 | 0 | 0 | 0 | 0 | 0 | 0
[79 empty] | WLDFR | HFTD - Distribution - Tier 3 - 2QU CoRE ¦ 3QU LoRE | Seismic - Non-Red Flag Warning - Catastrophic Fires | 2021 | 0 | 2.4159e-12 | 0 | 0 | 21083.8428 | 409.2237 | 13469.0878 | 7205.5313 | 0 | 0 | 0 | 0 | 3.7803e-10 | 0 | 0 | 0 | 5.0936e-08 | 0 | 5.0936e-08 | 0 | 0 | 0 | 0 | 0 | 0
[79 empty] | WLDFR | HFTD - Distribution - Tier 3 - 2QU CoRE ¦ 3QU LoRE | Seismic - Non-Red Flag Warning - Catastrophic Fires | 2022 | 0 | 0 | 2.6361e-12 | 0 | 21083.8428 | 409.2237 | 13469.0878 | 7205.5313 | 0 | 0 | 0 | 0 | 4.3279e-10 | 0 | 0 | 0 | 0 | 0 | 0 | 5.5579e-08 | 0 | 5.5579e-08 | 0 | 0 | 0
[79 empty] | WLDFR | HFTD - Distribution - Tier 3 - 2QU CoRE ¦ 3QU LoRE | Seismic - Non-Red Flag Warning - Catastrophic Fires | 2023 | 0 | 0 | 0 | 2.5105e-12 | 21835.9781 | 428.6023 | 13939.561 | 7467.8148 | 0 | 0 | 0 | 0 | 4.3279e-10 | 0 | 0 | 0 | 0 | 0 | 0 | 0 | 0 | 0 | 5.482e-08 | 0 | 5.482e-08
[79 empty] | WLDFR | HFTD - Distribution - Tier 3 - 2QU CoRE ¦ 3QU LoRE | Seismic - Red Flag Warning - Catastrophic Fires | 2020 | 9.8656e-11 | 0 | 0 | 0 | 21083.8428 | 409.2237 | 13469.0878 | 7205.5313 | 0 | 0 | 0 | 0 | 1.6301e-08 | 2.08e-06 | 0 | 2.08e-06 | 0 | 0 | 0 | 0 | 0 | 0 | 0 | 0 | 0
[79 empty] | WLDFR | HFTD - Distribution - Tier 3 - 2QU CoRE ¦ 3QU LoRE | Seismic - Red Flag Warning - Catastrophic Fires | 2021 | 0 | 1.0417e-10 | 0 | 0 | 21083.8428 | 409.2237 | 13469.0878 | 7205.5313 | 0 | 0 | 0 | 0 | 1.6301e-08 | 0 | 0 | 0 | 2.1963e-06 | 0 | 2.1963e-06 | 0 | 0 | 0 | 0 | 0 | 0
[79 empty] | WLDFR | HFTD - Distribution - Tier 3 - 2QU CoRE ¦ 3QU LoRE | Seismic - Red Flag Warning - Catastrophic Fires | 2022 | 0 | 0 | 1.1367e-10 | 0 | 21083.8428 | 409.2237 | 13469.0878 | 7205.5313 | 0 | 0 | 0 | 0 | 1.8662e-08 | 0 | 0 | 0 | 0 | 0 | 0 | 2.3965e-06 | 0 | 2.3965e-06 | 0 | 0 | 0
[79 empty] | WLDFR | HFTD - Distribution - Tier 3 - 2QU CoRE ¦ 3QU LoRE | Seismic - Red Flag Warning - Catastrophic Fires | 2023 | 0 | 0 | 0 | 1.0825e-10 | 21835.9781 | 428.6023 | 13939.561 | 7467.8148 | 0 | 0 | 0 | 0 | 1.8662e-08 | 0 | 0 | 0 | 0 | 0 | 0 | 0 | 0 | 0 | 2.3638e-06 | 0 | 2.3638e-06
[79 empty] | WLDFR | HFTD - Distribution - Tier 3 - 2QU CoRE ¦ 4QU LoRE | Non-Red Flag Warning - Catastrophic Fires | 2020 | 7.3376e-09 | 0 | 0 | 0 | 14146.1306 | 222.2294 | 8585.7228 | 5338.1784 | 0 | 0 | 0 | 0 | 2.0968e-06 | 0.0001038 | 0 | 0.0001038 | 0 | 0 | 0 | 0 | 0 | 0 | 0 | 0 | 0
[79 empty] | WLDFR | HFTD - Distribution - Tier 3 - 2QU CoRE ¦ 4QU LoRE | Non-Red Flag Warning - Catastrophic Fires | 2021 | 3.8126e-09 | 7.7479e-09 | 0 | 0 | 14146.1306 | 222.2294 | 8585.7228 | 5338.1784 | 0 | 0 | 0 | 0 | 2.0968e-06 | 5.3933e-05 | 0 | 5.3933e-05 | 0.0001096 | 0 | 0.0001096 | 0 | 0 | 0 | 0 | 0 | 0
[79 empty] | WLDFR | HFTD - Distribution - Tier 3 - 2QU CoRE ¦ 4QU LoRE | Non-Red Flag Warning - Catastrophic Fires | 2022 | 1.9481e-09 | 2.057e-09 | 6.5106e-09 | 0 | 14146.1306 | 222.2294 | 8585.7228 | 5338.1784 | 0 | 0 | 0 | 0 | 2.5778e-06 | 2.7558e-05 | 0 | 2.7558e-05 | 2.9099e-05 | 0 | 2.9099e-05 | 9.21e-05 | 0 | 9.21e-05 | 0 | 0 | 0
[79 empty] | WLDFR | HFTD - Distribution - Tier 3 - 2QU CoRE ¦ 4QU LoRE | Non-Red Flag Warning - Catastrophic Fires | 2023 | 1.9481e-09 | 2.057e-09 | 3.0869e-09 | 6.2006e-09 | 14664.6376 | 233.2301 | 8896.516 | 5534.8915 | 0 | 0 | 0 | 0 | 2.5778e-06 | 2.8568e-05 | 0 | 2.8568e-05 | 3.0166e-05 | 0 | 3.0166e-05 | 4.5268e-05 | 0 | 4.5268e-05 | 9.093e-05 | 0 | 9.093e-05
[79 empty] | WLDFR | HFTD - Distribution - Tier 3 - 2QU CoRE ¦ 4QU LoRE | Non-Red Flag Warning - Catastrophic Fires | 2024 | 1.9481e-09 | 2.057e-09 | 3.0869e-09 | 2.9399e-09 | 14664.6376 | 233.2301 | 8896.516 | 5534.8915 | 0 | 0 | 0 | 0 | 2.5778e-06 | 2.8568e-05 | 0 | 2.8568e-05 | 3.0166e-05 | 0 | 3.0166e-05 | 4.5268e-05 | 0 | 4.5268e-05 | 4.3113e-05 | 0 | 4.3113e-05
[79 empty] | WLDFR | HFTD - Distribution - Tier 3 - 2QU CoRE ¦ 4QU LoRE | Non-Red Flag Warning - Catastrophic Fires | 2025 | 1.9481e-09 | 2.057e-09 | 3.0869e-09 | 2.9399e-09 | 14664.6376 | 233.2301 | 8896.516 | 5534.8915 | 0 | 0 | 0 | 0 | 2.5778e-06 | 2.8568e-05 | 0 | 2.8568e-05 | 3.0166e-05 | 0 | 3.0166e-05 | 4.5268e-05 | 0 | 4.5268e-05 | 4.3113e-05 | 0 | 4.3113e-05
[79 empty] | WLDFR | HFTD - Distribution - Tier 3 - 2QU CoRE ¦ 4QU LoRE | Non-Red Flag Warning - Catastrophic Fires | 2026 | 1.9481e-09 | 2.057e-09 | 3.0869e-09 | 2.9399e-09 | 14664.6376 | 233.2301 | 8896.516 | 5534.8915 | 0 | 0 | 0 | 0 | 2.5778e-06 | 2.8568e-05 | 0 | 2.8568e-05 | 3.0166e-05 | 0 | 3.0166e-05 | 4.5268e-05 | 0 | 4.5268e-05 | 4.3113e-05 | 0 | 4.3113e-05
[79 empty] | WLDFR | HFTD - Distribution - Tier 3 - 2QU CoRE ¦ 4QU LoRE | Non-Red Flag Warning - Catastrophic Fires | 2027 | 1.9481e-09 | 2.057e-09 | 3.0869e-09 | 2.9399e-09 | 14664.6376 | 233.2301 | 8896.516 | 5534.8915 | 0 | 0 | 0 | 0 | 2.5778e-06 | 2.8568e-05 | 0 | 2.8568e-05 | 3.0166e-05 | 0 | 3.0166e-05 | 4.5268e-05 | 0 | 4.5268e-05 | 4.3113e-05 | 0 | 4.3113e-05
[79 empty] | WLDFR | HFTD - Distribution - Tier 3 - 2QU CoRE ¦ 4QU LoRE | Non-Red Flag Warning - Catastrophic Fires | 2028 | 1.9481e-09 | 2.057e-09 | 3.0869e-09 | 2.9399e-09 | 15317.9909 | 247.273 | 9287.6491 | 5783.0689 | 0 | 0 | 0 | 0 | 2.5778e-06 | 2.9841e-05 | 0 | 2.9841e-05 | 3.151e-05 | 0 | 3.151e-05 | 4.7285e-05 | 0 | 4.7285e-05 | 4.5033e-05 | 0 | 4.5033e-05
[79 empty] | WLDFR | HFTD - Distribution - Tier 3 - 2QU CoRE ¦ 4QU LoRE | Non-Red Flag Warning - Catastrophic Fires | 2029 | 1.9481e-09 | 2.057e-09 | 3.0869e-09 | 2.9399e-09 | 15317.9909 | 247.273 | 9287.6491 | 5783.0689 | 0 | 0 | 0 | 0 | 2.5778e-06 | 2.9841e-05 | 0 | 2.9841e-05 | 3.151e-05 | 0 | 3.151e-05 | 4.7285e-05 | 0 | 4.7285e-05 | 4.5033e-05 | 0 | 4.5033e-05
[79 empty] | WLDFR | HFTD - Distribution - Tier 3 - 2QU CoRE ¦ 4QU LoRE | Non-Red Flag Warning - Catastrophic Fires | 2030 | 1.9481e-09 | 2.057e-09 | 3.0869e-09 | 2.9399e-09 | 15317.9909 | 247.273 | 9287.6491 | 5783.0689 | 0 | 0 | 0 | 0 | 2.5778e-06 | 2.9841e-05 | 0 | 2.9841e-05 | 3.151e-05 | 0 | 3.151e-05 | 4.7285e-05 | 0 | 4.7285e-05 | 4.5033e-05 | 0 | 4.5033e-05
[79 empty] | WLDFR | HFTD - Distribution - Tier 3 - 2QU CoRE ¦ 4QU LoRE | Non-Red Flag Warning - Catastrophic Fires | 2031 | 1.9481e-09 | 2.057e-09 | 3.0869e-09 | 2.9399e-09 | 15317.9909 | 247.273 | 9287.6491 | 5783.0689 | 0 | 0 | 0 | 0 | 2.5778e-06 | 2.9841e-05 | 0 | 2.9841e-05 | 3.151e-05 | 0 | 3.151e-05 | 4.7285e-05 | 0 | 4.7285e-05 | 4.5033e-05 | 0 | 4.5033e-05
[79 empty] | WLDFR | HFTD - Distribution - Tier 3 - 2QU CoRE ¦ 4QU LoRE | Non-Red Flag Warning - Catastrophic Fires | 2032 | 1.9481e-09 | 2.057e-09 | 3.0869e-09 | 2.9399e-09 | 15317.9909 | 247.273 | 9287.6491 | 5783.0689 | 0 | 0 | 0 | 0 | 2.5778e-06 | 2.9841e-05 | 0 | 2.9841e-05 | 3.151e-05 | 0 | 3.151e-05 | 4.7285e-05 | 0 | 4.7285e-05 | 4.5033e-05 | 0 | 4.5033e-05
[79 empty] | WLDFR | HFTD - Distribution - Tier 3 - 2QU CoRE ¦ 4QU LoRE | Non-Red Flag Warning - Catastrophic Fires | 2033 | 1.9481e-09 | 2.057e-09 | 3.0869e-09 | 2.9399e-09 | 16044.1264 | 263.1074 | 9721.74 | 6059.2791 | 0 | 0 | 0 | 0 | 2.5778e-06 | 3.1256e-05 | 0 | 3.1256e-05 | 3.3003e-05 | 0 | 3.3003e-05 | 4.9527e-05 | 0 | 4.9527e-05 | 4.7168e-05 | 0 | 4.7168e-05
[79 empty] | WLDFR | HFTD - Distribution - Tier 3 - 2QU CoRE ¦ 4QU LoRE | Non-Red Flag Warning - Catastrophic Fires | 2034 | 1.9481e-09 | 2.057e-09 | 3.0869e-09 | 2.9399e-09 | 16044.1264 | 263.1074 | 9721.74 | 6059.2791 | 0 | 0 | 0 | 0 | 2.5778e-06 | 3.1256e-05 | 0 | 3.1256e-05 | 3.3003e-05 | 0 | 3.3003e-05 | 4.9527e-05 | 0 | 4.9527e-05 | 4.7168e-05 | 0 | 4.7168e-05
[79 empty] | WLDFR | HFTD - Distribution - Tier 3 - 2QU CoRE ¦ 4QU LoRE | Non-Red Flag Warning - Catastrophic Fires | 2035 | 1.9481e-09 | 2.057e-09 | 3.0869e-09 | 2.9399e-09 | 16044.1264 | 263.1074 | 9721.74 | 6059.2791 | 0 | 0 | 0 | 0 | 2.5778e-06 | 3.1256e-05 | 0 | 3.1256e-05 | 3.3003e-05 | 0 | 3.3003e-05 | 4.9527e-05 | 0 | 4.9527e-05 | 4.7168e-05 | 0 | 4.7168e-05
[79 empty] | WLDFR | HFTD - Distribution - Tier 3 - 2QU CoRE ¦ 4QU LoRE | Non-Red Flag Warning - Catastrophic Fires | 2036 | 1.9481e-09 | 2.057e-09 | 3.0869e-09 | 2.9399e-09 | 16044.1264 | 263.1074 | 9721.74 | 6059.2791 | 0 | 0 | 0 | 0 | 2.5778e-06 | 3.1256e-05 | 0 | 3.1256e-05 | 3.3003e-05 | 0 | 3.3003e-05 | 4.9527e-05 | 0 | 4.9527e-05 | 4.7168e-05 | 0 | 4.7168e-05
[79 empty] | WLDFR | HFTD - Distribution - Tier 3 - 2QU CoRE ¦ 4QU LoRE | Non-Red Flag Warning - Catastrophic Fires | 2037 | 1.9481e-09 | 2.057e-09 | 3.0869e-09 | 2.9399e-09 | 16044.1264 | 263.1074 | 9721.74 | 6059.2791 | 0 | 0 | 0 | 0 | 2.5778e-06 | 3.1256e-05 | 0 | 3.1256e-05 | 3.3003e-05 | 0 | 3.3003e-05 | 4.9527e-05 | 0 | 4.9527e-05 | 4.7168e-05 | 0 | 4.7168e-05
[79 empty] | WLDFR | HFTD - Distribution - Tier 3 - 2QU CoRE ¦ 4QU LoRE | Non-Red Flag Warning - Catastrophic Fires | 2038 | 1.9481e-09 | 2.057e-09 | 3.0869e-09 | 2.9399e-09 | 16832.3912 | 280.5544 | 10192.2718 | 6359.5651 | 0 | 0 | 0 | 0 | 2.5778e-06 | 3.2792e-05 | 0 | 3.2792e-05 | 3.4625e-05 | 0 | 3.4625e-05 | 5.196e-05 | 0 | 5.196e-05 | 4.9486e-05 | 0 | 4.9486e-05
[79 empty] | WLDFR | HFTD - Distribution - Tier 3 - 2QU CoRE ¦ 4QU LoRE | Non-Red Flag Warning - Catastrophic Fires | 2039 | 1.9481e-09 | 2.057e-09 | 3.0869e-09 | 2.9399e-09 | 16832.3912 | 280.5544 | 10192.2718 | 6359.5651 | 0 | 0 | 0 | 0 | 2.5778e-06 | 3.2792e-05 | 0 | 3.2792e-05 | 3.4625e-05 | 0 | 3.4625e-05 | 5.196e-05 | 0 | 5.196e-05 | 4.9486e-05 | 0 | 4.9486e-05
[79 empty] | WLDFR | HFTD - Distribution - Tier 3 - 2QU CoRE ¦ 4QU LoRE | Non-Red Flag Warning - Catastrophic Fires | 2040 | 1.9481e-09 | 2.057e-09 | 3.0869e-09 | 2.9399e-09 | 16832.3912 | 280.5544 | 10192.2718 | 6359.5651 | 0 | 0 | 0 | 0 | 2.5778e-06 | 3.2792e-05 | 0 | 3.2792e-05 | 3.4625e-05 | 0 | 3.4625e-05 | 5.196e-05 | 0 | 5.196e-05 | 4.9486e-05 | 0 | 4.9486e-05
[79 empty] | WLDFR | HFTD - Distribution - Tier 3 - 2QU CoRE ¦ 4QU LoRE | Non-Red Flag Warning - Catastrophic Fires | 2041 | 1.9481e-09 | 2.057e-09 | 3.0869e-09 | 2.9399e-09 | 16832.3912 | 280.5544 | 10192.2718 | 6359.5651 | 0 | 0 | 0 | 0 | 2.5778e-06 | 3.2792e-05 | 0 | 3.2792e-05 | 3.4625e-05 | 0 | 3.4625e-05 | 5.196e-05 | 0 | 5.196e-05 | 4.9486e-05 | 0 | 4.9486e-05
[79 empty] | WLDFR | HFTD - Distribution - Tier 3 - 2QU CoRE ¦ 4QU LoRE | Non-Red Flag Warning - Catastrophic Fires | 2042 | 1.9481e-09 | 2.057e-09 | 3.0869e-09 | 2.9399e-09 | 16832.3912 | 280.5544 | 10192.2718 | 6359.5651 | 0 | 0 | 0 | 0 | 2.5778e-06 | 3.2792e-05 | 0 | 3.2792e-05 | 3.4625e-05 | 0 | 3.4625e-05 | 5.196e-05 | 0 | 5.196e-05 | 4.9486e-05 | 0 | 4.9486e-05
[79 empty] | WLDFR | HFTD - Distribution - Tier 3 - 2QU CoRE ¦ 4QU LoRE | Non-Red Flag Warning - Catastrophic Fires | 2043 | 1.9481e-09 | 2.057e-09 | 3.0869e-09 | 2.9399e-09 | 17672.0852 | 299.42 | 10692.7362 | 6679.929 | 0 | 0 | 0 | 0 | 2.5778e-06 | 3.4427e-05 | 0 | 3.4427e-05 | 3.6352e-05 | 0 | 3.6352e-05 | 5.4552e-05 | 0 | 5.4552e-05 | 5.1954e-05 | 0 | 5.1954e-05
[79 empty] | WLDFR | HFTD - Distribution - Tier 3 - 2QU CoRE ¦ 4QU LoRE | Non-Red Flag Warning - Catastrophic Fires | 2044 | 1.9481e-09 | 2.057e-09 | 3.0869e-09 | 2.9399e-09 | 17672.0852 | 299.42 | 10692.7362 | 6679.929 | 0 | 0 | 0 | 0 | 2.5778e-06 | 3.4427e-05 | 0 | 3.4427e-05 | 3.6352e-05 | 0 | 3.6352e-05 | 5.4552e-05 | 0 | 5.4552e-05 | 5.1954e-05 | 0 | 5.1954e-05
[79 empty] | WLDFR | HFTD - Distribution - Tier 3 - 2QU CoRE ¦ 4QU LoRE | Non-Red Flag Warning - Catastrophic Fires | 2045 | 1.9481e-09 | 2.057e-09 | 3.0869e-09 | 2.9399e-09 | 17672.0852 | 299.42 | 10692.7362 | 6679.929 | 0 | 0 | 0 | 0 | 2.5778e-06 | 3.4427e-05 | 0 | 3.4427e-05 | 3.6352e-05 | 0 | 3.6352e-05 | 5.4552e-05 | 0 | 5.4552e-05 | 5.1954e-05 | 0 | 5.1954e-05
[79 empty] | WLDFR | HFTD - Distribution - Tier 3 - 2QU CoRE ¦ 4QU LoRE | Non-Red Flag Warning - Catastrophic Fires | 2046 | 1.9481e-09 | 2.057e-09 | 3.0869e-09 | 2.9399e-09 | 17672.0852 | 299.42 | 10692.7362 | 6679.929 | 0 | 0 | 0 | 0 | 2.5778e-06 | 3.4427e-05 | 0 | 3.4427e-05 | 3.6352e-05 | 0 | 3.6352e-05 | 5.4552e-05 | 0 | 5.4552e-05 | 5.1954e-05 | 0 | 5.1954e-05
[79 empty] | WLDFR | HFTD - Distribution - Tier 3 - 2QU CoRE ¦ 4QU LoRE | Non-Red Flag Warning - Catastrophic Fires | 2047 | 1.9481e-09 | 2.057e-09 | 3.0869e-09 | 2.9399e-09 | 17672.0852 | 299.42 | 10692.7362 | 6679.929 | 0 | 0 | 0 | 0 | 2.5778e-06 | 3.4427e-05 | 0 | 3.4427e-05 | 3.6352e-05 | 0 | 3.6352e-05 | 5.4552e-05 | 0 | 5.4552e-05 | 5.1954e-05 | 0 | 5.1954e-05
[79 empty] | WLDFR | HFTD - Distribution - Tier 3 - 2QU CoRE ¦ 4QU LoRE | Non-Red Flag Warning - Catastrophic Fires | 2048 | 1.9481e-09 | 2.057e-09 | 3.0869e-09 | 2.9399e-09 | 18552.3348 | 319.4911 | 11216.5626 | 7016.281 | 0 | 0 | 0 | 0 | 2.5778e-06 | 3.6142e-05 | 0 | 3.6142e-05 | 3.8163e-05 | 0 | 3.8163e-05 | 5.7269e-05 | 0 | 5.7269e-05 | 5.4542e-05 | 0 | 5.4542e-05
[79 empty] | WLDFR | HFTD - Distribution - Tier 3 - 2QU CoRE ¦ 4QU LoRE | Non-Red Flag Warning - Catastrophic Fires | 2049 | 1.9481e-09 | 2.057e-09 | 3.0869e-09 | 2.9399e-09 | 18552.3348 | 319.4911 | 11216.5626 | 7016.281 | 0 | 0 | 0 | 0 | 2.5778e-06 | 3.6142e-05 | 0 | 3.6142e-05 | 3.8163e-05 | 0 | 3.8163e-05 | 5.7269e-05 | 0 | 5.7269e-05 | 5.4542e-05 | 0 | 5.4542e-05
[79 empty] | WLDFR | HFTD - Distribution - Tier 3 - 2QU CoRE ¦ 4QU LoRE | Non-Red Flag Warning - Catastrophic Fires | 2050 | 0 | 2.057e-09 | 3.0869e-09 | 2.9399e-09 | 18552.3348 | 319.4911 | 11216.5626 | 7016.281 | 0 | 0 | 0 | 0 | 2.5778e-06 | 0 | 0 | 0 | 3.8163e-05 | 0 | 3.8163e-05 | 5.7269e-05 | 0 | 5.7269e-05 | 5.4542e-05 | 0 | 5.4542e-05
[79 empty] | WLDFR | HFTD - Distribution - Tier 3 - 2QU CoRE ¦ 4QU LoRE | Non-Red Flag Warning - Catastrophic Fires | 2051 | 0 | 0 | 3.0869e-09 | 2.9399e-09 | 18552.3348 | 319.4911 | 11216.5626 | 7016.281 | 0 | 0 | 0 | 0 | 2.5778e-06 | 0 | 0 | 0 | 0 | 0 | 0 | 5.7269e-05 | 0 | 5.7269e-05 | 5.4542e-05 | 0 | 5.4542e-05
[79 empty] | WLDFR | HFTD - Distribution - Tier 3 - 2QU CoRE ¦ 4QU LoRE | Non-Red Flag Warning - Catastrophic Fires | 2052 | 0 | 0 | 0 | 2.9399e-09 | 18552.3348 | 319.4911 | 11216.5626 | 7016.281 | 0 | 0 | 0 | 0 | 2.5778e-06 | 0 | 0 | 0 | 0 | 0 | 0 | 0 | 0 | 0 | 5.4542e-05 | 0 | 5.4542e-05
[79 empty] | WLDFR | HFTD - Distribution - Tier 3 - 2QU CoRE ¦ 4QU LoRE | Non-Red Flag Warning - Destructive Fires | 2020 | 1.7718e-08 | 0 | 0 | 0 | 8807.9522 | 222.2294 | 8585.7228 | 0 | 0 | 0 | 0 | 0 | 2.4254e-06 | 0.00015606 | 0 | 0.00015606 | 0 | 0 | 0 | 0 | 0 | 0 | 0 | 0 | 0
[79 empty] | WLDFR | HFTD - Distribution - Tier 3 - 2QU CoRE ¦ 4QU LoRE | Non-Red Flag Warning - Destructive Fires | 2021 | 9.2084e-09 | 1.8709e-08 | 0 | 0 | 8807.9522 | 222.2294 | 8585.7228 | 0 | 0 | 0 | 0 | 0 | 2.4254e-06 | 8.1107e-05 | 0 | 8.1107e-05 | 0.00016479 | 0 | 0.00016479 | 0 | 0 | 0 | 0 | 0 | 0
[79 empty] | WLDFR | HFTD - Distribution - Tier 3 - 2QU CoRE ¦ 4QU LoRE | Non-Red Flag Warning - Destructive Fires | 2022 | 4.676e-09 | 4.9374e-09 | 1.5617e-08 | 0 | 8807.9522 | 222.2294 | 8585.7228 | 0 | 0 | 0 | 0 | 0 | 2.5956e-06 | 4.1186e-05 | 0 | 4.1186e-05 | 4.3489e-05 | 0 | 4.3489e-05 | 0.00013755 | 0 | 0.00013755 | 0 | 0 | 0
[79 empty] | WLDFR | HFTD - Distribution - Tier 3 - 2QU CoRE ¦ 4QU LoRE | Non-Red Flag Warning - Destructive Fires | 2023 | 4.676e-09 | 4.9374e-09 | 7.4093e-09 | 1.4873e-08 | 9129.7461 | 233.2301 | 8896.516 | 0 | 0 | 0 | 0 | 0 | 2.5956e-06 | 4.2691e-05 | 0 | 4.2691e-05 | 4.5078e-05 | 0 | 4.5078e-05 | 6.7645e-05 | 0 | 6.7645e-05 | 0.00013579 | 0 | 0.00013579
[79 empty] | WLDFR | HFTD - Distribution - Tier 3 - 2QU CoRE ¦ 4QU LoRE | Non-Red Flag Warning - Destructive Fires | 2024 | 4.676e-09 | 4.9374e-09 | 7.4093e-09 | 7.0565e-09 | 9129.7461 | 233.2301 | 8896.516 | 0 | 0 | 0 | 0 | 0 | 2.5956e-06 | 4.2691e-05 | 0 | 4.2691e-05 | 4.5078e-05 | 0 | 4.5078e-05 | 6.7645e-05 | 0 | 6.7645e-05 | 6.4424e-05 | 0 | 6.4424e-05
[79 empty] | WLDFR | HFTD - Distribution - Tier 3 - 2QU CoRE ¦ 4QU LoRE | Non-Red Flag Warning - Destructive Fires | 2025 | 4.676e-09 | 4.9374e-09 | 7.4093e-09 | 7.0565e-09 | 9129.7461 | 233.2301 | 8896.516 | 0 | 0 | 0 | 0 | 0 | 2.5956e-06 | 4.2691e-05 | 0 | 4.2691e-05 | 4.5078e-05 | 0 | 4.5078e-05 | 6.7645e-05 | 0 | 6.7645e-05 | 6.4424e-05 | 0 | 6.4424e-05
[79 empty] | WLDFR | HFTD - Distribution - Tier 3 - 2QU CoRE ¦ 4QU LoRE | Non-Red Flag Warning - Destructive Fires | 2026 | 4.676e-09 | 4.9374e-09 | 7.4093e-09 | 7.0565e-09 | 9129.7461 | 233.2301 | 8896.516 | 0 | 0 | 0 | 0 | 0 | 2.5956e-06 | 4.2691e-05 | 0 | 4.2691e-05 | 4.5078e-05 | 0 | 4.5078e-05 | 6.7645e-05 | 0 | 6.7645e-05 | 6.4424e-05 | 0 | 6.4424e-05
[79 empty] | WLDFR | HFTD - Distribution - Tier 3 - 2QU CoRE ¦ 4QU LoRE | Non-Red Flag Warning - Destructive Fires | 2027 | 4.676e-09 | 4.9374e-09 | 7.4093e-09 | 7.0565e-09 | 9129.7461 | 233.2301 | 8896.516 | 0 | 0 | 0 | 0 | 0 | 2.5956e-06 | 4.2691e-05 | 0 | 4.2691e-05 | 4.5078e-05 | 0 | 4.5078e-05 | 6.7645e-05 | 0 | 6.7645e-05 | 6.4424e-05 | 0 | 6.4424e-05
[79 empty] | WLDFR | HFTD - Distribution - Tier 3 - 2QU CoRE ¦ 4QU LoRE | Non-Red Flag Warning - Destructive Fires | 2028 | 4.676e-09 | 4.9374e-09 | 7.4093e-09 | 7.0565e-09 | 9534.9221 | 247.273 | 9287.6491 | 0 | 0 | 0 | 0 | 0 | 2.5956e-06 | 4.4585e-05 | 0 | 4.4585e-05 | 4.7078e-05 | 0 | 4.7078e-05 | 7.0648e-05 | 0 | 7.0648e-05 | 6.7283e-05 | 0 | 6.7283e-05
[79 empty] | WLDFR | HFTD - Distribution - Tier 3 - 2QU CoRE ¦ 4QU LoRE | Non-Red Flag Warning - Destructive Fires | 2029 | 4.676e-09 | 4.9374e-09 | 7.4093e-09 | 7.0565e-09 | 9534.9221 | 247.273 | 9287.6491 | 0 | 0 | 0 | 0 | 0 | 2.5956e-06 | 4.4585e-05 | 0 | 4.4585e-05 | 4.7078e-05 | 0 | 4.7078e-05 | 7.0648e-05 | 0 | 7.0648e-05 | 6.7283e-05 | 0 | 6.7283e-05
[79 empty] | WLDFR | HFTD - Distribution - Tier 3 - 2QU CoRE ¦ 4QU LoRE | Non-Red Flag Warning - Destructive Fires | 2030 | 4.676e-09 | 4.9374e-09 | 7.4093e-09 | 7.0565e-09 | 9534.9221 | 247.273 | 9287.6491 | 0 | 0 | 0 | 0 | 0 | 2.5956e-06 | 4.4585e-05 | 0 | 4.4585e-05 | 4.7078e-05 | 0 | 4.7078e-05 | 7.0648e-05 | 0 | 7.0648e-05 | 6.7283e-05 | 0 | 6.7283e-05
[79 empty] | WLDFR | HFTD - Distribution - Tier 3 - 2QU CoRE ¦ 4QU LoRE | Non-Red Flag Warning - Destructive Fires | 2031 | 4.676e-09 | 4.9374e-09 | 7.4093e-09 | 7.0565e-09 | 9534.9221 | 247.273 | 9287.6491 | 0 | 0 | 0 | 0 | 0 | 2.5956e-06 | 4.4585e-05 | 0 | 4.4585e-05 | 4.7078e-05 | 0 | 4.7078e-05 | 7.0648e-05 | 0 | 7.0648e-05 | 6.7283e-05 | 0 | 6.7283e-05
[79 empty] | WLDFR | HFTD - Distribution - Tier 3 - 2QU CoRE ¦ 4QU LoRE | Non-Red Flag Warning - Destructive Fires | 2032 | 4.676e-09 | 4.9374e-09 | 7.4093e-09 | 7.0565e-09 | 9534.9221 | 247.273 | 9287.6491 | 0 | 0 | 0 | 0 | 0 | 2.5956e-06 | 4.4585e-05 | 0 | 4.4585e-05 | 4.7078e-05 | 0 | 4.7078e-05 | 7.0648e-05 | 0 | 7.0648e-05 | 6.7283e-05 | 0 | 6.7283e-05
[79 empty] | WLDFR | HFTD - Distribution - Tier 3 - 2QU CoRE ¦ 4QU LoRE | Non-Red Flag Warning - Destructive Fires | 2033 | 4.676e-09 | 4.9374e-09 | 7.4093e-09 | 7.0565e-09 | 9984.8474 | 263.1074 | 9721.74 | 0 | 0 | 0 | 0 | 0 | 2.5956e-06 | 4.6689e-05 | 0 | 4.6689e-05 | 4.93e-05 | 0 | 4.93e-05 | 7.3981e-05 | 0 | 7.3981e-05 | 7.0458e-05 | 0 | 7.0458e-05
[79 empty] | WLDFR | HFTD - Distribution - Tier 3 - 2QU CoRE ¦ 4QU LoRE | Non-Red Flag Warning - Destructive Fires | 2034 | 4.676e-09 | 4.9374e-09 | 7.4093e-09 | 7.0565e-09 | 9984.8474 | 263.1074 | 9721.74 | 0 | 0 | 0 | 0 | 0 | 2.5956e-06 | 4.6689e-05 | 0 | 4.6689e-05 | 4.93e-05 | 0 | 4.93e-05 | 7.3981e-05 | 0 | 7.3981e-05 | 7.0458e-05 | 0 | 7.0458e-05
[79 empty] | WLDFR | HFTD - Distribution - Tier 3 - 2QU CoRE ¦ 4QU LoRE | Non-Red Flag Warning - Destructive Fires | 2035 | 4.676e-09 | 4.9374e-09 | 7.4093e-09 | 7.0565e-09 | 9984.8474 | 263.1074 | 9721.74 | 0 | 0 | 0 | 0 | 0 | 2.5956e-06 | 4.6689e-05 | 0 | 4.6689e-05 | 4.93e-05 | 0 | 4.93e-05 | 7.3981e-05 | 0 | 7.3981e-05 | 7.0458e-05 | 0 | 7.0458e-05
[79 empty] | WLDFR | HFTD - Distribution - Tier 3 - 2QU CoRE ¦ 4QU LoRE | Non-Red Flag Warning - Destructive Fires | 2036 | 4.676e-09 | 4.9374e-09 | 7.4093e-09 | 7.0565e-09 | 9984.8474 | 263.1074 | 9721.74 | 0 | 0 | 0 | 0 | 0 | 2.5956e-06 | 4.6689e-05 | 0 | 4.6689e-05 | 4.93e-05 | 0 | 4.93e-05 | 7.3981e-05 | 0 | 7.3981e-05 | 7.0458e-05 | 0 | 7.0458e-05
[79 empty] | WLDFR | HFTD - Distribution - Tier 3 - 2QU CoRE ¦ 4QU LoRE | Non-Red Flag Warning - Destructive Fires | 2037 | 4.676e-09 | 4.9374e-09 | 7.4093e-09 | 7.0565e-09 | 9984.8474 | 263.1074 | 9721.74 | 0 | 0 | 0 | 0 | 0 | 2.5956e-06 | 4.6689e-05 | 0 | 4.6689e-05 | 4.93e-05 | 0 | 4.93e-05 | 7.3981e-05 | 0 | 7.3981e-05 | 7.0458e-05 | 0 | 7.0458e-05
[79 empty] | WLDFR | HFTD - Distribution - Tier 3 - 2QU CoRE ¦ 4QU LoRE | Non-Red Flag Warning - Destructive Fires | 2038 | 4.676e-09 | 4.9374e-09 | 7.4093e-09 | 7.0565e-09 | 10472.8261 | 280.5544 | 10192.2718 | 0 | 0 | 0 | 0 | 0 | 2.5956e-06 | 4.8971e-05 | 0 | 4.8971e-05 | 5.1709e-05 | 0 | 5.1709e-05 | 7.7597e-05 | 0 | 7.7597e-05 | 7.3902e-05 | 0 | 7.3902e-05
[79 empty] | WLDFR | HFTD - Distribution - Tier 3 - 2QU CoRE ¦ 4QU LoRE | Non-Red Flag Warning - Destructive Fires | 2039 | 4.676e-09 | 4.9374e-09 | 7.4093e-09 | 7.0565e-09 | 10472.8261 | 280.5544 | 10192.2718 | 0 | 0 | 0 | 0 | 0 | 2.5956e-06 | 4.8971e-05 | 0 | 4.8971e-05 | 5.1709e-05 | 0 | 5.1709e-05 | 7.7597e-05 | 0 | 7.7597e-05 | 7.3902e-05 | 0 | 7.3902e-05
[79 empty] | WLDFR | HFTD - Distribution - Tier 3 - 2QU CoRE ¦ 4QU LoRE | Non-Red Flag Warning - Destructive Fires | 2040 | 4.676e-09 | 4.9374e-09 | 7.4093e-09 | 7.0565e-09 | 10472.8261 | 280.5544 | 10192.2718 | 0 | 0 | 0 | 0 | 0 | 2.5956e-06 | 4.8971e-05 | 0 | 4.8971e-05 | 5.1709e-05 | 0 | 5.1709e-05 | 7.7597e-05 | 0 | 7.7597e-05 | 7.3902e-05 | 0 | 7.3902e-05
[79 empty] | WLDFR | HFTD - Distribution - Tier 3 - 2QU CoRE ¦ 4QU LoRE | Non-Red Flag Warning - Destructive Fires | 2041 | 4.676e-09 | 4.9374e-09 | 7.4093e-09 | 7.0565e-09 | 10472.8261 | 280.5544 | 10192.2718 | 0 | 0 | 0 | 0 | 0 | 2.5956e-06 | 4.8971e-05 | 0 | 4.8971e-05 | 5.1709e-05 | 0 | 5.1709e-05 | 7.7597e-05 | 0 | 7.7597e-05 | 7.3902e-05 | 0 | 7.3902e-05
[79 empty] | WLDFR | HFTD - Distribution - Tier 3 - 2QU CoRE ¦ 4QU LoRE | Non-Red Flag Warning - Destructive Fires | 2042 | 4.676e-09 | 4.9374e-09 | 7.4093e-09 | 7.0565e-09 | 10472.8261 | 280.5544 | 10192.2718 | 0 | 0 | 0 | 0 | 0 | 2.5956e-06 | 4.8971e-05 | 0 | 4.8971e-05 | 5.1709e-05 | 0 | 5.1709e-05 | 7.7597e-05 | 0 | 7.7597e-05 | 7.3902e-05 | 0 | 7.3902e-05
[79 empty] | WLDFR | HFTD - Distribution - Tier 3 - 2QU CoRE ¦ 4QU LoRE | Non-Red Flag Warning - Destructive Fires | 2043 | 4.676e-09 | 4.9374e-09 | 7.4093e-09 | 7.0565e-09 | 10992.1562 | 299.42 | 10692.7362 | 0 | 0 | 0 | 0 | 0 | 2.5956e-06 | 5.1399e-05 | 0 | 5.1399e-05 | 5.4273e-05 | 0 | 5.4273e-05 | 8.1445e-05 | 0 | 8.1445e-05 | 7.7566e-05 | 0 | 7.7566e-05
[79 empty] | WLDFR | HFTD - Distribution - Tier 3 - 2QU CoRE ¦ 4QU LoRE | Non-Red Flag Warning - Destructive Fires | 2044 | 4.676e-09 | 4.9374e-09 | 7.4093e-09 | 7.0565e-09 | 10992.1562 | 299.42 | 10692.7362 | 0 | 0 | 0 | 0 | 0 | 2.5956e-06 | 5.1399e-05 | 0 | 5.1399e-05 | 5.4273e-05 | 0 | 5.4273e-05 | 8.1445e-05 | 0 | 8.1445e-05 | 7.7566e-05 | 0 | 7.7566e-05
[79 empty] | WLDFR | HFTD - Distribution - Tier 3 - 2QU CoRE ¦ 4QU LoRE | Non-Red Flag Warning - Destructive Fires | 2045 | 4.676e-09 | 4.9374e-09 | 7.4093e-09 | 7.0565e-09 | 10992.1562 | 299.42 | 10692.7362 | 0 | 0 | 0 | 0 | 0 | 2.5956e-06 | 5.1399e-05 | 0 | 5.1399e-05 | 5.4273e-05 | 0 | 5.4273e-05 | 8.1445e-05 | 0 | 8.1445e-05 | 7.7566e-05 | 0 | 7.7566e-05
[79 empty] | WLDFR | HFTD - Distribution - Tier 3 - 2QU CoRE ¦ 4QU LoRE | Non-Red Flag Warning - Destructive Fires | 2046 | 4.676e-09 | 4.9374e-09 | 7.4093e-09 | 7.0565e-09 | 10992.1562 | 299.42 | 10692.7362 | 0 | 0 | 0 | 0 | 0 | 2.5956e-06 | 5.1399e-05 | 0 | 5.1399e-05 | 5.4273e-05 | 0 | 5.4273e-05 | 8.1445e-05 | 0 | 8.1445e-05 | 7.7566e-05 | 0 | 7.7566e-05
[79 empty] | WLDFR | HFTD - Distribution - Tier 3 - 2QU CoRE ¦ 4QU LoRE | Non-Red Flag Warning - Destructive Fires | 2047 | 4.676e-09 | 4.9374e-09 | 7.4093e-09 | 7.0565e-09 | 10992.1562 | 299.42 | 10692.7362 | 0 | 0 | 0 | 0 | 0 | 2.5956e-06 | 5.1399e-05 | 0 | 5.1399e-05 | 5.4273e-05 | 0 | 5.4273e-05 | 8.1445e-05 | 0 | 8.1445e-05 | 7.7566e-05 | 0 | 7.7566e-05
[79 empty] | WLDFR | HFTD - Distribution - Tier 3 - 2QU CoRE ¦ 4QU LoRE | Non-Red Flag Warning - Destructive Fires | 2048 | 4.676e-09 | 4.9374e-09 | 7.4093e-09 | 7.0565e-09 | 11536.0538 | 319.4911 | 11216.5626 | 0 | 0 | 0 | 0 | 0 | 2.5956e-06 | 5.3943e-05 | 0 | 5.3943e-05 | 5.6959e-05 | 0 | 5.6959e-05 | 8.5475e-05 | 0 | 8.5475e-05 | 8.1404e-05 | 0 | 8.1404e-05
[79 empty] | WLDFR | HFTD - Distribution - Tier 3 - 2QU CoRE ¦ 4QU LoRE | Non-Red Flag Warning - Destructive Fires | 2049 | 4.676e-09 | 4.9374e-09 | 7.4093e-09 | 7.0565e-09 | 11536.0538 | 319.4911 | 11216.5626 | 0 | 0 | 0 | 0 | 0 | 2.5956e-06 | 5.3943e-05 | 0 | 5.3943e-05 | 5.6959e-05 | 0 | 5.6959e-05 | 8.5475e-05 | 0 | 8.5475e-05 | 8.1404e-05 | 0 | 8.1404e-05
[79 empty] | WLDFR | HFTD - Distribution - Tier 3 - 2QU CoRE ¦ 4QU LoRE | Non-Red Flag Warning - Destructive Fires | 2050 | 0 | 4.9374e-09 | 7.4093e-09 | 7.0565e-09 | 11536.0538 | 319.4911 | 11216.5626 | 0 | 0 | 0 | 0 | 0 | 2.5956e-06 | 0 | 0 | 0 | 5.6959e-05 | 0 | 5.6959e-05 | 8.5475e-05 | 0 | 8.5475e-05 | 8.1404e-05 | 0 | 8.1404e-05
[79 empty] | WLDFR | HFTD - Distribution - Tier 3 - 2QU CoRE ¦ 4QU LoRE | Non-Red Flag Warning - Destructive Fires | 2051 | 0 | 0 | 7.4093e-09 | 7.0565e-09 | 11536.0538 | 319.4911 | 11216.5626 | 0 | 0 | 0 | 0 | 0 | 2.5956e-06 | 0 | 0 | 0 | 0 | 0 | 0 | 8.5475e-05 | 0 | 8.5475e-05 | 8.1404e-05 | 0 | 8.1404e-05
[79 empty] | WLDFR | HFTD - Distribution - Tier 3 - 2QU CoRE ¦ 4QU LoRE | Non-Red Flag Warning - Destructive Fires | 2052 | 0 | 0 | 0 | 7.0565e-09 | 11536.0538 | 319.4911 | 11216.5626 | 0 | 0 | 0 | 0 | 0 | 2.5956e-06 | 0 | 0 | 0 | 0 | 0 | 0 | 0 | 0 | 0 | 8.1404e-05 | 0 | 8.1404e-05
[79 empty] | WLDFR | HFTD - Distribution - Tier 3 - 2QU CoRE ¦ 4QU LoRE | Non-Red Flag Warning - Large Fires | 2020 | 1.9895e-07 | 0 | 0 | 0 | 5.2406 | 0.69642 | 2.942 | 1.6022 | 0 | 0 | 0 | 0 | 2.5367e-05 | 1.0426e-06 | 0 | 1.0426e-06 | 0 | 0 | 0 | 0 | 0 | 0 | 0 | 0 | 0
[79 empty] | WLDFR | HFTD - Distribution - Tier 3 - 2QU CoRE ¦ 4QU LoRE | Non-Red Flag Warning - Large Fires | 2021 | 1.0538e-07 | 2.1007e-07 | 0 | 0 | 5.2406 | 0.69642 | 2.942 | 1.6022 | 0 | 0 | 0 | 0 | 2.5367e-05 | 5.5227e-07 | 0 | 5.5227e-07 | 1.1009e-06 | 0 | 1.1009e-06 | 0 | 0 | 0 | 0 | 0 | 0
[79 empty] | WLDFR | HFTD - Distribution - Tier 3 - 2QU CoRE ¦ 4QU LoRE | Non-Red Flag Warning - Large Fires | 2022 | 3.7801e-08 | 3.9915e-08 | 1.3427e-07 | 0 | 5.2406 | 0.69642 | 2.942 | 1.6022 | 0 | 0 | 0 | 0 | 2.0429e-05 | 1.981e-07 | 0 | 1.981e-07 | 2.0917e-07 | 0 | 2.0917e-07 | 7.0366e-07 | 0 | 7.0366e-07 | 0 | 0 | 0
[79 empty] | WLDFR | HFTD - Distribution - Tier 3 - 2QU CoRE ¦ 4QU LoRE | Non-Red Flag Warning - Large Fires | 2023 | 3.7801e-08 | 3.9915e-08 | 5.9898e-08 | 1.2788e-07 | 5.475 | 0.71896 | 3.0715 | 1.6846 | 0 | 0 | 0 | 0 | 2.0429e-05 | 2.0696e-07 | 0 | 2.0696e-07 | 2.1853e-07 | 0 | 2.1853e-07 | 3.2794e-07 | 0 | 3.2794e-07 | 7.0014e-07 | 0 | 7.0014e-07
[79 empty] | WLDFR | HFTD - Distribution - Tier 3 - 2QU CoRE ¦ 4QU LoRE | Non-Red Flag Warning - Large Fires | 2024 | 3.7801e-08 | 3.9915e-08 | 5.9898e-08 | 5.7045e-08 | 5.475 | 0.71896 | 3.0715 | 1.6846 | 0 | 0 | 0 | 0 | 2.0429e-05 | 2.0696e-07 | 0 | 2.0696e-07 | 2.1853e-07 | 0 | 2.1853e-07 | 3.2794e-07 | 0 | 3.2794e-07 | 3.1233e-07 | 0 | 3.1233e-07
[79 empty] | WLDFR | HFTD - Distribution - Tier 3 - 2QU CoRE ¦ 4QU LoRE | Non-Red Flag Warning - Large Fires | 2025 | 3.7801e-08 | 3.9915e-08 | 5.9898e-08 | 5.7045e-08 | 5.475 | 0.71896 | 3.0715 | 1.6846 | 0 | 0 | 0 | 0 | 2.0429e-05 | 2.0696e-07 | 0 | 2.0696e-07 | 2.1853e-07 | 0 | 2.1853e-07 | 3.2794e-07 | 0 | 3.2794e-07 | 3.1233e-07 | 0 | 3.1233e-07
[79 empty] | WLDFR | HFTD - Distribution - Tier 3 - 2QU CoRE ¦ 4QU LoRE | Non-Red Flag Warning - Large Fires | 2026 | 3.7801e-08 | 3.9915e-08 | 5.9898e-08 | 5.7045e-08 | 5.475 | 0.71896 | 3.0715 | 1.6846 | 0 | 0 | 0 | 0 | 2.0429e-05 | 2.0696e-07 | 0 | 2.0696e-07 | 2.1853e-07 | 0 | 2.1853e-07 | 3.2794e-07 | 0 | 3.2794e-07 | 3.1233e-07 | 0 | 3.1233e-07
[79 empty] | WLDFR | HFTD - Distribution - Tier 3 - 2QU CoRE ¦ 4QU LoRE | Non-Red Flag Warning - Large Fires | 2027 | 3.7801e-08 | 3.9915e-08 | 5.9898e-08 | 5.7045e-08 | 5.475 | 0.71896 | 3.0715 | 1.6846 | 0 | 0 | 0 | 0 | 2.0429e-05 | 2.0696e-07 | 0 | 2.0696e-07 | 2.1853e-07 | 0 | 2.1853e-07 | 3.2794e-07 | 0 | 3.2794e-07 | 3.1233e-07 | 0 | 3.1233e-07
[79 empty] | WLDFR | HFTD - Distribution - Tier 3 - 2QU CoRE ¦ 4QU LoRE | Non-Red Flag Warning - Large Fires | 2028 | 3.7801e-08 | 3.9915e-08 | 5.9898e-08 | 5.7045e-08 | 5.777 | 0.74734 | 3.238 | 1.7917 | 0 | 0 | 0 | 0 | 2.0429e-05 | 2.1838e-07 | 0 | 2.1838e-07 | 2.3059e-07 | 0 | 2.3059e-07 | 3.4603e-07 | 0 | 3.4603e-07 | 3.2955e-07 | 0 | 3.2955e-07
[79 empty] | WLDFR | HFTD - Distribution - Tier 3 - 2QU CoRE ¦ 4QU LoRE | Non-Red Flag Warning - Large Fires | 2029 | 3.7801e-08 | 3.9915e-08 | 5.9898e-08 | 5.7045e-08 | 5.777 | 0.74734 | 3.238 | 1.7917 | 0 | 0 | 0 | 0 | 2.0429e-05 | 2.1838e-07 | 0 | 2.1838e-07 | 2.3059e-07 | 0 | 2.3059e-07 | 3.4603e-07 | 0 | 3.4603e-07 | 3.2955e-07 | 0 | 3.2955e-07
[79 empty] | WLDFR | HFTD - Distribution - Tier 3 - 2QU CoRE ¦ 4QU LoRE | Non-Red Flag Warning - Large Fires | 2030 | 3.7801e-08 | 3.9915e-08 | 5.9898e-08 | 5.7045e-08 | 5.777 | 0.74734 | 3.238 | 1.7917 | 0 | 0 | 0 | 0 | 2.0429e-05 | 2.1838e-07 | 0 | 2.1838e-07 | 2.3059e-07 | 0 | 2.3059e-07 | 3.4603e-07 | 0 | 3.4603e-07 | 3.2955e-07 | 0 | 3.2955e-07
[79 empty] | WLDFR | HFTD - Distribution - Tier 3 - 2QU CoRE ¦ 4QU LoRE | Non-Red Flag Warning - Large Fires | 2031 | 3.7801e-08 | 3.9915e-08 | 5.9898e-08 | 5.7045e-08 | 5.777 | 0.74734 | 3.238 | 1.7917 | 0 | 0 | 0 | 0 | 2.0429e-05 | 2.1838e-07 | 0 | 2.1838e-07 | 2.3059e-07 | 0 | 2.3059e-07 | 3.4603e-07 | 0 | 3.4603e-07 | 3.2955e-07 | 0 | 3.2955e-07
[79 empty] | WLDFR | HFTD - Distribution - Tier 3 - 2QU CoRE ¦ 4QU LoRE | Non-Red Flag Warning - Large Fires | 2032 | 3.7801e-08 | 3.9915e-08 | 5.9898e-08 | 5.7045e-08 | 5.777 | 0.74734 | 3.238 | 1.7917 | 0 | 0 | 0 | 0 | 2.0429e-05 | 2.1838e-07 | 0 | 2.1838e-07 | 2.3059e-07 | 0 | 2.3059e-07 | 3.4603e-07 | 0 | 3.4603e-07 | 3.2955e-07 | 0 | 3.2955e-07
[79 empty] | WLDFR | HFTD - Distribution - Tier 3 - 2QU CoRE ¦ 4QU LoRE | Non-Red Flag Warning - Large Fires | 2033 | 3.7801e-08 | 3.9915e-08 | 5.9898e-08 | 5.7045e-08 | 6.1205 | 0.77885 | 3.4265 | 1.9151 | 0 | 0 | 0 | 0 | 2.0429e-05 | 2.3136e-07 | 0 | 2.3136e-07 | 2.443e-07 | 0 | 2.443e-07 | 3.666e-07 | 0 | 3.666e-07 | 3.4915e-07 | 0 | 3.4915e-07
[79 empty] | WLDFR | HFTD - Distribution - Tier 3 - 2QU CoRE ¦ 4QU LoRE | Non-Red Flag Warning - Large Fires | 2034 | 3.7801e-08 | 3.9915e-08 | 5.9898e-08 | 5.7045e-08 | 6.1205 | 0.77885 | 3.4265 | 1.9151 | 0 | 0 | 0 | 0 | 2.0429e-05 | 2.3136e-07 | 0 | 2.3136e-07 | 2.443e-07 | 0 | 2.443e-07 | 3.666e-07 | 0 | 3.666e-07 | 3.4915e-07 | 0 | 3.4915e-07
[79 empty] | WLDFR | HFTD - Distribution - Tier 3 - 2QU CoRE ¦ 4QU LoRE | Non-Red Flag Warning - Large Fires | 2035 | 3.7801e-08 | 3.9915e-08 | 5.9898e-08 | 5.7045e-08 | 6.1205 | 0.77885 | 3.4265 | 1.9151 | 0 | 0 | 0 | 0 | 2.0429e-05 | 2.3136e-07 | 0 | 2.3136e-07 | 2.443e-07 | 0 | 2.443e-07 | 3.666e-07 | 0 | 3.666e-07 | 3.4915e-07 | 0 | 3.4915e-07
[79 empty] | WLDFR | HFTD - Distribution - Tier 3 - 2QU CoRE ¦ 4QU LoRE | Non-Red Flag Warning - Large Fires | 2036 | 3.7801e-08 | 3.9915e-08 | 5.9898e-08 | 5.7045e-08 | 6.1205 | 0.77885 | 3.4265 | 1.9151 | 0 | 0 | 0 | 0 | 2.0429e-05 | 2.3136e-07 | 0 | 2.3136e-07 | 2.443e-07 | 0 | 2.443e-07 | 3.666e-07 | 0 | 3.666e-07 | 3.4915e-07 | 0 | 3.4915e-07
[79 empty] | WLDFR | HFTD - Distribution - Tier 3 - 2QU CoRE ¦ 4QU LoRE | Non-Red Flag Warning - Large Fires | 2037 | 3.7801e-08 | 3.9915e-08 | 5.9898e-08 | 5.7045e-08 | 6.1205 | 0.77885 | 3.4265 | 1.9151 | 0 | 0 | 0 | 0 | 2.0429e-05 | 2.3136e-07 | 0 | 2.3136e-07 | 2.443e-07 | 0 | 2.443e-07 | 3.666e-07 | 0 | 3.666e-07 | 3.4915e-07 | 0 | 3.4915e-07
[79 empty] | WLDFR | HFTD - Distribution - Tier 3 - 2QU CoRE ¦ 4QU LoRE | Non-Red Flag Warning - Large Fires | 2038 | 3.7801e-08 | 3.9915e-08 | 5.9898e-08 | 5.7045e-08 | 6.5028 | 0.81304 | 3.6355 | 2.0543 | 0 | 0 | 0 | 0 | 2.0429e-05 | 2.4581e-07 | 0 | 2.4581e-07 | 2.5956e-07 | 0 | 2.5956e-07 | 3.895e-07 | 0 | 3.895e-07 | 3.7096e-07 | 0 | 3.7096e-07
[79 empty] | WLDFR | HFTD - Distribution - Tier 3 - 2QU CoRE ¦ 4QU LoRE | Non-Red Flag Warning - Large Fires | 2039 | 3.7801e-08 | 3.9915e-08 | 5.9898e-08 | 5.7045e-08 | 6.5028 | 0.81304 | 3.6355 | 2.0543 | 0 | 0 | 0 | 0 | 2.0429e-05 | 2.4581e-07 | 0 | 2.4581e-07 | 2.5956e-07 | 0 | 2.5956e-07 | 3.895e-07 | 0 | 3.895e-07 | 3.7096e-07 | 0 | 3.7096e-07
[79 empty] | WLDFR | HFTD - Distribution - Tier 3 - 2QU CoRE ¦ 4QU LoRE | Non-Red Flag Warning - Large Fires | 2040 | 3.7801e-08 | 3.9915e-08 | 5.9898e-08 | 5.7045e-08 | 6.5028 | 0.81304 | 3.6355 | 2.0543 | 0 | 0 | 0 | 0 | 2.0429e-05 | 2.4581e-07 | 0 | 2.4581e-07 | 2.5956e-07 | 0 | 2.5956e-07 | 3.895e-07 | 0 | 3.895e-07 | 3.7096e-07 | 0 | 3.7096e-07
[79 empty] | WLDFR | HFTD - Distribution - Tier 3 - 2QU CoRE ¦ 4QU LoRE | Non-Red Flag Warning - Large Fires | 2041 | 3.7801e-08 | 3.9915e-08 | 5.9898e-08 | 5.7045e-08 | 6.5028 | 0.81304 | 3.6355 | 2.0543 | 0 | 0 | 0 | 0 | 2.0429e-05 | 2.4581e-07 | 0 | 2.4581e-07 | 2.5956e-07 | 0 | 2.5956e-07 | 3.895e-07 | 0 | 3.895e-07 | 3.7096e-07 | 0 | 3.7096e-07
[79 empty] | WLDFR | HFTD - Distribution - Tier 3 - 2QU CoRE ¦ 4QU LoRE | Non-Red Flag Warning - Large Fires | 2042 | 3.7801e-08 | 3.9915e-08 | 5.9898e-08 | 5.7045e-08 | 6.5028 | 0.81304 | 3.6355 | 2.0543 | 0 | 0 | 0 | 0 | 2.0429e-05 | 2.4581e-07 | 0 | 2.4581e-07 | 2.5956e-07 | 0 | 2.5956e-07 | 3.895e-07 | 0 | 3.895e-07 | 3.7096e-07 | 0 | 3.7096e-07
[79 empty] | WLDFR | HFTD - Distribution - Tier 3 - 2QU CoRE ¦ 4QU LoRE | Non-Red Flag Warning - Large Fires | 2043 | 3.7801e-08 | 3.9915e-08 | 5.9898e-08 | 5.7045e-08 | 6.9209 | 0.84944 | 3.8632 | 2.2083 | 0 | 0 | 0 | 0 | 2.0429e-05 | 2.6162e-07 | 0 | 2.6162e-07 | 2.7625e-07 | 0 | 2.7625e-07 | 4.1455e-07 | 0 | 4.1455e-07 | 3.9481e-07 | 0 | 3.9481e-07
[79 empty] | WLDFR | HFTD - Distribution - Tier 3 - 2QU CoRE ¦ 4QU LoRE | Non-Red Flag Warning - Large Fires | 2044 | 3.7801e-08 | 3.9915e-08 | 5.9898e-08 | 5.7045e-08 | 6.9209 | 0.84944 | 3.8632 | 2.2083 | 0 | 0 | 0 | 0 | 2.0429e-05 | 2.6162e-07 | 0 | 2.6162e-07 | 2.7625e-07 | 0 | 2.7625e-07 | 4.1455e-07 | 0 | 4.1455e-07 | 3.9481e-07 | 0 | 3.9481e-07
[79 empty] | WLDFR | HFTD - Distribution - Tier 3 - 2QU CoRE ¦ 4QU LoRE | Non-Red Flag Warning - Large Fires | 2045 | 3.7801e-08 | 3.9915e-08 | 5.9898e-08 | 5.7045e-08 | 6.9209 | 0.84944 | 3.8632 | 2.2083 | 0 | 0 | 0 | 0 | 2.0429e-05 | 2.6162e-07 | 0 | 2.6162e-07 | 2.7625e-07 | 0 | 2.7625e-07 | 4.1455e-07 | 0 | 4.1455e-07 | 3.9481e-07 | 0 | 3.9481e-07
[79 empty] | WLDFR | HFTD - Distribution - Tier 3 - 2QU CoRE ¦ 4QU LoRE | Non-Red Flag Warning - Large Fires | 2046 | 3.7801e-08 | 3.9915e-08 | 5.9898e-08 | 5.7045e-08 | 6.9209 | 0.84944 | 3.8632 | 2.2083 | 0 | 0 | 0 | 0 | 2.0429e-05 | 2.6162e-07 | 0 | 2.6162e-07 | 2.7625e-07 | 0 | 2.7625e-07 | 4.1455e-07 | 0 | 4.1455e-07 | 3.9481e-07 | 0 | 3.9481e-07
[79 empty] | WLDFR | HFTD - Distribution - Tier 3 - 2QU CoRE ¦ 4QU LoRE | Non-Red Flag Warning - Large Fires | 2047 | 3.7801e-08 | 3.9915e-08 | 5.9898e-08 | 5.7045e-08 | 6.9209 | 0.84944 | 3.8632 | 2.2083 | 0 | 0 | 0 | 0 | 2.0429e-05 | 2.6162e-07 | 0 | 2.6162e-07 | 2.7625e-07 | 0 | 2.7625e-07 | 4.1455e-07 | 0 | 4.1455e-07 | 3.9481e-07 | 0 | 3.9481e-07
[79 empty] | WLDFR | HFTD - Distribution - Tier 3 - 2QU CoRE ¦ 4QU LoRE | Non-Red Flag Warning - Large Fires | 2048 | 3.7801e-08 | 3.9915e-08 | 5.9898e-08 | 5.7045e-08 | 7.3713 | 0.88759 | 4.1075 | 2.3763 | 0 | 0 | 0 | 0 | 2.0429e-05 | 2.7864e-07 | 0 | 2.7864e-07 | 2.9422e-07 | 0 | 2.9422e-07 | 4.4153e-07 | 0 | 4.4153e-07 | 4.205e-07 | 0 | 4.205e-07
[79 empty] | WLDFR | HFTD - Distribution - Tier 3 - 2QU CoRE ¦ 4QU LoRE | Non-Red Flag Warning - Large Fires | 2049 | 3.7801e-08 | 3.9915e-08 | 5.9898e-08 | 5.7045e-08 | 7.3713 | 0.88759 | 4.1075 | 2.3763 | 0 | 0 | 0 | 0 | 2.0429e-05 | 2.7864e-07 | 0 | 2.7864e-07 | 2.9422e-07 | 0 | 2.9422e-07 | 4.4153e-07 | 0 | 4.4153e-07 | 4.205e-07 | 0 | 4.205e-07
[79 empty] | WLDFR | HFTD - Distribution - Tier 3 - 2QU CoRE ¦ 4QU LoRE | Non-Red Flag Warning - Large Fires | 2050 | 0 | 3.9915e-08 | 5.9898e-08 | 5.7045e-08 | 7.3713 | 0.88759 | 4.1075 | 2.3763 | 0 | 0 | 0 | 0 | 2.0429e-05 | 0 | 0 | 0 | 2.9422e-07 | 0 | 2.9422e-07 | 4.4153e-07 | 0 | 4.4153e-07 | 4.205e-07 | 0 | 4.205e-07
[79 empty] | WLDFR | HFTD - Distribution - Tier 3 - 2QU CoRE ¦ 4QU LoRE | Non-Red Flag Warning - Large Fires | 2051 | 0 | 0 | 5.9898e-08 | 5.7045e-08 | 7.3713 | 0.88759 | 4.1075 | 2.3763 | 0 | 0 | 0 | 0 | 2.0429e-05 | 0 | 0 | 0 | 0 | 0 | 0 | 4.4153e-07 | 0 | 4.4153e-07 | 4.205e-07 | 0 | 4.205e-07
[79 empty] | WLDFR | HFTD - Distribution - Tier 3 - 2QU CoRE ¦ 4QU LoRE | Non-Red Flag Warning - Large Fires | 2052 | 0 | 0 | 0 | 5.7045e-08 | 7.3713 | 0.88759 | 4.1075 | 2.3763 | 0 | 0 | 0 | 0 | 2.0429e-05 | 0 | 0 | 0 | 0 | 0 | 0 | 0 | 0 | 0 | 4.205e-07 | 0 | 4.205e-07
[79 empty] | WLDFR | HFTD - Distribution - Tier 3 - 2QU CoRE ¦ 4QU LoRE | Non-Red Flag Warning - Small Fires | 2020 | 2.803e-05 | 0 | 0 | 0 | 0.077901 | 0.036425 | 0.0015809 | 0.039895 | 0 | 0 | 0 | 0 | 0.003507 | 2.1835e-06 | 0 | 2.1835e-06 | 0 | 0 | 0 | 0 | 0 | 0 | 0 | 0 | 0
[79 empty] | WLDFR | HFTD - Distribution - Tier 3 - 2QU CoRE ¦ 4QU LoRE | Non-Red Flag Warning - Small Fires | 2021 | 1.4715e-05 | 2.9597e-05 | 0 | 0 | 0.077901 | 0.036425 | 0.0015809 | 0.039895 | 0 | 0 | 0 | 0 | 0.003507 | 1.1463e-06 | 0 | 1.1463e-06 | 2.3056e-06 | 0 | 2.3056e-06 | 0 | 0 | 0 | 0 | 0 | 0
[79 empty] | WLDFR | HFTD - Distribution - Tier 3 - 2QU CoRE ¦ 4QU LoRE | Non-Red Flag Warning - Small Fires | 2022 | 8.2222e-06 | 8.6819e-06 | 2.6368e-05 | 0 | 0.077901 | 0.036425 | 0.0015809 | 0.039895 | 0 | 0 | 0 | 0 | 0.0034038 | 6.4051e-07 | 0 | 6.4051e-07 | 6.7632e-07 | 0 | 6.7632e-07 | 2.0541e-06 | 0 | 2.0541e-06 | 0 | 0 | 0
[79 empty] | WLDFR | HFTD - Distribution - Tier 3 - 2QU CoRE ¦ 4QU LoRE | Non-Red Flag Warning - Small Fires | 2023 | 8.2222e-06 | 8.6819e-06 | 1.3028e-05 | 2.5112e-05 | 0.080408 | 0.03759 | 0.0016314 | 0.041187 | 0 | 0 | 0 | 0 | 0.0034038 | 6.6113e-07 | 0 | 6.6113e-07 | 6.9809e-07 | 0 | 6.9809e-07 | 1.0476e-06 | 0 | 1.0476e-06 | 2.0192e-06 | 0 | 2.0192e-06
[79 empty] | WLDFR | HFTD - Distribution - Tier 3 - 2QU CoRE ¦ 4QU LoRE | Non-Red Flag Warning - Small Fires | 2024 | 8.2222e-06 | 8.6819e-06 | 1.3028e-05 | 1.2408e-05 | 0.080408 | 0.03759 | 0.0016314 | 0.041187 | 0 | 0 | 0 | 0 | 0.0034038 | 6.6113e-07 | 0 | 6.6113e-07 | 6.9809e-07 | 0 | 6.9809e-07 | 1.0476e-06 | 0 | 1.0476e-06 | 9.9771e-07 | 0 | 9.9771e-07
[79 empty] | WLDFR | HFTD - Distribution - Tier 3 - 2QU CoRE ¦ 4QU LoRE | Non-Red Flag Warning - Small Fires | 2025 | 8.2222e-06 | 8.6819e-06 | 1.3028e-05 | 1.2408e-05 | 0.080408 | 0.03759 | 0.0016314 | 0.041187 | 0 | 0 | 0 | 0 | 0.0034038 | 6.6113e-07 | 0 | 6.6113e-07 | 6.9809e-07 | 0 | 6.9809e-07 | 1.0476e-06 | 0 | 1.0476e-06 | 9.9771e-07 | 0 | 9.9771e-07
[79 empty] | WLDFR | HFTD - Distribution - Tier 3 - 2QU CoRE ¦ 4QU LoRE | Non-Red Flag Warning - Small Fires | 2026 | 8.2222e-06 | 8.6819e-06 | 1.3028e-05 | 1.2408e-05 | 0.080408 | 0.03759 | 0.0016314 | 0.041187 | 0 | 0 | 0 | 0 | 0.0034038 | 6.6113e-07 | 0 | 6.6113e-07 | 6.9809e-07 | 0 | 6.9809e-07 | 1.0476e-06 | 0 | 1.0476e-06 | 9.9771e-07 | 0 | 9.9771e-07
[79 empty] | WLDFR | HFTD - Distribution - Tier 3 - 2QU CoRE ¦ 4QU LoRE | Non-Red Flag Warning - Small Fires | 2027 | 8.2222e-06 | 8.6819e-06 | 1.3028e-05 | 1.2408e-05 | 0.080408 | 0.03759 | 0.0016314 | 0.041187 | 0 | 0 | 0 | 0 | 0.0034038 | 6.6113e-07 | 0 | 6.6113e-07 | 6.9809e-07 | 0 | 6.9809e-07 | 1.0476e-06 | 0 | 1.0476e-06 | 9.9771e-07 | 0 | 9.9771e-07
[79 empty] | WLDFR | HFTD - Distribution - Tier 3 - 2QU CoRE ¦ 4QU LoRE | Non-Red Flag Warning - Small Fires | 2028 | 8.2222e-06 | 8.6819e-06 | 1.3028e-05 | 1.2408e-05 | 0.083606 | 0.039055 | 0.001695 | 0.042856 | 0 | 0 | 0 | 0 | 0.0034038 | 6.8743e-07 | 0 | 6.8743e-07 | 7.2586e-07 | 0 | 7.2586e-07 | 1.0893e-06 | 0 | 1.0893e-06 | 1.0374e-06 | 0 | 1.0374e-06
[79 empty] | WLDFR | HFTD - Distribution - Tier 3 - 2QU CoRE ¦ 4QU LoRE | Non-Red Flag Warning - Small Fires | 2029 | 8.2222e-06 | 8.6819e-06 | 1.3028e-05 | 1.2408e-05 | 0.083606 | 0.039055 | 0.001695 | 0.042856 | 0 | 0 | 0 | 0 | 0.0034038 | 6.8743e-07 | 0 | 6.8743e-07 | 7.2586e-07 | 0 | 7.2586e-07 | 1.0893e-06 | 0 | 1.0893e-06 | 1.0374e-06 | 0 | 1.0374e-06
[79 empty] | WLDFR | HFTD - Distribution - Tier 3 - 2QU CoRE ¦ 4QU LoRE | Non-Red Flag Warning - Small Fires | 2030 | 8.2222e-06 | 8.6819e-06 | 1.3028e-05 | 1.2408e-05 | 0.083606 | 0.039055 | 0.001695 | 0.042856 | 0 | 0 | 0 | 0 | 0.0034038 | 6.8743e-07 | 0 | 6.8743e-07 | 7.2586e-07 | 0 | 7.2586e-07 | 1.0893e-06 | 0 | 1.0893e-06 | 1.0374e-06 | 0 | 1.0374e-06
[79 empty] | WLDFR | HFTD - Distribution - Tier 3 - 2QU CoRE ¦ 4QU LoRE | Non-Red Flag Warning - Small Fires | 2031 | 8.2222e-06 | 8.6819e-06 | 1.3028e-05 | 1.2408e-05 | 0.083606 | 0.039055 | 0.001695 | 0.042856 | 0 | 0 | 0 | 0 | 0.0034038 | 6.8743e-07 | 0 | 6.8743e-07 | 7.2586e-07 | 0 | 7.2586e-07 | 1.0893e-06 | 0 | 1.0893e-06 | 1.0374e-06 | 0 | 1.0374e-06
[79 empty] | WLDFR | HFTD - Distribution - Tier 3 - 2QU CoRE ¦ 4QU LoRE | Non-Red Flag Warning - Small Fires | 2032 | 8.2222e-06 | 8.6819e-06 | 1.3028e-05 | 1.2408e-05 | 0.083606 | 0.039055 | 0.001695 | 0.042856 | 0 | 0 | 0 | 0 | 0.0034038 | 6.8743e-07 | 0 | 6.8743e-07 | 7.2586e-07 | 0 | 7.2586e-07 | 1.0893e-06 | 0 | 1.0893e-06 | 1.0374e-06 | 0 | 1.0374e-06
[79 empty] | WLDFR | HFTD - Distribution - Tier 3 - 2QU CoRE ¦ 4QU LoRE | Non-Red Flag Warning - Small Fires | 2033 | 8.2222e-06 | 8.6819e-06 | 1.3028e-05 | 1.2408e-05 | 0.087211 | 0.040679 | 0.0017655 | 0.044766 | 0 | 0 | 0 | 0 | 0.0034038 | 7.1706e-07 | 0 | 7.1706e-07 | 7.5715e-07 | 0 | 7.5715e-07 | 1.1362e-06 | 0 | 1.1362e-06 | 1.0821e-06 | 0 | 1.0821e-06
[79 empty] | WLDFR | HFTD - Distribution - Tier 3 - 2QU CoRE ¦ 4QU LoRE | Non-Red Flag Warning - Small Fires | 2034 | 8.2222e-06 | 8.6819e-06 | 1.3028e-05 | 1.2408e-05 | 0.087211 | 0.040679 | 0.0017655 | 0.044766 | 0 | 0 | 0 | 0 | 0.0034038 | 7.1706e-07 | 0 | 7.1706e-07 | 7.5715e-07 | 0 | 7.5715e-07 | 1.1362e-06 | 0 | 1.1362e-06 | 1.0821e-06 | 0 | 1.0821e-06
[79 empty] | WLDFR | HFTD - Distribution - Tier 3 - 2QU CoRE ¦ 4QU LoRE | Non-Red Flag Warning - Small Fires | 2035 | 8.2222e-06 | 8.6819e-06 | 1.3028e-05 | 1.2408e-05 | 0.087211 | 0.040679 | 0.0017655 | 0.044766 | 0 | 0 | 0 | 0 | 0.0034038 | 7.1706e-07 | 0 | 7.1706e-07 | 7.5715e-07 | 0 | 7.5715e-07 | 1.1362e-06 | 0 | 1.1362e-06 | 1.0821e-06 | 0 | 1.0821e-06
[79 empty] | WLDFR | HFTD - Distribution - Tier 3 - 2QU CoRE ¦ 4QU LoRE | Non-Red Flag Warning - Small Fires | 2036 | 8.2222e-06 | 8.6819e-06 | 1.3028e-05 | 1.2408e-05 | 0.087211 | 0.040679 | 0.0017655 | 0.044766 | 0 | 0 | 0 | 0 | 0.0034038 | 7.1706e-07 | 0 | 7.1706e-07 | 7.5715e-07 | 0 | 7.5715e-07 | 1.1362e-06 | 0 | 1.1362e-06 | 1.0821e-06 | 0 | 1.0821e-06
[79 empty] | WLDFR | HFTD - Distribution - Tier 3 - 2QU CoRE ¦ 4QU LoRE | Non-Red Flag Warning - Small Fires | 2037 | 8.2222e-06 | 8.6819e-06 | 1.3028e-05 | 1.2408e-05 | 0.087211 | 0.040679 | 0.0017655 | 0.044766 | 0 | 0 | 0 | 0 | 0.0034038 | 7.1706e-07 | 0 | 7.1706e-07 | 7.5715e-07 | 0 | 7.5715e-07 | 1.1362e-06 | 0 | 1.1362e-06 | 1.0821e-06 | 0 | 1.0821e-06
[79 empty] | WLDFR | HFTD - Distribution - Tier 3 - 2QU CoRE ¦ 4QU LoRE | Non-Red Flag Warning - Small Fires | 2038 | 8.2222e-06 | 8.6819e-06 | 1.3028e-05 | 1.2408e-05 | 0.091184 | 0.042438 | 0.0018418 | 0.046905 | 0 | 0 | 0 | 0 | 0.0034038 | 7.4973e-07 | 0 | 7.4973e-07 | 7.9165e-07 | 0 | 7.9165e-07 | 1.188e-06 | 0 | 1.188e-06 | 1.1314e-06 | 0 | 1.1314e-06
[79 empty] | WLDFR | HFTD - Distribution - Tier 3 - 2QU CoRE ¦ 4QU LoRE | Non-Red Flag Warning - Small Fires | 2039 | 8.2222e-06 | 8.6819e-06 | 1.3028e-05 | 1.2408e-05 | 0.091184 | 0.042438 | 0.0018418 | 0.046905 | 0 | 0 | 0 | 0 | 0.0034038 | 7.4973e-07 | 0 | 7.4973e-07 | 7.9165e-07 | 0 | 7.9165e-07 | 1.188e-06 | 0 | 1.188e-06 | 1.1314e-06 | 0 | 1.1314e-06
[79 empty] | WLDFR | HFTD - Distribution - Tier 3 - 2QU CoRE ¦ 4QU LoRE | Non-Red Flag Warning - Small Fires | 2040 | 8.2222e-06 | 8.6819e-06 | 1.3028e-05 | 1.2408e-05 | 0.091184 | 0.042438 | 0.0018418 | 0.046905 | 0 | 0 | 0 | 0 | 0.0034038 | 7.4973e-07 | 0 | 7.4973e-07 | 7.9165e-07 | 0 | 7.9165e-07 | 1.188e-06 | 0 | 1.188e-06 | 1.1314e-06 | 0 | 1.1314e-06
[79 empty] | WLDFR | HFTD - Distribution - Tier 3 - 2QU CoRE ¦ 4QU LoRE | Non-Red Flag Warning - Small Fires | 2041 | 8.2222e-06 | 8.6819e-06 | 1.3028e-05 | 1.2408e-05 | 0.091184 | 0.042438 | 0.0018418 | 0.046905 | 0 | 0 | 0 | 0 | 0.0034038 | 7.4973e-07 | 0 | 7.4973e-07 | 7.9165e-07 | 0 | 7.9165e-07 | 1.188e-06 | 0 | 1.188e-06 | 1.1314e-06 | 0 | 1.1314e-06
[79 empty] | WLDFR | HFTD - Distribution - Tier 3 - 2QU CoRE ¦ 4QU LoRE | Non-Red Flag Warning - Small Fires | 2042 | 8.2222e-06 | 8.6819e-06 | 1.3028e-05 | 1.2408e-05 | 0.091184 | 0.042438 | 0.0018418 | 0.046905 | 0 | 0 | 0 | 0 | 0.0034038 | 7.4973e-07 | 0 | 7.4973e-07 | 7.9165e-07 | 0 | 7.9165e-07 | 1.188e-06 | 0 | 1.188e-06 | 1.1314e-06 | 0 | 1.1314e-06
[79 empty] | WLDFR | HFTD - Distribution - Tier 3 - 2QU CoRE ¦ 4QU LoRE | Non-Red Flag Warning - Small Fires | 2043 | 8.2222e-06 | 8.6819e-06 | 1.3028e-05 | 1.2408e-05 | 0.095486 | 0.044306 | 0.0019228 | 0.049257 | 0 | 0 | 0 | 0 | 0.0034038 | 7.851e-07 | 0 | 7.851e-07 | 8.2899e-07 | 0 | 8.2899e-07 | 1.244e-06 | 0 | 1.244e-06 | 1.1848e-06 | 0 | 1.1848e-06
[79 empty] | WLDFR | HFTD - Distribution - Tier 3 - 2QU CoRE ¦ 4QU LoRE | Non-Red Flag Warning - Small Fires | 2044 | 8.2222e-06 | 8.6819e-06 | 1.3028e-05 | 1.2408e-05 | 0.095486 | 0.044306 | 0.0019228 | 0.049257 | 0 | 0 | 0 | 0 | 0.0034038 | 7.851e-07 | 0 | 7.851e-07 | 8.2899e-07 | 0 | 8.2899e-07 | 1.244e-06 | 0 | 1.244e-06 | 1.1848e-06 | 0 | 1.1848e-06
[79 empty] | WLDFR | HFTD - Distribution - Tier 3 - 2QU CoRE ¦ 4QU LoRE | Non-Red Flag Warning - Small Fires | 2045 | 8.2222e-06 | 8.6819e-06 | 1.3028e-05 | 1.2408e-05 | 0.095486 | 0.044306 | 0.0019228 | 0.049257 | 0 | 0 | 0 | 0 | 0.0034038 | 7.851e-07 | 0 | 7.851e-07 | 8.2899e-07 | 0 | 8.2899e-07 | 1.244e-06 | 0 | 1.244e-06 | 1.1848e-06 | 0 | 1.1848e-06
[79 empty] | WLDFR | HFTD - Distribution - Tier 3 - 2QU CoRE ¦ 4QU LoRE | Non-Red Flag Warning - Small Fires | 2046 | 8.2222e-06 | 8.6819e-06 | 1.3028e-05 | 1.2408e-05 | 0.095486 | 0.044306 | 0.0019228 | 0.049257 | 0 | 0 | 0 | 0 | 0.0034038 | 7.851e-07 | 0 | 7.851e-07 | 8.2899e-07 | 0 | 8.2899e-07 | 1.244e-06 | 0 | 1.244e-06 | 1.1848e-06 | 0 | 1.1848e-06
[79 empty] | WLDFR | HFTD - Distribution - Tier 3 - 2QU CoRE ¦ 4QU LoRE | Non-Red Flag Warning - Small Fires | 2047 | 8.2222e-06 | 8.6819e-06 | 1.3028e-05 | 1.2408e-05 | 0.095486 | 0.044306 | 0.0019228 | 0.049257 | 0 | 0 | 0 | 0 | 0.0034038 | 7.851e-07 | 0 | 7.851e-07 | 8.2899e-07 | 0 | 8.2899e-07 | 1.244e-06 | 0 | 1.244e-06 | 1.1848e-06 | 0 | 1.1848e-06
[79 empty] | WLDFR | HFTD - Distribution - Tier 3 - 2QU CoRE ¦ 4QU LoRE | Non-Red Flag Warning - Small Fires | 2048 | 8.2222e-06 | 8.6819e-06 | 1.3028e-05 | 1.2408e-05 | 0.10007 | 0.04626 | 0.0020076 | 0.051804 | 0 | 0 | 0 | 0 | 0.0034038 | 8.2281e-07 | 0 | 8.2281e-07 | 8.6881e-07 | 0 | 8.6881e-07 | 1.3038e-06 | 0 | 1.3038e-06 | 1.2417e-06 | 0 | 1.2417e-06
[79 empty] | WLDFR | HFTD - Distribution - Tier 3 - 2QU CoRE ¦ 4QU LoRE | Non-Red Flag Warning - Small Fires | 2049 | 8.2222e-06 | 8.6819e-06 | 1.3028e-05 | 1.2408e-05 | 0.10007 | 0.04626 | 0.0020076 | 0.051804 | 0 | 0 | 0 | 0 | 0.0034038 | 8.2281e-07 | 0 | 8.2281e-07 | 8.6881e-07 | 0 | 8.6881e-07 | 1.3038e-06 | 0 | 1.3038e-06 | 1.2417e-06 | 0 | 1.2417e-06
[79 empty] | WLDFR | HFTD - Distribution - Tier 3 - 2QU CoRE ¦ 4QU LoRE | Non-Red Flag Warning - Small Fires | 2050 | 0 | 8.6819e-06 | 1.3028e-05 | 1.2408e-05 | 0.10007 | 0.04626 | 0.0020076 | 0.051804 | 0 | 0 | 0 | 0 | 0.0034038 | 0 | 0 | 0 | 8.6881e-07 | 0 | 8.6881e-07 | 1.3038e-06 | 0 | 1.3038e-06 | 1.2417e-06 | 0 | 1.2417e-06
[79 empty] | WLDFR | HFTD - Distribution - Tier 3 - 2QU CoRE ¦ 4QU LoRE | Non-Red Flag Warning - Small Fires | 2051 | 0 | 0 | 1.3028e-05 | 1.2408e-05 | 0.10007 | 0.04626 | 0.0020076 | 0.051804 | 0 | 0 | 0 | 0 | 0.0034038 | 0 | 0 | 0 | 0 | 0 | 0 | 1.3038e-06 | 0 | 1.3038e-06 | 1.2417e-06 | 0 | 1.2417e-06
[79 empty] | WLDFR | HFTD - Distribution - Tier 3 - 2QU CoRE ¦ 4QU LoRE | Non-Red Flag Warning - Small Fires | 2052 | 0 | 0 | 0 | 1.2408e-05 | 0.10007 | 0.04626 | 0.0020076 | 0.051804 | 0 | 0 | 0 | 0 | 0.0034038 | 0 | 0 | 0 | 0 | 0 | 0 | 0 | 0 | 0 | 1.2417e-06 | 0 | 1.2417e-06
[79 empty] | WLDFR | HFTD - Distribution - Tier 3 - 2QU CoRE ¦ 4QU LoRE | Red Flag Warning - Catastrophic Fires | 2020 | 7.3614e-07 | 0 | 0 | 0 | 14146.1306 | 222.2294 | 8585.7228 | 5338.1784 | 0 | 0 | 0 | 0 | 6.1864e-05 | 0.010414 | 0 | 0.010414 | 0 | 0 | 0 | 0 | 0 | 0 | 0 | 0 | 0
[79 empty] | WLDFR | HFTD - Distribution - Tier 3 - 2QU CoRE ¦ 4QU LoRE | Red Flag Warning - Catastrophic Fires | 2021 | 4.7393e-07 | 7.773e-07 | 0 | 0 | 14146.1306 | 222.2294 | 8585.7228 | 5338.1784 | 0 | 0 | 0 | 0 | 6.1864e-05 | 0.0067043 | 0 | 0.0067043 | 0.010996 | 0 | 0.010996 | 0 | 0 | 0 | 0 | 0 | 0
[79 empty] | WLDFR | HFTD - Distribution - Tier 3 - 2QU CoRE ¦ 4QU LoRE | Red Flag Warning - Catastrophic Fires | 2022 | 2.424e-07 | 2.5595e-07 | 6.3876e-07 | 0 | 14146.1306 | 222.2294 | 8585.7228 | 5338.1784 | 0 | 0 | 0 | 0 | 5.4908e-05 | 0.003429 | 0 | 0.003429 | 0.0036207 | 0 | 0.0036207 | 0.009036 | 0 | 0.009036 | 0 | 0 | 0
[79 empty] | WLDFR | HFTD - Distribution - Tier 3 - 2QU CoRE ¦ 4QU LoRE | Red Flag Warning - Catastrophic Fires | 2023 | 2.424e-07 | 2.5595e-07 | 3.8409e-07 | 6.0835e-07 | 14664.6376 | 233.2301 | 8896.516 | 5534.8915 | 0 | 0 | 0 | 0 | 5.4908e-05 | 0.0035546 | 0 | 0.0035546 | 0.0037534 | 0 | 0.0037534 | 0.0056325 | 0 | 0.0056325 | 0.0089212 | 0 | 0.0089212
[79 empty] | WLDFR | HFTD - Distribution - Tier 3 - 2QU CoRE ¦ 4QU LoRE | Red Flag Warning - Catastrophic Fires | 2024 | 2.424e-07 | 2.5595e-07 | 3.8409e-07 | 3.658e-07 | 14664.6376 | 233.2301 | 8896.516 | 5534.8915 | 0 | 0 | 0 | 0 | 5.4908e-05 | 0.0035546 | 0 | 0.0035546 | 0.0037534 | 0 | 0.0037534 | 0.0056325 | 0 | 0.0056325 | 0.0053643 | 0 | 0.0053643
[79 empty] | WLDFR | HFTD - Distribution - Tier 3 - 2QU CoRE ¦ 4QU LoRE | Red Flag Warning - Catastrophic Fires | 2025 | 2.424e-07 | 2.5595e-07 | 3.8409e-07 | 3.658e-07 | 14664.6376 | 233.2301 | 8896.516 | 5534.8915 | 0 | 0 | 0 | 0 | 5.4908e-05 | 0.0035546 | 0 | 0.0035546 | 0.0037534 | 0 | 0.0037534 | 0.0056325 | 0 | 0.0056325 | 0.0053643 | 0 | 0.0053643
[79 empty] | WLDFR | HFTD - Distribution - Tier 3 - 2QU CoRE ¦ 4QU LoRE | Red Flag Warning - Catastrophic Fires | 2026 | 2.424e-07 | 2.5595e-07 | 3.8409e-07 | 3.658e-07 | 14664.6376 | 233.2301 | 8896.516 | 5534.8915 | 0 | 0 | 0 | 0 | 5.4908e-05 | 0.0035546 | 0 | 0.0035546 | 0.0037534 | 0 | 0.0037534 | 0.0056325 | 0 | 0.0056325 | 0.0053643 | 0 | 0.0053643
[79 empty] | WLDFR | HFTD - Distribution - Tier 3 - 2QU CoRE ¦ 4QU LoRE | Red Flag Warning - Catastrophic Fires | 2027 | 2.424e-07 | 2.5595e-07 | 3.8409e-07 | 3.658e-07 | 14664.6376 | 233.2301 | 8896.516 | 5534.8915 | 0 | 0 | 0 | 0 | 5.4908e-05 | 0.0035546 | 0 | 0.0035546 | 0.0037534 | 0 | 0.0037534 | 0.0056325 | 0 | 0.0056325 | 0.0053643 | 0 | 0.0053643
[79 empty] | WLDFR | HFTD - Distribution - Tier 3 - 2QU CoRE ¦ 4QU LoRE | Red Flag Warning - Catastrophic Fires | 2028 | 2.424e-07 | 2.5595e-07 | 3.8409e-07 | 3.658e-07 | 15317.9909 | 247.273 | 9287.6491 | 5783.0689 | 0 | 0 | 0 | 0 | 5.4908e-05 | 0.003713 | 0 | 0.003713 | 0.0039206 | 0 | 0.0039206 | 0.0058834 | 0 | 0.0058834 | 0.0056033 | 0 | 0.0056033
[79 empty] | WLDFR | HFTD - Distribution - Tier 3 - 2QU CoRE ¦ 4QU LoRE | Red Flag Warning - Catastrophic Fires | 2029 | 2.424e-07 | 2.5595e-07 | 3.8409e-07 | 3.658e-07 | 15317.9909 | 247.273 | 9287.6491 | 5783.0689 | 0 | 0 | 0 | 0 | 5.4908e-05 | 0.003713 | 0 | 0.003713 | 0.0039206 | 0 | 0.0039206 | 0.0058834 | 0 | 0.0058834 | 0.0056033 | 0 | 0.0056033
[79 empty] | WLDFR | HFTD - Distribution - Tier 3 - 2QU CoRE ¦ 4QU LoRE | Red Flag Warning - Catastrophic Fires | 2030 | 2.424e-07 | 2.5595e-07 | 3.8409e-07 | 3.658e-07 | 15317.9909 | 247.273 | 9287.6491 | 5783.0689 | 0 | 0 | 0 | 0 | 5.4908e-05 | 0.003713 | 0 | 0.003713 | 0.0039206 | 0 | 0.0039206 | 0.0058834 | 0 | 0.0058834 | 0.0056033 | 0 | 0.0056033
[79 empty] | WLDFR | HFTD - Distribution - Tier 3 - 2QU CoRE ¦ 4QU LoRE | Red Flag Warning - Catastrophic Fires | 2031 | 2.424e-07 | 2.5595e-07 | 3.8409e-07 | 3.658e-07 | 15317.9909 | 247.273 | 9287.6491 | 5783.0689 | 0 | 0 | 0 | 0 | 5.4908e-05 | 0.003713 | 0 | 0.003713 | 0.0039206 | 0 | 0.0039206 | 0.0058834 | 0 | 0.0058834 | 0.0056033 | 0 | 0.0056033
[79 empty] | WLDFR | HFTD - Distribution - Tier 3 - 2QU CoRE ¦ 4QU LoRE | Red Flag Warning - Catastrophic Fires | 2032 | 2.424e-07 | 2.5595e-07 | 3.8409e-07 | 3.658e-07 | 15317.9909 | 247.273 | 9287.6491 | 5783.0689 | 0 | 0 | 0 | 0 | 5.4908e-05 | 0.003713 | 0 | 0.003713 | 0.0039206 | 0 | 0.0039206 | 0.0058834 | 0 | 0.0058834 | 0.0056033 | 0 | 0.0056033
[79 empty] | WLDFR | HFTD - Distribution - Tier 3 - 2QU CoRE ¦ 4QU LoRE | Red Flag Warning - Catastrophic Fires | 2033 | 2.424e-07 | 2.5595e-07 | 3.8409e-07 | 3.658e-07 | 16044.1264 | 263.1074 | 9721.74 | 6059.2791 | 0 | 0 | 0 | 0 | 5.4908e-05 | 0.003889 | 0 | 0.003889 | 0.0041065 | 0 | 0.0041065 | 0.0061623 | 0 | 0.0061623 | 0.0058689 | 0 | 0.0058689
[79 empty] | WLDFR | HFTD - Distribution - Tier 3 - 2QU CoRE ¦ 4QU LoRE | Red Flag Warning - Catastrophic Fires | 2034 | 2.424e-07 | 2.5595e-07 | 3.8409e-07 | 3.658e-07 | 16044.1264 | 263.1074 | 9721.74 | 6059.2791 | 0 | 0 | 0 | 0 | 5.4908e-05 | 0.003889 | 0 | 0.003889 | 0.0041065 | 0 | 0.0041065 | 0.0061623 | 0 | 0.0061623 | 0.0058689 | 0 | 0.0058689
[79 empty] | WLDFR | HFTD - Distribution - Tier 3 - 2QU CoRE ¦ 4QU LoRE | Red Flag Warning - Catastrophic Fires | 2035 | 2.424e-07 | 2.5595e-07 | 3.8409e-07 | 3.658e-07 | 16044.1264 | 263.1074 | 9721.74 | 6059.2791 | 0 | 0 | 0 | 0 | 5.4908e-05 | 0.003889 | 0 | 0.003889 | 0.0041065 | 0 | 0.0041065 | 0.0061623 | 0 | 0.0061623 | 0.0058689 | 0 | 0.0058689
[79 empty] | WLDFR | HFTD - Distribution - Tier 3 - 2QU CoRE ¦ 4QU LoRE | Red Flag Warning - Catastrophic Fires | 2036 | 2.424e-07 | 2.5595e-07 | 3.8409e-07 | 3.658e-07 | 16044.1264 | 263.1074 | 9721.74 | 6059.2791 | 0 | 0 | 0 | 0 | 5.4908e-05 | 0.003889 | 0 | 0.003889 | 0.0041065 | 0 | 0.0041065 | 0.0061623 | 0 | 0.0061623 | 0.0058689 | 0 | 0.0058689
[79 empty] | WLDFR | HFTD - Distribution - Tier 3 - 2QU CoRE ¦ 4QU LoRE | Red Flag Warning - Catastrophic Fires | 2037 | 2.424e-07 | 2.5595e-07 | 3.8409e-07 | 3.658e-07 | 16044.1264 | 263.1074 | 9721.74 | 6059.2791 | 0 | 0 | 0 | 0 | 5.4908e-05 | 0.003889 | 0 | 0.003889 | 0.0041065 | 0 | 0.0041065 | 0.0061623 | 0 | 0.0061623 | 0.0058689 | 0 | 0.0058689
[79 empty] | WLDFR | HFTD - Distribution - Tier 3 - 2QU CoRE ¦ 4QU LoRE | Red Flag Warning - Catastrophic Fires | 2038 | 2.424e-07 | 2.5595e-07 | 3.8409e-07 | 3.658e-07 | 16832.3912 | 280.5544 | 10192.2718 | 6359.5651 | 0 | 0 | 0 | 0 | 5.4908e-05 | 0.0040801 | 0 | 0.0040801 | 0.0043082 | 0 | 0.0043082 | 0.0064651 | 0 | 0.0064651 | 0.0061572 | 0 | 0.0061572
[79 empty] | WLDFR | HFTD - Distribution - Tier 3 - 2QU CoRE ¦ 4QU LoRE | Red Flag Warning - Catastrophic Fires | 2039 | 2.424e-07 | 2.5595e-07 | 3.8409e-07 | 3.658e-07 | 16832.3912 | 280.5544 | 10192.2718 | 6359.5651 | 0 | 0 | 0 | 0 | 5.4908e-05 | 0.0040801 | 0 | 0.0040801 | 0.0043082 | 0 | 0.0043082 | 0.0064651 | 0 | 0.0064651 | 0.0061572 | 0 | 0.0061572
[79 empty] | WLDFR | HFTD - Distribution - Tier 3 - 2QU CoRE ¦ 4QU LoRE | Red Flag Warning - Catastrophic Fires | 2040 | 2.424e-07 | 2.5595e-07 | 3.8409e-07 | 3.658e-07 | 16832.3912 | 280.5544 | 10192.2718 | 6359.5651 | 0 | 0 | 0 | 0 | 5.4908e-05 | 0.0040801 | 0 | 0.0040801 | 0.0043082 | 0 | 0.0043082 | 0.0064651 | 0 | 0.0064651 | 0.0061572 | 0 | 0.0061572
[79 empty] | WLDFR | HFTD - Distribution - Tier 3 - 2QU CoRE ¦ 4QU LoRE | Red Flag Warning - Catastrophic Fires | 2041 | 2.424e-07 | 2.5595e-07 | 3.8409e-07 | 3.658e-07 | 16832.3912 | 280.5544 | 10192.2718 | 6359.5651 | 0 | 0 | 0 | 0 | 5.4908e-05 | 0.0040801 | 0 | 0.0040801 | 0.0043082 | 0 | 0.0043082 | 0.0064651 | 0 | 0.0064651 | 0.0061572 | 0 | 0.0061572
[79 empty] | WLDFR | HFTD - Distribution - Tier 3 - 2QU CoRE ¦ 4QU LoRE | Red Flag Warning - Catastrophic Fires | 2042 | 2.424e-07 | 2.5595e-07 | 3.8409e-07 | 3.658e-07 | 16832.3912 | 280.5544 | 10192.2718 | 6359.5651 | 0 | 0 | 0 | 0 | 5.4908e-05 | 0.0040801 | 0 | 0.0040801 | 0.0043082 | 0 | 0.0043082 | 0.0064651 | 0 | 0.0064651 | 0.0061572 | 0 | 0.0061572
[79 empty] | WLDFR | HFTD - Distribution - Tier 3 - 2QU CoRE ¦ 4QU LoRE | Red Flag Warning - Catastrophic Fires | 2043 | 2.424e-07 | 2.5595e-07 | 3.8409e-07 | 3.658e-07 | 17672.0852 | 299.42 | 10692.7362 | 6679.929 | 0 | 0 | 0 | 0 | 5.4908e-05 | 0.0042836 | 0 | 0.0042836 | 0.0045231 | 0 | 0.0045231 | 0.0067876 | 0 | 0.0067876 | 0.0064644 | 0 | 0.0064644
[79 empty] | WLDFR | HFTD - Distribution - Tier 3 - 2QU CoRE ¦ 4QU LoRE | Red Flag Warning - Catastrophic Fires | 2044 | 2.424e-07 | 2.5595e-07 | 3.8409e-07 | 3.658e-07 | 17672.0852 | 299.42 | 10692.7362 | 6679.929 | 0 | 0 | 0 | 0 | 5.4908e-05 | 0.0042836 | 0 | 0.0042836 | 0.0045231 | 0 | 0.0045231 | 0.0067876 | 0 | 0.0067876 | 0.0064644 | 0 | 0.0064644
[79 empty] | WLDFR | HFTD - Distribution - Tier 3 - 2QU CoRE ¦ 4QU LoRE | Red Flag Warning - Catastrophic Fires | 2045 | 2.424e-07 | 2.5595e-07 | 3.8409e-07 | 3.658e-07 | 17672.0852 | 299.42 | 10692.7362 | 6679.929 | 0 | 0 | 0 | 0 | 5.4908e-05 | 0.0042836 | 0 | 0.0042836 | 0.0045231 | 0 | 0.0045231 | 0.0067876 | 0 | 0.0067876 | 0.0064644 | 0 | 0.0064644
[79 empty] | WLDFR | HFTD - Distribution - Tier 3 - 2QU CoRE ¦ 4QU LoRE | Red Flag Warning - Catastrophic Fires | 2046 | 2.424e-07 | 2.5595e-07 | 3.8409e-07 | 3.658e-07 | 17672.0852 | 299.42 | 10692.7362 | 6679.929 | 0 | 0 | 0 | 0 | 5.4908e-05 | 0.0042836 | 0 | 0.0042836 | 0.0045231 | 0 | 0.0045231 | 0.0067876 | 0 | 0.0067876 | 0.0064644 | 0 | 0.0064644
[79 empty] | WLDFR | HFTD - Distribution - Tier 3 - 2QU CoRE ¦ 4QU LoRE | Red Flag Warning - Catastrophic Fires | 2047 | 2.424e-07 | 2.5595e-07 | 3.8409e-07 | 3.658e-07 | 17672.0852 | 299.42 | 10692.7362 | 6679.929 | 0 | 0 | 0 | 0 | 5.4908e-05 | 0.0042836 | 0 | 0.0042836 | 0.0045231 | 0 | 0.0045231 | 0.0067876 | 0 | 0.0067876 | 0.0064644 | 0 | 0.0064644
[79 empty] | WLDFR | HFTD - Distribution - Tier 3 - 2QU CoRE ¦ 4QU LoRE | Red Flag Warning - Catastrophic Fires | 2048 | 2.424e-07 | 2.5595e-07 | 3.8409e-07 | 3.658e-07 | 18552.3348 | 319.4911 | 11216.5626 | 7016.281 | 0 | 0 | 0 | 0 | 5.4908e-05 | 0.004497 | 0 | 0.004497 | 0.0047484 | 0 | 0.0047484 | 0.0071257 | 0 | 0.0071257 | 0.0067864 | 0 | 0.0067864
[79 empty] | WLDFR | HFTD - Distribution - Tier 3 - 2QU CoRE ¦ 4QU LoRE | Red Flag Warning - Catastrophic Fires | 2049 | 2.424e-07 | 2.5595e-07 | 3.8409e-07 | 3.658e-07 | 18552.3348 | 319.4911 | 11216.5626 | 7016.281 | 0 | 0 | 0 | 0 | 5.4908e-05 | 0.004497 | 0 | 0.004497 | 0.0047484 | 0 | 0.0047484 | 0.0071257 | 0 | 0.0071257 | 0.0067864 | 0 | 0.0067864
[79 empty] | WLDFR | HFTD - Distribution - Tier 3 - 2QU CoRE ¦ 4QU LoRE | Red Flag Warning - Catastrophic Fires | 2050 | 0 | 2.5595e-07 | 3.8409e-07 | 3.658e-07 | 18552.3348 | 319.4911 | 11216.5626 | 7016.281 | 0 | 0 | 0 | 0 | 5.4908e-05 | 0 | 0 | 0 | 0.0047484 | 0 | 0.0047484 | 0.0071257 | 0 | 0.0071257 | 0.0067864 | 0 | 0.0067864
[79 empty] | WLDFR | HFTD - Distribution - Tier 3 - 2QU CoRE ¦ 4QU LoRE | Red Flag Warning - Catastrophic Fires | 2051 | 0 | 0 | 3.8409e-07 | 3.658e-07 | 18552.3348 | 319.4911 | 11216.5626 | 7016.281 | 0 | 0 | 0 | 0 | 5.4908e-05 | 0 | 0 | 0 | 0 | 0 | 0 | 0.0071257 | 0 | 0.0071257 | 0.0067864 | 0 | 0.0067864
[79 empty] | WLDFR | HFTD - Distribution - Tier 3 - 2QU CoRE ¦ 4QU LoRE | Red Flag Warning - Catastrophic Fires | 2052 | 0 | 0 | 0 | 3.658e-07 | 18552.3348 | 319.4911 | 11216.5626 | 7016.281 | 0 | 0 | 0 | 0 | 5.4908e-05 | 0 | 0 | 0 | 0 | 0 | 0 | 0 | 0 | 0 | 0.0067864 | 0 | 0.0067864
[79 empty] | WLDFR | HFTD - Distribution - Tier 3 - 2QU CoRE ¦ 4QU LoRE | Red Flag Warning - Destructive Fires | 2020 | 8.9391e-08 | 0 | 0 | 0 | 8807.9522 | 222.2294 | 8585.7228 | 0 | 0 | 0 | 0 | 0 | 8.4216e-06 | 0.00078736 | 0 | 0.00078736 | 0 | 0 | 0 | 0 | 0 | 0 | 0 | 0 | 0
[79 empty] | WLDFR | HFTD - Distribution - Tier 3 - 2QU CoRE ¦ 4QU LoRE | Red Flag Warning - Destructive Fires | 2021 | 5.7561e-08 | 9.4389e-08 | 0 | 0 | 8807.9522 | 222.2294 | 8585.7228 | 0 | 0 | 0 | 0 | 0 | 8.4216e-06 | 0.00050699 | 0 | 0.00050699 | 0.00083138 | 0 | 0.00083138 | 0 | 0 | 0 | 0 | 0 | 0
[79 empty] | WLDFR | HFTD - Distribution - Tier 3 - 2QU CoRE ¦ 4QU LoRE | Red Flag Warning - Destructive Fires | 2022 | 2.9257e-08 | 3.0892e-08 | 7.7059e-08 | 0 | 8807.9522 | 222.2294 | 8585.7228 | 0 | 0 | 0 | 0 | 0 | 7.3135e-06 | 0.00025769 | 0 | 0.00025769 | 0.0002721 | 0 | 0.0002721 | 0.00067873 | 0 | 0.00067873 | 0 | 0 | 0
[79 empty] | WLDFR | HFTD - Distribution - Tier 3 - 2QU CoRE ¦ 4QU LoRE | Red Flag Warning - Destructive Fires | 2023 | 2.9257e-08 | 3.0892e-08 | 4.6359e-08 | 7.3389e-08 | 9129.7461 | 233.2301 | 8896.516 | 0 | 0 | 0 | 0 | 0 | 7.3135e-06 | 0.00026711 | 0 | 0.00026711 | 0.00028204 | 0 | 0.00028204 | 0.00042324 | 0 | 0.00042324 | 0.00067003 | 0 | 0.00067003
[79 empty] | WLDFR | HFTD - Distribution - Tier 3 - 2QU CoRE ¦ 4QU LoRE | Red Flag Warning - Destructive Fires | 2024 | 2.9257e-08 | 3.0892e-08 | 4.6359e-08 | 4.4151e-08 | 9129.7461 | 233.2301 | 8896.516 | 0 | 0 | 0 | 0 | 0 | 7.3135e-06 | 0.00026711 | 0 | 0.00026711 | 0.00028204 | 0 | 0.00028204 | 0.00042324 | 0 | 0.00042324 | 0.00040309 | 0 | 0.00040309
[79 empty] | WLDFR | HFTD - Distribution - Tier 3 - 2QU CoRE ¦ 4QU LoRE | Red Flag Warning - Destructive Fires | 2025 | 2.9257e-08 | 3.0892e-08 | 4.6359e-08 | 4.4151e-08 | 9129.7461 | 233.2301 | 8896.516 | 0 | 0 | 0 | 0 | 0 | 7.3135e-06 | 0.00026711 | 0 | 0.00026711 | 0.00028204 | 0 | 0.00028204 | 0.00042324 | 0 | 0.00042324 | 0.00040309 | 0 | 0.00040309
[79 empty] | WLDFR | HFTD - Distribution - Tier 3 - 2QU CoRE ¦ 4QU LoRE | Red Flag Warning - Destructive Fires | 2026 | 2.9257e-08 | 3.0892e-08 | 4.6359e-08 | 4.4151e-08 | 9129.7461 | 233.2301 | 8896.516 | 0 | 0 | 0 | 0 | 0 | 7.3135e-06 | 0.00026711 | 0 | 0.00026711 | 0.00028204 | 0 | 0.00028204 | 0.00042324 | 0 | 0.00042324 | 0.00040309 | 0 | 0.00040309
[79 empty] | WLDFR | HFTD - Distribution - Tier 3 - 2QU CoRE ¦ 4QU LoRE | Red Flag Warning - Destructive Fires | 2027 | 2.9257e-08 | 3.0892e-08 | 4.6359e-08 | 4.4151e-08 | 9129.7461 | 233.2301 | 8896.516 | 0 | 0 | 0 | 0 | 0 | 7.3135e-06 | 0.00026711 | 0 | 0.00026711 | 0.00028204 | 0 | 0.00028204 | 0.00042324 | 0 | 0.00042324 | 0.00040309 | 0 | 0.00040309
[79 empty] | WLDFR | HFTD - Distribution - Tier 3 - 2QU CoRE ¦ 4QU LoRE | Red Flag Warning - Destructive Fires | 2028 | 2.9257e-08 | 3.0892e-08 | 4.6359e-08 | 4.4151e-08 | 9534.9221 | 247.273 | 9287.6491 | 0 | 0 | 0 | 0 | 0 | 7.3135e-06 | 0.00027896 | 0 | 0.00027896 | 0.00029456 | 0 | 0.00029456 | 0.00044203 | 0 | 0.00044203 | 0.00042098 | 0 | 0.00042098
[79 empty] | WLDFR | HFTD - Distribution - Tier 3 - 2QU CoRE ¦ 4QU LoRE | Red Flag Warning - Destructive Fires | 2029 | 2.9257e-08 | 3.0892e-08 | 4.6359e-08 | 4.4151e-08 | 9534.9221 | 247.273 | 9287.6491 | 0 | 0 | 0 | 0 | 0 | 7.3135e-06 | 0.00027896 | 0 | 0.00027896 | 0.00029456 | 0 | 0.00029456 | 0.00044203 | 0 | 0.00044203 | 0.00042098 | 0 | 0.00042098
[79 empty] | WLDFR | HFTD - Distribution - Tier 3 - 2QU CoRE ¦ 4QU LoRE | Red Flag Warning - Destructive Fires | 2030 | 2.9257e-08 | 3.0892e-08 | 4.6359e-08 | 4.4151e-08 | 9534.9221 | 247.273 | 9287.6491 | 0 | 0 | 0 | 0 | 0 | 7.3135e-06 | 0.00027896 | 0 | 0.00027896 | 0.00029456 | 0 | 0.00029456 | 0.00044203 | 0 | 0.00044203 | 0.00042098 | 0 | 0.00042098
[79 empty] | WLDFR | HFTD - Distribution - Tier 3 - 2QU CoRE ¦ 4QU LoRE | Red Flag Warning - Destructive Fires | 2031 | 2.9257e-08 | 3.0892e-08 | 4.6359e-08 | 4.4151e-08 | 9534.9221 | 247.273 | 9287.6491 | 0 | 0 | 0 | 0 | 0 | 7.3135e-06 | 0.00027896 | 0 | 0.00027896 | 0.00029456 | 0 | 0.00029456 | 0.00044203 | 0 | 0.00044203 | 0.00042098 | 0 | 0.00042098
[79 empty] | WLDFR | HFTD - Distribution - Tier 3 - 2QU CoRE ¦ 4QU LoRE | Red Flag Warning - Destructive Fires | 2032 | 2.9257e-08 | 3.0892e-08 | 4.6359e-08 | 4.4151e-08 | 9534.9221 | 247.273 | 9287.6491 | 0 | 0 | 0 | 0 | 0 | 7.3135e-06 | 0.00027896 | 0 | 0.00027896 | 0.00029456 | 0 | 0.00029456 | 0.00044203 | 0 | 0.00044203 | 0.00042098 | 0 | 0.00042098
[79 empty] | WLDFR | HFTD - Distribution - Tier 3 - 2QU CoRE ¦ 4QU LoRE | Red Flag Warning - Destructive Fires | 2033 | 2.9257e-08 | 3.0892e-08 | 4.6359e-08 | 4.4151e-08 | 9984.8474 | 263.1074 | 9721.74 | 0 | 0 | 0 | 0 | 0 | 7.3135e-06 | 0.00029212 | 0 | 0.00029212 | 0.00030846 | 0 | 0.00030846 | 0.00046288 | 0 | 0.00046288 | 0.00044084 | 0 | 0.00044084
[79 empty] | WLDFR | HFTD - Distribution - Tier 3 - 2QU CoRE ¦ 4QU LoRE | Red Flag Warning - Destructive Fires | 2034 | 2.9257e-08 | 3.0892e-08 | 4.6359e-08 | 4.4151e-08 | 9984.8474 | 263.1074 | 9721.74 | 0 | 0 | 0 | 0 | 0 | 7.3135e-06 | 0.00029212 | 0 | 0.00029212 | 0.00030846 | 0 | 0.00030846 | 0.00046288 | 0 | 0.00046288 | 0.00044084 | 0 | 0.00044084
[79 empty] | WLDFR | HFTD - Distribution - Tier 3 - 2QU CoRE ¦ 4QU LoRE | Red Flag Warning - Destructive Fires | 2035 | 2.9257e-08 | 3.0892e-08 | 4.6359e-08 | 4.4151e-08 | 9984.8474 | 263.1074 | 9721.74 | 0 | 0 | 0 | 0 | 0 | 7.3135e-06 | 0.00029212 | 0 | 0.00029212 | 0.00030846 | 0 | 0.00030846 | 0.00046288 | 0 | 0.00046288 | 0.00044084 | 0 | 0.00044084
[79 empty] | WLDFR | HFTD - Distribution - Tier 3 - 2QU CoRE ¦ 4QU LoRE | Red Flag Warning - Destructive Fires | 2036 | 2.9257e-08 | 3.0892e-08 | 4.6359e-08 | 4.4151e-08 | 9984.8474 | 263.1074 | 9721.74 | 0 | 0 | 0 | 0 | 0 | 7.3135e-06 | 0.00029212 | 0 | 0.00029212 | 0.00030846 | 0 | 0.00030846 | 0.00046288 | 0 | 0.00046288 | 0.00044084 | 0 | 0.00044084
[79 empty] | WLDFR | HFTD - Distribution - Tier 3 - 2QU CoRE ¦ 4QU LoRE | Red Flag Warning - Destructive Fires | 2037 | 2.9257e-08 | 3.0892e-08 | 4.6359e-08 | 4.4151e-08 | 9984.8474 | 263.1074 | 9721.74 | 0 | 0 | 0 | 0 | 0 | 7.3135e-06 | 0.00029212 | 0 | 0.00029212 | 0.00030846 | 0 | 0.00030846 | 0.00046288 | 0 | 0.00046288 | 0.00044084 | 0 | 0.00044084
[79 empty] | WLDFR | HFTD - Distribution - Tier 3 - 2QU CoRE ¦ 4QU LoRE | Red Flag Warning - Destructive Fires | 2038 | 2.9257e-08 | 3.0892e-08 | 4.6359e-08 | 4.4151e-08 | 10472.8261 | 280.5544 | 10192.2718 | 0 | 0 | 0 | 0 | 0 | 7.3135e-06 | 0.0003064 | 0 | 0.0003064 | 0.00032353 | 0 | 0.00032353 | 0.00048551 | 0 | 0.00048551 | 0.00046239 | 0 | 0.00046239
[79 empty] | WLDFR | HFTD - Distribution - Tier 3 - 2QU CoRE ¦ 4QU LoRE | Red Flag Warning - Destructive Fires | 2039 | 2.9257e-08 | 3.0892e-08 | 4.6359e-08 | 4.4151e-08 | 10472.8261 | 280.5544 | 10192.2718 | 0 | 0 | 0 | 0 | 0 | 7.3135e-06 | 0.0003064 | 0 | 0.0003064 | 0.00032353 | 0 | 0.00032353 | 0.00048551 | 0 | 0.00048551 | 0.00046239 | 0 | 0.00046239
[79 empty] | WLDFR | HFTD - Distribution - Tier 3 - 2QU CoRE ¦ 4QU LoRE | Red Flag Warning - Destructive Fires | 2040 | 2.9257e-08 | 3.0892e-08 | 4.6359e-08 | 4.4151e-08 | 10472.8261 | 280.5544 | 10192.2718 | 0 | 0 | 0 | 0 | 0 | 7.3135e-06 | 0.0003064 | 0 | 0.0003064 | 0.00032353 | 0 | 0.00032353 | 0.00048551 | 0 | 0.00048551 | 0.00046239 | 0 | 0.00046239
[79 empty] | WLDFR | HFTD - Distribution - Tier 3 - 2QU CoRE ¦ 4QU LoRE | Red Flag Warning - Destructive Fires | 2041 | 2.9257e-08 | 3.0892e-08 | 4.6359e-08 | 4.4151e-08 | 10472.8261 | 280.5544 | 10192.2718 | 0 | 0 | 0 | 0 | 0 | 7.3135e-06 | 0.0003064 | 0 | 0.0003064 | 0.00032353 | 0 | 0.00032353 | 0.00048551 | 0 | 0.00048551 | 0.00046239 | 0 | 0.00046239
[79 empty] | WLDFR | HFTD - Distribution - Tier 3 - 2QU CoRE ¦ 4QU LoRE | Red Flag Warning - Destructive Fires | 2042 | 2.9257e-08 | 3.0892e-08 | 4.6359e-08 | 4.4151e-08 | 10472.8261 | 280.5544 | 10192.2718 | 0 | 0 | 0 | 0 | 0 | 7.3135e-06 | 0.0003064 | 0 | 0.0003064 | 0.00032353 | 0 | 0.00032353 | 0.00048551 | 0 | 0.00048551 | 0.00046239 | 0 | 0.00046239
[79 empty] | WLDFR | HFTD - Distribution - Tier 3 - 2QU CoRE ¦ 4QU LoRE | Red Flag Warning - Destructive Fires | 2043 | 2.9257e-08 | 3.0892e-08 | 4.6359e-08 | 4.4151e-08 | 10992.1562 | 299.42 | 10692.7362 | 0 | 0 | 0 | 0 | 0 | 7.3135e-06 | 0.00032159 | 0 | 0.00032159 | 0.00033957 | 0 | 0.00033957 | 0.00050958 | 0 | 0.00050958 | 0.00048532 | 0 | 0.00048532
[79 empty] | WLDFR | HFTD - Distribution - Tier 3 - 2QU CoRE ¦ 4QU LoRE | Red Flag Warning - Destructive Fires | 2044 | 2.9257e-08 | 3.0892e-08 | 4.6359e-08 | 4.4151e-08 | 10992.1562 | 299.42 | 10692.7362 | 0 | 0 | 0 | 0 | 0 | 7.3135e-06 | 0.00032159 | 0 | 0.00032159 | 0.00033957 | 0 | 0.00033957 | 0.00050958 | 0 | 0.00050958 | 0.00048532 | 0 | 0.00048532
[79 empty] | WLDFR | HFTD - Distribution - Tier 3 - 2QU CoRE ¦ 4QU LoRE | Red Flag Warning - Destructive Fires | 2045 | 2.9257e-08 | 3.0892e-08 | 4.6359e-08 | 4.4151e-08 | 10992.1562 | 299.42 | 10692.7362 | 0 | 0 | 0 | 0 | 0 | 7.3135e-06 | 0.00032159 | 0 | 0.00032159 | 0.00033957 | 0 | 0.00033957 | 0.00050958 | 0 | 0.00050958 | 0.00048532 | 0 | 0.00048532
[79 empty] | WLDFR | HFTD - Distribution - Tier 3 - 2QU CoRE ¦ 4QU LoRE | Red Flag Warning - Destructive Fires | 2046 | 2.9257e-08 | 3.0892e-08 | 4.6359e-08 | 4.4151e-08 | 10992.1562 | 299.42 | 10692.7362 | 0 | 0 | 0 | 0 | 0 | 7.3135e-06 | 0.00032159 | 0 | 0.00032159 | 0.00033957 | 0 | 0.00033957 | 0.00050958 | 0 | 0.00050958 | 0.00048532 | 0 | 0.00048532
[79 empty] | WLDFR | HFTD - Distribution - Tier 3 - 2QU CoRE ¦ 4QU LoRE | Red Flag Warning - Destructive Fires | 2047 | 2.9257e-08 | 3.0892e-08 | 4.6359e-08 | 4.4151e-08 | 10992.1562 | 299.42 | 10692.7362 | 0 | 0 | 0 | 0 | 0 | 7.3135e-06 | 0.00032159 | 0 | 0.00032159 | 0.00033957 | 0 | 0.00033957 | 0.00050958 | 0 | 0.00050958 | 0.00048532 | 0 | 0.00048532
[79 empty] | WLDFR | HFTD - Distribution - Tier 3 - 2QU CoRE ¦ 4QU LoRE | Red Flag Warning - Destructive Fires | 2048 | 2.9257e-08 | 3.0892e-08 | 4.6359e-08 | 4.4151e-08 | 11536.0538 | 319.4911 | 11216.5626 | 0 | 0 | 0 | 0 | 0 | 7.3135e-06 | 0.00033751 | 0 | 0.00033751 | 0.00035638 | 0 | 0.00035638 | 0.0005348 | 0 | 0.0005348 | 0.00050933 | 0 | 0.00050933
[79 empty] | WLDFR | HFTD - Distribution - Tier 3 - 2QU CoRE ¦ 4QU LoRE | Red Flag Warning - Destructive Fires | 2049 | 2.9257e-08 | 3.0892e-08 | 4.6359e-08 | 4.4151e-08 | 11536.0538 | 319.4911 | 11216.5626 | 0 | 0 | 0 | 0 | 0 | 7.3135e-06 | 0.00033751 | 0 | 0.00033751 | 0.00035638 | 0 | 0.00035638 | 0.0005348 | 0 | 0.0005348 | 0.00050933 | 0 | 0.00050933
[79 empty] | WLDFR | HFTD - Distribution - Tier 3 - 2QU CoRE ¦ 4QU LoRE | Red Flag Warning - Destructive Fires | 2050 | 0 | 3.0892e-08 | 4.6359e-08 | 4.4151e-08 | 11536.0538 | 319.4911 | 11216.5626 | 0 | 0 | 0 | 0 | 0 | 7.3135e-06 | 0 | 0 | 0 | 0.00035638 | 0 | 0.00035638 | 0.0005348 | 0 | 0.0005348 | 0.00050933 | 0 | 0.00050933
[79 empty] | WLDFR | HFTD - Distribution - Tier 3 - 2QU CoRE ¦ 4QU LoRE | Red Flag Warning - Destructive Fires | 2051 | 0 | 0 | 4.6359e-08 | 4.4151e-08 | 11536.0538 | 319.4911 | 11216.5626 | 0 | 0 | 0 | 0 | 0 | 7.3135e-06 | 0 | 0 | 0 | 0 | 0 | 0 | 0.0005348 | 0 | 0.0005348 | 0.00050933 | 0 | 0.00050933
[79 empty] | WLDFR | HFTD - Distribution - Tier 3 - 2QU CoRE ¦ 4QU LoRE | Red Flag Warning - Destructive Fires | 2052 | 0 | 0 | 0 | 4.4151e-08 | 11536.0538 | 319.4911 | 11216.5626 | 0 | 0 | 0 | 0 | 0 | 7.3135e-06 | 0 | 0 | 0 | 0 | 0 | 0 | 0 | 0 | 0 | 0.00050933 | 0 | 0.00050933
[79 empty] | WLDFR | HFTD - Distribution - Tier 3 - 2QU CoRE ¦ 4QU LoRE | Red Flag Warning - Large Fires | 2020 | 5.5142e-07 | 0 | 0 | 0 | 5.2406 | 0.69642 | 2.942 | 1.6022 | 0 | 0 | 0 | 0 | 5.285e-05 | 2.8897e-06 | 0 | 2.8897e-06 | 0 | 0 | 0 | 0 | 0 | 0 | 0 | 0 | 0
[79 empty] | WLDFR | HFTD - Distribution - Tier 3 - 2QU CoRE ¦ 4QU LoRE | Red Flag Warning - Large Fires | 2021 | 3.6008e-07 | 5.8225e-07 | 0 | 0 | 5.2406 | 0.69642 | 2.942 | 1.6022 | 0 | 0 | 0 | 0 | 5.285e-05 | 1.887e-06 | 0 | 1.887e-06 | 3.0513e-06 | 0 | 3.0513e-06 | 0 | 0 | 0 | 0 | 0 | 0
[79 empty] | WLDFR | HFTD - Distribution - Tier 3 - 2QU CoRE ¦ 4QU LoRE | Red Flag Warning - Large Fires | 2022 | 1.2939e-07 | 1.3663e-07 | 3.5713e-07 | 0 | 5.2406 | 0.69642 | 2.942 | 1.6022 | 0 | 0 | 0 | 0 | 3.6996e-05 | 6.7809e-07 | 0 | 6.7809e-07 | 7.1601e-07 | 0 | 7.1601e-07 | 1.8715e-06 | 0 | 1.8715e-06 | 0 | 0 | 0
[79 empty] | WLDFR | HFTD - Distribution - Tier 3 - 2QU CoRE ¦ 4QU LoRE | Red Flag Warning - Large Fires | 2023 | 1.2939e-07 | 1.3663e-07 | 2.0503e-07 | 3.4012e-07 | 5.475 | 0.71896 | 3.0715 | 1.6846 | 0 | 0 | 0 | 0 | 3.6996e-05 | 7.0843e-07 | 0 | 7.0843e-07 | 7.4804e-07 | 0 | 7.4804e-07 | 1.1225e-06 | 0 | 1.1225e-06 | 1.8622e-06 | 0 | 1.8622e-06
[79 empty] | WLDFR | HFTD - Distribution - Tier 3 - 2QU CoRE ¦ 4QU LoRE | Red Flag Warning - Large Fires | 2024 | 1.2939e-07 | 1.3663e-07 | 2.0503e-07 | 1.9527e-07 | 5.475 | 0.71896 | 3.0715 | 1.6846 | 0 | 0 | 0 | 0 | 3.6996e-05 | 7.0843e-07 | 0 | 7.0843e-07 | 7.4804e-07 | 0 | 7.4804e-07 | 1.1225e-06 | 0 | 1.1225e-06 | 1.0691e-06 | 0 | 1.0691e-06
[79 empty] | WLDFR | HFTD - Distribution - Tier 3 - 2QU CoRE ¦ 4QU LoRE | Red Flag Warning - Large Fires | 2025 | 1.2939e-07 | 1.3663e-07 | 2.0503e-07 | 1.9527e-07 | 5.475 | 0.71896 | 3.0715 | 1.6846 | 0 | 0 | 0 | 0 | 3.6996e-05 | 7.0843e-07 | 0 | 7.0843e-07 | 7.4804e-07 | 0 | 7.4804e-07 | 1.1225e-06 | 0 | 1.1225e-06 | 1.0691e-06 | 0 | 1.0691e-06
[79 empty] | WLDFR | HFTD - Distribution - Tier 3 - 2QU CoRE ¦ 4QU LoRE | Red Flag Warning - Large Fires | 2026 | 1.2939e-07 | 1.3663e-07 | 2.0503e-07 | 1.9527e-07 | 5.475 | 0.71896 | 3.0715 | 1.6846 | 0 | 0 | 0 | 0 | 3.6996e-05 | 7.0843e-07 | 0 | 7.0843e-07 | 7.4804e-07 | 0 | 7.4804e-07 | 1.1225e-06 | 0 | 1.1225e-06 | 1.0691e-06 | 0 | 1.0691e-06
[79 empty] | WLDFR | HFTD - Distribution - Tier 3 - 2QU CoRE ¦ 4QU LoRE | Red Flag Warning - Large Fires | 2027 | 1.2939e-07 | 1.3663e-07 | 2.0503e-07 | 1.9527e-07 | 5.475 | 0.71896 | 3.0715 | 1.6846 | 0 | 0 | 0 | 0 | 3.6996e-05 | 7.0843e-07 | 0 | 7.0843e-07 | 7.4804e-07 | 0 | 7.4804e-07 | 1.1225e-06 | 0 | 1.1225e-06 | 1.0691e-06 | 0 | 1.0691e-06
[79 empty] | WLDFR | HFTD - Distribution - Tier 3 - 2QU CoRE ¦ 4QU LoRE | Red Flag Warning - Large Fires | 2028 | 1.2939e-07 | 1.3663e-07 | 2.0503e-07 | 1.9527e-07 | 5.777 | 0.74734 | 3.238 | 1.7917 | 0 | 0 | 0 | 0 | 3.6996e-05 | 7.4751e-07 | 0 | 7.4751e-07 | 7.893e-07 | 0 | 7.893e-07 | 1.1845e-06 | 0 | 1.1845e-06 | 1.1281e-06 | 0 | 1.1281e-06
[79 empty] | WLDFR | HFTD - Distribution - Tier 3 - 2QU CoRE ¦ 4QU LoRE | Red Flag Warning - Large Fires | 2029 | 1.2939e-07 | 1.3663e-07 | 2.0503e-07 | 1.9527e-07 | 5.777 | 0.74734 | 3.238 | 1.7917 | 0 | 0 | 0 | 0 | 3.6996e-05 | 7.4751e-07 | 0 | 7.4751e-07 | 7.893e-07 | 0 | 7.893e-07 | 1.1845e-06 | 0 | 1.1845e-06 | 1.1281e-06 | 0 | 1.1281e-06
[79 empty] | WLDFR | HFTD - Distribution - Tier 3 - 2QU CoRE ¦ 4QU LoRE | Red Flag Warning - Large Fires | 2030 | 1.2939e-07 | 1.3663e-07 | 2.0503e-07 | 1.9527e-07 | 5.777 | 0.74734 | 3.238 | 1.7917 | 0 | 0 | 0 | 0 | 3.6996e-05 | 7.4751e-07 | 0 | 7.4751e-07 | 7.893e-07 | 0 | 7.893e-07 | 1.1845e-06 | 0 | 1.1845e-06 | 1.1281e-06 | 0 | 1.1281e-06
[79 empty] | WLDFR | HFTD - Distribution - Tier 3 - 2QU CoRE ¦ 4QU LoRE | Red Flag Warning - Large Fires | 2031 | 1.2939e-07 | 1.3663e-07 | 2.0503e-07 | 1.9527e-07 | 5.777 | 0.74734 | 3.238 | 1.7917 | 0 | 0 | 0 | 0 | 3.6996e-05 | 7.4751e-07 | 0 | 7.4751e-07 | 7.893e-07 | 0 | 7.893e-07 | 1.1845e-06 | 0 | 1.1845e-06 | 1.1281e-06 | 0 | 1.1281e-06
[79 empty] | WLDFR | HFTD - Distribution - Tier 3 - 2QU CoRE ¦ 4QU LoRE | Red Flag Warning - Large Fires | 2032 | 1.2939e-07 | 1.3663e-07 | 2.0503e-07 | 1.9527e-07 | 5.777 | 0.74734 | 3.238 | 1.7917 | 0 | 0 | 0 | 0 | 3.6996e-05 | 7.4751e-07 | 0 | 7.4751e-07 | 7.893e-07 | 0 | 7.893e-07 | 1.1845e-06 | 0 | 1.1845e-06 | 1.1281e-06 | 0 | 1.1281e-06
[79 empty] | WLDFR | HFTD - Distribution - Tier 3 - 2QU CoRE ¦ 4QU LoRE | Red Flag Warning - Large Fires | 2033 | 1.2939e-07 | 1.3663e-07 | 2.0503e-07 | 1.9527e-07 | 6.1205 | 0.77885 | 3.4265 | 1.9151 | 0 | 0 | 0 | 0 | 3.6996e-05 | 7.9195e-07 | 0 | 7.9195e-07 | 8.3623e-07 | 0 | 8.3623e-07 | 1.2549e-06 | 0 | 1.2549e-06 | 1.1951e-06 | 0 | 1.1951e-06
[79 empty] | WLDFR | HFTD - Distribution - Tier 3 - 2QU CoRE ¦ 4QU LoRE | Red Flag Warning - Large Fires | 2034 | 1.2939e-07 | 1.3663e-07 | 2.0503e-07 | 1.9527e-07 | 6.1205 | 0.77885 | 3.4265 | 1.9151 | 0 | 0 | 0 | 0 | 3.6996e-05 | 7.9195e-07 | 0 | 7.9195e-07 | 8.3623e-07 | 0 | 8.3623e-07 | 1.2549e-06 | 0 | 1.2549e-06 | 1.1951e-06 | 0 | 1.1951e-06
[79 empty] | WLDFR | HFTD - Distribution - Tier 3 - 2QU CoRE ¦ 4QU LoRE | Red Flag Warning - Large Fires | 2035 | 1.2939e-07 | 1.3663e-07 | 2.0503e-07 | 1.9527e-07 | 6.1205 | 0.77885 | 3.4265 | 1.9151 | 0 | 0 | 0 | 0 | 3.6996e-05 | 7.9195e-07 | 0 | 7.9195e-07 | 8.3623e-07 | 0 | 8.3623e-07 | 1.2549e-06 | 0 | 1.2549e-06 | 1.1951e-06 | 0 | 1.1951e-06
[79 empty] | WLDFR | HFTD - Distribution - Tier 3 - 2QU CoRE ¦ 4QU LoRE | Red Flag Warning - Large Fires | 2036 | 1.2939e-07 | 1.3663e-07 | 2.0503e-07 | 1.9527e-07 | 6.1205 | 0.77885 | 3.4265 | 1.9151 | 0 | 0 | 0 | 0 | 3.6996e-05 | 7.9195e-07 | 0 | 7.9195e-07 | 8.3623e-07 | 0 | 8.3623e-07 | 1.2549e-06 | 0 | 1.2549e-06 | 1.1951e-06 | 0 | 1.1951e-06
[79 empty] | WLDFR | HFTD - Distribution - Tier 3 - 2QU CoRE ¦ 4QU LoRE | Red Flag Warning - Large Fires | 2037 | 1.2939e-07 | 1.3663e-07 | 2.0503e-07 | 1.9527e-07 | 6.1205 | 0.77885 | 3.4265 | 1.9151 | 0 | 0 | 0 | 0 | 3.6996e-05 | 7.9195e-07 | 0 | 7.9195e-07 | 8.3623e-07 | 0 | 8.3623e-07 | 1.2549e-06 | 0 | 1.2549e-06 | 1.1951e-06 | 0 | 1.1951e-06
[79 empty] | WLDFR | HFTD - Distribution - Tier 3 - 2QU CoRE ¦ 4QU LoRE | Red Flag Warning - Large Fires | 2038 | 1.2939e-07 | 1.3663e-07 | 2.0503e-07 | 1.9527e-07 | 6.5028 | 0.81304 | 3.6355 | 2.0543 | 0 | 0 | 0 | 0 | 3.6996e-05 | 8.4142e-07 | 0 | 8.4142e-07 | 8.8847e-07 | 0 | 8.8847e-07 | 1.3333e-06 | 0 | 1.3333e-06 | 1.2698e-06 | 0 | 1.2698e-06
[79 empty] | WLDFR | HFTD - Distribution - Tier 3 - 2QU CoRE ¦ 4QU LoRE | Red Flag Warning - Large Fires | 2039 | 1.2939e-07 | 1.3663e-07 | 2.0503e-07 | 1.9527e-07 | 6.5028 | 0.81304 | 3.6355 | 2.0543 | 0 | 0 | 0 | 0 | 3.6996e-05 | 8.4142e-07 | 0 | 8.4142e-07 | 8.8847e-07 | 0 | 8.8847e-07 | 1.3333e-06 | 0 | 1.3333e-06 | 1.2698e-06 | 0 | 1.2698e-06
[79 empty] | WLDFR | HFTD - Distribution - Tier 3 - 2QU CoRE ¦ 4QU LoRE | Red Flag Warning - Large Fires | 2040 | 1.2939e-07 | 1.3663e-07 | 2.0503e-07 | 1.9527e-07 | 6.5028 | 0.81304 | 3.6355 | 2.0543 | 0 | 0 | 0 | 0 | 3.6996e-05 | 8.4142e-07 | 0 | 8.4142e-07 | 8.8847e-07 | 0 | 8.8847e-07 | 1.3333e-06 | 0 | 1.3333e-06 | 1.2698e-06 | 0 | 1.2698e-06
[79 empty] | WLDFR | HFTD - Distribution - Tier 3 - 2QU CoRE ¦ 4QU LoRE | Red Flag Warning - Large Fires | 2041 | 1.2939e-07 | 1.3663e-07 | 2.0503e-07 | 1.9527e-07 | 6.5028 | 0.81304 | 3.6355 | 2.0543 | 0 | 0 | 0 | 0 | 3.6996e-05 | 8.4142e-07 | 0 | 8.4142e-07 | 8.8847e-07 | 0 | 8.8847e-07 | 1.3333e-06 | 0 | 1.3333e-06 | 1.2698e-06 | 0 | 1.2698e-06
[79 empty] | WLDFR | HFTD - Distribution - Tier 3 - 2QU CoRE ¦ 4QU LoRE | Red Flag Warning - Large Fires | 2042 | 1.2939e-07 | 1.3663e-07 | 2.0503e-07 | 1.9527e-07 | 6.5028 | 0.81304 | 3.6355 | 2.0543 | 0 | 0 | 0 | 0 | 3.6996e-05 | 8.4142e-07 | 0 | 8.4142e-07 | 8.8847e-07 | 0 | 8.8847e-07 | 1.3333e-06 | 0 | 1.3333e-06 | 1.2698e-06 | 0 | 1.2698e-06
[79 empty] | WLDFR | HFTD - Distribution - Tier 3 - 2QU CoRE ¦ 4QU LoRE | Red Flag Warning - Large Fires | 2043 | 1.2939e-07 | 1.3663e-07 | 2.0503e-07 | 1.9527e-07 | 6.9209 | 0.84944 | 3.8632 | 2.2083 | 0 | 0 | 0 | 0 | 3.6996e-05 | 8.9552e-07 | 0 | 8.9552e-07 | 9.4559e-07 | 0 | 9.4559e-07 | 1.419e-06 | 0 | 1.419e-06 | 1.3514e-06 | 0 | 1.3514e-06
[79 empty] | WLDFR | HFTD - Distribution - Tier 3 - 2QU CoRE ¦ 4QU LoRE | Red Flag Warning - Large Fires | 2044 | 1.2939e-07 | 1.3663e-07 | 2.0503e-07 | 1.9527e-07 | 6.9209 | 0.84944 | 3.8632 | 2.2083 | 0 | 0 | 0 | 0 | 3.6996e-05 | 8.9552e-07 | 0 | 8.9552e-07 | 9.4559e-07 | 0 | 9.4559e-07 | 1.419e-06 | 0 | 1.419e-06 | 1.3514e-06 | 0 | 1.3514e-06
[79 empty] | WLDFR | HFTD - Distribution - Tier 3 - 2QU CoRE ¦ 4QU LoRE | Red Flag Warning - Large Fires | 2045 | 1.2939e-07 | 1.3663e-07 | 2.0503e-07 | 1.9527e-07 | 6.9209 | 0.84944 | 3.8632 | 2.2083 | 0 | 0 | 0 | 0 | 3.6996e-05 | 8.9552e-07 | 0 | 8.9552e-07 | 9.4559e-07 | 0 | 9.4559e-07 | 1.419e-06 | 0 | 1.419e-06 | 1.3514e-06 | 0 | 1.3514e-06
[79 empty] | WLDFR | HFTD - Distribution - Tier 3 - 2QU CoRE ¦ 4QU LoRE | Red Flag Warning - Large Fires | 2046 | 1.2939e-07 | 1.3663e-07 | 2.0503e-07 | 1.9527e-07 | 6.9209 | 0.84944 | 3.8632 | 2.2083 | 0 | 0 | 0 | 0 | 3.6996e-05 | 8.9552e-07 | 0 | 8.9552e-07 | 9.4559e-07 | 0 | 9.4559e-07 | 1.419e-06 | 0 | 1.419e-06 | 1.3514e-06 | 0 | 1.3514e-06
[79 empty] | WLDFR | HFTD - Distribution - Tier 3 - 2QU CoRE ¦ 4QU LoRE | Red Flag Warning - Large Fires | 2047 | 1.2939e-07 | 1.3663e-07 | 2.0503e-07 | 1.9527e-07 | 6.9209 | 0.84944 | 3.8632 | 2.2083 | 0 | 0 | 0 | 0 | 3.6996e-05 | 8.9552e-07 | 0 | 8.9552e-07 | 9.4559e-07 | 0 | 9.4559e-07 | 1.419e-06 | 0 | 1.419e-06 | 1.3514e-06 | 0 | 1.3514e-06
[79 empty] | WLDFR | HFTD - Distribution - Tier 3 - 2QU CoRE ¦ 4QU LoRE | Red Flag Warning - Large Fires | 2048 | 1.2939e-07 | 1.3663e-07 | 2.0503e-07 | 1.9527e-07 | 7.3713 | 0.88759 | 4.1075 | 2.3763 | 0 | 0 | 0 | 0 | 3.6996e-05 | 9.538e-07 | 0 | 9.538e-07 | 1.0071e-06 | 0 | 1.0071e-06 | 1.5114e-06 | 0 | 1.5114e-06 | 1.4394e-06 | 0 | 1.4394e-06
[79 empty] | WLDFR | HFTD - Distribution - Tier 3 - 2QU CoRE ¦ 4QU LoRE | Red Flag Warning - Large Fires | 2049 | 1.2939e-07 | 1.3663e-07 | 2.0503e-07 | 1.9527e-07 | 7.3713 | 0.88759 | 4.1075 | 2.3763 | 0 | 0 | 0 | 0 | 3.6996e-05 | 9.538e-07 | 0 | 9.538e-07 | 1.0071e-06 | 0 | 1.0071e-06 | 1.5114e-06 | 0 | 1.5114e-06 | 1.4394e-06 | 0 | 1.4394e-06
[79 empty] | WLDFR | HFTD - Distribution - Tier 3 - 2QU CoRE ¦ 4QU LoRE | Red Flag Warning - Large Fires | 2050 | 0 | 1.3663e-07 | 2.0503e-07 | 1.9527e-07 | 7.3713 | 0.88759 | 4.1075 | 2.3763 | 0 | 0 | 0 | 0 | 3.6996e-05 | 0 | 0 | 0 | 1.0071e-06 | 0 | 1.0071e-06 | 1.5114e-06 | 0 | 1.5114e-06 | 1.4394e-06 | 0 | 1.4394e-06
[79 empty] | WLDFR | HFTD - Distribution - Tier 3 - 2QU CoRE ¦ 4QU LoRE | Red Flag Warning - Large Fires | 2051 | 0 | 0 | 2.0503e-07 | 1.9527e-07 | 7.3713 | 0.88759 | 4.1075 | 2.3763 | 0 | 0 | 0 | 0 | 3.6996e-05 | 0 | 0 | 0 | 0 | 0 | 0 | 1.5114e-06 | 0 | 1.5114e-06 | 1.4394e-06 | 0 | 1.4394e-06
[79 empty] | WLDFR | HFTD - Distribution - Tier 3 - 2QU CoRE ¦ 4QU LoRE | Red Flag Warning - Large Fires | 2052 | 0 | 0 | 0 | 1.9527e-07 | 7.3713 | 0.88759 | 4.1075 | 2.3763 | 0 | 0 | 0 | 0 | 3.6996e-05 | 0 | 0 | 0 | 0 | 0 | 0 | 0 | 0 | 0 | 1.4394e-06 | 0 | 1.4394e-06
[79 empty] | WLDFR | HFTD - Distribution - Tier 3 - 2QU CoRE ¦ 4QU LoRE | Red Flag Warning - Small Fires | 2020 | 7.0128e-06 | 0 | 0 | 0 | 0.077901 | 0.036425 | 0.0015809 | 0.039895 | 0 | 0 | 0 | 0 | 0.00052153 | 5.463e-07 | 0 | 5.463e-07 | 0 | 0 | 0 | 0 | 0 | 0 | 0 | 0 | 0
[79 empty] | WLDFR | HFTD - Distribution - Tier 3 - 2QU CoRE ¦ 4QU LoRE | Red Flag Warning - Small Fires | 2021 | 4.5494e-06 | 7.4049e-06 | 0 | 0 | 0.077901 | 0.036425 | 0.0015809 | 0.039895 | 0 | 0 | 0 | 0 | 0.00052153 | 3.544e-07 | 0 | 3.544e-07 | 5.7685e-07 | 0 | 5.7685e-07 | 0 | 0 | 0 | 0 | 0 | 0
[79 empty] | WLDFR | HFTD - Distribution - Tier 3 - 2QU CoRE ¦ 4QU LoRE | Red Flag Warning - Small Fires | 2022 | 2.5435e-06 | 2.6857e-06 | 6.4984e-06 | 0 | 0.077901 | 0.036425 | 0.0015809 | 0.039895 | 0 | 0 | 0 | 0 | 0.0004883 | 1.9814e-07 | 0 | 1.9814e-07 | 2.0922e-07 | 0 | 2.0922e-07 | 5.0623e-07 | 0 | 5.0623e-07 | 0 | 0 | 0
[79 empty] | WLDFR | HFTD - Distribution - Tier 3 - 2QU CoRE ¦ 4QU LoRE | Red Flag Warning - Small Fires | 2023 | 2.5435e-06 | 2.6857e-06 | 4.0304e-06 | 6.1889e-06 | 0.080408 | 0.03759 | 0.0016314 | 0.041187 | 0 | 0 | 0 | 0 | 0.0004883 | 2.0452e-07 | 0 | 2.0452e-07 | 2.1596e-07 | 0 | 2.1596e-07 | 3.2407e-07 | 0 | 3.2407e-07 | 4.9764e-07 | 0 | 4.9764e-07
[79 empty] | WLDFR | HFTD - Distribution - Tier 3 - 2QU CoRE ¦ 4QU LoRE | Red Flag Warning - Small Fires | 2024 | 2.5435e-06 | 2.6857e-06 | 4.0304e-06 | 3.8384e-06 | 0.080408 | 0.03759 | 0.0016314 | 0.041187 | 0 | 0 | 0 | 0 | 0.0004883 | 2.0452e-07 | 0 | 2.0452e-07 | 2.1596e-07 | 0 | 2.1596e-07 | 3.2407e-07 | 0 | 3.2407e-07 | 3.0864e-07 | 0 | 3.0864e-07
[79 empty] | WLDFR | HFTD - Distribution - Tier 3 - 2QU CoRE ¦ 4QU LoRE | Red Flag Warning - Small Fires | 2025 | 2.5435e-06 | 2.6857e-06 | 4.0304e-06 | 3.8384e-06 | 0.080408 | 0.03759 | 0.0016314 | 0.041187 | 0 | 0 | 0 | 0 | 0.0004883 | 2.0452e-07 | 0 | 2.0452e-07 | 2.1596e-07 | 0 | 2.1596e-07 | 3.2407e-07 | 0 | 3.2407e-07 | 3.0864e-07 | 0 | 3.0864e-07
[79 empty] | WLDFR | HFTD - Distribution - Tier 3 - 2QU CoRE ¦ 4QU LoRE | Red Flag Warning - Small Fires | 2026 | 2.5435e-06 | 2.6857e-06 | 4.0304e-06 | 3.8384e-06 | 0.080408 | 0.03759 | 0.0016314 | 0.041187 | 0 | 0 | 0 | 0 | 0.0004883 | 2.0452e-07 | 0 | 2.0452e-07 | 2.1596e-07 | 0 | 2.1596e-07 | 3.2407e-07 | 0 | 3.2407e-07 | 3.0864e-07 | 0 | 3.0864e-07
[79 empty] | WLDFR | HFTD - Distribution - Tier 3 - 2QU CoRE ¦ 4QU LoRE | Red Flag Warning - Small Fires | 2027 | 2.5435e-06 | 2.6857e-06 | 4.0304e-06 | 3.8384e-06 | 0.080408 | 0.03759 | 0.0016314 | 0.041187 | 0 | 0 | 0 | 0 | 0.0004883 | 2.0452e-07 | 0 | 2.0452e-07 | 2.1596e-07 | 0 | 2.1596e-07 | 3.2407e-07 | 0 | 3.2407e-07 | 3.0864e-07 | 0 | 3.0864e-07
[79 empty] | WLDFR | HFTD - Distribution - Tier 3 - 2QU CoRE ¦ 4QU LoRE | Red Flag Warning - Small Fires | 2028 | 2.5435e-06 | 2.6857e-06 | 4.0304e-06 | 3.8384e-06 | 0.083606 | 0.039055 | 0.001695 | 0.042856 | 0 | 0 | 0 | 0 | 0.0004883 | 2.1266e-07 | 0 | 2.1266e-07 | 2.2455e-07 | 0 | 2.2455e-07 | 3.3696e-07 | 0 | 3.3696e-07 | 3.2092e-07 | 0 | 3.2092e-07
[79 empty] | WLDFR | HFTD - Distribution - Tier 3 - 2QU CoRE ¦ 4QU LoRE | Red Flag Warning - Small Fires | 2029 | 2.5435e-06 | 2.6857e-06 | 4.0304e-06 | 3.8384e-06 | 0.083606 | 0.039055 | 0.001695 | 0.042856 | 0 | 0 | 0 | 0 | 0.0004883 | 2.1266e-07 | 0 | 2.1266e-07 | 2.2455e-07 | 0 | 2.2455e-07 | 3.3696e-07 | 0 | 3.3696e-07 | 3.2092e-07 | 0 | 3.2092e-07
[79 empty] | WLDFR | HFTD - Distribution - Tier 3 - 2QU CoRE ¦ 4QU LoRE | Red Flag Warning - Small Fires | 2030 | 2.5435e-06 | 2.6857e-06 | 4.0304e-06 | 3.8384e-06 | 0.083606 | 0.039055 | 0.001695 | 0.042856 | 0 | 0 | 0 | 0 | 0.0004883 | 2.1266e-07 | 0 | 2.1266e-07 | 2.2455e-07 | 0 | 2.2455e-07 | 3.3696e-07 | 0 | 3.3696e-07 | 3.2092e-07 | 0 | 3.2092e-07
[79 empty] | WLDFR | HFTD - Distribution - Tier 3 - 2QU CoRE ¦ 4QU LoRE | Red Flag Warning - Small Fires | 2031 | 2.5435e-06 | 2.6857e-06 | 4.0304e-06 | 3.8384e-06 | 0.083606 | 0.039055 | 0.001695 | 0.042856 | 0 | 0 | 0 | 0 | 0.0004883 | 2.1266e-07 | 0 | 2.1266e-07 | 2.2455e-07 | 0 | 2.2455e-07 | 3.3696e-07 | 0 | 3.3696e-07 | 3.2092e-07 | 0 | 3.2092e-07
[79 empty] | WLDFR | HFTD - Distribution - Tier 3 - 2QU CoRE ¦ 4QU LoRE | Red Flag Warning - Small Fires | 2032 | 2.5435e-06 | 2.6857e-06 | 4.0304e-06 | 3.8384e-06 | 0.083606 | 0.039055 | 0.001695 | 0.042856 | 0 | 0 | 0 | 0 | 0.0004883 | 2.1266e-07 | 0 | 2.1266e-07 | 2.2455e-07 | 0 | 2.2455e-07 | 3.3696e-07 | 0 | 3.3696e-07 | 3.2092e-07 | 0 | 3.2092e-07
[79 empty] | WLDFR | HFTD - Distribution - Tier 3 - 2QU CoRE ¦ 4QU LoRE | Red Flag Warning - Small Fires | 2033 | 2.5435e-06 | 2.6857e-06 | 4.0304e-06 | 3.8384e-06 | 0.087211 | 0.040679 | 0.0017655 | 0.044766 | 0 | 0 | 0 | 0 | 0.0004883 | 2.2182e-07 | 0 | 2.2182e-07 | 2.3423e-07 | 0 | 2.3423e-07 | 3.5149e-07 | 0 | 3.5149e-07 | 3.3475e-07 | 0 | 3.3475e-07
[79 empty] | WLDFR | HFTD - Distribution - Tier 3 - 2QU CoRE ¦ 4QU LoRE | Red Flag Warning - Small Fires | 2034 | 2.5435e-06 | 2.6857e-06 | 4.0304e-06 | 3.8384e-06 | 0.087211 | 0.040679 | 0.0017655 | 0.044766 | 0 | 0 | 0 | 0 | 0.0004883 | 2.2182e-07 | 0 | 2.2182e-07 | 2.3423e-07 | 0 | 2.3423e-07 | 3.5149e-07 | 0 | 3.5149e-07 | 3.3475e-07 | 0 | 3.3475e-07
[79 empty] | WLDFR | HFTD - Distribution - Tier 3 - 2QU CoRE ¦ 4QU LoRE | Red Flag Warning - Small Fires | 2035 | 2.5435e-06 | 2.6857e-06 | 4.0304e-06 | 3.8384e-06 | 0.087211 | 0.040679 | 0.0017655 | 0.044766 | 0 | 0 | 0 | 0 | 0.0004883 | 2.2182e-07 | 0 | 2.2182e-07 | 2.3423e-07 | 0 | 2.3423e-07 | 3.5149e-07 | 0 | 3.5149e-07 | 3.3475e-07 | 0 | 3.3475e-07
[79 empty] | WLDFR | HFTD - Distribution - Tier 3 - 2QU CoRE ¦ 4QU LoRE | Red Flag Warning - Small Fires | 2036 | 2.5435e-06 | 2.6857e-06 | 4.0304e-06 | 3.8384e-06 | 0.087211 | 0.040679 | 0.0017655 | 0.044766 | 0 | 0 | 0 | 0 | 0.0004883 | 2.2182e-07 | 0 | 2.2182e-07 | 2.3423e-07 | 0 | 2.3423e-07 | 3.5149e-07 | 0 | 3.5149e-07 | 3.3475e-07 | 0 | 3.3475e-07
[79 empty] | WLDFR | HFTD - Distribution - Tier 3 - 2QU CoRE ¦ 4QU LoRE | Red Flag Warning - Small Fires | 2037 | 2.5435e-06 | 2.6857e-06 | 4.0304e-06 | 3.8384e-06 | 0.087211 | 0.040679 | 0.0017655 | 0.044766 | 0 | 0 | 0 | 0 | 0.0004883 | 2.2182e-07 | 0 | 2.2182e-07 | 2.3423e-07 | 0 | 2.3423e-07 | 3.5149e-07 | 0 | 3.5149e-07 | 3.3475e-07 | 0 | 3.3475e-07
[79 empty] | WLDFR | HFTD - Distribution - Tier 3 - 2QU CoRE ¦ 4QU LoRE | Red Flag Warning - Small Fires | 2038 | 2.5435e-06 | 2.6857e-06 | 4.0304e-06 | 3.8384e-06 | 0.091184 | 0.042438 | 0.0018418 | 0.046905 | 0 | 0 | 0 | 0 | 0.0004883 | 2.3193e-07 | 0 | 2.3193e-07 | 2.449e-07 | 0 | 2.449e-07 | 3.675e-07 | 0 | 3.675e-07 | 3.5e-07 | 0 | 3.5e-07
[79 empty] | WLDFR | HFTD - Distribution - Tier 3 - 2QU CoRE ¦ 4QU LoRE | Red Flag Warning - Small Fires | 2039 | 2.5435e-06 | 2.6857e-06 | 4.0304e-06 | 3.8384e-06 | 0.091184 | 0.042438 | 0.0018418 | 0.046905 | 0 | 0 | 0 | 0 | 0.0004883 | 2.3193e-07 | 0 | 2.3193e-07 | 2.449e-07 | 0 | 2.449e-07 | 3.675e-07 | 0 | 3.675e-07 | 3.5e-07 | 0 | 3.5e-07
[79 empty] | WLDFR | HFTD - Distribution - Tier 3 - 2QU CoRE ¦ 4QU LoRE | Red Flag Warning - Small Fires | 2040 | 2.5435e-06 | 2.6857e-06 | 4.0304e-06 | 3.8384e-06 | 0.091184 | 0.042438 | 0.0018418 | 0.046905 | 0 | 0 | 0 | 0 | 0.0004883 | 2.3193e-07 | 0 | 2.3193e-07 | 2.449e-07 | 0 | 2.449e-07 | 3.675e-07 | 0 | 3.675e-07 | 3.5e-07 | 0 | 3.5e-07
[79 empty] | WLDFR | HFTD - Distribution - Tier 3 - 2QU CoRE ¦ 4QU LoRE | Red Flag Warning - Small Fires | 2041 | 2.5435e-06 | 2.6857e-06 | 4.0304e-06 | 3.8384e-06 | 0.091184 | 0.042438 | 0.0018418 | 0.046905 | 0 | 0 | 0 | 0 | 0.0004883 | 2.3193e-07 | 0 | 2.3193e-07 | 2.449e-07 | 0 | 2.449e-07 | 3.675e-07 | 0 | 3.675e-07 | 3.5e-07 | 0 | 3.5e-07
[79 empty] | WLDFR | HFTD - Distribution - Tier 3 - 2QU CoRE ¦ 4QU LoRE | Red Flag Warning - Small Fires | 2042 | 2.5435e-06 | 2.6857e-06 | 4.0304e-06 | 3.8384e-06 | 0.091184 | 0.042438 | 0.0018418 | 0.046905 | 0 | 0 | 0 | 0 | 0.0004883 | 2.3193e-07 | 0 | 2.3193e-07 | 2.449e-07 | 0 | 2.449e-07 | 3.675e-07 | 0 | 3.675e-07 | 3.5e-07 | 0 | 3.5e-07
[79 empty] | WLDFR | HFTD - Distribution - Tier 3 - 2QU CoRE ¦ 4QU LoRE | Red Flag Warning - Small Fires | 2043 | 2.5435e-06 | 2.6857e-06 | 4.0304e-06 | 3.8384e-06 | 0.095486 | 0.044306 | 0.0019228 | 0.049257 | 0 | 0 | 0 | 0 | 0.0004883 | 2.4287e-07 | 0 | 2.4287e-07 | 2.5645e-07 | 0 | 2.5645e-07 | 3.8484e-07 | 0 | 3.8484e-07 | 3.6652e-07 | 0 | 3.6652e-07
[79 empty] | WLDFR | HFTD - Distribution - Tier 3 - 2QU CoRE ¦ 4QU LoRE | Red Flag Warning - Small Fires | 2044 | 2.5435e-06 | 2.6857e-06 | 4.0304e-06 | 3.8384e-06 | 0.095486 | 0.044306 | 0.0019228 | 0.049257 | 0 | 0 | 0 | 0 | 0.0004883 | 2.4287e-07 | 0 | 2.4287e-07 | 2.5645e-07 | 0 | 2.5645e-07 | 3.8484e-07 | 0 | 3.8484e-07 | 3.6652e-07 | 0 | 3.6652e-07
[79 empty] | WLDFR | HFTD - Distribution - Tier 3 - 2QU CoRE ¦ 4QU LoRE | Red Flag Warning - Small Fires | 2045 | 2.5435e-06 | 2.6857e-06 | 4.0304e-06 | 3.8384e-06 | 0.095486 | 0.044306 | 0.0019228 | 0.049257 | 0 | 0 | 0 | 0 | 0.0004883 | 2.4287e-07 | 0 | 2.4287e-07 | 2.5645e-07 | 0 | 2.5645e-07 | 3.8484e-07 | 0 | 3.8484e-07 | 3.6652e-07 | 0 | 3.6652e-07
[79 empty] | WLDFR | HFTD - Distribution - Tier 3 - 2QU CoRE ¦ 4QU LoRE | Red Flag Warning - Small Fires | 2046 | 2.5435e-06 | 2.6857e-06 | 4.0304e-06 | 3.8384e-06 | 0.095486 | 0.044306 | 0.0019228 | 0.049257 | 0 | 0 | 0 | 0 | 0.0004883 | 2.4287e-07 | 0 | 2.4287e-07 | 2.5645e-07 | 0 | 2.5645e-07 | 3.8484e-07 | 0 | 3.8484e-07 | 3.6652e-07 | 0 | 3.6652e-07
[79 empty] | WLDFR | HFTD - Distribution - Tier 3 - 2QU CoRE ¦ 4QU LoRE | Red Flag Warning - Small Fires | 2047 | 2.5435e-06 | 2.6857e-06 | 4.0304e-06 | 3.8384e-06 | 0.095486 | 0.044306 | 0.0019228 | 0.049257 | 0 | 0 | 0 | 0 | 0.0004883 | 2.4287e-07 | 0 | 2.4287e-07 | 2.5645e-07 | 0 | 2.5645e-07 | 3.8484e-07 | 0 | 3.8484e-07 | 3.6652e-07 | 0 | 3.6652e-07
[79 empty] | WLDFR | HFTD - Distribution - Tier 3 - 2QU CoRE ¦ 4QU LoRE | Red Flag Warning - Small Fires | 2048 | 2.5435e-06 | 2.6857e-06 | 4.0304e-06 | 3.8384e-06 | 0.10007 | 0.04626 | 0.0020076 | 0.051804 | 0 | 0 | 0 | 0 | 0.0004883 | 2.5454e-07 | 0 | 2.5454e-07 | 2.6877e-07 | 0 | 2.6877e-07 | 4.0332e-07 | 0 | 4.0332e-07 | 3.8412e-07 | 0 | 3.8412e-07
[79 empty] | WLDFR | HFTD - Distribution - Tier 3 - 2QU CoRE ¦ 4QU LoRE | Red Flag Warning - Small Fires | 2049 | 2.5435e-06 | 2.6857e-06 | 4.0304e-06 | 3.8384e-06 | 0.10007 | 0.04626 | 0.0020076 | 0.051804 | 0 | 0 | 0 | 0 | 0.0004883 | 2.5454e-07 | 0 | 2.5454e-07 | 2.6877e-07 | 0 | 2.6877e-07 | 4.0332e-07 | 0 | 4.0332e-07 | 3.8412e-07 | 0 | 3.8412e-07
[79 empty] | WLDFR | HFTD - Distribution - Tier 3 - 2QU CoRE ¦ 4QU LoRE | Red Flag Warning - Small Fires | 2050 | 0 | 2.6857e-06 | 4.0304e-06 | 3.8384e-06 | 0.10007 | 0.04626 | 0.0020076 | 0.051804 | 0 | 0 | 0 | 0 | 0.0004883 | 0 | 0 | 0 | 2.6877e-07 | 0 | 2.6877e-07 | 4.0332e-07 | 0 | 4.0332e-07 | 3.8412e-07 | 0 | 3.8412e-07
[79 empty] | WLDFR | HFTD - Distribution - Tier 3 - 2QU CoRE ¦ 4QU LoRE | Red Flag Warning - Small Fires | 2051 | 0 | 0 | 4.0304e-06 | 3.8384e-06 | 0.10007 | 0.04626 | 0.0020076 | 0.051804 | 0 | 0 | 0 | 0 | 0.0004883 | 0 | 0 | 0 | 0 | 0 | 0 | 4.0332e-07 | 0 | 4.0332e-07 | 3.8412e-07 | 0 | 3.8412e-07
[79 empty] | WLDFR | HFTD - Distribution - Tier 3 - 2QU CoRE ¦ 4QU LoRE | Red Flag Warning - Small Fires | 2052 | 0 | 0 | 0 | 3.8384e-06 | 0.10007 | 0.04626 | 0.0020076 | 0.051804 | 0 | 0 | 0 | 0 | 0.0004883 | 0 | 0 | 0 | 0 | 0 | 0 | 0 | 0 | 0 | 3.8412e-07 | 0 | 3.8412e-07
[79 empty] | WLDFR | HFTD - Distribution - Tier 3 - 2QU CoRE ¦ 4QU LoRE | Seismic - Non-Red Flag Warning - Catastrophic Fires | 2020 | 2.4158e-12 | 0 | 0 | 0 | 21083.8428 | 409.2237 | 13469.0878 | 7205.5313 | 0 | 0 | 0 | 0 | 3.9916e-10 | 5.0935e-08 | 0 | 5.0935e-08 | 0 | 0 | 0 | 0 | 0 | 0 | 0 | 0 | 0
[79 empty] | WLDFR | HFTD - Distribution - Tier 3 - 2QU CoRE ¦ 4QU LoRE | Seismic - Non-Red Flag Warning - Catastrophic Fires | 2021 | 0 | 2.5509e-12 | 0 | 0 | 21083.8428 | 409.2237 | 13469.0878 | 7205.5313 | 0 | 0 | 0 | 0 | 3.9916e-10 | 0 | 0 | 0 | 5.3783e-08 | 0 | 5.3783e-08 | 0 | 0 | 0 | 0 | 0 | 0
[79 empty] | WLDFR | HFTD - Distribution - Tier 3 - 2QU CoRE ¦ 4QU LoRE | Seismic - Non-Red Flag Warning - Catastrophic Fires | 2022 | 0 | 0 | 1.1621e-12 | 0 | 21083.8428 | 409.2237 | 13469.0878 | 7205.5313 | 0 | 0 | 0 | 0 | 1.908e-10 | 0 | 0 | 0 | 0 | 0 | 0 | 2.4502e-08 | 0 | 2.4502e-08 | 0 | 0 | 0
[79 empty] | WLDFR | HFTD - Distribution - Tier 3 - 2QU CoRE ¦ 4QU LoRE | Seismic - Non-Red Flag Warning - Catastrophic Fires | 2023 | 0 | 0 | 0 | 1.1068e-12 | 21835.9781 | 428.6023 | 13939.561 | 7467.8148 | 0 | 0 | 0 | 0 | 1.908e-10 | 0 | 0 | 0 | 0 | 0 | 0 | 0 | 0 | 0 | 2.4168e-08 | 0 | 2.4168e-08
[79 empty] | WLDFR | HFTD - Distribution - Tier 3 - 2QU CoRE ¦ 4QU LoRE | Seismic - Red Flag Warning - Catastrophic Fires | 2020 | 1.0417e-10 | 0 | 0 | 0 | 21083.8428 | 409.2237 | 13469.0878 | 7205.5313 | 0 | 0 | 0 | 0 | 1.7212e-08 | 2.1963e-06 | 0 | 2.1963e-06 | 0 | 0 | 0 | 0 | 0 | 0 | 0 | 0 | 0
[79 empty] | WLDFR | HFTD - Distribution - Tier 3 - 2QU CoRE ¦ 4QU LoRE | Seismic - Red Flag Warning - Catastrophic Fires | 2021 | 0 | 1.0999e-10 | 0 | 0 | 21083.8428 | 409.2237 | 13469.0878 | 7205.5313 | 0 | 0 | 0 | 0 | 1.7212e-08 | 0 | 0 | 0 | 2.3191e-06 | 0 | 2.3191e-06 | 0 | 0 | 0 | 0 | 0 | 0
[79 empty] | WLDFR | HFTD - Distribution - Tier 3 - 2QU CoRE ¦ 4QU LoRE | Seismic - Red Flag Warning - Catastrophic Fires | 2022 | 0 | 0 | 5.011e-11 | 0 | 21083.8428 | 409.2237 | 13469.0878 | 7205.5313 | 0 | 0 | 0 | 0 | 8.227e-09 | 0 | 0 | 0 | 0 | 0 | 0 | 1.0565e-06 | 0 | 1.0565e-06 | 0 | 0 | 0
[79 empty] | WLDFR | HFTD - Distribution - Tier 3 - 2QU CoRE ¦ 4QU LoRE | Seismic - Red Flag Warning - Catastrophic Fires | 2023 | 0 | 0 | 0 | 4.7724e-11 | 21835.9781 | 428.6023 | 13939.561 | 7467.8148 | 0 | 0 | 0 | 0 | 8.227e-09 | 0 | 0 | 0 | 0 | 0 | 0 | 0 | 0 | 0 | 1.0421e-06 | 0 | 1.0421e-06
[79 empty] | WLDFR | HFTD - Distribution - Tier 3 - 2QU CoRE ¦ 5QU LoRE | Non-Red Flag Warning - Catastrophic Fires | 2020 | 5.7393e-09 | 0 | 0 | 0 | 14146.1306 | 222.2294 | 8585.7228 | 5338.1784 | 0 | 0 | 0 | 0 | 2.8448e-06 | 8.1189e-05 | 0 | 8.1189e-05 | 0 | 0 | 0 | 0 | 0 | 0 | 0 | 0 | 0
[79 empty] | WLDFR | HFTD - Distribution - Tier 3 - 2QU CoRE ¦ 5QU LoRE | Non-Red Flag Warning - Catastrophic Fires | 2021 | 3.1015e-09 | 6.0602e-09 | 0 | 0 | 14146.1306 | 222.2294 | 8585.7228 | 5338.1784 | 0 | 0 | 0 | 0 | 2.8448e-06 | 4.3874e-05 | 0 | 4.3874e-05 | 8.5729e-05 | 0 | 8.5729e-05 | 0 | 0 | 0 | 0 | 0 | 0
[79 empty] | WLDFR | HFTD - Distribution - Tier 3 - 2QU CoRE ¦ 5QU LoRE | Non-Red Flag Warning - Catastrophic Fires | 2022 | 4.0623e-09 | 4.2895e-09 | 5.3446e-09 | 0 | 14146.1306 | 222.2294 | 8585.7228 | 5338.1784 | 0 | 0 | 0 | 0 | 1.601e-06 | 5.7466e-05 | 0 | 5.7466e-05 | 6.0679e-05 | 0 | 6.0679e-05 | 7.5606e-05 | 0 | 7.5606e-05 | 0 | 0 | 0
[79 empty] | WLDFR | HFTD - Distribution - Tier 3 - 2QU CoRE ¦ 5QU LoRE | Non-Red Flag Warning - Catastrophic Fires | 2023 | 4.0623e-09 | 4.2895e-09 | 2.7712e-09 | 5.0901e-09 | 14664.6376 | 233.2301 | 8896.516 | 5534.8915 | 0 | 0 | 0 | 0 | 1.601e-06 | 5.9573e-05 | 0 | 5.9573e-05 | 6.2903e-05 | 0 | 6.2903e-05 | 4.0639e-05 | 0 | 4.0639e-05 | 7.4645e-05 | 0 | 7.4645e-05
[79 empty] | WLDFR | HFTD - Distribution - Tier 3 - 2QU CoRE ¦ 5QU LoRE | Non-Red Flag Warning - Catastrophic Fires | 2024 | 4.0623e-09 | 4.2895e-09 | 2.7712e-09 | 2.6393e-09 | 14664.6376 | 233.2301 | 8896.516 | 5534.8915 | 0 | 0 | 0 | 0 | 1.601e-06 | 5.9573e-05 | 0 | 5.9573e-05 | 6.2903e-05 | 0 | 6.2903e-05 | 4.0639e-05 | 0 | 4.0639e-05 | 3.8704e-05 | 0 | 3.8704e-05
[79 empty] | WLDFR | HFTD - Distribution - Tier 3 - 2QU CoRE ¦ 5QU LoRE | Non-Red Flag Warning - Catastrophic Fires | 2025 | 4.0623e-09 | 4.2895e-09 | 2.7712e-09 | 2.6393e-09 | 14664.6376 | 233.2301 | 8896.516 | 5534.8915 | 0 | 0 | 0 | 0 | 1.601e-06 | 5.9573e-05 | 0 | 5.9573e-05 | 6.2903e-05 | 0 | 6.2903e-05 | 4.0639e-05 | 0 | 4.0639e-05 | 3.8704e-05 | 0 | 3.8704e-05
[79 empty] | WLDFR | HFTD - Distribution - Tier 3 - 2QU CoRE ¦ 5QU LoRE | Non-Red Flag Warning - Catastrophic Fires | 2026 | 4.0623e-09 | 4.2895e-09 | 2.7712e-09 | 2.6393e-09 | 14664.6376 | 233.2301 | 8896.516 | 5534.8915 | 0 | 0 | 0 | 0 | 1.601e-06 | 5.9573e-05 | 0 | 5.9573e-05 | 6.2903e-05 | 0 | 6.2903e-05 | 4.0639e-05 | 0 | 4.0639e-05 | 3.8704e-05 | 0 | 3.8704e-05
[79 empty] | WLDFR | HFTD - Distribution - Tier 3 - 2QU CoRE ¦ 5QU LoRE | Non-Red Flag Warning - Catastrophic Fires | 2027 | 4.0623e-09 | 4.2895e-09 | 2.7712e-09 | 2.6393e-09 | 14664.6376 | 233.2301 | 8896.516 | 5534.8915 | 0 | 0 | 0 | 0 | 1.601e-06 | 5.9573e-05 | 0 | 5.9573e-05 | 6.2903e-05 | 0 | 6.2903e-05 | 4.0639e-05 | 0 | 4.0639e-05 | 3.8704e-05 | 0 | 3.8704e-05
[79 empty] | WLDFR | HFTD - Distribution - Tier 3 - 2QU CoRE ¦ 5QU LoRE | Non-Red Flag Warning - Catastrophic Fires | 2028 | 4.0623e-09 | 4.2895e-09 | 2.7712e-09 | 2.6393e-09 | 15317.9909 | 247.273 | 9287.6491 | 5783.0689 | 0 | 0 | 0 | 0 | 1.601e-06 | 6.2227e-05 | 0 | 6.2227e-05 | 6.5706e-05 | 0 | 6.5706e-05 | 4.245e-05 | 0 | 4.245e-05 | 4.0428e-05 | 0 | 4.0428e-05
[79 empty] | WLDFR | HFTD - Distribution - Tier 3 - 2QU CoRE ¦ 5QU LoRE | Non-Red Flag Warning - Catastrophic Fires | 2029 | 4.0623e-09 | 4.2895e-09 | 2.7712e-09 | 2.6393e-09 | 15317.9909 | 247.273 | 9287.6491 | 5783.0689 | 0 | 0 | 0 | 0 | 1.601e-06 | 6.2227e-05 | 0 | 6.2227e-05 | 6.5706e-05 | 0 | 6.5706e-05 | 4.245e-05 | 0 | 4.245e-05 | 4.0428e-05 | 0 | 4.0428e-05
[79 empty] | WLDFR | HFTD - Distribution - Tier 3 - 2QU CoRE ¦ 5QU LoRE | Non-Red Flag Warning - Catastrophic Fires | 2030 | 4.0623e-09 | 4.2895e-09 | 2.7712e-09 | 2.6393e-09 | 15317.9909 | 247.273 | 9287.6491 | 5783.0689 | 0 | 0 | 0 | 0 | 1.601e-06 | 6.2227e-05 | 0 | 6.2227e-05 | 6.5706e-05 | 0 | 6.5706e-05 | 4.245e-05 | 0 | 4.245e-05 | 4.0428e-05 | 0 | 4.0428e-05
[79 empty] | WLDFR | HFTD - Distribution - Tier 3 - 2QU CoRE ¦ 5QU LoRE | Non-Red Flag Warning - Catastrophic Fires | 2031 | 4.0623e-09 | 4.2895e-09 | 2.7712e-09 | 2.6393e-09 | 15317.9909 | 247.273 | 9287.6491 | 5783.0689 | 0 | 0 | 0 | 0 | 1.601e-06 | 6.2227e-05 | 0 | 6.2227e-05 | 6.5706e-05 | 0 | 6.5706e-05 | 4.245e-05 | 0 | 4.245e-05 | 4.0428e-05 | 0 | 4.0428e-05
[79 empty] | WLDFR | HFTD - Distribution - Tier 3 - 2QU CoRE ¦ 5QU LoRE | Non-Red Flag Warning - Catastrophic Fires | 2032 | 4.0623e-09 | 4.2895e-09 | 2.7712e-09 | 2.6393e-09 | 15317.9909 | 247.273 | 9287.6491 | 5783.0689 | 0 | 0 | 0 | 0 | 1.601e-06 | 6.2227e-05 | 0 | 6.2227e-05 | 6.5706e-05 | 0 | 6.5706e-05 | 4.245e-05 | 0 | 4.245e-05 | 4.0428e-05 | 0 | 4.0428e-05
[79 empty] | WLDFR | HFTD - Distribution - Tier 3 - 2QU CoRE ¦ 5QU LoRE | Non-Red Flag Warning - Catastrophic Fires | 2033 | 4.0623e-09 | 4.2895e-09 | 2.7712e-09 | 2.6393e-09 | 16044.1264 | 263.1074 | 9721.74 | 6059.2791 | 0 | 0 | 0 | 0 | 1.601e-06 | 6.5176e-05 | 0 | 6.5176e-05 | 6.8821e-05 | 0 | 6.8821e-05 | 4.4462e-05 | 0 | 4.4462e-05 | 4.2345e-05 | 0 | 4.2345e-05
[79 empty] | WLDFR | HFTD - Distribution - Tier 3 - 2QU CoRE ¦ 5QU LoRE | Non-Red Flag Warning - Catastrophic Fires | 2034 | 4.0623e-09 | 4.2895e-09 | 2.7712e-09 | 2.6393e-09 | 16044.1264 | 263.1074 | 9721.74 | 6059.2791 | 0 | 0 | 0 | 0 | 1.601e-06 | 6.5176e-05 | 0 | 6.5176e-05 | 6.8821e-05 | 0 | 6.8821e-05 | 4.4462e-05 | 0 | 4.4462e-05 | 4.2345e-05 | 0 | 4.2345e-05
[79 empty] | WLDFR | HFTD - Distribution - Tier 3 - 2QU CoRE ¦ 5QU LoRE | Non-Red Flag Warning - Catastrophic Fires | 2035 | 4.0623e-09 | 4.2895e-09 | 2.7712e-09 | 2.6393e-09 | 16044.1264 | 263.1074 | 9721.74 | 6059.2791 | 0 | 0 | 0 | 0 | 1.601e-06 | 6.5176e-05 | 0 | 6.5176e-05 | 6.8821e-05 | 0 | 6.8821e-05 | 4.4462e-05 | 0 | 4.4462e-05 | 4.2345e-05 | 0 | 4.2345e-05
[79 empty] | WLDFR | HFTD - Distribution - Tier 3 - 2QU CoRE ¦ 5QU LoRE | Non-Red Flag Warning - Catastrophic Fires | 2036 | 4.0623e-09 | 4.2895e-09 | 2.7712e-09 | 2.6393e-09 | 16044.1264 | 263.1074 | 9721.74 | 6059.2791 | 0 | 0 | 0 | 0 | 1.601e-06 | 6.5176e-05 | 0 | 6.5176e-05 | 6.8821e-05 | 0 | 6.8821e-05 | 4.4462e-05 | 0 | 4.4462e-05 | 4.2345e-05 | 0 | 4.2345e-05
[79 empty] | WLDFR | HFTD - Distribution - Tier 3 - 2QU CoRE ¦ 5QU LoRE | Non-Red Flag Warning - Catastrophic Fires | 2037 | 4.0623e-09 | 4.2895e-09 | 2.7712e-09 | 2.6393e-09 | 16044.1264 | 263.1074 | 9721.74 | 6059.2791 | 0 | 0 | 0 | 0 | 1.601e-06 | 6.5176e-05 | 0 | 6.5176e-05 | 6.8821e-05 | 0 | 6.8821e-05 | 4.4462e-05 | 0 | 4.4462e-05 | 4.2345e-05 | 0 | 4.2345e-05
[79 empty] | WLDFR | HFTD - Distribution - Tier 3 - 2QU CoRE ¦ 5QU LoRE | Non-Red Flag Warning - Catastrophic Fires | 2038 | 4.0623e-09 | 4.2895e-09 | 2.7712e-09 | 2.6393e-09 | 16832.3912 | 280.5544 | 10192.2718 | 6359.5651 | 0 | 0 | 0 | 0 | 1.601e-06 | 6.8379e-05 | 0 | 6.8379e-05 | 7.2202e-05 | 0 | 7.2202e-05 | 4.6646e-05 | 0 | 4.6646e-05 | 4.4425e-05 | 0 | 4.4425e-05
[79 empty] | WLDFR | HFTD - Distribution - Tier 3 - 2QU CoRE ¦ 5QU LoRE | Non-Red Flag Warning - Catastrophic Fires | 2039 | 4.0623e-09 | 4.2895e-09 | 2.7712e-09 | 2.6393e-09 | 16832.3912 | 280.5544 | 10192.2718 | 6359.5651 | 0 | 0 | 0 | 0 | 1.601e-06 | 6.8379e-05 | 0 | 6.8379e-05 | 7.2202e-05 | 0 | 7.2202e-05 | 4.6646e-05 | 0 | 4.6646e-05 | 4.4425e-05 | 0 | 4.4425e-05
[79 empty] | WLDFR | HFTD - Distribution - Tier 3 - 2QU CoRE ¦ 5QU LoRE | Non-Red Flag Warning - Catastrophic Fires | 2040 | 4.0623e-09 | 4.2895e-09 | 2.7712e-09 | 2.6393e-09 | 16832.3912 | 280.5544 | 10192.2718 | 6359.5651 | 0 | 0 | 0 | 0 | 1.601e-06 | 6.8379e-05 | 0 | 6.8379e-05 | 7.2202e-05 | 0 | 7.2202e-05 | 4.6646e-05 | 0 | 4.6646e-05 | 4.4425e-05 | 0 | 4.4425e-05
[79 empty] | WLDFR | HFTD - Distribution - Tier 3 - 2QU CoRE ¦ 5QU LoRE | Non-Red Flag Warning - Catastrophic Fires | 2041 | 4.0623e-09 | 4.2895e-09 | 2.7712e-09 | 2.6393e-09 | 16832.3912 | 280.5544 | 10192.2718 | 6359.5651 | 0 | 0 | 0 | 0 | 1.601e-06 | 6.8379e-05 | 0 | 6.8379e-05 | 7.2202e-05 | 0 | 7.2202e-05 | 4.6646e-05 | 0 | 4.6646e-05 | 4.4425e-05 | 0 | 4.4425e-05
[79 empty] | WLDFR | HFTD - Distribution - Tier 3 - 2QU CoRE ¦ 5QU LoRE | Non-Red Flag Warning - Catastrophic Fires | 2042 | 4.0623e-09 | 4.2895e-09 | 2.7712e-09 | 2.6393e-09 | 16832.3912 | 280.5544 | 10192.2718 | 6359.5651 | 0 | 0 | 0 | 0 | 1.601e-06 | 6.8379e-05 | 0 | 6.8379e-05 | 7.2202e-05 | 0 | 7.2202e-05 | 4.6646e-05 | 0 | 4.6646e-05 | 4.4425e-05 | 0 | 4.4425e-05
[79 empty] | WLDFR | HFTD - Distribution - Tier 3 - 2QU CoRE ¦ 5QU LoRE | Non-Red Flag Warning - Catastrophic Fires | 2043 | 4.0623e-09 | 4.2895e-09 | 2.7712e-09 | 2.6393e-09 | 17672.0852 | 299.42 | 10692.7362 | 6679.929 | 0 | 0 | 0 | 0 | 1.601e-06 | 7.179e-05 | 0 | 7.179e-05 | 7.5804e-05 | 0 | 7.5804e-05 | 4.8973e-05 | 0 | 4.8973e-05 | 4.6641e-05 | 0 | 4.6641e-05
[79 empty] | WLDFR | HFTD - Distribution - Tier 3 - 2QU CoRE ¦ 5QU LoRE | Non-Red Flag Warning - Catastrophic Fires | 2044 | 4.0623e-09 | 4.2895e-09 | 2.7712e-09 | 2.6393e-09 | 17672.0852 | 299.42 | 10692.7362 | 6679.929 | 0 | 0 | 0 | 0 | 1.601e-06 | 7.179e-05 | 0 | 7.179e-05 | 7.5804e-05 | 0 | 7.5804e-05 | 4.8973e-05 | 0 | 4.8973e-05 | 4.6641e-05 | 0 | 4.6641e-05
[79 empty] | WLDFR | HFTD - Distribution - Tier 3 - 2QU CoRE ¦ 5QU LoRE | Non-Red Flag Warning - Catastrophic Fires | 2045 | 4.0623e-09 | 4.2895e-09 | 2.7712e-09 | 2.6393e-09 | 17672.0852 | 299.42 | 10692.7362 | 6679.929 | 0 | 0 | 0 | 0 | 1.601e-06 | 7.179e-05 | 0 | 7.179e-05 | 7.5804e-05 | 0 | 7.5804e-05 | 4.8973e-05 | 0 | 4.8973e-05 | 4.6641e-05 | 0 | 4.6641e-05
[79 empty] | WLDFR | HFTD - Distribution - Tier 3 - 2QU CoRE ¦ 5QU LoRE | Non-Red Flag Warning - Catastrophic Fires | 2046 | 4.0623e-09 | 4.2895e-09 | 2.7712e-09 | 2.6393e-09 | 17672.0852 | 299.42 | 10692.7362 | 6679.929 | 0 | 0 | 0 | 0 | 1.601e-06 | 7.179e-05 | 0 | 7.179e-05 | 7.5804e-05 | 0 | 7.5804e-05 | 4.8973e-05 | 0 | 4.8973e-05 | 4.6641e-05 | 0 | 4.6641e-05
[79 empty] | WLDFR | HFTD - Distribution - Tier 3 - 2QU CoRE ¦ 5QU LoRE | Non-Red Flag Warning - Catastrophic Fires | 2047 | 4.0623e-09 | 4.2895e-09 | 2.7712e-09 | 2.6393e-09 | 17672.0852 | 299.42 | 10692.7362 | 6679.929 | 0 | 0 | 0 | 0 | 1.601e-06 | 7.179e-05 | 0 | 7.179e-05 | 7.5804e-05 | 0 | 7.5804e-05 | 4.8973e-05 | 0 | 4.8973e-05 | 4.6641e-05 | 0 | 4.6641e-05
[79 empty] | WLDFR | HFTD - Distribution - Tier 3 - 2QU CoRE ¦ 5QU LoRE | Non-Red Flag Warning - Catastrophic Fires | 2048 | 4.0623e-09 | 4.2895e-09 | 2.7712e-09 | 2.6393e-09 | 18552.3348 | 319.4911 | 11216.5626 | 7016.281 | 0 | 0 | 0 | 0 | 1.601e-06 | 7.5366e-05 | 0 | 7.5366e-05 | 7.9579e-05 | 0 | 7.9579e-05 | 5.1413e-05 | 0 | 5.1413e-05 | 4.8965e-05 | 0 | 4.8965e-05
[79 empty] | WLDFR | HFTD - Distribution - Tier 3 - 2QU CoRE ¦ 5QU LoRE | Non-Red Flag Warning - Catastrophic Fires | 2049 | 4.0623e-09 | 4.2895e-09 | 2.7712e-09 | 2.6393e-09 | 18552.3348 | 319.4911 | 11216.5626 | 7016.281 | 0 | 0 | 0 | 0 | 1.601e-06 | 7.5366e-05 | 0 | 7.5366e-05 | 7.9579e-05 | 0 | 7.9579e-05 | 5.1413e-05 | 0 | 5.1413e-05 | 4.8965e-05 | 0 | 4.8965e-05
[79 empty] | WLDFR | HFTD - Distribution - Tier 3 - 2QU CoRE ¦ 5QU LoRE | Non-Red Flag Warning - Catastrophic Fires | 2050 | 0 | 4.2895e-09 | 2.7712e-09 | 2.6393e-09 | 18552.3348 | 319.4911 | 11216.5626 | 7016.281 | 0 | 0 | 0 | 0 | 1.601e-06 | 0 | 0 | 0 | 7.9579e-05 | 0 | 7.9579e-05 | 5.1413e-05 | 0 | 5.1413e-05 | 4.8965e-05 | 0 | 4.8965e-05
[79 empty] | WLDFR | HFTD - Distribution - Tier 3 - 2QU CoRE ¦ 5QU LoRE | Non-Red Flag Warning - Catastrophic Fires | 2051 | 0 | 0 | 2.7712e-09 | 2.6393e-09 | 18552.3348 | 319.4911 | 11216.5626 | 7016.281 | 0 | 0 | 0 | 0 | 1.601e-06 | 0 | 0 | 0 | 0 | 0 | 0 | 5.1413e-05 | 0 | 5.1413e-05 | 4.8965e-05 | 0 | 4.8965e-05
[79 empty] | WLDFR | HFTD - Distribution - Tier 3 - 2QU CoRE ¦ 5QU LoRE | Non-Red Flag Warning - Catastrophic Fires | 2052 | 0 | 0 | 0 | 2.6393e-09 | 18552.3348 | 319.4911 | 11216.5626 | 7016.281 | 0 | 0 | 0 | 0 | 1.601e-06 | 0 | 0 | 0 | 0 | 0 | 0 | 0 | 0 | 0 | 4.8965e-05 | 0 | 4.8965e-05
[79 empty] | WLDFR | HFTD - Distribution - Tier 3 - 2QU CoRE ¦ 5QU LoRE | Non-Red Flag Warning - Destructive Fires | 2020 | 1.3616e-08 | 0 | 0 | 0 | 8807.9522 | 222.2294 | 8585.7228 | 0 | 0 | 0 | 0 | 0 | 2.5786e-06 | 0.00011993 | 0 | 0.00011993 | 0 | 0 | 0 | 0 | 0 | 0 | 0 | 0 | 0
[79 empty] | WLDFR | HFTD - Distribution - Tier 3 - 2QU CoRE ¦ 5QU LoRE | Non-Red Flag Warning - Destructive Fires | 2021 | 7.3604e-09 | 1.4377e-08 | 0 | 0 | 8807.9522 | 222.2294 | 8585.7228 | 0 | 0 | 0 | 0 | 0 | 2.5786e-06 | 6.483e-05 | 0 | 6.483e-05 | 0.00012664 | 0 | 0.00012664 | 0 | 0 | 0 | 0 | 0 | 0
[79 empty] | WLDFR | HFTD - Distribution - Tier 3 - 2QU CoRE ¦ 5QU LoRE | Non-Red Flag Warning - Destructive Fires | 2022 | 9.7147e-09 | 1.0258e-08 | 1.2765e-08 | 0 | 8807.9522 | 222.2294 | 8585.7228 | 0 | 0 | 0 | 0 | 0 | 1.799e-06 | 8.5567e-05 | 0 | 8.5567e-05 | 9.0351e-05 | 0 | 9.0351e-05 | 0.00011243 | 0 | 0.00011243 | 0 | 0 | 0
[79 empty] | WLDFR | HFTD - Distribution - Tier 3 - 2QU CoRE ¦ 5QU LoRE | Non-Red Flag Warning - Destructive Fires | 2023 | 9.7147e-09 | 1.0258e-08 | 6.6272e-09 | 1.2157e-08 | 9129.7461 | 233.2301 | 8896.516 | 0 | 0 | 0 | 0 | 0 | 1.799e-06 | 8.8693e-05 | 0 | 8.8693e-05 | 9.3652e-05 | 0 | 9.3652e-05 | 6.0504e-05 | 0 | 6.0504e-05 | 0.00011099 | 0 | 0.00011099
[79 empty] | WLDFR | HFTD - Distribution - Tier 3 - 2QU CoRE ¦ 5QU LoRE | Non-Red Flag Warning - Destructive Fires | 2024 | 9.7147e-09 | 1.0258e-08 | 6.6272e-09 | 6.3116e-09 | 9129.7461 | 233.2301 | 8896.516 | 0 | 0 | 0 | 0 | 0 | 1.799e-06 | 8.8693e-05 | 0 | 8.8693e-05 | 9.3652e-05 | 0 | 9.3652e-05 | 6.0504e-05 | 0 | 6.0504e-05 | 5.7623e-05 | 0 | 5.7623e-05
[79 empty] | WLDFR | HFTD - Distribution - Tier 3 - 2QU CoRE ¦ 5QU LoRE | Non-Red Flag Warning - Destructive Fires | 2025 | 9.7147e-09 | 1.0258e-08 | 6.6272e-09 | 6.3116e-09 | 9129.7461 | 233.2301 | 8896.516 | 0 | 0 | 0 | 0 | 0 | 1.799e-06 | 8.8693e-05 | 0 | 8.8693e-05 | 9.3652e-05 | 0 | 9.3652e-05 | 6.0504e-05 | 0 | 6.0504e-05 | 5.7623e-05 | 0 | 5.7623e-05
[79 empty] | WLDFR | HFTD - Distribution - Tier 3 - 2QU CoRE ¦ 5QU LoRE | Non-Red Flag Warning - Destructive Fires | 2026 | 9.7147e-09 | 1.0258e-08 | 6.6272e-09 | 6.3116e-09 | 9129.7461 | 233.2301 | 8896.516 | 0 | 0 | 0 | 0 | 0 | 1.799e-06 | 8.8693e-05 | 0 | 8.8693e-05 | 9.3652e-05 | 0 | 9.3652e-05 | 6.0504e-05 | 0 | 6.0504e-05 | 5.7623e-05 | 0 | 5.7623e-05
[79 empty] | WLDFR | HFTD - Distribution - Tier 3 - 2QU CoRE ¦ 5QU LoRE | Non-Red Flag Warning - Destructive Fires | 2027 | 9.7147e-09 | 1.0258e-08 | 6.6272e-09 | 6.3116e-09 | 9129.7461 | 233.2301 | 8896.516 | 0 | 0 | 0 | 0 | 0 | 1.799e-06 | 8.8693e-05 | 0 | 8.8693e-05 | 9.3652e-05 | 0 | 9.3652e-05 | 6.0504e-05 | 0 | 6.0504e-05 | 5.7623e-05 | 0 | 5.7623e-05
[79 empty] | WLDFR | HFTD - Distribution - Tier 3 - 2QU CoRE ¦ 5QU LoRE | Non-Red Flag Warning - Destructive Fires | 2028 | 9.7147e-09 | 1.0258e-08 | 6.6272e-09 | 6.3116e-09 | 9534.9221 | 247.273 | 9287.6491 | 0 | 0 | 0 | 0 | 0 | 1.799e-06 | 9.2629e-05 | 0 | 9.2629e-05 | 9.7808e-05 | 0 | 9.7808e-05 | 6.3189e-05 | 0 | 6.3189e-05 | 6.018e-05 | 0 | 6.018e-05
[79 empty] | WLDFR | HFTD - Distribution - Tier 3 - 2QU CoRE ¦ 5QU LoRE | Non-Red Flag Warning - Destructive Fires | 2029 | 9.7147e-09 | 1.0258e-08 | 6.6272e-09 | 6.3116e-09 | 9534.9221 | 247.273 | 9287.6491 | 0 | 0 | 0 | 0 | 0 | 1.799e-06 | 9.2629e-05 | 0 | 9.2629e-05 | 9.7808e-05 | 0 | 9.7808e-05 | 6.3189e-05 | 0 | 6.3189e-05 | 6.018e-05 | 0 | 6.018e-05
[79 empty] | WLDFR | HFTD - Distribution - Tier 3 - 2QU CoRE ¦ 5QU LoRE | Non-Red Flag Warning - Destructive Fires | 2030 | 9.7147e-09 | 1.0258e-08 | 6.6272e-09 | 6.3116e-09 | 9534.9221 | 247.273 | 9287.6491 | 0 | 0 | 0 | 0 | 0 | 1.799e-06 | 9.2629e-05 | 0 | 9.2629e-05 | 9.7808e-05 | 0 | 9.7808e-05 | 6.3189e-05 | 0 | 6.3189e-05 | 6.018e-05 | 0 | 6.018e-05
[79 empty] | WLDFR | HFTD - Distribution - Tier 3 - 2QU CoRE ¦ 5QU LoRE | Non-Red Flag Warning - Destructive Fires | 2031 | 9.7147e-09 | 1.0258e-08 | 6.6272e-09 | 6.3116e-09 | 9534.9221 | 247.273 | 9287.6491 | 0 | 0 | 0 | 0 | 0 | 1.799e-06 | 9.2629e-05 | 0 | 9.2629e-05 | 9.7808e-05 | 0 | 9.7808e-05 | 6.3189e-05 | 0 | 6.3189e-05 | 6.018e-05 | 0 | 6.018e-05
[79 empty] | WLDFR | HFTD - Distribution - Tier 3 - 2QU CoRE ¦ 5QU LoRE | Non-Red Flag Warning - Destructive Fires | 2032 | 9.7147e-09 | 1.0258e-08 | 6.6272e-09 | 6.3116e-09 | 9534.9221 | 247.273 | 9287.6491 | 0 | 0 | 0 | 0 | 0 | 1.799e-06 | 9.2629e-05 | 0 | 9.2629e-05 | 9.7808e-05 | 0 | 9.7808e-05 | 6.3189e-05 | 0 | 6.3189e-05 | 6.018e-05 | 0 | 6.018e-05
[79 empty] | WLDFR | HFTD - Distribution - Tier 3 - 2QU CoRE ¦ 5QU LoRE | Non-Red Flag Warning - Destructive Fires | 2033 | 9.7147e-09 | 1.0258e-08 | 6.6272e-09 | 6.3116e-09 | 9984.8474 | 263.1074 | 9721.74 | 0 | 0 | 0 | 0 | 0 | 1.799e-06 | 9.7e-05 | 0 | 9.7e-05 | 0.00010242 | 0 | 0.00010242 | 6.6171e-05 | 0 | 6.6171e-05 | 6.302e-05 | 0 | 6.302e-05
[79 empty] | WLDFR | HFTD - Distribution - Tier 3 - 2QU CoRE ¦ 5QU LoRE | Non-Red Flag Warning - Destructive Fires | 2034 | 9.7147e-09 | 1.0258e-08 | 6.6272e-09 | 6.3116e-09 | 9984.8474 | 263.1074 | 9721.74 | 0 | 0 | 0 | 0 | 0 | 1.799e-06 | 9.7e-05 | 0 | 9.7e-05 | 0.00010242 | 0 | 0.00010242 | 6.6171e-05 | 0 | 6.6171e-05 | 6.302e-05 | 0 | 6.302e-05
[79 empty] | WLDFR | HFTD - Distribution - Tier 3 - 2QU CoRE ¦ 5QU LoRE | Non-Red Flag Warning - Destructive Fires | 2035 | 9.7147e-09 | 1.0258e-08 | 6.6272e-09 | 6.3116e-09 | 9984.8474 | 263.1074 | 9721.74 | 0 | 0 | 0 | 0 | 0 | 1.799e-06 | 9.7e-05 | 0 | 9.7e-05 | 0.00010242 | 0 | 0.00010242 | 6.6171e-05 | 0 | 6.6171e-05 | 6.302e-05 | 0 | 6.302e-05
[79 empty] | WLDFR | HFTD - Distribution - Tier 3 - 2QU CoRE ¦ 5QU LoRE | Non-Red Flag Warning - Destructive Fires | 2036 | 9.7147e-09 | 1.0258e-08 | 6.6272e-09 | 6.3116e-09 | 9984.8474 | 263.1074 | 9721.74 | 0 | 0 | 0 | 0 | 0 | 1.799e-06 | 9.7e-05 | 0 | 9.7e-05 | 0.00010242 | 0 | 0.00010242 | 6.6171e-05 | 0 | 6.6171e-05 | 6.302e-05 | 0 | 6.302e-05
[79 empty] | WLDFR | HFTD - Distribution - Tier 3 - 2QU CoRE ¦ 5QU LoRE | Non-Red Flag Warning - Destructive Fires | 2037 | 9.7147e-09 | 1.0258e-08 | 6.6272e-09 | 6.3116e-09 | 9984.8474 | 263.1074 | 9721.74 | 0 | 0 | 0 | 0 | 0 | 1.799e-06 | 9.7e-05 | 0 | 9.7e-05 | 0.00010242 | 0 | 0.00010242 | 6.6171e-05 | 0 | 6.6171e-05 | 6.302e-05 | 0 | 6.302e-05
[79 empty] | WLDFR | HFTD - Distribution - Tier 3 - 2QU CoRE ¦ 5QU LoRE | Non-Red Flag Warning - Destructive Fires | 2038 | 9.7147e-09 | 1.0258e-08 | 6.6272e-09 | 6.3116e-09 | 10472.8261 | 280.5544 | 10192.2718 | 0 | 0 | 0 | 0 | 0 | 1.799e-06 | 0.00010174 | 0 | 0.00010174 | 0.00010743 | 0 | 0.00010743 | 6.9405e-05 | 0 | 6.9405e-05 | 6.61e-05 | 0 | 6.61e-05
[79 empty] | WLDFR | HFTD - Distribution - Tier 3 - 2QU CoRE ¦ 5QU LoRE | Non-Red Flag Warning - Destructive Fires | 2039 | 9.7147e-09 | 1.0258e-08 | 6.6272e-09 | 6.3116e-09 | 10472.8261 | 280.5544 | 10192.2718 | 0 | 0 | 0 | 0 | 0 | 1.799e-06 | 0.00010174 | 0 | 0.00010174 | 0.00010743 | 0 | 0.00010743 | 6.9405e-05 | 0 | 6.9405e-05 | 6.61e-05 | 0 | 6.61e-05
[79 empty] | WLDFR | HFTD - Distribution - Tier 3 - 2QU CoRE ¦ 5QU LoRE | Non-Red Flag Warning - Destructive Fires | 2040 | 9.7147e-09 | 1.0258e-08 | 6.6272e-09 | 6.3116e-09 | 10472.8261 | 280.5544 | 10192.2718 | 0 | 0 | 0 | 0 | 0 | 1.799e-06 | 0.00010174 | 0 | 0.00010174 | 0.00010743 | 0 | 0.00010743 | 6.9405e-05 | 0 | 6.9405e-05 | 6.61e-05 | 0 | 6.61e-05
[79 empty] | WLDFR | HFTD - Distribution - Tier 3 - 2QU CoRE ¦ 5QU LoRE | Non-Red Flag Warning - Destructive Fires | 2041 | 9.7147e-09 | 1.0258e-08 | 6.6272e-09 | 6.3116e-09 | 10472.8261 | 280.5544 | 10192.2718 | 0 | 0 | 0 | 0 | 0 | 1.799e-06 | 0.00010174 | 0 | 0.00010174 | 0.00010743 | 0 | 0.00010743 | 6.9405e-05 | 0 | 6.9405e-05 | 6.61e-05 | 0 | 6.61e-05
[79 empty] | WLDFR | HFTD - Distribution - Tier 3 - 2QU CoRE ¦ 5QU LoRE | Non-Red Flag Warning - Destructive Fires | 2042 | 9.7147e-09 | 1.0258e-08 | 6.6272e-09 | 6.3116e-09 | 10472.8261 | 280.5544 | 10192.2718 | 0 | 0 | 0 | 0 | 0 | 1.799e-06 | 0.00010174 | 0 | 0.00010174 | 0.00010743 | 0 | 0.00010743 | 6.9405e-05 | 0 | 6.9405e-05 | 6.61e-05 | 0 | 6.61e-05
[79 empty] | WLDFR | HFTD - Distribution - Tier 3 - 2QU CoRE ¦ 5QU LoRE | Non-Red Flag Warning - Destructive Fires | 2043 | 9.7147e-09 | 1.0258e-08 | 6.6272e-09 | 6.3116e-09 | 10992.1562 | 299.42 | 10692.7362 | 0 | 0 | 0 | 0 | 0 | 1.799e-06 | 0.00010679 | 0 | 0.00010679 | 0.00011276 | 0 | 0.00011276 | 7.2847e-05 | 0 | 7.2847e-05 | 6.9378e-05 | 0 | 6.9378e-05
[79 empty] | WLDFR | HFTD - Distribution - Tier 3 - 2QU CoRE ¦ 5QU LoRE | Non-Red Flag Warning - Destructive Fires | 2044 | 9.7147e-09 | 1.0258e-08 | 6.6272e-09 | 6.3116e-09 | 10992.1562 | 299.42 | 10692.7362 | 0 | 0 | 0 | 0 | 0 | 1.799e-06 | 0.00010679 | 0 | 0.00010679 | 0.00011276 | 0 | 0.00011276 | 7.2847e-05 | 0 | 7.2847e-05 | 6.9378e-05 | 0 | 6.9378e-05
[79 empty] | WLDFR | HFTD - Distribution - Tier 3 - 2QU CoRE ¦ 5QU LoRE | Non-Red Flag Warning - Destructive Fires | 2045 | 9.7147e-09 | 1.0258e-08 | 6.6272e-09 | 6.3116e-09 | 10992.1562 | 299.42 | 10692.7362 | 0 | 0 | 0 | 0 | 0 | 1.799e-06 | 0.00010679 | 0 | 0.00010679 | 0.00011276 | 0 | 0.00011276 | 7.2847e-05 | 0 | 7.2847e-05 | 6.9378e-05 | 0 | 6.9378e-05
[79 empty] | WLDFR | HFTD - Distribution - Tier 3 - 2QU CoRE ¦ 5QU LoRE | Non-Red Flag Warning - Destructive Fires | 2046 | 9.7147e-09 | 1.0258e-08 | 6.6272e-09 | 6.3116e-09 | 10992.1562 | 299.42 | 10692.7362 | 0 | 0 | 0 | 0 | 0 | 1.799e-06 | 0.00010679 | 0 | 0.00010679 | 0.00011276 | 0 | 0.00011276 | 7.2847e-05 | 0 | 7.2847e-05 | 6.9378e-05 | 0 | 6.9378e-05
[79 empty] | WLDFR | HFTD - Distribution - Tier 3 - 2QU CoRE ¦ 5QU LoRE | Non-Red Flag Warning - Destructive Fires | 2047 | 9.7147e-09 | 1.0258e-08 | 6.6272e-09 | 6.3116e-09 | 10992.1562 | 299.42 | 10692.7362 | 0 | 0 | 0 | 0 | 0 | 1.799e-06 | 0.00010679 | 0 | 0.00010679 | 0.00011276 | 0 | 0.00011276 | 7.2847e-05 | 0 | 7.2847e-05 | 6.9378e-05 | 0 | 6.9378e-05
[79 empty] | WLDFR | HFTD - Distribution - Tier 3 - 2QU CoRE ¦ 5QU LoRE | Non-Red Flag Warning - Destructive Fires | 2048 | 9.7147e-09 | 1.0258e-08 | 6.6272e-09 | 6.3116e-09 | 11536.0538 | 319.4911 | 11216.5626 | 0 | 0 | 0 | 0 | 0 | 1.799e-06 | 0.00011207 | 0 | 0.00011207 | 0.00011834 | 0 | 0.00011834 | 7.6451e-05 | 0 | 7.6451e-05 | 7.2811e-05 | 0 | 7.2811e-05
[79 empty] | WLDFR | HFTD - Distribution - Tier 3 - 2QU CoRE ¦ 5QU LoRE | Non-Red Flag Warning - Destructive Fires | 2049 | 9.7147e-09 | 1.0258e-08 | 6.6272e-09 | 6.3116e-09 | 11536.0538 | 319.4911 | 11216.5626 | 0 | 0 | 0 | 0 | 0 | 1.799e-06 | 0.00011207 | 0 | 0.00011207 | 0.00011834 | 0 | 0.00011834 | 7.6451e-05 | 0 | 7.6451e-05 | 7.2811e-05 | 0 | 7.2811e-05
[79 empty] | WLDFR | HFTD - Distribution - Tier 3 - 2QU CoRE ¦ 5QU LoRE | Non-Red Flag Warning - Destructive Fires | 2050 | 0 | 1.0258e-08 | 6.6272e-09 | 6.3116e-09 | 11536.0538 | 319.4911 | 11216.5626 | 0 | 0 | 0 | 0 | 0 | 1.799e-06 | 0 | 0 | 0 | 0.00011834 | 0 | 0.00011834 | 7.6451e-05 | 0 | 7.6451e-05 | 7.2811e-05 | 0 | 7.2811e-05
[79 empty] | WLDFR | HFTD - Distribution - Tier 3 - 2QU CoRE ¦ 5QU LoRE | Non-Red Flag Warning - Destructive Fires | 2051 | 0 | 0 | 6.6272e-09 | 6.3116e-09 | 11536.0538 | 319.4911 | 11216.5626 | 0 | 0 | 0 | 0 | 0 | 1.799e-06 | 0 | 0 | 0 | 0 | 0 | 0 | 7.6451e-05 | 0 | 7.6451e-05 | 7.2811e-05 | 0 | 7.2811e-05
[79 empty] | WLDFR | HFTD - Distribution - Tier 3 - 2QU CoRE ¦ 5QU LoRE | Non-Red Flag Warning - Destructive Fires | 2052 | 0 | 0 | 0 | 6.3116e-09 | 11536.0538 | 319.4911 | 11216.5626 | 0 | 0 | 0 | 0 | 0 | 1.799e-06 | 0 | 0 | 0 | 0 | 0 | 0 | 0 | 0 | 0 | 7.2811e-05 | 0 | 7.2811e-05
[79 empty] | WLDFR | HFTD - Distribution - Tier 3 - 2QU CoRE ¦ 5QU LoRE | Non-Red Flag Warning - Large Fires | 2020 | 1.0953e-07 | 0 | 0 | 0 | 5.2406 | 0.69642 | 2.942 | 1.6022 | 0 | 0 | 0 | 0 | 1.7926e-05 | 5.7402e-07 | 0 | 5.7402e-07 | 0 | 0 | 0 | 0 | 0 | 0 | 0 | 0 | 0
[79 empty] | WLDFR | HFTD - Distribution - Tier 3 - 2QU CoRE ¦ 5QU LoRE | Non-Red Flag Warning - Large Fires | 2021 | 6.005e-08 | 1.1566e-07 | 0 | 0 | 5.2406 | 0.69642 | 2.942 | 1.6022 | 0 | 0 | 0 | 0 | 1.7926e-05 | 3.1469e-07 | 0 | 3.1469e-07 | 6.0611e-07 | 0 | 6.0611e-07 | 0 | 0 | 0 | 0 | 0 | 0
[79 empty] | WLDFR | HFTD - Distribution - Tier 3 - 2QU CoRE ¦ 5QU LoRE | Non-Red Flag Warning - Large Fires | 2022 | 9.2211e-08 | 9.7367e-08 | 1.1714e-07 | 0 | 5.2406 | 0.69642 | 2.942 | 1.6022 | 0 | 0 | 0 | 0 | 1.5754e-05 | 4.8324e-07 | 0 | 4.8324e-07 | 5.1026e-07 | 0 | 5.1026e-07 | 6.1386e-07 | 0 | 6.1386e-07 | 0 | 0 | 0
[79 empty] | WLDFR | HFTD - Distribution - Tier 3 - 2QU CoRE ¦ 5QU LoRE | Non-Red Flag Warning - Large Fires | 2023 | 9.2211e-08 | 9.7367e-08 | 6.2905e-08 | 1.1156e-07 | 5.475 | 0.71896 | 3.0715 | 1.6846 | 0 | 0 | 0 | 0 | 1.5754e-05 | 5.0486e-07 | 0 | 5.0486e-07 | 5.3309e-07 | 0 | 5.3309e-07 | 3.444e-07 | 0 | 3.444e-07 | 6.1079e-07 | 0 | 6.1079e-07
[79 empty] | WLDFR | HFTD - Distribution - Tier 3 - 2QU CoRE ¦ 5QU LoRE | Non-Red Flag Warning - Large Fires | 2024 | 9.2211e-08 | 9.7367e-08 | 6.2905e-08 | 5.9909e-08 | 5.475 | 0.71896 | 3.0715 | 1.6846 | 0 | 0 | 0 | 0 | 1.5754e-05 | 5.0486e-07 | 0 | 5.0486e-07 | 5.3309e-07 | 0 | 5.3309e-07 | 3.444e-07 | 0 | 3.444e-07 | 3.28e-07 | 0 | 3.28e-07
[79 empty] | WLDFR | HFTD - Distribution - Tier 3 - 2QU CoRE ¦ 5QU LoRE | Non-Red Flag Warning - Large Fires | 2025 | 9.2211e-08 | 9.7367e-08 | 6.2905e-08 | 5.9909e-08 | 5.475 | 0.71896 | 3.0715 | 1.6846 | 0 | 0 | 0 | 0 | 1.5754e-05 | 5.0486e-07 | 0 | 5.0486e-07 | 5.3309e-07 | 0 | 5.3309e-07 | 3.444e-07 | 0 | 3.444e-07 | 3.28e-07 | 0 | 3.28e-07
[79 empty] | WLDFR | HFTD - Distribution - Tier 3 - 2QU CoRE ¦ 5QU LoRE | Non-Red Flag Warning - Large Fires | 2026 | 9.2211e-08 | 9.7367e-08 | 6.2905e-08 | 5.9909e-08 | 5.475 | 0.71896 | 3.0715 | 1.6846 | 0 | 0 | 0 | 0 | 1.5754e-05 | 5.0486e-07 | 0 | 5.0486e-07 | 5.3309e-07 | 0 | 5.3309e-07 | 3.444e-07 | 0 | 3.444e-07 | 3.28e-07 | 0 | 3.28e-07
[79 empty] | WLDFR | HFTD - Distribution - Tier 3 - 2QU CoRE ¦ 5QU LoRE | Non-Red Flag Warning - Large Fires | 2027 | 9.2211e-08 | 9.7367e-08 | 6.2905e-08 | 5.9909e-08 | 5.475 | 0.71896 | 3.0715 | 1.6846 | 0 | 0 | 0 | 0 | 1.5754e-05 | 5.0486e-07 | 0 | 5.0486e-07 | 5.3309e-07 | 0 | 5.3309e-07 | 3.444e-07 | 0 | 3.444e-07 | 3.28e-07 | 0 | 3.28e-07
[79 empty] | WLDFR | HFTD - Distribution - Tier 3 - 2QU CoRE ¦ 5QU LoRE | Non-Red Flag Warning - Large Fires | 2028 | 9.2211e-08 | 9.7367e-08 | 6.2905e-08 | 5.9909e-08 | 5.777 | 0.74734 | 3.238 | 1.7917 | 0 | 0 | 0 | 0 | 1.5754e-05 | 5.3271e-07 | 0 | 5.3271e-07 | 5.6249e-07 | 0 | 5.6249e-07 | 3.634e-07 | 0 | 3.634e-07 | 3.461e-07 | 0 | 3.461e-07
[79 empty] | WLDFR | HFTD - Distribution - Tier 3 - 2QU CoRE ¦ 5QU LoRE | Non-Red Flag Warning - Large Fires | 2029 | 9.2211e-08 | 9.7367e-08 | 6.2905e-08 | 5.9909e-08 | 5.777 | 0.74734 | 3.238 | 1.7917 | 0 | 0 | 0 | 0 | 1.5754e-05 | 5.3271e-07 | 0 | 5.3271e-07 | 5.6249e-07 | 0 | 5.6249e-07 | 3.634e-07 | 0 | 3.634e-07 | 3.461e-07 | 0 | 3.461e-07
[79 empty] | WLDFR | HFTD - Distribution - Tier 3 - 2QU CoRE ¦ 5QU LoRE | Non-Red Flag Warning - Large Fires | 2030 | 9.2211e-08 | 9.7367e-08 | 6.2905e-08 | 5.9909e-08 | 5.777 | 0.74734 | 3.238 | 1.7917 | 0 | 0 | 0 | 0 | 1.5754e-05 | 5.3271e-07 | 0 | 5.3271e-07 | 5.6249e-07 | 0 | 5.6249e-07 | 3.634e-07 | 0 | 3.634e-07 | 3.461e-07 | 0 | 3.461e-07
[79 empty] | WLDFR | HFTD - Distribution - Tier 3 - 2QU CoRE ¦ 5QU LoRE | Non-Red Flag Warning - Large Fires | 2031 | 9.2211e-08 | 9.7367e-08 | 6.2905e-08 | 5.9909e-08 | 5.777 | 0.74734 | 3.238 | 1.7917 | 0 | 0 | 0 | 0 | 1.5754e-05 | 5.3271e-07 | 0 | 5.3271e-07 | 5.6249e-07 | 0 | 5.6249e-07 | 3.634e-07 | 0 | 3.634e-07 | 3.461e-07 | 0 | 3.461e-07
[79 empty] | WLDFR | HFTD - Distribution - Tier 3 - 2QU CoRE ¦ 5QU LoRE | Non-Red Flag Warning - Large Fires | 2032 | 9.2211e-08 | 9.7367e-08 | 6.2905e-08 | 5.9909e-08 | 5.777 | 0.74734 | 3.238 | 1.7917 | 0 | 0 | 0 | 0 | 1.5754e-05 | 5.3271e-07 | 0 | 5.3271e-07 | 5.6249e-07 | 0 | 5.6249e-07 | 3.634e-07 | 0 | 3.634e-07 | 3.461e-07 | 0 | 3.461e-07
[79 empty] | WLDFR | HFTD - Distribution - Tier 3 - 2QU CoRE ¦ 5QU LoRE | Non-Red Flag Warning - Large Fires | 2033 | 9.2211e-08 | 9.7367e-08 | 6.2905e-08 | 5.9909e-08 | 6.1205 | 0.77885 | 3.4265 | 1.9151 | 0 | 0 | 0 | 0 | 1.5754e-05 | 5.6438e-07 | 0 | 5.6438e-07 | 5.9593e-07 | 0 | 5.9593e-07 | 3.8501e-07 | 0 | 3.8501e-07 | 3.6667e-07 | 0 | 3.6667e-07
[79 empty] | WLDFR | HFTD - Distribution - Tier 3 - 2QU CoRE ¦ 5QU LoRE | Non-Red Flag Warning - Large Fires | 2034 | 9.2211e-08 | 9.7367e-08 | 6.2905e-08 | 5.9909e-08 | 6.1205 | 0.77885 | 3.4265 | 1.9151 | 0 | 0 | 0 | 0 | 1.5754e-05 | 5.6438e-07 | 0 | 5.6438e-07 | 5.9593e-07 | 0 | 5.9593e-07 | 3.8501e-07 | 0 | 3.8501e-07 | 3.6667e-07 | 0 | 3.6667e-07
[79 empty] | WLDFR | HFTD - Distribution - Tier 3 - 2QU CoRE ¦ 5QU LoRE | Non-Red Flag Warning - Large Fires | 2035 | 9.2211e-08 | 9.7367e-08 | 6.2905e-08 | 5.9909e-08 | 6.1205 | 0.77885 | 3.4265 | 1.9151 | 0 | 0 | 0 | 0 | 1.5754e-05 | 5.6438e-07 | 0 | 5.6438e-07 | 5.9593e-07 | 0 | 5.9593e-07 | 3.8501e-07 | 0 | 3.8501e-07 | 3.6667e-07 | 0 | 3.6667e-07
[79 empty] | WLDFR | HFTD - Distribution - Tier 3 - 2QU CoRE ¦ 5QU LoRE | Non-Red Flag Warning - Large Fires | 2036 | 9.2211e-08 | 9.7367e-08 | 6.2905e-08 | 5.9909e-08 | 6.1205 | 0.77885 | 3.4265 | 1.9151 | 0 | 0 | 0 | 0 | 1.5754e-05 | 5.6438e-07 | 0 | 5.6438e-07 | 5.9593e-07 | 0 | 5.9593e-07 | 3.8501e-07 | 0 | 3.8501e-07 | 3.6667e-07 | 0 | 3.6667e-07
[79 empty] | WLDFR | HFTD - Distribution - Tier 3 - 2QU CoRE ¦ 5QU LoRE | Non-Red Flag Warning - Large Fires | 2037 | 9.2211e-08 | 9.7367e-08 | 6.2905e-08 | 5.9909e-08 | 6.1205 | 0.77885 | 3.4265 | 1.9151 | 0 | 0 | 0 | 0 | 1.5754e-05 | 5.6438e-07 | 0 | 5.6438e-07 | 5.9593e-07 | 0 | 5.9593e-07 | 3.8501e-07 | 0 | 3.8501e-07 | 3.6667e-07 | 0 | 3.6667e-07
[79 empty] | WLDFR | HFTD - Distribution - Tier 3 - 2QU CoRE ¦ 5QU LoRE | Non-Red Flag Warning - Large Fires | 2038 | 9.2211e-08 | 9.7367e-08 | 6.2905e-08 | 5.9909e-08 | 6.5028 | 0.81304 | 3.6355 | 2.0543 | 0 | 0 | 0 | 0 | 1.5754e-05 | 5.9963e-07 | 0 | 5.9963e-07 | 6.3316e-07 | 0 | 6.3316e-07 | 4.0906e-07 | 0 | 4.0906e-07 | 3.8958e-07 | 0 | 3.8958e-07
[79 empty] | WLDFR | HFTD - Distribution - Tier 3 - 2QU CoRE ¦ 5QU LoRE | Non-Red Flag Warning - Large Fires | 2039 | 9.2211e-08 | 9.7367e-08 | 6.2905e-08 | 5.9909e-08 | 6.5028 | 0.81304 | 3.6355 | 2.0543 | 0 | 0 | 0 | 0 | 1.5754e-05 | 5.9963e-07 | 0 | 5.9963e-07 | 6.3316e-07 | 0 | 6.3316e-07 | 4.0906e-07 | 0 | 4.0906e-07 | 3.8958e-07 | 0 | 3.8958e-07
[79 empty] | WLDFR | HFTD - Distribution - Tier 3 - 2QU CoRE ¦ 5QU LoRE | Non-Red Flag Warning - Large Fires | 2040 | 9.2211e-08 | 9.7367e-08 | 6.2905e-08 | 5.9909e-08 | 6.5028 | 0.81304 | 3.6355 | 2.0543 | 0 | 0 | 0 | 0 | 1.5754e-05 | 5.9963e-07 | 0 | 5.9963e-07 | 6.3316e-07 | 0 | 6.3316e-07 | 4.0906e-07 | 0 | 4.0906e-07 | 3.8958e-07 | 0 | 3.8958e-07
[79 empty] | WLDFR | HFTD - Distribution - Tier 3 - 2QU CoRE ¦ 5QU LoRE | Non-Red Flag Warning - Large Fires | 2041 | 9.2211e-08 | 9.7367e-08 | 6.2905e-08 | 5.9909e-08 | 6.5028 | 0.81304 | 3.6355 | 2.0543 | 0 | 0 | 0 | 0 | 1.5754e-05 | 5.9963e-07 | 0 | 5.9963e-07 | 6.3316e-07 | 0 | 6.3316e-07 | 4.0906e-07 | 0 | 4.0906e-07 | 3.8958e-07 | 0 | 3.8958e-07
[79 empty] | WLDFR | HFTD - Distribution - Tier 3 - 2QU CoRE ¦ 5QU LoRE | Non-Red Flag Warning - Large Fires | 2042 | 9.2211e-08 | 9.7367e-08 | 6.2905e-08 | 5.9909e-08 | 6.5028 | 0.81304 | 3.6355 | 2.0543 | 0 | 0 | 0 | 0 | 1.5754e-05 | 5.9963e-07 | 0 | 5.9963e-07 | 6.3316e-07 | 0 | 6.3316e-07 | 4.0906e-07 | 0 | 4.0906e-07 | 3.8958e-07 | 0 | 3.8958e-07
[79 empty] | WLDFR | HFTD - Distribution - Tier 3 - 2QU CoRE ¦ 5QU LoRE | Non-Red Flag Warning - Large Fires | 2043 | 9.2211e-08 | 9.7367e-08 | 6.2905e-08 | 5.9909e-08 | 6.9209 | 0.84944 | 3.8632 | 2.2083 | 0 | 0 | 0 | 0 | 1.5754e-05 | 6.3819e-07 | 0 | 6.3819e-07 | 6.7387e-07 | 0 | 6.7387e-07 | 4.3536e-07 | 0 | 4.3536e-07 | 4.1463e-07 | 0 | 4.1463e-07
[79 empty] | WLDFR | HFTD - Distribution - Tier 3 - 2QU CoRE ¦ 5QU LoRE | Non-Red Flag Warning - Large Fires | 2044 | 9.2211e-08 | 9.7367e-08 | 6.2905e-08 | 5.9909e-08 | 6.9209 | 0.84944 | 3.8632 | 2.2083 | 0 | 0 | 0 | 0 | 1.5754e-05 | 6.3819e-07 | 0 | 6.3819e-07 | 6.7387e-07 | 0 | 6.7387e-07 | 4.3536e-07 | 0 | 4.3536e-07 | 4.1463e-07 | 0 | 4.1463e-07
[79 empty] | WLDFR | HFTD - Distribution - Tier 3 - 2QU CoRE ¦ 5QU LoRE | Non-Red Flag Warning - Large Fires | 2045 | 9.2211e-08 | 9.7367e-08 | 6.2905e-08 | 5.9909e-08 | 6.9209 | 0.84944 | 3.8632 | 2.2083 | 0 | 0 | 0 | 0 | 1.5754e-05 | 6.3819e-07 | 0 | 6.3819e-07 | 6.7387e-07 | 0 | 6.7387e-07 | 4.3536e-07 | 0 | 4.3536e-07 | 4.1463e-07 | 0 | 4.1463e-07
[79 empty] | WLDFR | HFTD - Distribution - Tier 3 - 2QU CoRE ¦ 5QU LoRE | Non-Red Flag Warning - Large Fires | 2046 | 9.2211e-08 | 9.7367e-08 | 6.2905e-08 | 5.9909e-08 | 6.9209 | 0.84944 | 3.8632 | 2.2083 | 0 | 0 | 0 | 0 | 1.5754e-05 | 6.3819e-07 | 0 | 6.3819e-07 | 6.7387e-07 | 0 | 6.7387e-07 | 4.3536e-07 | 0 | 4.3536e-07 | 4.1463e-07 | 0 | 4.1463e-07
[79 empty] | WLDFR | HFTD - Distribution - Tier 3 - 2QU CoRE ¦ 5QU LoRE | Non-Red Flag Warning - Large Fires | 2047 | 9.2211e-08 | 9.7367e-08 | 6.2905e-08 | 5.9909e-08 | 6.9209 | 0.84944 | 3.8632 | 2.2083 | 0 | 0 | 0 | 0 | 1.5754e-05 | 6.3819e-07 | 0 | 6.3819e-07 | 6.7387e-07 | 0 | 6.7387e-07 | 4.3536e-07 | 0 | 4.3536e-07 | 4.1463e-07 | 0 | 4.1463e-07
[79 empty] | WLDFR | HFTD - Distribution - Tier 3 - 2QU CoRE ¦ 5QU LoRE | Non-Red Flag Warning - Large Fires | 2048 | 9.2211e-08 | 9.7367e-08 | 6.2905e-08 | 5.9909e-08 | 7.3713 | 0.88759 | 4.1075 | 2.3763 | 0 | 0 | 0 | 0 | 1.5754e-05 | 6.7972e-07 | 0 | 6.7972e-07 | 7.1773e-07 | 0 | 7.1773e-07 | 4.6369e-07 | 0 | 4.6369e-07 | 4.4161e-07 | 0 | 4.4161e-07
[79 empty] | WLDFR | HFTD - Distribution - Tier 3 - 2QU CoRE ¦ 5QU LoRE | Non-Red Flag Warning - Large Fires | 2049 | 9.2211e-08 | 9.7367e-08 | 6.2905e-08 | 5.9909e-08 | 7.3713 | 0.88759 | 4.1075 | 2.3763 | 0 | 0 | 0 | 0 | 1.5754e-05 | 6.7972e-07 | 0 | 6.7972e-07 | 7.1773e-07 | 0 | 7.1773e-07 | 4.6369e-07 | 0 | 4.6369e-07 | 4.4161e-07 | 0 | 4.4161e-07
[79 empty] | WLDFR | HFTD - Distribution - Tier 3 - 2QU CoRE ¦ 5QU LoRE | Non-Red Flag Warning - Large Fires | 2050 | 0 | 9.7367e-08 | 6.2905e-08 | 5.9909e-08 | 7.3713 | 0.88759 | 4.1075 | 2.3763 | 0 | 0 | 0 | 0 | 1.5754e-05 | 0 | 0 | 0 | 7.1773e-07 | 0 | 7.1773e-07 | 4.6369e-07 | 0 | 4.6369e-07 | 4.4161e-07 | 0 | 4.4161e-07
[79 empty] | WLDFR | HFTD - Distribution - Tier 3 - 2QU CoRE ¦ 5QU LoRE | Non-Red Flag Warning - Large Fires | 2051 | 0 | 0 | 6.2905e-08 | 5.9909e-08 | 7.3713 | 0.88759 | 4.1075 | 2.3763 | 0 | 0 | 0 | 0 | 1.5754e-05 | 0 | 0 | 0 | 0 | 0 | 0 | 4.6369e-07 | 0 | 4.6369e-07 | 4.4161e-07 | 0 | 4.4161e-07
[79 empty] | WLDFR | HFTD - Distribution - Tier 3 - 2QU CoRE ¦ 5QU LoRE | Non-Red Flag Warning - Large Fires | 2052 | 0 | 0 | 0 | 5.9909e-08 | 7.3713 | 0.88759 | 4.1075 | 2.3763 | 0 | 0 | 0 | 0 | 1.5754e-05 | 0 | 0 | 0 | 0 | 0 | 0 | 0 | 0 | 0 | 4.4161e-07 | 0 | 4.4161e-07
[79 empty] | WLDFR | HFTD - Distribution - Tier 3 - 2QU CoRE ¦ 5QU LoRE | Non-Red Flag Warning - Small Fires | 2020 | 1.5921e-05 | 0 | 0 | 0 | 0.077901 | 0.036425 | 0.0015809 | 0.039895 | 0 | 0 | 0 | 0 | 0.0023633 | 1.2403e-06 | 0 | 1.2403e-06 | 0 | 0 | 0 | 0 | 0 | 0 | 0 | 0 | 0
[79 empty] | WLDFR | HFTD - Distribution - Tier 3 - 2QU CoRE ¦ 5QU LoRE | Non-Red Flag Warning - Small Fires | 2021 | 8.7223e-06 | 1.6811e-05 | 0 | 0 | 0.077901 | 0.036425 | 0.0015809 | 0.039895 | 0 | 0 | 0 | 0 | 0.0023633 | 6.7947e-07 | 0 | 6.7947e-07 | 1.3096e-06 | 0 | 1.3096e-06 | 0 | 0 | 0 | 0 | 0 | 0
[79 empty] | WLDFR | HFTD - Distribution - Tier 3 - 2QU CoRE ¦ 5QU LoRE | Non-Red Flag Warning - Small Fires | 2022 | 1.3348e-05 | 1.4094e-05 | 1.6984e-05 | 0 | 0.077901 | 0.036425 | 0.0015809 | 0.039895 | 0 | 0 | 0 | 0 | 0.0021372 | 1.0398e-06 | 0 | 1.0398e-06 | 1.0979e-06 | 0 | 1.0979e-06 | 1.3231e-06 | 0 | 1.3231e-06 | 0 | 0 | 0
[79 empty] | WLDFR | HFTD - Distribution - Tier 3 - 2QU CoRE ¦ 5QU LoRE | Non-Red Flag Warning - Small Fires | 2023 | 1.3348e-05 | 1.4094e-05 | 9.1056e-06 | 1.6175e-05 | 0.080408 | 0.03759 | 0.0016314 | 0.041187 | 0 | 0 | 0 | 0 | 0.0021372 | 1.0733e-06 | 0 | 1.0733e-06 | 1.1333e-06 | 0 | 1.1333e-06 | 7.3217e-07 | 0 | 7.3217e-07 | 1.3006e-06 | 0 | 1.3006e-06
[79 empty] | WLDFR | HFTD - Distribution - Tier 3 - 2QU CoRE ¦ 5QU LoRE | Non-Red Flag Warning - Small Fires | 2024 | 1.3348e-05 | 1.4094e-05 | 9.1056e-06 | 8.672e-06 | 0.080408 | 0.03759 | 0.0016314 | 0.041187 | 0 | 0 | 0 | 0 | 0.0021372 | 1.0733e-06 | 0 | 1.0733e-06 | 1.1333e-06 | 0 | 1.1333e-06 | 7.3217e-07 | 0 | 7.3217e-07 | 6.973e-07 | 0 | 6.973e-07
[79 empty] | WLDFR | HFTD - Distribution - Tier 3 - 2QU CoRE ¦ 5QU LoRE | Non-Red Flag Warning - Small Fires | 2025 | 1.3348e-05 | 1.4094e-05 | 9.1056e-06 | 8.672e-06 | 0.080408 | 0.03759 | 0.0016314 | 0.041187 | 0 | 0 | 0 | 0 | 0.0021372 | 1.0733e-06 | 0 | 1.0733e-06 | 1.1333e-06 | 0 | 1.1333e-06 | 7.3217e-07 | 0 | 7.3217e-07 | 6.973e-07 | 0 | 6.973e-07
[79 empty] | WLDFR | HFTD - Distribution - Tier 3 - 2QU CoRE ¦ 5QU LoRE | Non-Red Flag Warning - Small Fires | 2026 | 1.3348e-05 | 1.4094e-05 | 9.1056e-06 | 8.672e-06 | 0.080408 | 0.03759 | 0.0016314 | 0.041187 | 0 | 0 | 0 | 0 | 0.0021372 | 1.0733e-06 | 0 | 1.0733e-06 | 1.1333e-06 | 0 | 1.1333e-06 | 7.3217e-07 | 0 | 7.3217e-07 | 6.973e-07 | 0 | 6.973e-07
[79 empty] | WLDFR | HFTD - Distribution - Tier 3 - 2QU CoRE ¦ 5QU LoRE | Non-Red Flag Warning - Small Fires | 2027 | 1.3348e-05 | 1.4094e-05 | 9.1056e-06 | 8.672e-06 | 0.080408 | 0.03759 | 0.0016314 | 0.041187 | 0 | 0 | 0 | 0 | 0.0021372 | 1.0733e-06 | 0 | 1.0733e-06 | 1.1333e-06 | 0 | 1.1333e-06 | 7.3217e-07 | 0 | 7.3217e-07 | 6.973e-07 | 0 | 6.973e-07
[79 empty] | WLDFR | HFTD - Distribution - Tier 3 - 2QU CoRE ¦ 5QU LoRE | Non-Red Flag Warning - Small Fires | 2028 | 1.3348e-05 | 1.4094e-05 | 9.1056e-06 | 8.672e-06 | 0.083606 | 0.039055 | 0.001695 | 0.042856 | 0 | 0 | 0 | 0 | 0.0021372 | 1.116e-06 | 0 | 1.116e-06 | 1.1784e-06 | 0 | 1.1784e-06 | 7.6129e-07 | 0 | 7.6129e-07 | 7.2504e-07 | 0 | 7.2504e-07
[79 empty] | WLDFR | HFTD - Distribution - Tier 3 - 2QU CoRE ¦ 5QU LoRE | Non-Red Flag Warning - Small Fires | 2029 | 1.3348e-05 | 1.4094e-05 | 9.1056e-06 | 8.672e-06 | 0.083606 | 0.039055 | 0.001695 | 0.042856 | 0 | 0 | 0 | 0 | 0.0021372 | 1.116e-06 | 0 | 1.116e-06 | 1.1784e-06 | 0 | 1.1784e-06 | 7.6129e-07 | 0 | 7.6129e-07 | 7.2504e-07 | 0 | 7.2504e-07
[79 empty] | WLDFR | HFTD - Distribution - Tier 3 - 2QU CoRE ¦ 5QU LoRE | Non-Red Flag Warning - Small Fires | 2030 | 1.3348e-05 | 1.4094e-05 | 9.1056e-06 | 8.672e-06 | 0.083606 | 0.039055 | 0.001695 | 0.042856 | 0 | 0 | 0 | 0 | 0.0021372 | 1.116e-06 | 0 | 1.116e-06 | 1.1784e-06 | 0 | 1.1784e-06 | 7.6129e-07 | 0 | 7.6129e-07 | 7.2504e-07 | 0 | 7.2504e-07
[79 empty] | WLDFR | HFTD - Distribution - Tier 3 - 2QU CoRE ¦ 5QU LoRE | Non-Red Flag Warning - Small Fires | 2031 | 1.3348e-05 | 1.4094e-05 | 9.1056e-06 | 8.672e-06 | 0.083606 | 0.039055 | 0.001695 | 0.042856 | 0 | 0 | 0 | 0 | 0.0021372 | 1.116e-06 | 0 | 1.116e-06 | 1.1784e-06 | 0 | 1.1784e-06 | 7.6129e-07 | 0 | 7.6129e-07 | 7.2504e-07 | 0 | 7.2504e-07
[79 empty] | WLDFR | HFTD - Distribution - Tier 3 - 2QU CoRE ¦ 5QU LoRE | Non-Red Flag Warning - Small Fires | 2032 | 1.3348e-05 | 1.4094e-05 | 9.1056e-06 | 8.672e-06 | 0.083606 | 0.039055 | 0.001695 | 0.042856 | 0 | 0 | 0 | 0 | 0.0021372 | 1.116e-06 | 0 | 1.116e-06 | 1.1784e-06 | 0 | 1.1784e-06 | 7.6129e-07 | 0 | 7.6129e-07 | 7.2504e-07 | 0 | 7.2504e-07
[79 empty] | WLDFR | HFTD - Distribution - Tier 3 - 2QU CoRE ¦ 5QU LoRE | Non-Red Flag Warning - Small Fires | 2033 | 1.3348e-05 | 1.4094e-05 | 9.1056e-06 | 8.672e-06 | 0.087211 | 0.040679 | 0.0017655 | 0.044766 | 0 | 0 | 0 | 0 | 0.0021372 | 1.1641e-06 | 0 | 1.1641e-06 | 1.2292e-06 | 0 | 1.2292e-06 | 7.9411e-07 | 0 | 7.9411e-07 | 7.563e-07 | 0 | 7.563e-07
[79 empty] | WLDFR | HFTD - Distribution - Tier 3 - 2QU CoRE ¦ 5QU LoRE | Non-Red Flag Warning - Small Fires | 2034 | 1.3348e-05 | 1.4094e-05 | 9.1056e-06 | 8.672e-06 | 0.087211 | 0.040679 | 0.0017655 | 0.044766 | 0 | 0 | 0 | 0 | 0.0021372 | 1.1641e-06 | 0 | 1.1641e-06 | 1.2292e-06 | 0 | 1.2292e-06 | 7.9411e-07 | 0 | 7.9411e-07 | 7.563e-07 | 0 | 7.563e-07
[79 empty] | WLDFR | HFTD - Distribution - Tier 3 - 2QU CoRE ¦ 5QU LoRE | Non-Red Flag Warning - Small Fires | 2035 | 1.3348e-05 | 1.4094e-05 | 9.1056e-06 | 8.672e-06 | 0.087211 | 0.040679 | 0.0017655 | 0.044766 | 0 | 0 | 0 | 0 | 0.0021372 | 1.1641e-06 | 0 | 1.1641e-06 | 1.2292e-06 | 0 | 1.2292e-06 | 7.9411e-07 | 0 | 7.9411e-07 | 7.563e-07 | 0 | 7.563e-07
[79 empty] | WLDFR | HFTD - Distribution - Tier 3 - 2QU CoRE ¦ 5QU LoRE | Non-Red Flag Warning - Small Fires | 2036 | 1.3348e-05 | 1.4094e-05 | 9.1056e-06 | 8.672e-06 | 0.087211 | 0.040679 | 0.0017655 | 0.044766 | 0 | 0 | 0 | 0 | 0.0021372 | 1.1641e-06 | 0 | 1.1641e-06 | 1.2292e-06 | 0 | 1.2292e-06 | 7.9411e-07 | 0 | 7.9411e-07 | 7.563e-07 | 0 | 7.563e-07
[79 empty] | WLDFR | HFTD - Distribution - Tier 3 - 2QU CoRE ¦ 5QU LoRE | Non-Red Flag Warning - Small Fires | 2037 | 1.3348e-05 | 1.4094e-05 | 9.1056e-06 | 8.672e-06 | 0.087211 | 0.040679 | 0.0017655 | 0.044766 | 0 | 0 | 0 | 0 | 0.0021372 | 1.1641e-06 | 0 | 1.1641e-06 | 1.2292e-06 | 0 | 1.2292e-06 | 7.9411e-07 | 0 | 7.9411e-07 | 7.563e-07 | 0 | 7.563e-07
[79 empty] | WLDFR | HFTD - Distribution - Tier 3 - 2QU CoRE ¦ 5QU LoRE | Non-Red Flag Warning - Small Fires | 2038 | 1.3348e-05 | 1.4094e-05 | 9.1056e-06 | 8.672e-06 | 0.091184 | 0.042438 | 0.0018418 | 0.046905 | 0 | 0 | 0 | 0 | 0.0021372 | 1.2171e-06 | 0 | 1.2171e-06 | 1.2852e-06 | 0 | 1.2852e-06 | 8.3029e-07 | 0 | 8.3029e-07 | 7.9075e-07 | 0 | 7.9075e-07
[79 empty] | WLDFR | HFTD - Distribution - Tier 3 - 2QU CoRE ¦ 5QU LoRE | Non-Red Flag Warning - Small Fires | 2039 | 1.3348e-05 | 1.4094e-05 | 9.1056e-06 | 8.672e-06 | 0.091184 | 0.042438 | 0.0018418 | 0.046905 | 0 | 0 | 0 | 0 | 0.0021372 | 1.2171e-06 | 0 | 1.2171e-06 | 1.2852e-06 | 0 | 1.2852e-06 | 8.3029e-07 | 0 | 8.3029e-07 | 7.9075e-07 | 0 | 7.9075e-07
[79 empty] | WLDFR | HFTD - Distribution - Tier 3 - 2QU CoRE ¦ 5QU LoRE | Non-Red Flag Warning - Small Fires | 2040 | 1.3348e-05 | 1.4094e-05 | 9.1056e-06 | 8.672e-06 | 0.091184 | 0.042438 | 0.0018418 | 0.046905 | 0 | 0 | 0 | 0 | 0.0021372 | 1.2171e-06 | 0 | 1.2171e-06 | 1.2852e-06 | 0 | 1.2852e-06 | 8.3029e-07 | 0 | 8.3029e-07 | 7.9075e-07 | 0 | 7.9075e-07
[79 empty] | WLDFR | HFTD - Distribution - Tier 3 - 2QU CoRE ¦ 5QU LoRE | Non-Red Flag Warning - Small Fires | 2041 | 1.3348e-05 | 1.4094e-05 | 9.1056e-06 | 8.672e-06 | 0.091184 | 0.042438 | 0.0018418 | 0.046905 | 0 | 0 | 0 | 0 | 0.0021372 | 1.2171e-06 | 0 | 1.2171e-06 | 1.2852e-06 | 0 | 1.2852e-06 | 8.3029e-07 | 0 | 8.3029e-07 | 7.9075e-07 | 0 | 7.9075e-07
[79 empty] | WLDFR | HFTD - Distribution - Tier 3 - 2QU CoRE ¦ 5QU LoRE | Non-Red Flag Warning - Small Fires | 2042 | 1.3348e-05 | 1.4094e-05 | 9.1056e-06 | 8.672e-06 | 0.091184 | 0.042438 | 0.0018418 | 0.046905 | 0 | 0 | 0 | 0 | 0.0021372 | 1.2171e-06 | 0 | 1.2171e-06 | 1.2852e-06 | 0 | 1.2852e-06 | 8.3029e-07 | 0 | 8.3029e-07 | 7.9075e-07 | 0 | 7.9075e-07
[79 empty] | WLDFR | HFTD - Distribution - Tier 3 - 2QU CoRE ¦ 5QU LoRE | Non-Red Flag Warning - Small Fires | 2043 | 1.3348e-05 | 1.4094e-05 | 9.1056e-06 | 8.672e-06 | 0.095486 | 0.044306 | 0.0019228 | 0.049257 | 0 | 0 | 0 | 0 | 0.0021372 | 1.2745e-06 | 0 | 1.2745e-06 | 1.3458e-06 | 0 | 1.3458e-06 | 8.6946e-07 | 0 | 8.6946e-07 | 8.2805e-07 | 0 | 8.2805e-07
[79 empty] | WLDFR | HFTD - Distribution - Tier 3 - 2QU CoRE ¦ 5QU LoRE | Non-Red Flag Warning - Small Fires | 2044 | 1.3348e-05 | 1.4094e-05 | 9.1056e-06 | 8.672e-06 | 0.095486 | 0.044306 | 0.0019228 | 0.049257 | 0 | 0 | 0 | 0 | 0.0021372 | 1.2745e-06 | 0 | 1.2745e-06 | 1.3458e-06 | 0 | 1.3458e-06 | 8.6946e-07 | 0 | 8.6946e-07 | 8.2805e-07 | 0 | 8.2805e-07
[79 empty] | WLDFR | HFTD - Distribution - Tier 3 - 2QU CoRE ¦ 5QU LoRE | Non-Red Flag Warning - Small Fires | 2045 | 1.3348e-05 | 1.4094e-05 | 9.1056e-06 | 8.672e-06 | 0.095486 | 0.044306 | 0.0019228 | 0.049257 | 0 | 0 | 0 | 0 | 0.0021372 | 1.2745e-06 | 0 | 1.2745e-06 | 1.3458e-06 | 0 | 1.3458e-06 | 8.6946e-07 | 0 | 8.6946e-07 | 8.2805e-07 | 0 | 8.2805e-07
[79 empty] | WLDFR | HFTD - Distribution - Tier 3 - 2QU CoRE ¦ 5QU LoRE | Non-Red Flag Warning - Small Fires | 2046 | 1.3348e-05 | 1.4094e-05 | 9.1056e-06 | 8.672e-06 | 0.095486 | 0.044306 | 0.0019228 | 0.049257 | 0 | 0 | 0 | 0 | 0.0021372 | 1.2745e-06 | 0 | 1.2745e-06 | 1.3458e-06 | 0 | 1.3458e-06 | 8.6946e-07 | 0 | 8.6946e-07 | 8.2805e-07 | 0 | 8.2805e-07
[79 empty] | WLDFR | HFTD - Distribution - Tier 3 - 2QU CoRE ¦ 5QU LoRE | Non-Red Flag Warning - Small Fires | 2047 | 1.3348e-05 | 1.4094e-05 | 9.1056e-06 | 8.672e-06 | 0.095486 | 0.044306 | 0.0019228 | 0.049257 | 0 | 0 | 0 | 0 | 0.0021372 | 1.2745e-06 | 0 | 1.2745e-06 | 1.3458e-06 | 0 | 1.3458e-06 | 8.6946e-07 | 0 | 8.6946e-07 | 8.2805e-07 | 0 | 8.2805e-07
[79 empty] | WLDFR | HFTD - Distribution - Tier 3 - 2QU CoRE ¦ 5QU LoRE | Non-Red Flag Warning - Small Fires | 2048 | 1.3348e-05 | 1.4094e-05 | 9.1056e-06 | 8.672e-06 | 0.10007 | 0.04626 | 0.0020076 | 0.051804 | 0 | 0 | 0 | 0 | 0.0021372 | 1.3357e-06 | 0 | 1.3357e-06 | 1.4104e-06 | 0 | 1.4104e-06 | 9.1122e-07 | 0 | 9.1122e-07 | 8.6782e-07 | 0 | 8.6782e-07
[79 empty] | WLDFR | HFTD - Distribution - Tier 3 - 2QU CoRE ¦ 5QU LoRE | Non-Red Flag Warning - Small Fires | 2049 | 1.3348e-05 | 1.4094e-05 | 9.1056e-06 | 8.672e-06 | 0.10007 | 0.04626 | 0.0020076 | 0.051804 | 0 | 0 | 0 | 0 | 0.0021372 | 1.3357e-06 | 0 | 1.3357e-06 | 1.4104e-06 | 0 | 1.4104e-06 | 9.1122e-07 | 0 | 9.1122e-07 | 8.6782e-07 | 0 | 8.6782e-07
[79 empty] | WLDFR | HFTD - Distribution - Tier 3 - 2QU CoRE ¦ 5QU LoRE | Non-Red Flag Warning - Small Fires | 2050 | 0 | 1.4094e-05 | 9.1056e-06 | 8.672e-06 | 0.10007 | 0.04626 | 0.0020076 | 0.051804 | 0 | 0 | 0 | 0 | 0.0021372 | 0 | 0 | 0 | 1.4104e-06 | 0 | 1.4104e-06 | 9.1122e-07 | 0 | 9.1122e-07 | 8.6782e-07 | 0 | 8.6782e-07
[79 empty] | WLDFR | HFTD - Distribution - Tier 3 - 2QU CoRE ¦ 5QU LoRE | Non-Red Flag Warning - Small Fires | 2051 | 0 | 0 | 9.1056e-06 | 8.672e-06 | 0.10007 | 0.04626 | 0.0020076 | 0.051804 | 0 | 0 | 0 | 0 | 0.0021372 | 0 | 0 | 0 | 0 | 0 | 0 | 9.1122e-07 | 0 | 9.1122e-07 | 8.6782e-07 | 0 | 8.6782e-07
[79 empty] | WLDFR | HFTD - Distribution - Tier 3 - 2QU CoRE ¦ 5QU LoRE | Non-Red Flag Warning - Small Fires | 2052 | 0 | 0 | 0 | 8.672e-06 | 0.10007 | 0.04626 | 0.0020076 | 0.051804 | 0 | 0 | 0 | 0 | 0.0021372 | 0 | 0 | 0 | 0 | 0 | 0 | 0 | 0 | 0 | 8.6782e-07 | 0 | 8.6782e-07
[79 empty] | WLDFR | HFTD - Distribution - Tier 3 - 2QU CoRE ¦ 5QU LoRE | Red Flag Warning - Catastrophic Fires | 2020 | 5.8162e-07 | 0 | 0 | 0 | 14146.1306 | 222.2294 | 8585.7228 | 5338.1784 | 0 | 0 | 0 | 0 | 4.5196e-05 | 0.0082276 | 0 | 0.0082276 | 0 | 0 | 0 | 0 | 0 | 0 | 0 | 0 | 0
[79 empty] | WLDFR | HFTD - Distribution - Tier 3 - 2QU CoRE ¦ 5QU LoRE | Red Flag Warning - Catastrophic Fires | 2021 | 3.854e-07 | 6.1413e-07 | 0 | 0 | 14146.1306 | 222.2294 | 8585.7228 | 5338.1784 | 0 | 0 | 0 | 0 | 4.5196e-05 | 0.0054519 | 0 | 0.0054519 | 0.0086876 | 0 | 0.0086876 | 0 | 0 | 0 | 0 | 0 | 0
[79 empty] | WLDFR | HFTD - Distribution - Tier 3 - 2QU CoRE ¦ 5QU LoRE | Red Flag Warning - Catastrophic Fires | 2022 | 5.05e-07 | 5.3323e-07 | 5.3592e-07 | 0 | 14146.1306 | 222.2294 | 8585.7228 | 5338.1784 | 0 | 0 | 0 | 0 | 3.9475e-05 | 0.0071438 | 0 | 0.0071438 | 0.0075432 | 0 | 0.0075432 | 0.0075812 | 0 | 0.0075812 | 0 | 0 | 0
[79 empty] | WLDFR | HFTD - Distribution - Tier 3 - 2QU CoRE ¦ 5QU LoRE | Red Flag Warning - Catastrophic Fires | 2023 | 5.05e-07 | 5.3323e-07 | 3.445e-07 | 5.104e-07 | 14664.6376 | 233.2301 | 8896.516 | 5534.8915 | 0 | 0 | 0 | 0 | 3.9475e-05 | 0.0074056 | 0 | 0.0074056 | 0.0078197 | 0 | 0.0078197 | 0.0050519 | 0 | 0.0050519 | 0.0074848 | 0 | 0.0074848
[79 empty] | WLDFR | HFTD - Distribution - Tier 3 - 2QU CoRE ¦ 5QU LoRE | Red Flag Warning - Catastrophic Fires | 2024 | 5.05e-07 | 5.3323e-07 | 3.445e-07 | 3.2809e-07 | 14664.6376 | 233.2301 | 8896.516 | 5534.8915 | 0 | 0 | 0 | 0 | 3.9475e-05 | 0.0074056 | 0 | 0.0074056 | 0.0078197 | 0 | 0.0078197 | 0.0050519 | 0 | 0.0050519 | 0.0048114 | 0 | 0.0048114
[79 empty] | WLDFR | HFTD - Distribution - Tier 3 - 2QU CoRE ¦ 5QU LoRE | Red Flag Warning - Catastrophic Fires | 2025 | 5.05e-07 | 5.3323e-07 | 3.445e-07 | 3.2809e-07 | 14664.6376 | 233.2301 | 8896.516 | 5534.8915 | 0 | 0 | 0 | 0 | 3.9475e-05 | 0.0074056 | 0 | 0.0074056 | 0.0078197 | 0 | 0.0078197 | 0.0050519 | 0 | 0.0050519 | 0.0048114 | 0 | 0.0048114
[79 empty] | WLDFR | HFTD - Distribution - Tier 3 - 2QU CoRE ¦ 5QU LoRE | Red Flag Warning - Catastrophic Fires | 2026 | 5.05e-07 | 5.3323e-07 | 3.445e-07 | 3.2809e-07 | 14664.6376 | 233.2301 | 8896.516 | 5534.8915 | 0 | 0 | 0 | 0 | 3.9475e-05 | 0.0074056 | 0 | 0.0074056 | 0.0078197 | 0 | 0.0078197 | 0.0050519 | 0 | 0.0050519 | 0.0048114 | 0 | 0.0048114
[79 empty] | WLDFR | HFTD - Distribution - Tier 3 - 2QU CoRE ¦ 5QU LoRE | Red Flag Warning - Catastrophic Fires | 2027 | 5.05e-07 | 5.3323e-07 | 3.445e-07 | 3.2809e-07 | 14664.6376 | 233.2301 | 8896.516 | 5534.8915 | 0 | 0 | 0 | 0 | 3.9475e-05 | 0.0074056 | 0 | 0.0074056 | 0.0078197 | 0 | 0.0078197 | 0.0050519 | 0 | 0.0050519 | 0.0048114 | 0 | 0.0048114
[79 empty] | WLDFR | HFTD - Distribution - Tier 3 - 2QU CoRE ¦ 5QU LoRE | Red Flag Warning - Catastrophic Fires | 2028 | 5.05e-07 | 5.3323e-07 | 3.445e-07 | 3.2809e-07 | 15317.9909 | 247.273 | 9287.6491 | 5783.0689 | 0 | 0 | 0 | 0 | 3.9475e-05 | 0.0077356 | 0 | 0.0077356 | 0.0081681 | 0 | 0.0081681 | 0.005277 | 0 | 0.005277 | 0.0050257 | 0 | 0.0050257
[79 empty] | WLDFR | HFTD - Distribution - Tier 3 - 2QU CoRE ¦ 5QU LoRE | Red Flag Warning - Catastrophic Fires | 2029 | 5.05e-07 | 5.3323e-07 | 3.445e-07 | 3.2809e-07 | 15317.9909 | 247.273 | 9287.6491 | 5783.0689 | 0 | 0 | 0 | 0 | 3.9475e-05 | 0.0077356 | 0 | 0.0077356 | 0.0081681 | 0 | 0.0081681 | 0.005277 | 0 | 0.005277 | 0.0050257 | 0 | 0.0050257
[79 empty] | WLDFR | HFTD - Distribution - Tier 3 - 2QU CoRE ¦ 5QU LoRE | Red Flag Warning - Catastrophic Fires | 2030 | 5.05e-07 | 5.3323e-07 | 3.445e-07 | 3.2809e-07 | 15317.9909 | 247.273 | 9287.6491 | 5783.0689 | 0 | 0 | 0 | 0 | 3.9475e-05 | 0.0077356 | 0 | 0.0077356 | 0.0081681 | 0 | 0.0081681 | 0.005277 | 0 | 0.005277 | 0.0050257 | 0 | 0.0050257
[79 empty] | WLDFR | HFTD - Distribution - Tier 3 - 2QU CoRE ¦ 5QU LoRE | Red Flag Warning - Catastrophic Fires | 2031 | 5.05e-07 | 5.3323e-07 | 3.445e-07 | 3.2809e-07 | 15317.9909 | 247.273 | 9287.6491 | 5783.0689 | 0 | 0 | 0 | 0 | 3.9475e-05 | 0.0077356 | 0 | 0.0077356 | 0.0081681 | 0 | 0.0081681 | 0.005277 | 0 | 0.005277 | 0.0050257 | 0 | 0.0050257
[79 empty] | WLDFR | HFTD - Distribution - Tier 3 - 2QU CoRE ¦ 5QU LoRE | Red Flag Warning - Catastrophic Fires | 2032 | 5.05e-07 | 5.3323e-07 | 3.445e-07 | 3.2809e-07 | 15317.9909 | 247.273 | 9287.6491 | 5783.0689 | 0 | 0 | 0 | 0 | 3.9475e-05 | 0.0077356 | 0 | 0.0077356 | 0.0081681 | 0 | 0.0081681 | 0.005277 | 0 | 0.005277 | 0.0050257 | 0 | 0.0050257
[79 empty] | WLDFR | HFTD - Distribution - Tier 3 - 2QU CoRE ¦ 5QU LoRE | Red Flag Warning - Catastrophic Fires | 2033 | 5.05e-07 | 5.3323e-07 | 3.445e-07 | 3.2809e-07 | 16044.1264 | 263.1074 | 9721.74 | 6059.2791 | 0 | 0 | 0 | 0 | 3.9475e-05 | 0.0081023 | 0 | 0.0081023 | 0.0085553 | 0 | 0.0085553 | 0.0055272 | 0 | 0.0055272 | 0.005264 | 0 | 0.005264
[79 empty] | WLDFR | HFTD - Distribution - Tier 3 - 2QU CoRE ¦ 5QU LoRE | Red Flag Warning - Catastrophic Fires | 2034 | 5.05e-07 | 5.3323e-07 | 3.445e-07 | 3.2809e-07 | 16044.1264 | 263.1074 | 9721.74 | 6059.2791 | 0 | 0 | 0 | 0 | 3.9475e-05 | 0.0081023 | 0 | 0.0081023 | 0.0085553 | 0 | 0.0085553 | 0.0055272 | 0 | 0.0055272 | 0.005264 | 0 | 0.005264
[79 empty] | WLDFR | HFTD - Distribution - Tier 3 - 2QU CoRE ¦ 5QU LoRE | Red Flag Warning - Catastrophic Fires | 2035 | 5.05e-07 | 5.3323e-07 | 3.445e-07 | 3.2809e-07 | 16044.1264 | 263.1074 | 9721.74 | 6059.2791 | 0 | 0 | 0 | 0 | 3.9475e-05 | 0.0081023 | 0 | 0.0081023 | 0.0085553 | 0 | 0.0085553 | 0.0055272 | 0 | 0.0055272 | 0.005264 | 0 | 0.005264
[79 empty] | WLDFR | HFTD - Distribution - Tier 3 - 2QU CoRE ¦ 5QU LoRE | Red Flag Warning - Catastrophic Fires | 2036 | 5.05e-07 | 5.3323e-07 | 3.445e-07 | 3.2809e-07 | 16044.1264 | 263.1074 | 9721.74 | 6059.2791 | 0 | 0 | 0 | 0 | 3.9475e-05 | 0.0081023 | 0 | 0.0081023 | 0.0085553 | 0 | 0.0085553 | 0.0055272 | 0 | 0.0055272 | 0.005264 | 0 | 0.005264
[79 empty] | WLDFR | HFTD - Distribution - Tier 3 - 2QU CoRE ¦ 5QU LoRE | Red Flag Warning - Catastrophic Fires | 2037 | 5.05e-07 | 5.3323e-07 | 3.445e-07 | 3.2809e-07 | 16044.1264 | 263.1074 | 9721.74 | 6059.2791 | 0 | 0 | 0 | 0 | 3.9475e-05 | 0.0081023 | 0 | 0.0081023 | 0.0085553 | 0 | 0.0085553 | 0.0055272 | 0 | 0.0055272 | 0.005264 | 0 | 0.005264
[79 empty] | WLDFR | HFTD - Distribution - Tier 3 - 2QU CoRE ¦ 5QU LoRE | Red Flag Warning - Catastrophic Fires | 2038 | 5.05e-07 | 5.3323e-07 | 3.445e-07 | 3.2809e-07 | 16832.3912 | 280.5544 | 10192.2718 | 6359.5651 | 0 | 0 | 0 | 0 | 3.9475e-05 | 0.0085003 | 0 | 0.0085003 | 0.0089756 | 0 | 0.0089756 | 0.0057987 | 0 | 0.0057987 | 0.0055226 | 0 | 0.0055226
[79 empty] | WLDFR | HFTD - Distribution - Tier 3 - 2QU CoRE ¦ 5QU LoRE | Red Flag Warning - Catastrophic Fires | 2039 | 5.05e-07 | 5.3323e-07 | 3.445e-07 | 3.2809e-07 | 16832.3912 | 280.5544 | 10192.2718 | 6359.5651 | 0 | 0 | 0 | 0 | 3.9475e-05 | 0.0085003 | 0 | 0.0085003 | 0.0089756 | 0 | 0.0089756 | 0.0057987 | 0 | 0.0057987 | 0.0055226 | 0 | 0.0055226
[79 empty] | WLDFR | HFTD - Distribution - Tier 3 - 2QU CoRE ¦ 5QU LoRE | Red Flag Warning - Catastrophic Fires | 2040 | 5.05e-07 | 5.3323e-07 | 3.445e-07 | 3.2809e-07 | 16832.3912 | 280.5544 | 10192.2718 | 6359.5651 | 0 | 0 | 0 | 0 | 3.9475e-05 | 0.0085003 | 0 | 0.0085003 | 0.0089756 | 0 | 0.0089756 | 0.0057987 | 0 | 0.0057987 | 0.0055226 | 0 | 0.0055226
[79 empty] | WLDFR | HFTD - Distribution - Tier 3 - 2QU CoRE ¦ 5QU LoRE | Red Flag Warning - Catastrophic Fires | 2041 | 5.05e-07 | 5.3323e-07 | 3.445e-07 | 3.2809e-07 | 16832.3912 | 280.5544 | 10192.2718 | 6359.5651 | 0 | 0 | 0 | 0 | 3.9475e-05 | 0.0085003 | 0 | 0.0085003 | 0.0089756 | 0 | 0.0089756 | 0.0057987 | 0 | 0.0057987 | 0.0055226 | 0 | 0.0055226
[79 empty] | WLDFR | HFTD - Distribution - Tier 3 - 2QU CoRE ¦ 5QU LoRE | Red Flag Warning - Catastrophic Fires | 2042 | 5.05e-07 | 5.3323e-07 | 3.445e-07 | 3.2809e-07 | 16832.3912 | 280.5544 | 10192.2718 | 6359.5651 | 0 | 0 | 0 | 0 | 3.9475e-05 | 0.0085003 | 0 | 0.0085003 | 0.0089756 | 0 | 0.0089756 | 0.0057987 | 0 | 0.0057987 | 0.0055226 | 0 | 0.0055226
[79 empty] | WLDFR | HFTD - Distribution - Tier 3 - 2QU CoRE ¦ 5QU LoRE | Red Flag Warning - Catastrophic Fires | 2043 | 5.05e-07 | 5.3323e-07 | 3.445e-07 | 3.2809e-07 | 17672.0852 | 299.42 | 10692.7362 | 6679.929 | 0 | 0 | 0 | 0 | 3.9475e-05 | 0.0089244 | 0 | 0.0089244 | 0.0094233 | 0 | 0.0094233 | 0.006088 | 0 | 0.006088 | 0.0057981 | 0 | 0.0057981
[79 empty] | WLDFR | HFTD - Distribution - Tier 3 - 2QU CoRE ¦ 5QU LoRE | Red Flag Warning - Catastrophic Fires | 2044 | 5.05e-07 | 5.3323e-07 | 3.445e-07 | 3.2809e-07 | 17672.0852 | 299.42 | 10692.7362 | 6679.929 | 0 | 0 | 0 | 0 | 3.9475e-05 | 0.0089244 | 0 | 0.0089244 | 0.0094233 | 0 | 0.0094233 | 0.006088 | 0 | 0.006088 | 0.0057981 | 0 | 0.0057981
[79 empty] | WLDFR | HFTD - Distribution - Tier 3 - 2QU CoRE ¦ 5QU LoRE | Red Flag Warning - Catastrophic Fires | 2045 | 5.05e-07 | 5.3323e-07 | 3.445e-07 | 3.2809e-07 | 17672.0852 | 299.42 | 10692.7362 | 6679.929 | 0 | 0 | 0 | 0 | 3.9475e-05 | 0.0089244 | 0 | 0.0089244 | 0.0094233 | 0 | 0.0094233 | 0.006088 | 0 | 0.006088 | 0.0057981 | 0 | 0.0057981
[79 empty] | WLDFR | HFTD - Distribution - Tier 3 - 2QU CoRE ¦ 5QU LoRE | Red Flag Warning - Catastrophic Fires | 2046 | 5.05e-07 | 5.3323e-07 | 3.445e-07 | 3.2809e-07 | 17672.0852 | 299.42 | 10692.7362 | 6679.929 | 0 | 0 | 0 | 0 | 3.9475e-05 | 0.0089244 | 0 | 0.0089244 | 0.0094233 | 0 | 0.0094233 | 0.006088 | 0 | 0.006088 | 0.0057981 | 0 | 0.0057981
[79 empty] | WLDFR | HFTD - Distribution - Tier 3 - 2QU CoRE ¦ 5QU LoRE | Red Flag Warning - Catastrophic Fires | 2047 | 5.05e-07 | 5.3323e-07 | 3.445e-07 | 3.2809e-07 | 17672.0852 | 299.42 | 10692.7362 | 6679.929 | 0 | 0 | 0 | 0 | 3.9475e-05 | 0.0089244 | 0 | 0.0089244 | 0.0094233 | 0 | 0.0094233 | 0.006088 | 0 | 0.006088 | 0.0057981 | 0 | 0.0057981
[79 empty] | WLDFR | HFTD - Distribution - Tier 3 - 2QU CoRE ¦ 5QU LoRE | Red Flag Warning - Catastrophic Fires | 2048 | 5.05e-07 | 5.3323e-07 | 3.445e-07 | 3.2809e-07 | 18552.3348 | 319.4911 | 11216.5626 | 7016.281 | 0 | 0 | 0 | 0 | 3.9475e-05 | 0.0093689 | 0 | 0.0093689 | 0.0098927 | 0 | 0.0098927 | 0.0063912 | 0 | 0.0063912 | 0.0060869 | 0 | 0.0060869
[79 empty] | WLDFR | HFTD - Distribution - Tier 3 - 2QU CoRE ¦ 5QU LoRE | Red Flag Warning - Catastrophic Fires | 2049 | 5.05e-07 | 5.3323e-07 | 3.445e-07 | 3.2809e-07 | 18552.3348 | 319.4911 | 11216.5626 | 7016.281 | 0 | 0 | 0 | 0 | 3.9475e-05 | 0.0093689 | 0 | 0.0093689 | 0.0098927 | 0 | 0.0098927 | 0.0063912 | 0 | 0.0063912 | 0.0060869 | 0 | 0.0060869
[79 empty] | WLDFR | HFTD - Distribution - Tier 3 - 2QU CoRE ¦ 5QU LoRE | Red Flag Warning - Catastrophic Fires | 2050 | 0 | 5.3323e-07 | 3.445e-07 | 3.2809e-07 | 18552.3348 | 319.4911 | 11216.5626 | 7016.281 | 0 | 0 | 0 | 0 | 3.9475e-05 | 0 | 0 | 0 | 0.0098927 | 0 | 0.0098927 | 0.0063912 | 0 | 0.0063912 | 0.0060869 | 0 | 0.0060869
[79 empty] | WLDFR | HFTD - Distribution - Tier 3 - 2QU CoRE ¦ 5QU LoRE | Red Flag Warning - Catastrophic Fires | 2051 | 0 | 0 | 3.445e-07 | 3.2809e-07 | 18552.3348 | 319.4911 | 11216.5626 | 7016.281 | 0 | 0 | 0 | 0 | 3.9475e-05 | 0 | 0 | 0 | 0 | 0 | 0 | 0.0063912 | 0 | 0.0063912 | 0.0060869 | 0 | 0.0060869
[79 empty] | WLDFR | HFTD - Distribution - Tier 3 - 2QU CoRE ¦ 5QU LoRE | Red Flag Warning - Catastrophic Fires | 2052 | 0 | 0 | 0 | 3.2809e-07 | 18552.3348 | 319.4911 | 11216.5626 | 7016.281 | 0 | 0 | 0 | 0 | 3.9475e-05 | 0 | 0 | 0 | 0 | 0 | 0 | 0 | 0 | 0 | 0.0060869 | 0 | 0.0060869
[79 empty] | WLDFR | HFTD - Distribution - Tier 3 - 2QU CoRE ¦ 5QU LoRE | Red Flag Warning - Destructive Fires | 2020 | 6.9392e-08 | 0 | 0 | 0 | 8807.9522 | 222.2294 | 8585.7228 | 0 | 0 | 0 | 0 | 0 | 6.0407e-06 | 0.0006112 | 0 | 0.0006112 | 0 | 0 | 0 | 0 | 0 | 0 | 0 | 0 | 0
[79 empty] | WLDFR | HFTD - Distribution - Tier 3 - 2QU CoRE ¦ 5QU LoRE | Red Flag Warning - Destructive Fires | 2021 | 4.5993e-08 | 7.3272e-08 | 0 | 0 | 8807.9522 | 222.2294 | 8585.7228 | 0 | 0 | 0 | 0 | 0 | 6.0407e-06 | 0.0004051 | 0 | 0.0004051 | 0.00064537 | 0 | 0.00064537 | 0 | 0 | 0 | 0 | 0 | 0
[79 empty] | WLDFR | HFTD - Distribution - Tier 3 - 2QU CoRE ¦ 5QU LoRE | Red Flag Warning - Destructive Fires | 2022 | 6.0727e-08 | 6.4123e-08 | 6.4384e-08 | 0 | 8807.9522 | 222.2294 | 8585.7228 | 0 | 0 | 0 | 0 | 0 | 5.2162e-06 | 0.00053488 | 0 | 0.00053488 | 0.00056479 | 0 | 0.00056479 | 0.00056709 | 0 | 0.00056709 | 0 | 0 | 0
[79 empty] | WLDFR | HFTD - Distribution - Tier 3 - 2QU CoRE ¦ 5QU LoRE | Red Flag Warning - Destructive Fires | 2023 | 6.0727e-08 | 6.4123e-08 | 4.1427e-08 | 6.1318e-08 | 9129.7461 | 233.2301 | 8896.516 | 0 | 0 | 0 | 0 | 0 | 5.2162e-06 | 0.00055443 | 0 | 0.00055443 | 0.00058542 | 0 | 0.00058542 | 0.00037822 | 0 | 0.00037822 | 0.00055982 | 0 | 0.00055982
[79 empty] | WLDFR | HFTD - Distribution - Tier 3 - 2QU CoRE ¦ 5QU LoRE | Red Flag Warning - Destructive Fires | 2024 | 6.0727e-08 | 6.4123e-08 | 4.1427e-08 | 3.9454e-08 | 9129.7461 | 233.2301 | 8896.516 | 0 | 0 | 0 | 0 | 0 | 5.2162e-06 | 0.00055443 | 0 | 0.00055443 | 0.00058542 | 0 | 0.00058542 | 0.00037822 | 0 | 0.00037822 | 0.00036021 | 0 | 0.00036021
[79 empty] | WLDFR | HFTD - Distribution - Tier 3 - 2QU CoRE ¦ 5QU LoRE | Red Flag Warning - Destructive Fires | 2025 | 6.0727e-08 | 6.4123e-08 | 4.1427e-08 | 3.9454e-08 | 9129.7461 | 233.2301 | 8896.516 | 0 | 0 | 0 | 0 | 0 | 5.2162e-06 | 0.00055443 | 0 | 0.00055443 | 0.00058542 | 0 | 0.00058542 | 0.00037822 | 0 | 0.00037822 | 0.00036021 | 0 | 0.00036021
[79 empty] | WLDFR | HFTD - Distribution - Tier 3 - 2QU CoRE ¦ 5QU LoRE | Red Flag Warning - Destructive Fires | 2026 | 6.0727e-08 | 6.4123e-08 | 4.1427e-08 | 3.9454e-08 | 9129.7461 | 233.2301 | 8896.516 | 0 | 0 | 0 | 0 | 0 | 5.2162e-06 | 0.00055443 | 0 | 0.00055443 | 0.00058542 | 0 | 0.00058542 | 0.00037822 | 0 | 0.00037822 | 0.00036021 | 0 | 0.00036021
[79 empty] | WLDFR | HFTD - Distribution - Tier 3 - 2QU CoRE ¦ 5QU LoRE | Red Flag Warning - Destructive Fires | 2027 | 6.0727e-08 | 6.4123e-08 | 4.1427e-08 | 3.9454e-08 | 9129.7461 | 233.2301 | 8896.516 | 0 | 0 | 0 | 0 | 0 | 5.2162e-06 | 0.00055443 | 0 | 0.00055443 | 0.00058542 | 0 | 0.00058542 | 0.00037822 | 0 | 0.00037822 | 0.00036021 | 0 | 0.00036021
[79 empty] | WLDFR | HFTD - Distribution - Tier 3 - 2QU CoRE ¦ 5QU LoRE | Red Flag Warning - Destructive Fires | 2028 | 6.0727e-08 | 6.4123e-08 | 4.1427e-08 | 3.9454e-08 | 9534.9221 | 247.273 | 9287.6491 | 0 | 0 | 0 | 0 | 0 | 5.2162e-06 | 0.00057903 | 0 | 0.00057903 | 0.0006114 | 0 | 0.0006114 | 0.000395 | 0 | 0.000395 | 0.00037619 | 0 | 0.00037619
[79 empty] | WLDFR | HFTD - Distribution - Tier 3 - 2QU CoRE ¦ 5QU LoRE | Red Flag Warning - Destructive Fires | 2029 | 6.0727e-08 | 6.4123e-08 | 4.1427e-08 | 3.9454e-08 | 9534.9221 | 247.273 | 9287.6491 | 0 | 0 | 0 | 0 | 0 | 5.2162e-06 | 0.00057903 | 0 | 0.00057903 | 0.0006114 | 0 | 0.0006114 | 0.000395 | 0 | 0.000395 | 0.00037619 | 0 | 0.00037619
[79 empty] | WLDFR | HFTD - Distribution - Tier 3 - 2QU CoRE ¦ 5QU LoRE | Red Flag Warning - Destructive Fires | 2030 | 6.0727e-08 | 6.4123e-08 | 4.1427e-08 | 3.9454e-08 | 9534.9221 | 247.273 | 9287.6491 | 0 | 0 | 0 | 0 | 0 | 5.2162e-06 | 0.00057903 | 0 | 0.00057903 | 0.0006114 | 0 | 0.0006114 | 0.000395 | 0 | 0.000395 | 0.00037619 | 0 | 0.00037619
[79 empty] | WLDFR | HFTD - Distribution - Tier 3 - 2QU CoRE ¦ 5QU LoRE | Red Flag Warning - Destructive Fires | 2031 | 6.0727e-08 | 6.4123e-08 | 4.1427e-08 | 3.9454e-08 | 9534.9221 | 247.273 | 9287.6491 | 0 | 0 | 0 | 0 | 0 | 5.2162e-06 | 0.00057903 | 0 | 0.00057903 | 0.0006114 | 0 | 0.0006114 | 0.000395 | 0 | 0.000395 | 0.00037619 | 0 | 0.00037619
[79 empty] | WLDFR | HFTD - Distribution - Tier 3 - 2QU CoRE ¦ 5QU LoRE | Red Flag Warning - Destructive Fires | 2032 | 6.0727e-08 | 6.4123e-08 | 4.1427e-08 | 3.9454e-08 | 9534.9221 | 247.273 | 9287.6491 | 0 | 0 | 0 | 0 | 0 | 5.2162e-06 | 0.00057903 | 0 | 0.00057903 | 0.0006114 | 0 | 0.0006114 | 0.000395 | 0 | 0.000395 | 0.00037619 | 0 | 0.00037619
[79 empty] | WLDFR | HFTD - Distribution - Tier 3 - 2QU CoRE ¦ 5QU LoRE | Red Flag Warning - Destructive Fires | 2033 | 6.0727e-08 | 6.4123e-08 | 4.1427e-08 | 3.9454e-08 | 9984.8474 | 263.1074 | 9721.74 | 0 | 0 | 0 | 0 | 0 | 5.2162e-06 | 0.00060635 | 0 | 0.00060635 | 0.00064025 | 0 | 0.00064025 | 0.00041364 | 0 | 0.00041364 | 0.00039394 | 0 | 0.00039394
[79 empty] | WLDFR | HFTD - Distribution - Tier 3 - 2QU CoRE ¦ 5QU LoRE | Red Flag Warning - Destructive Fires | 2034 | 6.0727e-08 | 6.4123e-08 | 4.1427e-08 | 3.9454e-08 | 9984.8474 | 263.1074 | 9721.74 | 0 | 0 | 0 | 0 | 0 | 5.2162e-06 | 0.00060635 | 0 | 0.00060635 | 0.00064025 | 0 | 0.00064025 | 0.00041364 | 0 | 0.00041364 | 0.00039394 | 0 | 0.00039394
[79 empty] | WLDFR | HFTD - Distribution - Tier 3 - 2QU CoRE ¦ 5QU LoRE | Red Flag Warning - Destructive Fires | 2035 | 6.0727e-08 | 6.4123e-08 | 4.1427e-08 | 3.9454e-08 | 9984.8474 | 263.1074 | 9721.74 | 0 | 0 | 0 | 0 | 0 | 5.2162e-06 | 0.00060635 | 0 | 0.00060635 | 0.00064025 | 0 | 0.00064025 | 0.00041364 | 0 | 0.00041364 | 0.00039394 | 0 | 0.00039394
[79 empty] | WLDFR | HFTD - Distribution - Tier 3 - 2QU CoRE ¦ 5QU LoRE | Red Flag Warning - Destructive Fires | 2036 | 6.0727e-08 | 6.4123e-08 | 4.1427e-08 | 3.9454e-08 | 9984.8474 | 263.1074 | 9721.74 | 0 | 0 | 0 | 0 | 0 | 5.2162e-06 | 0.00060635 | 0 | 0.00060635 | 0.00064025 | 0 | 0.00064025 | 0.00041364 | 0 | 0.00041364 | 0.00039394 | 0 | 0.00039394
[79 empty] | WLDFR | HFTD - Distribution - Tier 3 - 2QU CoRE ¦ 5QU LoRE | Red Flag Warning - Destructive Fires | 2037 | 6.0727e-08 | 6.4123e-08 | 4.1427e-08 | 3.9454e-08 | 9984.8474 | 263.1074 | 9721.74 | 0 | 0 | 0 | 0 | 0 | 5.2162e-06 | 0.00060635 | 0 | 0.00060635 | 0.00064025 | 0 | 0.00064025 | 0.00041364 | 0 | 0.00041364 | 0.00039394 | 0 | 0.00039394
[79 empty] | WLDFR | HFTD - Distribution - Tier 3 - 2QU CoRE ¦ 5QU LoRE | Red Flag Warning - Destructive Fires | 2038 | 6.0727e-08 | 6.4123e-08 | 4.1427e-08 | 3.9454e-08 | 10472.8261 | 280.5544 | 10192.2718 | 0 | 0 | 0 | 0 | 0 | 5.2162e-06 | 0.00063599 | 0 | 0.00063599 | 0.00067155 | 0 | 0.00067155 | 0.00043386 | 0 | 0.00043386 | 0.0004132 | 0 | 0.0004132
[79 empty] | WLDFR | HFTD - Distribution - Tier 3 - 2QU CoRE ¦ 5QU LoRE | Red Flag Warning - Destructive Fires | 2039 | 6.0727e-08 | 6.4123e-08 | 4.1427e-08 | 3.9454e-08 | 10472.8261 | 280.5544 | 10192.2718 | 0 | 0 | 0 | 0 | 0 | 5.2162e-06 | 0.00063599 | 0 | 0.00063599 | 0.00067155 | 0 | 0.00067155 | 0.00043386 | 0 | 0.00043386 | 0.0004132 | 0 | 0.0004132
[79 empty] | WLDFR | HFTD - Distribution - Tier 3 - 2QU CoRE ¦ 5QU LoRE | Red Flag Warning - Destructive Fires | 2040 | 6.0727e-08 | 6.4123e-08 | 4.1427e-08 | 3.9454e-08 | 10472.8261 | 280.5544 | 10192.2718 | 0 | 0 | 0 | 0 | 0 | 5.2162e-06 | 0.00063599 | 0 | 0.00063599 | 0.00067155 | 0 | 0.00067155 | 0.00043386 | 0 | 0.00043386 | 0.0004132 | 0 | 0.0004132
[79 empty] | WLDFR | HFTD - Distribution - Tier 3 - 2QU CoRE ¦ 5QU LoRE | Red Flag Warning - Destructive Fires | 2041 | 6.0727e-08 | 6.4123e-08 | 4.1427e-08 | 3.9454e-08 | 10472.8261 | 280.5544 | 10192.2718 | 0 | 0 | 0 | 0 | 0 | 5.2162e-06 | 0.00063599 | 0 | 0.00063599 | 0.00067155 | 0 | 0.00067155 | 0.00043386 | 0 | 0.00043386 | 0.0004132 | 0 | 0.0004132
[79 empty] | WLDFR | HFTD - Distribution - Tier 3 - 2QU CoRE ¦ 5QU LoRE | Red Flag Warning - Destructive Fires | 2042 | 6.0727e-08 | 6.4123e-08 | 4.1427e-08 | 3.9454e-08 | 10472.8261 | 280.5544 | 10192.2718 | 0 | 0 | 0 | 0 | 0 | 5.2162e-06 | 0.00063599 | 0 | 0.00063599 | 0.00067155 | 0 | 0.00067155 | 0.00043386 | 0 | 0.00043386 | 0.0004132 | 0 | 0.0004132
[79 empty] | WLDFR | HFTD - Distribution - Tier 3 - 2QU CoRE ¦ 5QU LoRE | Red Flag Warning - Destructive Fires | 2043 | 6.0727e-08 | 6.4123e-08 | 4.1427e-08 | 3.9454e-08 | 10992.1562 | 299.42 | 10692.7362 | 0 | 0 | 0 | 0 | 0 | 5.2162e-06 | 0.00066752 | 0 | 0.00066752 | 0.00070485 | 0 | 0.00070485 | 0.00045537 | 0 | 0.00045537 | 0.00043369 | 0 | 0.00043369
[79 empty] | WLDFR | HFTD - Distribution - Tier 3 - 2QU CoRE ¦ 5QU LoRE | Red Flag Warning - Destructive Fires | 2044 | 6.0727e-08 | 6.4123e-08 | 4.1427e-08 | 3.9454e-08 | 10992.1562 | 299.42 | 10692.7362 | 0 | 0 | 0 | 0 | 0 | 5.2162e-06 | 0.00066752 | 0 | 0.00066752 | 0.00070485 | 0 | 0.00070485 | 0.00045537 | 0 | 0.00045537 | 0.00043369 | 0 | 0.00043369
[79 empty] | WLDFR | HFTD - Distribution - Tier 3 - 2QU CoRE ¦ 5QU LoRE | Red Flag Warning - Destructive Fires | 2045 | 6.0727e-08 | 6.4123e-08 | 4.1427e-08 | 3.9454e-08 | 10992.1562 | 299.42 | 10692.7362 | 0 | 0 | 0 | 0 | 0 | 5.2162e-06 | 0.00066752 | 0 | 0.00066752 | 0.00070485 | 0 | 0.00070485 | 0.00045537 | 0 | 0.00045537 | 0.00043369 | 0 | 0.00043369
[79 empty] | WLDFR | HFTD - Distribution - Tier 3 - 2QU CoRE ¦ 5QU LoRE | Red Flag Warning - Destructive Fires | 2046 | 6.0727e-08 | 6.4123e-08 | 4.1427e-08 | 3.9454e-08 | 10992.1562 | 299.42 | 10692.7362 | 0 | 0 | 0 | 0 | 0 | 5.2162e-06 | 0.00066752 | 0 | 0.00066752 | 0.00070485 | 0 | 0.00070485 | 0.00045537 | 0 | 0.00045537 | 0.00043369 | 0 | 0.00043369
[79 empty] | WLDFR | HFTD - Distribution - Tier 3 - 2QU CoRE ¦ 5QU LoRE | Red Flag Warning - Destructive Fires | 2047 | 6.0727e-08 | 6.4123e-08 | 4.1427e-08 | 3.9454e-08 | 10992.1562 | 299.42 | 10692.7362 | 0 | 0 | 0 | 0 | 0 | 5.2162e-06 | 0.00066752 | 0 | 0.00066752 | 0.00070485 | 0 | 0.00070485 | 0.00045537 | 0 | 0.00045537 | 0.00043369 | 0 | 0.00043369
[79 empty] | WLDFR | HFTD - Distribution - Tier 3 - 2QU CoRE ¦ 5QU LoRE | Red Flag Warning - Destructive Fires | 2048 | 6.0727e-08 | 6.4123e-08 | 4.1427e-08 | 3.9454e-08 | 11536.0538 | 319.4911 | 11216.5626 | 0 | 0 | 0 | 0 | 0 | 5.2162e-06 | 0.00070055 | 0 | 0.00070055 | 0.00073972 | 0 | 0.00073972 | 0.0004779 | 0 | 0.0004779 | 0.00045514 | 0 | 0.00045514
[79 empty] | WLDFR | HFTD - Distribution - Tier 3 - 2QU CoRE ¦ 5QU LoRE | Red Flag Warning - Destructive Fires | 2049 | 6.0727e-08 | 6.4123e-08 | 4.1427e-08 | 3.9454e-08 | 11536.0538 | 319.4911 | 11216.5626 | 0 | 0 | 0 | 0 | 0 | 5.2162e-06 | 0.00070055 | 0 | 0.00070055 | 0.00073972 | 0 | 0.00073972 | 0.0004779 | 0 | 0.0004779 | 0.00045514 | 0 | 0.00045514
[79 empty] | WLDFR | HFTD - Distribution - Tier 3 - 2QU CoRE ¦ 5QU LoRE | Red Flag Warning - Destructive Fires | 2050 | 0 | 6.4123e-08 | 4.1427e-08 | 3.9454e-08 | 11536.0538 | 319.4911 | 11216.5626 | 0 | 0 | 0 | 0 | 0 | 5.2162e-06 | 0 | 0 | 0 | 0.00073972 | 0 | 0.00073972 | 0.0004779 | 0 | 0.0004779 | 0.00045514 | 0 | 0.00045514
[79 empty] | WLDFR | HFTD - Distribution - Tier 3 - 2QU CoRE ¦ 5QU LoRE | Red Flag Warning - Destructive Fires | 2051 | 0 | 0 | 4.1427e-08 | 3.9454e-08 | 11536.0538 | 319.4911 | 11216.5626 | 0 | 0 | 0 | 0 | 0 | 5.2162e-06 | 0 | 0 | 0 | 0 | 0 | 0 | 0.0004779 | 0 | 0.0004779 | 0.00045514 | 0 | 0.00045514
[79 empty] | WLDFR | HFTD - Distribution - Tier 3 - 2QU CoRE ¦ 5QU LoRE | Red Flag Warning - Destructive Fires | 2052 | 0 | 0 | 0 | 3.9454e-08 | 11536.0538 | 319.4911 | 11216.5626 | 0 | 0 | 0 | 0 | 0 | 5.2162e-06 | 0 | 0 | 0 | 0 | 0 | 0 | 0 | 0 | 0 | 0.00045514 | 0 | 0.00045514
[79 empty] | WLDFR | HFTD - Distribution - Tier 3 - 2QU CoRE ¦ 5QU LoRE | Red Flag Warning - Large Fires | 2020 | 3.0631e-07 | 0 | 0 | 0 | 5.2406 | 0.69642 | 2.942 | 1.6022 | 0 | 0 | 0 | 0 | 2.6633e-05 | 1.6053e-06 | 0 | 1.6053e-06 | 0 | 0 | 0 | 0 | 0 | 0 | 0 | 0 | 0
[79 empty] | WLDFR | HFTD - Distribution - Tier 3 - 2QU CoRE ¦ 5QU LoRE | Red Flag Warning - Large Fires | 2021 | 2.0512e-07 | 3.2344e-07 | 0 | 0 | 5.2406 | 0.69642 | 2.942 | 1.6022 | 0 | 0 | 0 | 0 | 2.6633e-05 | 1.0749e-06 | 0 | 1.0749e-06 | 1.695e-06 | 0 | 1.695e-06 | 0 | 0 | 0 | 0 | 0 | 0
[79 empty] | WLDFR | HFTD - Distribution - Tier 3 - 2QU CoRE ¦ 5QU LoRE | Red Flag Warning - Large Fires | 2022 | 3.1504e-07 | 3.3265e-07 | 3.2582e-07 | 0 | 5.2406 | 0.69642 | 2.942 | 1.6022 | 0 | 0 | 0 | 0 | 2.6607e-05 | 1.651e-06 | 0 | 1.651e-06 | 1.7433e-06 | 0 | 1.7433e-06 | 1.7075e-06 | 0 | 1.7075e-06 | 0 | 0 | 0
[79 empty] | WLDFR | HFTD - Distribution - Tier 3 - 2QU CoRE ¦ 5QU LoRE | Red Flag Warning - Large Fires | 2023 | 3.1504e-07 | 3.3265e-07 | 2.1491e-07 | 3.103e-07 | 5.475 | 0.71896 | 3.0715 | 1.6846 | 0 | 0 | 0 | 0 | 2.6607e-05 | 1.7248e-06 | 0 | 1.7248e-06 | 1.8213e-06 | 0 | 1.8213e-06 | 1.1767e-06 | 0 | 1.1767e-06 | 1.6989e-06 | 0 | 1.6989e-06
[79 empty] | WLDFR | HFTD - Distribution - Tier 3 - 2QU CoRE ¦ 5QU LoRE | Red Flag Warning - Large Fires | 2024 | 3.1504e-07 | 3.3265e-07 | 2.1491e-07 | 2.0468e-07 | 5.475 | 0.71896 | 3.0715 | 1.6846 | 0 | 0 | 0 | 0 | 2.6607e-05 | 1.7248e-06 | 0 | 1.7248e-06 | 1.8213e-06 | 0 | 1.8213e-06 | 1.1767e-06 | 0 | 1.1767e-06 | 1.1206e-06 | 0 | 1.1206e-06
[79 empty] | WLDFR | HFTD - Distribution - Tier 3 - 2QU CoRE ¦ 5QU LoRE | Red Flag Warning - Large Fires | 2025 | 3.1504e-07 | 3.3265e-07 | 2.1491e-07 | 2.0468e-07 | 5.475 | 0.71896 | 3.0715 | 1.6846 | 0 | 0 | 0 | 0 | 2.6607e-05 | 1.7248e-06 | 0 | 1.7248e-06 | 1.8213e-06 | 0 | 1.8213e-06 | 1.1767e-06 | 0 | 1.1767e-06 | 1.1206e-06 | 0 | 1.1206e-06
[79 empty] | WLDFR | HFTD - Distribution - Tier 3 - 2QU CoRE ¦ 5QU LoRE | Red Flag Warning - Large Fires | 2026 | 3.1504e-07 | 3.3265e-07 | 2.1491e-07 | 2.0468e-07 | 5.475 | 0.71896 | 3.0715 | 1.6846 | 0 | 0 | 0 | 0 | 2.6607e-05 | 1.7248e-06 | 0 | 1.7248e-06 | 1.8213e-06 | 0 | 1.8213e-06 | 1.1767e-06 | 0 | 1.1767e-06 | 1.1206e-06 | 0 | 1.1206e-06
[79 empty] | WLDFR | HFTD - Distribution - Tier 3 - 2QU CoRE ¦ 5QU LoRE | Red Flag Warning - Large Fires | 2027 | 3.1504e-07 | 3.3265e-07 | 2.1491e-07 | 2.0468e-07 | 5.475 | 0.71896 | 3.0715 | 1.6846 | 0 | 0 | 0 | 0 | 2.6607e-05 | 1.7248e-06 | 0 | 1.7248e-06 | 1.8213e-06 | 0 | 1.8213e-06 | 1.1767e-06 | 0 | 1.1767e-06 | 1.1206e-06 | 0 | 1.1206e-06
[79 empty] | WLDFR | HFTD - Distribution - Tier 3 - 2QU CoRE ¦ 5QU LoRE | Red Flag Warning - Large Fires | 2028 | 3.1504e-07 | 3.3265e-07 | 2.1491e-07 | 2.0468e-07 | 5.777 | 0.74734 | 3.238 | 1.7917 | 0 | 0 | 0 | 0 | 2.6607e-05 | 1.82e-06 | 0 | 1.82e-06 | 1.9217e-06 | 0 | 1.9217e-06 | 1.2416e-06 | 0 | 1.2416e-06 | 1.1824e-06 | 0 | 1.1824e-06
[79 empty] | WLDFR | HFTD - Distribution - Tier 3 - 2QU CoRE ¦ 5QU LoRE | Red Flag Warning - Large Fires | 2029 | 3.1504e-07 | 3.3265e-07 | 2.1491e-07 | 2.0468e-07 | 5.777 | 0.74734 | 3.238 | 1.7917 | 0 | 0 | 0 | 0 | 2.6607e-05 | 1.82e-06 | 0 | 1.82e-06 | 1.9217e-06 | 0 | 1.9217e-06 | 1.2416e-06 | 0 | 1.2416e-06 | 1.1824e-06 | 0 | 1.1824e-06
[79 empty] | WLDFR | HFTD - Distribution - Tier 3 - 2QU CoRE ¦ 5QU LoRE | Red Flag Warning - Large Fires | 2030 | 3.1504e-07 | 3.3265e-07 | 2.1491e-07 | 2.0468e-07 | 5.777 | 0.74734 | 3.238 | 1.7917 | 0 | 0 | 0 | 0 | 2.6607e-05 | 1.82e-06 | 0 | 1.82e-06 | 1.9217e-06 | 0 | 1.9217e-06 | 1.2416e-06 | 0 | 1.2416e-06 | 1.1824e-06 | 0 | 1.1824e-06
[79 empty] | WLDFR | HFTD - Distribution - Tier 3 - 2QU CoRE ¦ 5QU LoRE | Red Flag Warning - Large Fires | 2031 | 3.1504e-07 | 3.3265e-07 | 2.1491e-07 | 2.0468e-07 | 5.777 | 0.74734 | 3.238 | 1.7917 | 0 | 0 | 0 | 0 | 2.6607e-05 | 1.82e-06 | 0 | 1.82e-06 | 1.9217e-06 | 0 | 1.9217e-06 | 1.2416e-06 | 0 | 1.2416e-06 | 1.1824e-06 | 0 | 1.1824e-06
[79 empty] | WLDFR | HFTD - Distribution - Tier 3 - 2QU CoRE ¦ 5QU LoRE | Red Flag Warning - Large Fires | 2032 | 3.1504e-07 | 3.3265e-07 | 2.1491e-07 | 2.0468e-07 | 5.777 | 0.74734 | 3.238 | 1.7917 | 0 | 0 | 0 | 0 | 2.6607e-05 | 1.82e-06 | 0 | 1.82e-06 | 1.9217e-06 | 0 | 1.9217e-06 | 1.2416e-06 | 0 | 1.2416e-06 | 1.1824e-06 | 0 | 1.1824e-06
[79 empty] | WLDFR | HFTD - Distribution - Tier 3 - 2QU CoRE ¦ 5QU LoRE | Red Flag Warning - Large Fires | 2033 | 3.1504e-07 | 3.3265e-07 | 2.1491e-07 | 2.0468e-07 | 6.1205 | 0.77885 | 3.4265 | 1.9151 | 0 | 0 | 0 | 0 | 2.6607e-05 | 1.9282e-06 | 0 | 1.9282e-06 | 2.036e-06 | 0 | 2.036e-06 | 1.3154e-06 | 0 | 1.3154e-06 | 1.2527e-06 | 0 | 1.2527e-06
[79 empty] | WLDFR | HFTD - Distribution - Tier 3 - 2QU CoRE ¦ 5QU LoRE | Red Flag Warning - Large Fires | 2034 | 3.1504e-07 | 3.3265e-07 | 2.1491e-07 | 2.0468e-07 | 6.1205 | 0.77885 | 3.4265 | 1.9151 | 0 | 0 | 0 | 0 | 2.6607e-05 | 1.9282e-06 | 0 | 1.9282e-06 | 2.036e-06 | 0 | 2.036e-06 | 1.3154e-06 | 0 | 1.3154e-06 | 1.2527e-06 | 0 | 1.2527e-06
[79 empty] | WLDFR | HFTD - Distribution - Tier 3 - 2QU CoRE ¦ 5QU LoRE | Red Flag Warning - Large Fires | 2035 | 3.1504e-07 | 3.3265e-07 | 2.1491e-07 | 2.0468e-07 | 6.1205 | 0.77885 | 3.4265 | 1.9151 | 0 | 0 | 0 | 0 | 2.6607e-05 | 1.9282e-06 | 0 | 1.9282e-06 | 2.036e-06 | 0 | 2.036e-06 | 1.3154e-06 | 0 | 1.3154e-06 | 1.2527e-06 | 0 | 1.2527e-06
[79 empty] | WLDFR | HFTD - Distribution - Tier 3 - 2QU CoRE ¦ 5QU LoRE | Red Flag Warning - Large Fires | 2036 | 3.1504e-07 | 3.3265e-07 | 2.1491e-07 | 2.0468e-07 | 6.1205 | 0.77885 | 3.4265 | 1.9151 | 0 | 0 | 0 | 0 | 2.6607e-05 | 1.9282e-06 | 0 | 1.9282e-06 | 2.036e-06 | 0 | 2.036e-06 | 1.3154e-06 | 0 | 1.3154e-06 | 1.2527e-06 | 0 | 1.2527e-06
[79 empty] | WLDFR | HFTD - Distribution - Tier 3 - 2QU CoRE ¦ 5QU LoRE | Red Flag Warning - Large Fires | 2037 | 3.1504e-07 | 3.3265e-07 | 2.1491e-07 | 2.0468e-07 | 6.1205 | 0.77885 | 3.4265 | 1.9151 | 0 | 0 | 0 | 0 | 2.6607e-05 | 1.9282e-06 | 0 | 1.9282e-06 | 2.036e-06 | 0 | 2.036e-06 | 1.3154e-06 | 0 | 1.3154e-06 | 1.2527e-06 | 0 | 1.2527e-06
[79 empty] | WLDFR | HFTD - Distribution - Tier 3 - 2QU CoRE ¦ 5QU LoRE | Red Flag Warning - Large Fires | 2038 | 3.1504e-07 | 3.3265e-07 | 2.1491e-07 | 2.0468e-07 | 6.5028 | 0.81304 | 3.6355 | 2.0543 | 0 | 0 | 0 | 0 | 2.6607e-05 | 2.0486e-06 | 0 | 2.0486e-06 | 2.1632e-06 | 0 | 2.1632e-06 | 1.3975e-06 | 0 | 1.3975e-06 | 1.331e-06 | 0 | 1.331e-06
[79 empty] | WLDFR | HFTD - Distribution - Tier 3 - 2QU CoRE ¦ 5QU LoRE | Red Flag Warning - Large Fires | 2039 | 3.1504e-07 | 3.3265e-07 | 2.1491e-07 | 2.0468e-07 | 6.5028 | 0.81304 | 3.6355 | 2.0543 | 0 | 0 | 0 | 0 | 2.6607e-05 | 2.0486e-06 | 0 | 2.0486e-06 | 2.1632e-06 | 0 | 2.1632e-06 | 1.3975e-06 | 0 | 1.3975e-06 | 1.331e-06 | 0 | 1.331e-06
[79 empty] | WLDFR | HFTD - Distribution - Tier 3 - 2QU CoRE ¦ 5QU LoRE | Red Flag Warning - Large Fires | 2040 | 3.1504e-07 | 3.3265e-07 | 2.1491e-07 | 2.0468e-07 | 6.5028 | 0.81304 | 3.6355 | 2.0543 | 0 | 0 | 0 | 0 | 2.6607e-05 | 2.0486e-06 | 0 | 2.0486e-06 | 2.1632e-06 | 0 | 2.1632e-06 | 1.3975e-06 | 0 | 1.3975e-06 | 1.331e-06 | 0 | 1.331e-06
[79 empty] | WLDFR | HFTD - Distribution - Tier 3 - 2QU CoRE ¦ 5QU LoRE | Red Flag Warning - Large Fires | 2041 | 3.1504e-07 | 3.3265e-07 | 2.1491e-07 | 2.0468e-07 | 6.5028 | 0.81304 | 3.6355 | 2.0543 | 0 | 0 | 0 | 0 | 2.6607e-05 | 2.0486e-06 | 0 | 2.0486e-06 | 2.1632e-06 | 0 | 2.1632e-06 | 1.3975e-06 | 0 | 1.3975e-06 | 1.331e-06 | 0 | 1.331e-06
[79 empty] | WLDFR | HFTD - Distribution - Tier 3 - 2QU CoRE ¦ 5QU LoRE | Red Flag Warning - Large Fires | 2042 | 3.1504e-07 | 3.3265e-07 | 2.1491e-07 | 2.0468e-07 | 6.5028 | 0.81304 | 3.6355 | 2.0543 | 0 | 0 | 0 | 0 | 2.6607e-05 | 2.0486e-06 | 0 | 2.0486e-06 | 2.1632e-06 | 0 | 2.1632e-06 | 1.3975e-06 | 0 | 1.3975e-06 | 1.331e-06 | 0 | 1.331e-06
[79 empty] | WLDFR | HFTD - Distribution - Tier 3 - 2QU CoRE ¦ 5QU LoRE | Red Flag Warning - Large Fires | 2043 | 3.1504e-07 | 3.3265e-07 | 2.1491e-07 | 2.0468e-07 | 6.9209 | 0.84944 | 3.8632 | 2.2083 | 0 | 0 | 0 | 0 | 2.6607e-05 | 2.1804e-06 | 0 | 2.1804e-06 | 2.3023e-06 | 0 | 2.3023e-06 | 1.4874e-06 | 0 | 1.4874e-06 | 1.4166e-06 | 0 | 1.4166e-06
[79 empty] | WLDFR | HFTD - Distribution - Tier 3 - 2QU CoRE ¦ 5QU LoRE | Red Flag Warning - Large Fires | 2044 | 3.1504e-07 | 3.3265e-07 | 2.1491e-07 | 2.0468e-07 | 6.9209 | 0.84944 | 3.8632 | 2.2083 | 0 | 0 | 0 | 0 | 2.6607e-05 | 2.1804e-06 | 0 | 2.1804e-06 | 2.3023e-06 | 0 | 2.3023e-06 | 1.4874e-06 | 0 | 1.4874e-06 | 1.4166e-06 | 0 | 1.4166e-06
[79 empty] | WLDFR | HFTD - Distribution - Tier 3 - 2QU CoRE ¦ 5QU LoRE | Red Flag Warning - Large Fires | 2045 | 3.1504e-07 | 3.3265e-07 | 2.1491e-07 | 2.0468e-07 | 6.9209 | 0.84944 | 3.8632 | 2.2083 | 0 | 0 | 0 | 0 | 2.6607e-05 | 2.1804e-06 | 0 | 2.1804e-06 | 2.3023e-06 | 0 | 2.3023e-06 | 1.4874e-06 | 0 | 1.4874e-06 | 1.4166e-06 | 0 | 1.4166e-06
[79 empty] | WLDFR | HFTD - Distribution - Tier 3 - 2QU CoRE ¦ 5QU LoRE | Red Flag Warning - Large Fires | 2046 | 3.1504e-07 | 3.3265e-07 | 2.1491e-07 | 2.0468e-07 | 6.9209 | 0.84944 | 3.8632 | 2.2083 | 0 | 0 | 0 | 0 | 2.6607e-05 | 2.1804e-06 | 0 | 2.1804e-06 | 2.3023e-06 | 0 | 2.3023e-06 | 1.4874e-06 | 0 | 1.4874e-06 | 1.4166e-06 | 0 | 1.4166e-06
[79 empty] | WLDFR | HFTD - Distribution - Tier 3 - 2QU CoRE ¦ 5QU LoRE | Red Flag Warning - Large Fires | 2047 | 3.1504e-07 | 3.3265e-07 | 2.1491e-07 | 2.0468e-07 | 6.9209 | 0.84944 | 3.8632 | 2.2083 | 0 | 0 | 0 | 0 | 2.6607e-05 | 2.1804e-06 | 0 | 2.1804e-06 | 2.3023e-06 | 0 | 2.3023e-06 | 1.4874e-06 | 0 | 1.4874e-06 | 1.4166e-06 | 0 | 1.4166e-06
[79 empty] | WLDFR | HFTD - Distribution - Tier 3 - 2QU CoRE ¦ 5QU LoRE | Red Flag Warning - Large Fires | 2048 | 3.1504e-07 | 3.3265e-07 | 2.1491e-07 | 2.0468e-07 | 7.3713 | 0.88759 | 4.1075 | 2.3763 | 0 | 0 | 0 | 0 | 2.6607e-05 | 2.3223e-06 | 0 | 2.3223e-06 | 2.4521e-06 | 0 | 2.4521e-06 | 1.5842e-06 | 0 | 1.5842e-06 | 1.5088e-06 | 0 | 1.5088e-06
[79 empty] | WLDFR | HFTD - Distribution - Tier 3 - 2QU CoRE ¦ 5QU LoRE | Red Flag Warning - Large Fires | 2049 | 3.1504e-07 | 3.3265e-07 | 2.1491e-07 | 2.0468e-07 | 7.3713 | 0.88759 | 4.1075 | 2.3763 | 0 | 0 | 0 | 0 | 2.6607e-05 | 2.3223e-06 | 0 | 2.3223e-06 | 2.4521e-06 | 0 | 2.4521e-06 | 1.5842e-06 | 0 | 1.5842e-06 | 1.5088e-06 | 0 | 1.5088e-06
[79 empty] | WLDFR | HFTD - Distribution - Tier 3 - 2QU CoRE ¦ 5QU LoRE | Red Flag Warning - Large Fires | 2050 | 0 | 3.3265e-07 | 2.1491e-07 | 2.0468e-07 | 7.3713 | 0.88759 | 4.1075 | 2.3763 | 0 | 0 | 0 | 0 | 2.6607e-05 | 0 | 0 | 0 | 2.4521e-06 | 0 | 2.4521e-06 | 1.5842e-06 | 0 | 1.5842e-06 | 1.5088e-06 | 0 | 1.5088e-06
[79 empty] | WLDFR | HFTD - Distribution - Tier 3 - 2QU CoRE ¦ 5QU LoRE | Red Flag Warning - Large Fires | 2051 | 0 | 0 | 2.1491e-07 | 2.0468e-07 | 7.3713 | 0.88759 | 4.1075 | 2.3763 | 0 | 0 | 0 | 0 | 2.6607e-05 | 0 | 0 | 0 | 0 | 0 | 0 | 1.5842e-06 | 0 | 1.5842e-06 | 1.5088e-06 | 0 | 1.5088e-06
[79 empty] | WLDFR | HFTD - Distribution - Tier 3 - 2QU CoRE ¦ 5QU LoRE | Red Flag Warning - Large Fires | 2052 | 0 | 0 | 0 | 2.0468e-07 | 7.3713 | 0.88759 | 4.1075 | 2.3763 | 0 | 0 | 0 | 0 | 2.6607e-05 | 0 | 0 | 0 | 0 | 0 | 0 | 0 | 0 | 0 | 1.5088e-06 | 0 | 1.5088e-06
[79 empty] | WLDFR | HFTD - Distribution - Tier 3 - 2QU CoRE ¦ 5QU LoRE | Red Flag Warning - Small Fires | 2020 | 4.0275e-06 | 0 | 0 | 0 | 0.077901 | 0.036425 | 0.0015809 | 0.039895 | 0 | 0 | 0 | 0 | 0.00029503 | 3.1375e-07 | 0 | 3.1375e-07 | 0 | 0 | 0 | 0 | 0 | 0 | 0 | 0 | 0
[79 empty] | WLDFR | HFTD - Distribution - Tier 3 - 2QU CoRE ¦ 5QU LoRE | Red Flag Warning - Small Fires | 2021 | 2.6955e-06 | 4.2527e-06 | 0 | 0 | 0.077901 | 0.036425 | 0.0015809 | 0.039895 | 0 | 0 | 0 | 0 | 0.00029503 | 2.0998e-07 | 0 | 2.0998e-07 | 3.3129e-07 | 0 | 3.3129e-07 | 0 | 0 | 0 | 0 | 0 | 0
[79 empty] | WLDFR | HFTD - Distribution - Tier 3 - 2QU CoRE ¦ 5QU LoRE | Red Flag Warning - Small Fires | 2022 | 4.1259e-06 | 4.3566e-06 | 4.2723e-06 | 0 | 0.077901 | 0.036425 | 0.0015809 | 0.039895 | 0 | 0 | 0 | 0 | 0.00029808 | 3.2141e-07 | 0 | 3.2141e-07 | 3.3938e-07 | 0 | 3.3938e-07 | 3.3281e-07 | 0 | 3.3281e-07 | 0 | 0 | 0
[79 empty] | WLDFR | HFTD - Distribution - Tier 3 - 2QU CoRE ¦ 5QU LoRE | Red Flag Warning - Small Fires | 2023 | 4.1259e-06 | 4.3566e-06 | 2.8146e-06 | 4.0688e-06 | 0.080408 | 0.03759 | 0.0016314 | 0.041187 | 0 | 0 | 0 | 0 | 0.00029808 | 3.3176e-07 | 0 | 3.3176e-07 | 3.503e-07 | 0 | 3.503e-07 | 2.2632e-07 | 0 | 2.2632e-07 | 3.2717e-07 | 0 | 3.2717e-07
[79 empty] | WLDFR | HFTD - Distribution - Tier 3 - 2QU CoRE ¦ 5QU LoRE | Red Flag Warning - Small Fires | 2024 | 4.1259e-06 | 4.3566e-06 | 2.8146e-06 | 2.6806e-06 | 0.080408 | 0.03759 | 0.0016314 | 0.041187 | 0 | 0 | 0 | 0 | 0.00029808 | 3.3176e-07 | 0 | 3.3176e-07 | 3.503e-07 | 0 | 3.503e-07 | 2.2632e-07 | 0 | 2.2632e-07 | 2.1554e-07 | 0 | 2.1554e-07
[79 empty] | WLDFR | HFTD - Distribution - Tier 3 - 2QU CoRE ¦ 5QU LoRE | Red Flag Warning - Small Fires | 2025 | 4.1259e-06 | 4.3566e-06 | 2.8146e-06 | 2.6806e-06 | 0.080408 | 0.03759 | 0.0016314 | 0.041187 | 0 | 0 | 0 | 0 | 0.00029808 | 3.3176e-07 | 0 | 3.3176e-07 | 3.503e-07 | 0 | 3.503e-07 | 2.2632e-07 | 0 | 2.2632e-07 | 2.1554e-07 | 0 | 2.1554e-07
[79 empty] | WLDFR | HFTD - Distribution - Tier 3 - 2QU CoRE ¦ 5QU LoRE | Red Flag Warning - Small Fires | 2026 | 4.1259e-06 | 4.3566e-06 | 2.8146e-06 | 2.6806e-06 | 0.080408 | 0.03759 | 0.0016314 | 0.041187 | 0 | 0 | 0 | 0 | 0.00029808 | 3.3176e-07 | 0 | 3.3176e-07 | 3.503e-07 | 0 | 3.503e-07 | 2.2632e-07 | 0 | 2.2632e-07 | 2.1554e-07 | 0 | 2.1554e-07
[79 empty] | WLDFR | HFTD - Distribution - Tier 3 - 2QU CoRE ¦ 5QU LoRE | Red Flag Warning - Small Fires | 2027 | 4.1259e-06 | 4.3566e-06 | 2.8146e-06 | 2.6806e-06 | 0.080408 | 0.03759 | 0.0016314 | 0.041187 | 0 | 0 | 0 | 0 | 0.00029808 | 3.3176e-07 | 0 | 3.3176e-07 | 3.503e-07 | 0 | 3.503e-07 | 2.2632e-07 | 0 | 2.2632e-07 | 2.1554e-07 | 0 | 2.1554e-07
[79 empty] | WLDFR | HFTD - Distribution - Tier 3 - 2QU CoRE ¦ 5QU LoRE | Red Flag Warning - Small Fires | 2028 | 4.1259e-06 | 4.3566e-06 | 2.8146e-06 | 2.6806e-06 | 0.083606 | 0.039055 | 0.001695 | 0.042856 | 0 | 0 | 0 | 0 | 0.00029808 | 3.4495e-07 | 0 | 3.4495e-07 | 3.6424e-07 | 0 | 3.6424e-07 | 2.3532e-07 | 0 | 2.3532e-07 | 2.2411e-07 | 0 | 2.2411e-07
[79 empty] | WLDFR | HFTD - Distribution - Tier 3 - 2QU CoRE ¦ 5QU LoRE | Red Flag Warning - Small Fires | 2029 | 4.1259e-06 | 4.3566e-06 | 2.8146e-06 | 2.6806e-06 | 0.083606 | 0.039055 | 0.001695 | 0.042856 | 0 | 0 | 0 | 0 | 0.00029808 | 3.4495e-07 | 0 | 3.4495e-07 | 3.6424e-07 | 0 | 3.6424e-07 | 2.3532e-07 | 0 | 2.3532e-07 | 2.2411e-07 | 0 | 2.2411e-07
[79 empty] | WLDFR | HFTD - Distribution - Tier 3 - 2QU CoRE ¦ 5QU LoRE | Red Flag Warning - Small Fires | 2030 | 4.1259e-06 | 4.3566e-06 | 2.8146e-06 | 2.6806e-06 | 0.083606 | 0.039055 | 0.001695 | 0.042856 | 0 | 0 | 0 | 0 | 0.00029808 | 3.4495e-07 | 0 | 3.4495e-07 | 3.6424e-07 | 0 | 3.6424e-07 | 2.3532e-07 | 0 | 2.3532e-07 | 2.2411e-07 | 0 | 2.2411e-07
[79 empty] | WLDFR | HFTD - Distribution - Tier 3 - 2QU CoRE ¦ 5QU LoRE | Red Flag Warning - Small Fires | 2031 | 4.1259e-06 | 4.3566e-06 | 2.8146e-06 | 2.6806e-06 | 0.083606 | 0.039055 | 0.001695 | 0.042856 | 0 | 0 | 0 | 0 | 0.00029808 | 3.4495e-07 | 0 | 3.4495e-07 | 3.6424e-07 | 0 | 3.6424e-07 | 2.3532e-07 | 0 | 2.3532e-07 | 2.2411e-07 | 0 | 2.2411e-07
[79 empty] | WLDFR | HFTD - Distribution - Tier 3 - 2QU CoRE ¦ 5QU LoRE | Red Flag Warning - Small Fires | 2032 | 4.1259e-06 | 4.3566e-06 | 2.8146e-06 | 2.6806e-06 | 0.083606 | 0.039055 | 0.001695 | 0.042856 | 0 | 0 | 0 | 0 | 0.00029808 | 3.4495e-07 | 0 | 3.4495e-07 | 3.6424e-07 | 0 | 3.6424e-07 | 2.3532e-07 | 0 | 2.3532e-07 | 2.2411e-07 | 0 | 2.2411e-07
[79 empty] | WLDFR | HFTD - Distribution - Tier 3 - 2QU CoRE ¦ 5QU LoRE | Red Flag Warning - Small Fires | 2033 | 4.1259e-06 | 4.3566e-06 | 2.8146e-06 | 2.6806e-06 | 0.087211 | 0.040679 | 0.0017655 | 0.044766 | 0 | 0 | 0 | 0 | 0.00029808 | 3.5982e-07 | 0 | 3.5982e-07 | 3.7994e-07 | 0 | 3.7994e-07 | 2.4546e-07 | 0 | 2.4546e-07 | 2.3377e-07 | 0 | 2.3377e-07
[79 empty] | WLDFR | HFTD - Distribution - Tier 3 - 2QU CoRE ¦ 5QU LoRE | Red Flag Warning - Small Fires | 2034 | 4.1259e-06 | 4.3566e-06 | 2.8146e-06 | 2.6806e-06 | 0.087211 | 0.040679 | 0.0017655 | 0.044766 | 0 | 0 | 0 | 0 | 0.00029808 | 3.5982e-07 | 0 | 3.5982e-07 | 3.7994e-07 | 0 | 3.7994e-07 | 2.4546e-07 | 0 | 2.4546e-07 | 2.3377e-07 | 0 | 2.3377e-07
[79 empty] | WLDFR | HFTD - Distribution - Tier 3 - 2QU CoRE ¦ 5QU LoRE | Red Flag Warning - Small Fires | 2035 | 4.1259e-06 | 4.3566e-06 | 2.8146e-06 | 2.6806e-06 | 0.087211 | 0.040679 | 0.0017655 | 0.044766 | 0 | 0 | 0 | 0 | 0.00029808 | 3.5982e-07 | 0 | 3.5982e-07 | 3.7994e-07 | 0 | 3.7994e-07 | 2.4546e-07 | 0 | 2.4546e-07 | 2.3377e-07 | 0 | 2.3377e-07
[79 empty] | WLDFR | HFTD - Distribution - Tier 3 - 2QU CoRE ¦ 5QU LoRE | Red Flag Warning - Small Fires | 2036 | 4.1259e-06 | 4.3566e-06 | 2.8146e-06 | 2.6806e-06 | 0.087211 | 0.040679 | 0.0017655 | 0.044766 | 0 | 0 | 0 | 0 | 0.00029808 | 3.5982e-07 | 0 | 3.5982e-07 | 3.7994e-07 | 0 | 3.7994e-07 | 2.4546e-07 | 0 | 2.4546e-07 | 2.3377e-07 | 0 | 2.3377e-07
[79 empty] | WLDFR | HFTD - Distribution - Tier 3 - 2QU CoRE ¦ 5QU LoRE | Red Flag Warning - Small Fires | 2037 | 4.1259e-06 | 4.3566e-06 | 2.8146e-06 | 2.6806e-06 | 0.087211 | 0.040679 | 0.0017655 | 0.044766 | 0 | 0 | 0 | 0 | 0.00029808 | 3.5982e-07 | 0 | 3.5982e-07 | 3.7994e-07 | 0 | 3.7994e-07 | 2.4546e-07 | 0 | 2.4546e-07 | 2.3377e-07 | 0 | 2.3377e-07
[79 empty] | WLDFR | HFTD - Distribution - Tier 3 - 2QU CoRE ¦ 5QU LoRE | Red Flag Warning - Small Fires | 2038 | 4.1259e-06 | 4.3566e-06 | 2.8146e-06 | 2.6806e-06 | 0.091184 | 0.042438 | 0.0018418 | 0.046905 | 0 | 0 | 0 | 0 | 0.00029808 | 3.7622e-07 | 0 | 3.7622e-07 | 3.9725e-07 | 0 | 3.9725e-07 | 2.5665e-07 | 0 | 2.5665e-07 | 2.4442e-07 | 0 | 2.4442e-07
[79 empty] | WLDFR | HFTD - Distribution - Tier 3 - 2QU CoRE ¦ 5QU LoRE | Red Flag Warning - Small Fires | 2039 | 4.1259e-06 | 4.3566e-06 | 2.8146e-06 | 2.6806e-06 | 0.091184 | 0.042438 | 0.0018418 | 0.046905 | 0 | 0 | 0 | 0 | 0.00029808 | 3.7622e-07 | 0 | 3.7622e-07 | 3.9725e-07 | 0 | 3.9725e-07 | 2.5665e-07 | 0 | 2.5665e-07 | 2.4442e-07 | 0 | 2.4442e-07
[79 empty] | WLDFR | HFTD - Distribution - Tier 3 - 2QU CoRE ¦ 5QU LoRE | Red Flag Warning - Small Fires | 2040 | 4.1259e-06 | 4.3566e-06 | 2.8146e-06 | 2.6806e-06 | 0.091184 | 0.042438 | 0.0018418 | 0.046905 | 0 | 0 | 0 | 0 | 0.00029808 | 3.7622e-07 | 0 | 3.7622e-07 | 3.9725e-07 | 0 | 3.9725e-07 | 2.5665e-07 | 0 | 2.5665e-07 | 2.4442e-07 | 0 | 2.4442e-07
[79 empty] | WLDFR | HFTD - Distribution - Tier 3 - 2QU CoRE ¦ 5QU LoRE | Red Flag Warning - Small Fires | 2041 | 4.1259e-06 | 4.3566e-06 | 2.8146e-06 | 2.6806e-06 | 0.091184 | 0.042438 | 0.0018418 | 0.046905 | 0 | 0 | 0 | 0 | 0.00029808 | 3.7622e-07 | 0 | 3.7622e-07 | 3.9725e-07 | 0 | 3.9725e-07 | 2.5665e-07 | 0 | 2.5665e-07 | 2.4442e-07 | 0 | 2.4442e-07
[79 empty] | WLDFR | HFTD - Distribution - Tier 3 - 2QU CoRE ¦ 5QU LoRE | Red Flag Warning - Small Fires | 2042 | 4.1259e-06 | 4.3566e-06 | 2.8146e-06 | 2.6806e-06 | 0.091184 | 0.042438 | 0.0018418 | 0.046905 | 0 | 0 | 0 | 0 | 0.00029808 | 3.7622e-07 | 0 | 3.7622e-07 | 3.9725e-07 | 0 | 3.9725e-07 | 2.5665e-07 | 0 | 2.5665e-07 | 2.4442e-07 | 0 | 2.4442e-07
[79 empty] | WLDFR | HFTD - Distribution - Tier 3 - 2QU CoRE ¦ 5QU LoRE | Red Flag Warning - Small Fires | 2043 | 4.1259e-06 | 4.3566e-06 | 2.8146e-06 | 2.6806e-06 | 0.095486 | 0.044306 | 0.0019228 | 0.049257 | 0 | 0 | 0 | 0 | 0.00029808 | 3.9396e-07 | 0 | 3.9396e-07 | 4.1599e-07 | 0 | 4.1599e-07 | 2.6875e-07 | 0 | 2.6875e-07 | 2.5596e-07 | 0 | 2.5596e-07
[79 empty] | WLDFR | HFTD - Distribution - Tier 3 - 2QU CoRE ¦ 5QU LoRE | Red Flag Warning - Small Fires | 2044 | 4.1259e-06 | 4.3566e-06 | 2.8146e-06 | 2.6806e-06 | 0.095486 | 0.044306 | 0.0019228 | 0.049257 | 0 | 0 | 0 | 0 | 0.00029808 | 3.9396e-07 | 0 | 3.9396e-07 | 4.1599e-07 | 0 | 4.1599e-07 | 2.6875e-07 | 0 | 2.6875e-07 | 2.5596e-07 | 0 | 2.5596e-07
[79 empty] | WLDFR | HFTD - Distribution - Tier 3 - 2QU CoRE ¦ 5QU LoRE | Red Flag Warning - Small Fires | 2045 | 4.1259e-06 | 4.3566e-06 | 2.8146e-06 | 2.6806e-06 | 0.095486 | 0.044306 | 0.0019228 | 0.049257 | 0 | 0 | 0 | 0 | 0.00029808 | 3.9396e-07 | 0 | 3.9396e-07 | 4.1599e-07 | 0 | 4.1599e-07 | 2.6875e-07 | 0 | 2.6875e-07 | 2.5596e-07 | 0 | 2.5596e-07
[79 empty] | WLDFR | HFTD - Distribution - Tier 3 - 2QU CoRE ¦ 5QU LoRE | Red Flag Warning - Small Fires | 2046 | 4.1259e-06 | 4.3566e-06 | 2.8146e-06 | 2.6806e-06 | 0.095486 | 0.044306 | 0.0019228 | 0.049257 | 0 | 0 | 0 | 0 | 0.00029808 | 3.9396e-07 | 0 | 3.9396e-07 | 4.1599e-07 | 0 | 4.1599e-07 | 2.6875e-07 | 0 | 2.6875e-07 | 2.5596e-07 | 0 | 2.5596e-07
[79 empty] | WLDFR | HFTD - Distribution - Tier 3 - 2QU CoRE ¦ 5QU LoRE | Red Flag Warning - Small Fires | 2047 | 4.1259e-06 | 4.3566e-06 | 2.8146e-06 | 2.6806e-06 | 0.095486 | 0.044306 | 0.0019228 | 0.049257 | 0 | 0 | 0 | 0 | 0.00029808 | 3.9396e-07 | 0 | 3.9396e-07 | 4.1599e-07 | 0 | 4.1599e-07 | 2.6875e-07 | 0 | 2.6875e-07 | 2.5596e-07 | 0 | 2.5596e-07
[79 empty] | WLDFR | HFTD - Distribution - Tier 3 - 2QU CoRE ¦ 5QU LoRE | Red Flag Warning - Small Fires | 2048 | 4.1259e-06 | 4.3566e-06 | 2.8146e-06 | 2.6806e-06 | 0.10007 | 0.04626 | 0.0020076 | 0.051804 | 0 | 0 | 0 | 0 | 0.00029808 | 4.1289e-07 | 0 | 4.1289e-07 | 4.3597e-07 | 0 | 4.3597e-07 | 2.8166e-07 | 0 | 2.8166e-07 | 2.6825e-07 | 0 | 2.6825e-07
[79 empty] | WLDFR | HFTD - Distribution - Tier 3 - 2QU CoRE ¦ 5QU LoRE | Red Flag Warning - Small Fires | 2049 | 4.1259e-06 | 4.3566e-06 | 2.8146e-06 | 2.6806e-06 | 0.10007 | 0.04626 | 0.0020076 | 0.051804 | 0 | 0 | 0 | 0 | 0.00029808 | 4.1289e-07 | 0 | 4.1289e-07 | 4.3597e-07 | 0 | 4.3597e-07 | 2.8166e-07 | 0 | 2.8166e-07 | 2.6825e-07 | 0 | 2.6825e-07
[79 empty] | WLDFR | HFTD - Distribution - Tier 3 - 2QU CoRE ¦ 5QU LoRE | Red Flag Warning - Small Fires | 2050 | 0 | 4.3566e-06 | 2.8146e-06 | 2.6806e-06 | 0.10007 | 0.04626 | 0.0020076 | 0.051804 | 0 | 0 | 0 | 0 | 0.00029808 | 0 | 0 | 0 | 4.3597e-07 | 0 | 4.3597e-07 | 2.8166e-07 | 0 | 2.8166e-07 | 2.6825e-07 | 0 | 2.6825e-07
[79 empty] | WLDFR | HFTD - Distribution - Tier 3 - 2QU CoRE ¦ 5QU LoRE | Red Flag Warning - Small Fires | 2051 | 0 | 0 | 2.8146e-06 | 2.6806e-06 | 0.10007 | 0.04626 | 0.0020076 | 0.051804 | 0 | 0 | 0 | 0 | 0.00029808 | 0 | 0 | 0 | 0 | 0 | 0 | 2.8166e-07 | 0 | 2.8166e-07 | 2.6825e-07 | 0 | 2.6825e-07
[79 empty] | WLDFR | HFTD - Distribution - Tier 3 - 2QU CoRE ¦ 5QU LoRE | Red Flag Warning - Small Fires | 2052 | 0 | 0 | 0 | 2.6806e-06 | 0.10007 | 0.04626 | 0.0020076 | 0.051804 | 0 | 0 | 0 | 0 | 0.00029808 | 0 | 0 | 0 | 0 | 0 | 0 | 0 | 0 | 0 | 2.6825e-07 | 0 | 2.6825e-07
[79 empty] | WLDFR | HFTD - Distribution - Tier 3 - 2QU CoRE ¦ 5QU LoRE | Seismic - Non-Red Flag Warning - Catastrophic Fires | 2020 | 1.9411e-12 | 0 | 0 | 0 | 21083.8428 | 409.2237 | 13469.0878 | 7205.5313 | 0 | 0 | 0 | 0 | 3.2072e-10 | 4.0925e-08 | 0 | 4.0925e-08 | 0 | 0 | 0 | 0 | 0 | 0 | 0 | 0 | 0
[79 empty] | WLDFR | HFTD - Distribution - Tier 3 - 2QU CoRE ¦ 5QU LoRE | Seismic - Non-Red Flag Warning - Catastrophic Fires | 2021 | 0 | 2.0496e-12 | 0 | 0 | 21083.8428 | 409.2237 | 13469.0878 | 7205.5313 | 0 | 0 | 0 | 0 | 3.2072e-10 | 0 | 0 | 0 | 4.3213e-08 | 0 | 4.3213e-08 | 0 | 0 | 0 | 0 | 0 | 0
[79 empty] | WLDFR | HFTD - Distribution - Tier 3 - 2QU CoRE ¦ 5QU LoRE | Seismic - Non-Red Flag Warning - Catastrophic Fires | 2022 | 0 | 0 | 1.8647e-13 | 0 | 21083.8428 | 409.2237 | 13469.0878 | 7205.5313 | 0 | 0 | 0 | 0 | 3.0614e-11 | 0 | 0 | 0 | 0 | 0 | 0 | 3.9314e-09 | 0 | 3.9314e-09 | 0 | 0 | 0
[79 empty] | WLDFR | HFTD - Distribution - Tier 3 - 2QU CoRE ¦ 5QU LoRE | Seismic - Non-Red Flag Warning - Catastrophic Fires | 2023 | 0 | 0 | 0 | 1.7759e-13 | 21835.9781 | 428.6023 | 13939.561 | 7467.8148 | 0 | 0 | 0 | 0 | 3.0614e-11 | 0 | 0 | 0 | 0 | 0 | 0 | 0 | 0 | 0 | 3.8778e-09 | 0 | 3.8778e-09
[79 empty] | WLDFR | HFTD - Distribution - Tier 3 - 2QU CoRE ¦ 5QU LoRE | Seismic - Red Flag Warning - Catastrophic Fires | 2020 | 8.3697e-11 | 0 | 0 | 0 | 21083.8428 | 409.2237 | 13469.0878 | 7205.5313 | 0 | 0 | 0 | 0 | 1.3829e-08 | 1.7647e-06 | 0 | 1.7647e-06 | 0 | 0 | 0 | 0 | 0 | 0 | 0 | 0 | 0
[79 empty] | WLDFR | HFTD - Distribution - Tier 3 - 2QU CoRE ¦ 5QU LoRE | Seismic - Red Flag Warning - Catastrophic Fires | 2021 | 0 | 8.8377e-11 | 0 | 0 | 21083.8428 | 409.2237 | 13469.0878 | 7205.5313 | 0 | 0 | 0 | 0 | 1.3829e-08 | 0 | 0 | 0 | 1.8633e-06 | 0 | 1.8633e-06 | 0 | 0 | 0 | 0 | 0 | 0
[79 empty] | WLDFR | HFTD - Distribution - Tier 3 - 2QU CoRE ¦ 5QU LoRE | Seismic - Red Flag Warning - Catastrophic Fires | 2022 | 0 | 0 | 8.0403e-12 | 0 | 21083.8428 | 409.2237 | 13469.0878 | 7205.5313 | 0 | 0 | 0 | 0 | 1.32e-09 | 0 | 0 | 0 | 0 | 0 | 0 | 1.6952e-07 | 0 | 1.6952e-07 | 0 | 0 | 0
[79 empty] | WLDFR | HFTD - Distribution - Tier 3 - 2QU CoRE ¦ 5QU LoRE | Seismic - Red Flag Warning - Catastrophic Fires | 2023 | 0 | 0 | 0 | 7.6574e-12 | 21835.9781 | 428.6023 | 13939.561 | 7467.8148 | 0 | 0 | 0 | 0 | 1.32e-09 | 0 | 0 | 0 | 0 | 0 | 0 | 0 | 0 | 0 | 1.6721e-07 | 0 | 1.6721e-07
[79 empty] | WLDFR | HFTD - Distribution - Tier 3 - 3QU CoRE ¦ 1QU LoRE | Non-Red Flag Warning - Catastrophic Fires | 2020 | 8.2553e-09 | 0 | 0 | 0 | 14146.1306 | 222.2294 | 8585.7228 | 5338.1784 | 0 | 0 | 0 | 0 | 1.5463e-06 | 0.00011678 | 0 | 0.00011678 | 0 | 0 | 0 | 0 | 0 | 0 | 0 | 0 | 0
[79 empty] | WLDFR | HFTD - Distribution - Tier 3 - 3QU CoRE ¦ 1QU LoRE | Non-Red Flag Warning - Catastrophic Fires | 2021 | 4.5995e-09 | 8.7168e-09 | 0 | 0 | 14146.1306 | 222.2294 | 8585.7228 | 5338.1784 | 0 | 0 | 0 | 0 | 1.5463e-06 | 6.5065e-05 | 0 | 6.5065e-05 | 0.00012331 | 0 | 0.00012331 | 0 | 0 | 0 | 0 | 0 | 0
[79 empty] | WLDFR | HFTD - Distribution - Tier 3 - 3QU CoRE ¦ 1QU LoRE | Non-Red Flag Warning - Catastrophic Fires | 2022 | 4.5147e-09 | 4.7671e-09 | 7.8742e-09 | 0 | 14146.1306 | 222.2294 | 8585.7228 | 5338.1784 | 0 | 0 | 0 | 0 | 1.4912e-06 | 6.3865e-05 | 0 | 6.3865e-05 | 6.7436e-05 | 0 | 6.7436e-05 | 0.00011139 | 0 | 0.00011139 | 0 | 0 | 0
[79 empty] | WLDFR | HFTD - Distribution - Tier 3 - 3QU CoRE ¦ 1QU LoRE | Non-Red Flag Warning - Catastrophic Fires | 2023 | 4.5147e-09 | 4.7671e-09 | 4.278e-09 | 7.4992e-09 | 14664.6376 | 233.2301 | 8896.516 | 5534.8915 | 0 | 0 | 0 | 0 | 1.4912e-06 | 6.6206e-05 | 0 | 6.6206e-05 | 6.9908e-05 | 0 | 6.9908e-05 | 6.2735e-05 | 0 | 6.2735e-05 | 0.00010997 | 0 | 0.00010997
[79 empty] | WLDFR | HFTD - Distribution - Tier 3 - 3QU CoRE ¦ 1QU LoRE | Non-Red Flag Warning - Catastrophic Fires | 2024 | 4.5147e-09 | 4.7671e-09 | 4.278e-09 | 4.0743e-09 | 14664.6376 | 233.2301 | 8896.516 | 5534.8915 | 0 | 0 | 0 | 0 | 1.4912e-06 | 6.6206e-05 | 0 | 6.6206e-05 | 6.9908e-05 | 0 | 6.9908e-05 | 6.2735e-05 | 0 | 6.2735e-05 | 5.9748e-05 | 0 | 5.9748e-05
[79 empty] | WLDFR | HFTD - Distribution - Tier 3 - 3QU CoRE ¦ 1QU LoRE | Non-Red Flag Warning - Catastrophic Fires | 2025 | 4.5147e-09 | 4.7671e-09 | 4.278e-09 | 4.0743e-09 | 14664.6376 | 233.2301 | 8896.516 | 5534.8915 | 0 | 0 | 0 | 0 | 1.4912e-06 | 6.6206e-05 | 0 | 6.6206e-05 | 6.9908e-05 | 0 | 6.9908e-05 | 6.2735e-05 | 0 | 6.2735e-05 | 5.9748e-05 | 0 | 5.9748e-05
[79 empty] | WLDFR | HFTD - Distribution - Tier 3 - 3QU CoRE ¦ 1QU LoRE | Non-Red Flag Warning - Catastrophic Fires | 2026 | 4.5147e-09 | 4.7671e-09 | 4.278e-09 | 4.0743e-09 | 14664.6376 | 233.2301 | 8896.516 | 5534.8915 | 0 | 0 | 0 | 0 | 1.4912e-06 | 6.6206e-05 | 0 | 6.6206e-05 | 6.9908e-05 | 0 | 6.9908e-05 | 6.2735e-05 | 0 | 6.2735e-05 | 5.9748e-05 | 0 | 5.9748e-05
[79 empty] | WLDFR | HFTD - Distribution - Tier 3 - 3QU CoRE ¦ 1QU LoRE | Non-Red Flag Warning - Catastrophic Fires | 2027 | 4.5147e-09 | 4.7671e-09 | 4.278e-09 | 4.0743e-09 | 14664.6376 | 233.2301 | 8896.516 | 5534.8915 | 0 | 0 | 0 | 0 | 1.4912e-06 | 6.6206e-05 | 0 | 6.6206e-05 | 6.9908e-05 | 0 | 6.9908e-05 | 6.2735e-05 | 0 | 6.2735e-05 | 5.9748e-05 | 0 | 5.9748e-05
[79 empty] | WLDFR | HFTD - Distribution - Tier 3 - 3QU CoRE ¦ 1QU LoRE | Non-Red Flag Warning - Catastrophic Fires | 2028 | 4.5147e-09 | 4.7671e-09 | 4.278e-09 | 4.0743e-09 | 15317.9909 | 247.273 | 9287.6491 | 5783.0689 | 0 | 0 | 0 | 0 | 1.4912e-06 | 6.9156e-05 | 0 | 6.9156e-05 | 7.3022e-05 | 0 | 7.3022e-05 | 6.553e-05 | 0 | 6.553e-05 | 6.241e-05 | 0 | 6.241e-05
[79 empty] | WLDFR | HFTD - Distribution - Tier 3 - 3QU CoRE ¦ 1QU LoRE | Non-Red Flag Warning - Catastrophic Fires | 2029 | 4.5147e-09 | 4.7671e-09 | 4.278e-09 | 4.0743e-09 | 15317.9909 | 247.273 | 9287.6491 | 5783.0689 | 0 | 0 | 0 | 0 | 1.4912e-06 | 6.9156e-05 | 0 | 6.9156e-05 | 7.3022e-05 | 0 | 7.3022e-05 | 6.553e-05 | 0 | 6.553e-05 | 6.241e-05 | 0 | 6.241e-05
[79 empty] | WLDFR | HFTD - Distribution - Tier 3 - 3QU CoRE ¦ 1QU LoRE | Non-Red Flag Warning - Catastrophic Fires | 2030 | 4.5147e-09 | 4.7671e-09 | 4.278e-09 | 4.0743e-09 | 15317.9909 | 247.273 | 9287.6491 | 5783.0689 | 0 | 0 | 0 | 0 | 1.4912e-06 | 6.9156e-05 | 0 | 6.9156e-05 | 7.3022e-05 | 0 | 7.3022e-05 | 6.553e-05 | 0 | 6.553e-05 | 6.241e-05 | 0 | 6.241e-05
[79 empty] | WLDFR | HFTD - Distribution - Tier 3 - 3QU CoRE ¦ 1QU LoRE | Non-Red Flag Warning - Catastrophic Fires | 2031 | 4.5147e-09 | 4.7671e-09 | 4.278e-09 | 4.0743e-09 | 15317.9909 | 247.273 | 9287.6491 | 5783.0689 | 0 | 0 | 0 | 0 | 1.4912e-06 | 6.9156e-05 | 0 | 6.9156e-05 | 7.3022e-05 | 0 | 7.3022e-05 | 6.553e-05 | 0 | 6.553e-05 | 6.241e-05 | 0 | 6.241e-05
[79 empty] | WLDFR | HFTD - Distribution - Tier 3 - 3QU CoRE ¦ 1QU LoRE | Non-Red Flag Warning - Catastrophic Fires | 2032 | 4.5147e-09 | 4.7671e-09 | 4.278e-09 | 4.0743e-09 | 15317.9909 | 247.273 | 9287.6491 | 5783.0689 | 0 | 0 | 0 | 0 | 1.4912e-06 | 6.9156e-05 | 0 | 6.9156e-05 | 7.3022e-05 | 0 | 7.3022e-05 | 6.553e-05 | 0 | 6.553e-05 | 6.241e-05 | 0 | 6.241e-05
[79 empty] | WLDFR | HFTD - Distribution - Tier 3 - 3QU CoRE ¦ 1QU LoRE | Non-Red Flag Warning - Catastrophic Fires | 2033 | 4.5147e-09 | 4.7671e-09 | 4.278e-09 | 4.0743e-09 | 16044.1264 | 263.1074 | 9721.74 | 6059.2791 | 0 | 0 | 0 | 0 | 1.4912e-06 | 7.2434e-05 | 0 | 7.2434e-05 | 7.6484e-05 | 0 | 7.6484e-05 | 6.8637e-05 | 0 | 6.8637e-05 | 6.5368e-05 | 0 | 6.5368e-05
[79 empty] | WLDFR | HFTD - Distribution - Tier 3 - 3QU CoRE ¦ 1QU LoRE | Non-Red Flag Warning - Catastrophic Fires | 2034 | 4.5147e-09 | 4.7671e-09 | 4.278e-09 | 4.0743e-09 | 16044.1264 | 263.1074 | 9721.74 | 6059.2791 | 0 | 0 | 0 | 0 | 1.4912e-06 | 7.2434e-05 | 0 | 7.2434e-05 | 7.6484e-05 | 0 | 7.6484e-05 | 6.8637e-05 | 0 | 6.8637e-05 | 6.5368e-05 | 0 | 6.5368e-05
[79 empty] | WLDFR | HFTD - Distribution - Tier 3 - 3QU CoRE ¦ 1QU LoRE | Non-Red Flag Warning - Catastrophic Fires | 2035 | 4.5147e-09 | 4.7671e-09 | 4.278e-09 | 4.0743e-09 | 16044.1264 | 263.1074 | 9721.74 | 6059.2791 | 0 | 0 | 0 | 0 | 1.4912e-06 | 7.2434e-05 | 0 | 7.2434e-05 | 7.6484e-05 | 0 | 7.6484e-05 | 6.8637e-05 | 0 | 6.8637e-05 | 6.5368e-05 | 0 | 6.5368e-05
[79 empty] | WLDFR | HFTD - Distribution - Tier 3 - 3QU CoRE ¦ 1QU LoRE | Non-Red Flag Warning - Catastrophic Fires | 2036 | 4.5147e-09 | 4.7671e-09 | 4.278e-09 | 4.0743e-09 | 16044.1264 | 263.1074 | 9721.74 | 6059.2791 | 0 | 0 | 0 | 0 | 1.4912e-06 | 7.2434e-05 | 0 | 7.2434e-05 | 7.6484e-05 | 0 | 7.6484e-05 | 6.8637e-05 | 0 | 6.8637e-05 | 6.5368e-05 | 0 | 6.5368e-05
[79 empty] | WLDFR | HFTD - Distribution - Tier 3 - 3QU CoRE ¦ 1QU LoRE | Non-Red Flag Warning - Catastrophic Fires | 2037 | 4.5147e-09 | 4.7671e-09 | 4.278e-09 | 4.0743e-09 | 16044.1264 | 263.1074 | 9721.74 | 6059.2791 | 0 | 0 | 0 | 0 | 1.4912e-06 | 7.2434e-05 | 0 | 7.2434e-05 | 7.6484e-05 | 0 | 7.6484e-05 | 6.8637e-05 | 0 | 6.8637e-05 | 6.5368e-05 | 0 | 6.5368e-05
[79 empty] | WLDFR | HFTD - Distribution - Tier 3 - 3QU CoRE ¦ 1QU LoRE | Non-Red Flag Warning - Catastrophic Fires | 2038 | 4.5147e-09 | 4.7671e-09 | 4.278e-09 | 4.0743e-09 | 16832.3912 | 280.5544 | 10192.2718 | 6359.5651 | 0 | 0 | 0 | 0 | 1.4912e-06 | 7.5993e-05 | 0 | 7.5993e-05 | 8.0242e-05 | 0 | 8.0242e-05 | 7.2009e-05 | 0 | 7.2009e-05 | 6.858e-05 | 0 | 6.858e-05
[79 empty] | WLDFR | HFTD - Distribution - Tier 3 - 3QU CoRE ¦ 1QU LoRE | Non-Red Flag Warning - Catastrophic Fires | 2039 | 4.5147e-09 | 4.7671e-09 | 4.278e-09 | 4.0743e-09 | 16832.3912 | 280.5544 | 10192.2718 | 6359.5651 | 0 | 0 | 0 | 0 | 1.4912e-06 | 7.5993e-05 | 0 | 7.5993e-05 | 8.0242e-05 | 0 | 8.0242e-05 | 7.2009e-05 | 0 | 7.2009e-05 | 6.858e-05 | 0 | 6.858e-05
[79 empty] | WLDFR | HFTD - Distribution - Tier 3 - 3QU CoRE ¦ 1QU LoRE | Non-Red Flag Warning - Catastrophic Fires | 2040 | 4.5147e-09 | 4.7671e-09 | 4.278e-09 | 4.0743e-09 | 16832.3912 | 280.5544 | 10192.2718 | 6359.5651 | 0 | 0 | 0 | 0 | 1.4912e-06 | 7.5993e-05 | 0 | 7.5993e-05 | 8.0242e-05 | 0 | 8.0242e-05 | 7.2009e-05 | 0 | 7.2009e-05 | 6.858e-05 | 0 | 6.858e-05
[79 empty] | WLDFR | HFTD - Distribution - Tier 3 - 3QU CoRE ¦ 1QU LoRE | Non-Red Flag Warning - Catastrophic Fires | 2041 | 4.5147e-09 | 4.7671e-09 | 4.278e-09 | 4.0743e-09 | 16832.3912 | 280.5544 | 10192.2718 | 6359.5651 | 0 | 0 | 0 | 0 | 1.4912e-06 | 7.5993e-05 | 0 | 7.5993e-05 | 8.0242e-05 | 0 | 8.0242e-05 | 7.2009e-05 | 0 | 7.2009e-05 | 6.858e-05 | 0 | 6.858e-05
[79 empty] | WLDFR | HFTD - Distribution - Tier 3 - 3QU CoRE ¦ 1QU LoRE | Non-Red Flag Warning - Catastrophic Fires | 2042 | 4.5147e-09 | 4.7671e-09 | 4.278e-09 | 4.0743e-09 | 16832.3912 | 280.5544 | 10192.2718 | 6359.5651 | 0 | 0 | 0 | 0 | 1.4912e-06 | 7.5993e-05 | 0 | 7.5993e-05 | 8.0242e-05 | 0 | 8.0242e-05 | 7.2009e-05 | 0 | 7.2009e-05 | 6.858e-05 | 0 | 6.858e-05
[79 empty] | WLDFR | HFTD - Distribution - Tier 3 - 3QU CoRE ¦ 1QU LoRE | Non-Red Flag Warning - Catastrophic Fires | 2043 | 4.5147e-09 | 4.7671e-09 | 4.278e-09 | 4.0743e-09 | 17672.0852 | 299.42 | 10692.7362 | 6679.929 | 0 | 0 | 0 | 0 | 1.4912e-06 | 7.9784e-05 | 0 | 7.9784e-05 | 8.4245e-05 | 0 | 8.4245e-05 | 7.5601e-05 | 0 | 7.5601e-05 | 7.2001e-05 | 0 | 7.2001e-05
[79 empty] | WLDFR | HFTD - Distribution - Tier 3 - 3QU CoRE ¦ 1QU LoRE | Non-Red Flag Warning - Catastrophic Fires | 2044 | 4.5147e-09 | 4.7671e-09 | 4.278e-09 | 4.0743e-09 | 17672.0852 | 299.42 | 10692.7362 | 6679.929 | 0 | 0 | 0 | 0 | 1.4912e-06 | 7.9784e-05 | 0 | 7.9784e-05 | 8.4245e-05 | 0 | 8.4245e-05 | 7.5601e-05 | 0 | 7.5601e-05 | 7.2001e-05 | 0 | 7.2001e-05
[79 empty] | WLDFR | HFTD - Distribution - Tier 3 - 3QU CoRE ¦ 1QU LoRE | Non-Red Flag Warning - Catastrophic Fires | 2045 | 4.5147e-09 | 4.7671e-09 | 4.278e-09 | 4.0743e-09 | 17672.0852 | 299.42 | 10692.7362 | 6679.929 | 0 | 0 | 0 | 0 | 1.4912e-06 | 7.9784e-05 | 0 | 7.9784e-05 | 8.4245e-05 | 0 | 8.4245e-05 | 7.5601e-05 | 0 | 7.5601e-05 | 7.2001e-05 | 0 | 7.2001e-05
[79 empty] | WLDFR | HFTD - Distribution - Tier 3 - 3QU CoRE ¦ 1QU LoRE | Non-Red Flag Warning - Catastrophic Fires | 2046 | 4.5147e-09 | 4.7671e-09 | 4.278e-09 | 4.0743e-09 | 17672.0852 | 299.42 | 10692.7362 | 6679.929 | 0 | 0 | 0 | 0 | 1.4912e-06 | 7.9784e-05 | 0 | 7.9784e-05 | 8.4245e-05 | 0 | 8.4245e-05 | 7.5601e-05 | 0 | 7.5601e-05 | 7.2001e-05 | 0 | 7.2001e-05
[79 empty] | WLDFR | HFTD - Distribution - Tier 3 - 3QU CoRE ¦ 1QU LoRE | Non-Red Flag Warning - Catastrophic Fires | 2047 | 4.5147e-09 | 4.7671e-09 | 4.278e-09 | 4.0743e-09 | 17672.0852 | 299.42 | 10692.7362 | 6679.929 | 0 | 0 | 0 | 0 | 1.4912e-06 | 7.9784e-05 | 0 | 7.9784e-05 | 8.4245e-05 | 0 | 8.4245e-05 | 7.5601e-05 | 0 | 7.5601e-05 | 7.2001e-05 | 0 | 7.2001e-05
[79 empty] | WLDFR | HFTD - Distribution - Tier 3 - 3QU CoRE ¦ 1QU LoRE | Non-Red Flag Warning - Catastrophic Fires | 2048 | 4.5147e-09 | 4.7671e-09 | 4.278e-09 | 4.0743e-09 | 18552.3348 | 319.4911 | 11216.5626 | 7016.281 | 0 | 0 | 0 | 0 | 1.4912e-06 | 8.3758e-05 | 0 | 8.3758e-05 | 8.8441e-05 | 0 | 8.8441e-05 | 7.9367e-05 | 0 | 7.9367e-05 | 7.5588e-05 | 0 | 7.5588e-05
[79 empty] | WLDFR | HFTD - Distribution - Tier 3 - 3QU CoRE ¦ 1QU LoRE | Non-Red Flag Warning - Catastrophic Fires | 2049 | 4.5147e-09 | 4.7671e-09 | 4.278e-09 | 4.0743e-09 | 18552.3348 | 319.4911 | 11216.5626 | 7016.281 | 0 | 0 | 0 | 0 | 1.4912e-06 | 8.3758e-05 | 0 | 8.3758e-05 | 8.8441e-05 | 0 | 8.8441e-05 | 7.9367e-05 | 0 | 7.9367e-05 | 7.5588e-05 | 0 | 7.5588e-05
[79 empty] | WLDFR | HFTD - Distribution - Tier 3 - 3QU CoRE ¦ 1QU LoRE | Non-Red Flag Warning - Catastrophic Fires | 2050 | 0 | 4.7671e-09 | 4.278e-09 | 4.0743e-09 | 18552.3348 | 319.4911 | 11216.5626 | 7016.281 | 0 | 0 | 0 | 0 | 1.4912e-06 | 0 | 0 | 0 | 8.8441e-05 | 0 | 8.8441e-05 | 7.9367e-05 | 0 | 7.9367e-05 | 7.5588e-05 | 0 | 7.5588e-05
[79 empty] | WLDFR | HFTD - Distribution - Tier 3 - 3QU CoRE ¦ 1QU LoRE | Non-Red Flag Warning - Catastrophic Fires | 2051 | 0 | 0 | 4.278e-09 | 4.0743e-09 | 18552.3348 | 319.4911 | 11216.5626 | 7016.281 | 0 | 0 | 0 | 0 | 1.4912e-06 | 0 | 0 | 0 | 0 | 0 | 0 | 7.9367e-05 | 0 | 7.9367e-05 | 7.5588e-05 | 0 | 7.5588e-05
[79 empty] | WLDFR | HFTD - Distribution - Tier 3 - 3QU CoRE ¦ 1QU LoRE | Non-Red Flag Warning - Catastrophic Fires | 2052 | 0 | 0 | 0 | 4.0743e-09 | 18552.3348 | 319.4911 | 11216.5626 | 7016.281 | 0 | 0 | 0 | 0 | 1.4912e-06 | 0 | 0 | 0 | 0 | 0 | 0 | 0 | 0 | 0 | 7.5588e-05 | 0 | 7.5588e-05
[79 empty] | WLDFR | HFTD - Distribution - Tier 3 - 3QU CoRE ¦ 1QU LoRE | Non-Red Flag Warning - Destructive Fires | 2020 | 2.0809e-08 | 0 | 0 | 0 | 8807.9522 | 222.2294 | 8585.7228 | 0 | 0 | 0 | 0 | 0 | 2.146e-06 | 0.00018328 | 0 | 0.00018328 | 0 | 0 | 0 | 0 | 0 | 0 | 0 | 0 | 0
[79 empty] | WLDFR | HFTD - Distribution - Tier 3 - 3QU CoRE ¦ 1QU LoRE | Non-Red Flag Warning - Destructive Fires | 2021 | 1.1584e-08 | 2.1972e-08 | 0 | 0 | 8807.9522 | 222.2294 | 8585.7228 | 0 | 0 | 0 | 0 | 0 | 2.146e-06 | 0.00010203 | 0 | 0.00010203 | 0.00019353 | 0 | 0.00019353 | 0 | 0 | 0 | 0 | 0 | 0
[79 empty] | WLDFR | HFTD - Distribution - Tier 3 - 3QU CoRE ¦ 1QU LoRE | Non-Red Flag Warning - Destructive Fires | 2022 | 1.1425e-08 | 1.2064e-08 | 1.9943e-08 | 0 | 8807.9522 | 222.2294 | 8585.7228 | 0 | 0 | 0 | 0 | 0 | 2.0744e-06 | 0.00010063 | 0 | 0.00010063 | 0.00010626 | 0 | 0.00010626 | 0.00017566 | 0 | 0.00017566 | 0 | 0 | 0
[79 empty] | WLDFR | HFTD - Distribution - Tier 3 - 3QU CoRE ¦ 1QU LoRE | Non-Red Flag Warning - Destructive Fires | 2023 | 1.1425e-08 | 1.2064e-08 | 1.0826e-08 | 1.8993e-08 | 9129.7461 | 233.2301 | 8896.516 | 0 | 0 | 0 | 0 | 0 | 2.0744e-06 | 0.00010431 | 0 | 0.00010431 | 0.00011014 | 0 | 0.00011014 | 9.8841e-05 | 0 | 9.8841e-05 | 0.00017341 | 0 | 0.00017341
[79 empty] | WLDFR | HFTD - Distribution - Tier 3 - 3QU CoRE ¦ 1QU LoRE | Non-Red Flag Warning - Destructive Fires | 2024 | 1.1425e-08 | 1.2064e-08 | 1.0826e-08 | 1.0311e-08 | 9129.7461 | 233.2301 | 8896.516 | 0 | 0 | 0 | 0 | 0 | 2.0744e-06 | 0.00010431 | 0 | 0.00010431 | 0.00011014 | 0 | 0.00011014 | 9.8841e-05 | 0 | 9.8841e-05 | 9.4134e-05 | 0 | 9.4134e-05
[79 empty] | WLDFR | HFTD - Distribution - Tier 3 - 3QU CoRE ¦ 1QU LoRE | Non-Red Flag Warning - Destructive Fires | 2025 | 1.1425e-08 | 1.2064e-08 | 1.0826e-08 | 1.0311e-08 | 9129.7461 | 233.2301 | 8896.516 | 0 | 0 | 0 | 0 | 0 | 2.0744e-06 | 0.00010431 | 0 | 0.00010431 | 0.00011014 | 0 | 0.00011014 | 9.8841e-05 | 0 | 9.8841e-05 | 9.4134e-05 | 0 | 9.4134e-05
[79 empty] | WLDFR | HFTD - Distribution - Tier 3 - 3QU CoRE ¦ 1QU LoRE | Non-Red Flag Warning - Destructive Fires | 2026 | 1.1425e-08 | 1.2064e-08 | 1.0826e-08 | 1.0311e-08 | 9129.7461 | 233.2301 | 8896.516 | 0 | 0 | 0 | 0 | 0 | 2.0744e-06 | 0.00010431 | 0 | 0.00010431 | 0.00011014 | 0 | 0.00011014 | 9.8841e-05 | 0 | 9.8841e-05 | 9.4134e-05 | 0 | 9.4134e-05
[79 empty] | WLDFR | HFTD - Distribution - Tier 3 - 3QU CoRE ¦ 1QU LoRE | Non-Red Flag Warning - Destructive Fires | 2027 | 1.1425e-08 | 1.2064e-08 | 1.0826e-08 | 1.0311e-08 | 9129.7461 | 233.2301 | 8896.516 | 0 | 0 | 0 | 0 | 0 | 2.0744e-06 | 0.00010431 | 0 | 0.00010431 | 0.00011014 | 0 | 0.00011014 | 9.8841e-05 | 0 | 9.8841e-05 | 9.4134e-05 | 0 | 9.4134e-05
[79 empty] | WLDFR | HFTD - Distribution - Tier 3 - 3QU CoRE ¦ 1QU LoRE | Non-Red Flag Warning - Destructive Fires | 2028 | 1.1425e-08 | 1.2064e-08 | 1.0826e-08 | 1.0311e-08 | 9534.9221 | 247.273 | 9287.6491 | 0 | 0 | 0 | 0 | 0 | 2.0744e-06 | 0.00010894 | 0 | 0.00010894 | 0.00011503 | 0 | 0.00011503 | 0.00010323 | 0 | 0.00010323 | 9.8312e-05 | 0 | 9.8312e-05
[79 empty] | WLDFR | HFTD - Distribution - Tier 3 - 3QU CoRE ¦ 1QU LoRE | Non-Red Flag Warning - Destructive Fires | 2029 | 1.1425e-08 | 1.2064e-08 | 1.0826e-08 | 1.0311e-08 | 9534.9221 | 247.273 | 9287.6491 | 0 | 0 | 0 | 0 | 0 | 2.0744e-06 | 0.00010894 | 0 | 0.00010894 | 0.00011503 | 0 | 0.00011503 | 0.00010323 | 0 | 0.00010323 | 9.8312e-05 | 0 | 9.8312e-05
[79 empty] | WLDFR | HFTD - Distribution - Tier 3 - 3QU CoRE ¦ 1QU LoRE | Non-Red Flag Warning - Destructive Fires | 2030 | 1.1425e-08 | 1.2064e-08 | 1.0826e-08 | 1.0311e-08 | 9534.9221 | 247.273 | 9287.6491 | 0 | 0 | 0 | 0 | 0 | 2.0744e-06 | 0.00010894 | 0 | 0.00010894 | 0.00011503 | 0 | 0.00011503 | 0.00010323 | 0 | 0.00010323 | 9.8312e-05 | 0 | 9.8312e-05
[79 empty] | WLDFR | HFTD - Distribution - Tier 3 - 3QU CoRE ¦ 1QU LoRE | Non-Red Flag Warning - Destructive Fires | 2031 | 1.1425e-08 | 1.2064e-08 | 1.0826e-08 | 1.0311e-08 | 9534.9221 | 247.273 | 9287.6491 | 0 | 0 | 0 | 0 | 0 | 2.0744e-06 | 0.00010894 | 0 | 0.00010894 | 0.00011503 | 0 | 0.00011503 | 0.00010323 | 0 | 0.00010323 | 9.8312e-05 | 0 | 9.8312e-05
[79 empty] | WLDFR | HFTD - Distribution - Tier 3 - 3QU CoRE ¦ 1QU LoRE | Non-Red Flag Warning - Destructive Fires | 2032 | 1.1425e-08 | 1.2064e-08 | 1.0826e-08 | 1.0311e-08 | 9534.9221 | 247.273 | 9287.6491 | 0 | 0 | 0 | 0 | 0 | 2.0744e-06 | 0.00010894 | 0 | 0.00010894 | 0.00011503 | 0 | 0.00011503 | 0.00010323 | 0 | 0.00010323 | 9.8312e-05 | 0 | 9.8312e-05
[79 empty] | WLDFR | HFTD - Distribution - Tier 3 - 3QU CoRE ¦ 1QU LoRE | Non-Red Flag Warning - Destructive Fires | 2033 | 1.1425e-08 | 1.2064e-08 | 1.0826e-08 | 1.0311e-08 | 9984.8474 | 263.1074 | 9721.74 | 0 | 0 | 0 | 0 | 0 | 2.0744e-06 | 0.00011408 | 0 | 0.00011408 | 0.00012046 | 0 | 0.00012046 | 0.0001081 | 0 | 0.0001081 | 0.00010295 | 0 | 0.00010295
[79 empty] | WLDFR | HFTD - Distribution - Tier 3 - 3QU CoRE ¦ 1QU LoRE | Non-Red Flag Warning - Destructive Fires | 2034 | 1.1425e-08 | 1.2064e-08 | 1.0826e-08 | 1.0311e-08 | 9984.8474 | 263.1074 | 9721.74 | 0 | 0 | 0 | 0 | 0 | 2.0744e-06 | 0.00011408 | 0 | 0.00011408 | 0.00012046 | 0 | 0.00012046 | 0.0001081 | 0 | 0.0001081 | 0.00010295 | 0 | 0.00010295
[79 empty] | WLDFR | HFTD - Distribution - Tier 3 - 3QU CoRE ¦ 1QU LoRE | Non-Red Flag Warning - Destructive Fires | 2035 | 1.1425e-08 | 1.2064e-08 | 1.0826e-08 | 1.0311e-08 | 9984.8474 | 263.1074 | 9721.74 | 0 | 0 | 0 | 0 | 0 | 2.0744e-06 | 0.00011408 | 0 | 0.00011408 | 0.00012046 | 0 | 0.00012046 | 0.0001081 | 0 | 0.0001081 | 0.00010295 | 0 | 0.00010295
[79 empty] | WLDFR | HFTD - Distribution - Tier 3 - 3QU CoRE ¦ 1QU LoRE | Non-Red Flag Warning - Destructive Fires | 2036 | 1.1425e-08 | 1.2064e-08 | 1.0826e-08 | 1.0311e-08 | 9984.8474 | 263.1074 | 9721.74 | 0 | 0 | 0 | 0 | 0 | 2.0744e-06 | 0.00011408 | 0 | 0.00011408 | 0.00012046 | 0 | 0.00012046 | 0.0001081 | 0 | 0.0001081 | 0.00010295 | 0 | 0.00010295
[79 empty] | WLDFR | HFTD - Distribution - Tier 3 - 3QU CoRE ¦ 1QU LoRE | Non-Red Flag Warning - Destructive Fires | 2037 | 1.1425e-08 | 1.2064e-08 | 1.0826e-08 | 1.0311e-08 | 9984.8474 | 263.1074 | 9721.74 | 0 | 0 | 0 | 0 | 0 | 2.0744e-06 | 0.00011408 | 0 | 0.00011408 | 0.00012046 | 0 | 0.00012046 | 0.0001081 | 0 | 0.0001081 | 0.00010295 | 0 | 0.00010295
[79 empty] | WLDFR | HFTD - Distribution - Tier 3 - 3QU CoRE ¦ 1QU LoRE | Non-Red Flag Warning - Destructive Fires | 2038 | 1.1425e-08 | 1.2064e-08 | 1.0826e-08 | 1.0311e-08 | 10472.8261 | 280.5544 | 10192.2718 | 0 | 0 | 0 | 0 | 0 | 2.0744e-06 | 0.00011965 | 0 | 0.00011965 | 0.00012634 | 0 | 0.00012634 | 0.00011338 | 0 | 0.00011338 | 0.00010798 | 0 | 0.00010798
[79 empty] | WLDFR | HFTD - Distribution - Tier 3 - 3QU CoRE ¦ 1QU LoRE | Non-Red Flag Warning - Destructive Fires | 2039 | 1.1425e-08 | 1.2064e-08 | 1.0826e-08 | 1.0311e-08 | 10472.8261 | 280.5544 | 10192.2718 | 0 | 0 | 0 | 0 | 0 | 2.0744e-06 | 0.00011965 | 0 | 0.00011965 | 0.00012634 | 0 | 0.00012634 | 0.00011338 | 0 | 0.00011338 | 0.00010798 | 0 | 0.00010798
[79 empty] | WLDFR | HFTD - Distribution - Tier 3 - 3QU CoRE ¦ 1QU LoRE | Non-Red Flag Warning - Destructive Fires | 2040 | 1.1425e-08 | 1.2064e-08 | 1.0826e-08 | 1.0311e-08 | 10472.8261 | 280.5544 | 10192.2718 | 0 | 0 | 0 | 0 | 0 | 2.0744e-06 | 0.00011965 | 0 | 0.00011965 | 0.00012634 | 0 | 0.00012634 | 0.00011338 | 0 | 0.00011338 | 0.00010798 | 0 | 0.00010798
[79 empty] | WLDFR | HFTD - Distribution - Tier 3 - 3QU CoRE ¦ 1QU LoRE | Non-Red Flag Warning - Destructive Fires | 2041 | 1.1425e-08 | 1.2064e-08 | 1.0826e-08 | 1.0311e-08 | 10472.8261 | 280.5544 | 10192.2718 | 0 | 0 | 0 | 0 | 0 | 2.0744e-06 | 0.00011965 | 0 | 0.00011965 | 0.00012634 | 0 | 0.00012634 | 0.00011338 | 0 | 0.00011338 | 0.00010798 | 0 | 0.00010798
[79 empty] | WLDFR | HFTD - Distribution - Tier 3 - 3QU CoRE ¦ 1QU LoRE | Non-Red Flag Warning - Destructive Fires | 2042 | 1.1425e-08 | 1.2064e-08 | 1.0826e-08 | 1.0311e-08 | 10472.8261 | 280.5544 | 10192.2718 | 0 | 0 | 0 | 0 | 0 | 2.0744e-06 | 0.00011965 | 0 | 0.00011965 | 0.00012634 | 0 | 0.00012634 | 0.00011338 | 0 | 0.00011338 | 0.00010798 | 0 | 0.00010798
[79 empty] | WLDFR | HFTD - Distribution - Tier 3 - 3QU CoRE ¦ 1QU LoRE | Non-Red Flag Warning - Destructive Fires | 2043 | 1.1425e-08 | 1.2064e-08 | 1.0826e-08 | 1.0311e-08 | 10992.1562 | 299.42 | 10692.7362 | 0 | 0 | 0 | 0 | 0 | 2.0744e-06 | 0.00012559 | 0 | 0.00012559 | 0.00013261 | 0 | 0.00013261 | 0.000119 | 0 | 0.000119 | 0.00011334 | 0 | 0.00011334
[79 empty] | WLDFR | HFTD - Distribution - Tier 3 - 3QU CoRE ¦ 1QU LoRE | Non-Red Flag Warning - Destructive Fires | 2044 | 1.1425e-08 | 1.2064e-08 | 1.0826e-08 | 1.0311e-08 | 10992.1562 | 299.42 | 10692.7362 | 0 | 0 | 0 | 0 | 0 | 2.0744e-06 | 0.00012559 | 0 | 0.00012559 | 0.00013261 | 0 | 0.00013261 | 0.000119 | 0 | 0.000119 | 0.00011334 | 0 | 0.00011334
[79 empty] | WLDFR | HFTD - Distribution - Tier 3 - 3QU CoRE ¦ 1QU LoRE | Non-Red Flag Warning - Destructive Fires | 2045 | 1.1425e-08 | 1.2064e-08 | 1.0826e-08 | 1.0311e-08 | 10992.1562 | 299.42 | 10692.7362 | 0 | 0 | 0 | 0 | 0 | 2.0744e-06 | 0.00012559 | 0 | 0.00012559 | 0.00013261 | 0 | 0.00013261 | 0.000119 | 0 | 0.000119 | 0.00011334 | 0 | 0.00011334
[79 empty] | WLDFR | HFTD - Distribution - Tier 3 - 3QU CoRE ¦ 1QU LoRE | Non-Red Flag Warning - Destructive Fires | 2046 | 1.1425e-08 | 1.2064e-08 | 1.0826e-08 | 1.0311e-08 | 10992.1562 | 299.42 | 10692.7362 | 0 | 0 | 0 | 0 | 0 | 2.0744e-06 | 0.00012559 | 0 | 0.00012559 | 0.00013261 | 0 | 0.00013261 | 0.000119 | 0 | 0.000119 | 0.00011334 | 0 | 0.00011334
[79 empty] | WLDFR | HFTD - Distribution - Tier 3 - 3QU CoRE ¦ 1QU LoRE | Non-Red Flag Warning - Destructive Fires | 2047 | 1.1425e-08 | 1.2064e-08 | 1.0826e-08 | 1.0311e-08 | 10992.1562 | 299.42 | 10692.7362 | 0 | 0 | 0 | 0 | 0 | 2.0744e-06 | 0.00012559 | 0 | 0.00012559 | 0.00013261 | 0 | 0.00013261 | 0.000119 | 0 | 0.000119 | 0.00011334 | 0 | 0.00011334
[79 empty] | WLDFR | HFTD - Distribution - Tier 3 - 3QU CoRE ¦ 1QU LoRE | Non-Red Flag Warning - Destructive Fires | 2048 | 1.1425e-08 | 1.2064e-08 | 1.0826e-08 | 1.0311e-08 | 11536.0538 | 319.4911 | 11216.5626 | 0 | 0 | 0 | 0 | 0 | 2.0744e-06 | 0.0001318 | 0 | 0.0001318 | 0.00013917 | 0 | 0.00013917 | 0.00012489 | 0 | 0.00012489 | 0.00011895 | 0 | 0.00011895
[79 empty] | WLDFR | HFTD - Distribution - Tier 3 - 3QU CoRE ¦ 1QU LoRE | Non-Red Flag Warning - Destructive Fires | 2049 | 1.1425e-08 | 1.2064e-08 | 1.0826e-08 | 1.0311e-08 | 11536.0538 | 319.4911 | 11216.5626 | 0 | 0 | 0 | 0 | 0 | 2.0744e-06 | 0.0001318 | 0 | 0.0001318 | 0.00013917 | 0 | 0.00013917 | 0.00012489 | 0 | 0.00012489 | 0.00011895 | 0 | 0.00011895
[79 empty] | WLDFR | HFTD - Distribution - Tier 3 - 3QU CoRE ¦ 1QU LoRE | Non-Red Flag Warning - Destructive Fires | 2050 | 0 | 1.2064e-08 | 1.0826e-08 | 1.0311e-08 | 11536.0538 | 319.4911 | 11216.5626 | 0 | 0 | 0 | 0 | 0 | 2.0744e-06 | 0 | 0 | 0 | 0.00013917 | 0 | 0.00013917 | 0.00012489 | 0 | 0.00012489 | 0.00011895 | 0 | 0.00011895
[79 empty] | WLDFR | HFTD - Distribution - Tier 3 - 3QU CoRE ¦ 1QU LoRE | Non-Red Flag Warning - Destructive Fires | 2051 | 0 | 0 | 1.0826e-08 | 1.0311e-08 | 11536.0538 | 319.4911 | 11216.5626 | 0 | 0 | 0 | 0 | 0 | 2.0744e-06 | 0 | 0 | 0 | 0 | 0 | 0 | 0.00012489 | 0 | 0.00012489 | 0.00011895 | 0 | 0.00011895
[79 empty] | WLDFR | HFTD - Distribution - Tier 3 - 3QU CoRE ¦ 1QU LoRE | Non-Red Flag Warning - Destructive Fires | 2052 | 0 | 0 | 0 | 1.0311e-08 | 11536.0538 | 319.4911 | 11216.5626 | 0 | 0 | 0 | 0 | 0 | 2.0744e-06 | 0 | 0 | 0 | 0 | 0 | 0 | 0 | 0 | 0 | 0.00011895 | 0 | 0.00011895
[79 empty] | WLDFR | HFTD - Distribution - Tier 3 - 3QU CoRE ¦ 1QU LoRE | Non-Red Flag Warning - Large Fires | 2020 | 2.5585e-07 | 0 | 0 | 0 | 5.2406 | 0.69642 | 2.942 | 1.6022 | 0 | 0 | 0 | 0 | 2.5937e-05 | 1.3408e-06 | 0 | 1.3408e-06 | 0 | 0 | 0 | 0 | 0 | 0 | 0 | 0 | 0
[79 empty] | WLDFR | HFTD - Distribution - Tier 3 - 3QU CoRE ¦ 1QU LoRE | Non-Red Flag Warning - Large Fires | 2021 | 1.4129e-07 | 2.7015e-07 | 0 | 0 | 5.2406 | 0.69642 | 2.942 | 1.6022 | 0 | 0 | 0 | 0 | 2.5937e-05 | 7.4042e-07 | 0 | 7.4042e-07 | 1.4157e-06 | 0 | 1.4157e-06 | 0 | 0 | 0 | 0 | 0 | 0
[79 empty] | WLDFR | HFTD - Distribution - Tier 3 - 3QU CoRE ¦ 1QU LoRE | Non-Red Flag Warning - Large Fires | 2022 | 1.3111e-07 | 1.3844e-07 | 2.3109e-07 | 0 | 5.2406 | 0.69642 | 2.942 | 1.6022 | 0 | 0 | 0 | 0 | 2.387e-05 | 6.8711e-07 | 0 | 6.8711e-07 | 7.2553e-07 | 0 | 7.2553e-07 | 1.211e-06 | 0 | 1.211e-06 | 0 | 0 | 0
[79 empty] | WLDFR | HFTD - Distribution - Tier 3 - 3QU CoRE ¦ 1QU LoRE | Non-Red Flag Warning - Large Fires | 2023 | 1.3111e-07 | 1.3844e-07 | 1.2424e-07 | 2.2008e-07 | 5.475 | 0.71896 | 3.0715 | 1.6846 | 0 | 0 | 0 | 0 | 2.387e-05 | 7.1785e-07 | 0 | 7.1785e-07 | 7.5799e-07 | 0 | 7.5799e-07 | 6.8022e-07 | 0 | 6.8022e-07 | 1.205e-06 | 0 | 1.205e-06
[79 empty] | WLDFR | HFTD - Distribution - Tier 3 - 3QU CoRE ¦ 1QU LoRE | Non-Red Flag Warning - Large Fires | 2024 | 1.3111e-07 | 1.3844e-07 | 1.2424e-07 | 1.1832e-07 | 5.475 | 0.71896 | 3.0715 | 1.6846 | 0 | 0 | 0 | 0 | 2.387e-05 | 7.1785e-07 | 0 | 7.1785e-07 | 7.5799e-07 | 0 | 7.5799e-07 | 6.8022e-07 | 0 | 6.8022e-07 | 6.4783e-07 | 0 | 6.4783e-07
[79 empty] | WLDFR | HFTD - Distribution - Tier 3 - 3QU CoRE ¦ 1QU LoRE | Non-Red Flag Warning - Large Fires | 2025 | 1.3111e-07 | 1.3844e-07 | 1.2424e-07 | 1.1832e-07 | 5.475 | 0.71896 | 3.0715 | 1.6846 | 0 | 0 | 0 | 0 | 2.387e-05 | 7.1785e-07 | 0 | 7.1785e-07 | 7.5799e-07 | 0 | 7.5799e-07 | 6.8022e-07 | 0 | 6.8022e-07 | 6.4783e-07 | 0 | 6.4783e-07
[79 empty] | WLDFR | HFTD - Distribution - Tier 3 - 3QU CoRE ¦ 1QU LoRE | Non-Red Flag Warning - Large Fires | 2026 | 1.3111e-07 | 1.3844e-07 | 1.2424e-07 | 1.1832e-07 | 5.475 | 0.71896 | 3.0715 | 1.6846 | 0 | 0 | 0 | 0 | 2.387e-05 | 7.1785e-07 | 0 | 7.1785e-07 | 7.5799e-07 | 0 | 7.5799e-07 | 6.8022e-07 | 0 | 6.8022e-07 | 6.4783e-07 | 0 | 6.4783e-07
[79 empty] | WLDFR | HFTD - Distribution - Tier 3 - 3QU CoRE ¦ 1QU LoRE | Non-Red Flag Warning - Large Fires | 2027 | 1.3111e-07 | 1.3844e-07 | 1.2424e-07 | 1.1832e-07 | 5.475 | 0.71896 | 3.0715 | 1.6846 | 0 | 0 | 0 | 0 | 2.387e-05 | 7.1785e-07 | 0 | 7.1785e-07 | 7.5799e-07 | 0 | 7.5799e-07 | 6.8022e-07 | 0 | 6.8022e-07 | 6.4783e-07 | 0 | 6.4783e-07
[79 empty] | WLDFR | HFTD - Distribution - Tier 3 - 3QU CoRE ¦ 1QU LoRE | Non-Red Flag Warning - Large Fires | 2028 | 1.3111e-07 | 1.3844e-07 | 1.2424e-07 | 1.1832e-07 | 5.777 | 0.74734 | 3.238 | 1.7917 | 0 | 0 | 0 | 0 | 2.387e-05 | 7.5745e-07 | 0 | 7.5745e-07 | 7.998e-07 | 0 | 7.998e-07 | 7.1774e-07 | 0 | 7.1774e-07 | 6.8356e-07 | 0 | 6.8356e-07
[79 empty] | WLDFR | HFTD - Distribution - Tier 3 - 3QU CoRE ¦ 1QU LoRE | Non-Red Flag Warning - Large Fires | 2029 | 1.3111e-07 | 1.3844e-07 | 1.2424e-07 | 1.1832e-07 | 5.777 | 0.74734 | 3.238 | 1.7917 | 0 | 0 | 0 | 0 | 2.387e-05 | 7.5745e-07 | 0 | 7.5745e-07 | 7.998e-07 | 0 | 7.998e-07 | 7.1774e-07 | 0 | 7.1774e-07 | 6.8356e-07 | 0 | 6.8356e-07
[79 empty] | WLDFR | HFTD - Distribution - Tier 3 - 3QU CoRE ¦ 1QU LoRE | Non-Red Flag Warning - Large Fires | 2030 | 1.3111e-07 | 1.3844e-07 | 1.2424e-07 | 1.1832e-07 | 5.777 | 0.74734 | 3.238 | 1.7917 | 0 | 0 | 0 | 0 | 2.387e-05 | 7.5745e-07 | 0 | 7.5745e-07 | 7.998e-07 | 0 | 7.998e-07 | 7.1774e-07 | 0 | 7.1774e-07 | 6.8356e-07 | 0 | 6.8356e-07
[79 empty] | WLDFR | HFTD - Distribution - Tier 3 - 3QU CoRE ¦ 1QU LoRE | Non-Red Flag Warning - Large Fires | 2031 | 1.3111e-07 | 1.3844e-07 | 1.2424e-07 | 1.1832e-07 | 5.777 | 0.74734 | 3.238 | 1.7917 | 0 | 0 | 0 | 0 | 2.387e-05 | 7.5745e-07 | 0 | 7.5745e-07 | 7.998e-07 | 0 | 7.998e-07 | 7.1774e-07 | 0 | 7.1774e-07 | 6.8356e-07 | 0 | 6.8356e-07
[79 empty] | WLDFR | HFTD - Distribution - Tier 3 - 3QU CoRE ¦ 1QU LoRE | Non-Red Flag Warning - Large Fires | 2032 | 1.3111e-07 | 1.3844e-07 | 1.2424e-07 | 1.1832e-07 | 5.777 | 0.74734 | 3.238 | 1.7917 | 0 | 0 | 0 | 0 | 2.387e-05 | 7.5745e-07 | 0 | 7.5745e-07 | 7.998e-07 | 0 | 7.998e-07 | 7.1774e-07 | 0 | 7.1774e-07 | 6.8356e-07 | 0 | 6.8356e-07
[79 empty] | WLDFR | HFTD - Distribution - Tier 3 - 3QU CoRE ¦ 1QU LoRE | Non-Red Flag Warning - Large Fires | 2033 | 1.3111e-07 | 1.3844e-07 | 1.2424e-07 | 1.1832e-07 | 6.1205 | 0.77885 | 3.4265 | 1.9151 | 0 | 0 | 0 | 0 | 2.387e-05 | 8.0248e-07 | 0 | 8.0248e-07 | 8.4735e-07 | 0 | 8.4735e-07 | 7.6041e-07 | 0 | 7.6041e-07 | 7.242e-07 | 0 | 7.242e-07
[79 empty] | WLDFR | HFTD - Distribution - Tier 3 - 3QU CoRE ¦ 1QU LoRE | Non-Red Flag Warning - Large Fires | 2034 | 1.3111e-07 | 1.3844e-07 | 1.2424e-07 | 1.1832e-07 | 6.1205 | 0.77885 | 3.4265 | 1.9151 | 0 | 0 | 0 | 0 | 2.387e-05 | 8.0248e-07 | 0 | 8.0248e-07 | 8.4735e-07 | 0 | 8.4735e-07 | 7.6041e-07 | 0 | 7.6041e-07 | 7.242e-07 | 0 | 7.242e-07
[79 empty] | WLDFR | HFTD - Distribution - Tier 3 - 3QU CoRE ¦ 1QU LoRE | Non-Red Flag Warning - Large Fires | 2035 | 1.3111e-07 | 1.3844e-07 | 1.2424e-07 | 1.1832e-07 | 6.1205 | 0.77885 | 3.4265 | 1.9151 | 0 | 0 | 0 | 0 | 2.387e-05 | 8.0248e-07 | 0 | 8.0248e-07 | 8.4735e-07 | 0 | 8.4735e-07 | 7.6041e-07 | 0 | 7.6041e-07 | 7.242e-07 | 0 | 7.242e-07
[79 empty] | WLDFR | HFTD - Distribution - Tier 3 - 3QU CoRE ¦ 1QU LoRE | Non-Red Flag Warning - Large Fires | 2036 | 1.3111e-07 | 1.3844e-07 | 1.2424e-07 | 1.1832e-07 | 6.1205 | 0.77885 | 3.4265 | 1.9151 | 0 | 0 | 0 | 0 | 2.387e-05 | 8.0248e-07 | 0 | 8.0248e-07 | 8.4735e-07 | 0 | 8.4735e-07 | 7.6041e-07 | 0 | 7.6041e-07 | 7.242e-07 | 0 | 7.242e-07
[79 empty] | WLDFR | HFTD - Distribution - Tier 3 - 3QU CoRE ¦ 1QU LoRE | Non-Red Flag Warning - Large Fires | 2037 | 1.3111e-07 | 1.3844e-07 | 1.2424e-07 | 1.1832e-07 | 6.1205 | 0.77885 | 3.4265 | 1.9151 | 0 | 0 | 0 | 0 | 2.387e-05 | 8.0248e-07 | 0 | 8.0248e-07 | 8.4735e-07 | 0 | 8.4735e-07 | 7.6041e-07 | 0 | 7.6041e-07 | 7.242e-07 | 0 | 7.242e-07
[79 empty] | WLDFR | HFTD - Distribution - Tier 3 - 3QU CoRE ¦ 1QU LoRE | Non-Red Flag Warning - Large Fires | 2038 | 1.3111e-07 | 1.3844e-07 | 1.2424e-07 | 1.1832e-07 | 6.5028 | 0.81304 | 3.6355 | 2.0543 | 0 | 0 | 0 | 0 | 2.387e-05 | 8.5261e-07 | 0 | 8.5261e-07 | 9.0028e-07 | 0 | 9.0028e-07 | 8.0791e-07 | 0 | 8.0791e-07 | 7.6944e-07 | 0 | 7.6944e-07
[79 empty] | WLDFR | HFTD - Distribution - Tier 3 - 3QU CoRE ¦ 1QU LoRE | Non-Red Flag Warning - Large Fires | 2039 | 1.3111e-07 | 1.3844e-07 | 1.2424e-07 | 1.1832e-07 | 6.5028 | 0.81304 | 3.6355 | 2.0543 | 0 | 0 | 0 | 0 | 2.387e-05 | 8.5261e-07 | 0 | 8.5261e-07 | 9.0028e-07 | 0 | 9.0028e-07 | 8.0791e-07 | 0 | 8.0791e-07 | 7.6944e-07 | 0 | 7.6944e-07
[79 empty] | WLDFR | HFTD - Distribution - Tier 3 - 3QU CoRE ¦ 1QU LoRE | Non-Red Flag Warning - Large Fires | 2040 | 1.3111e-07 | 1.3844e-07 | 1.2424e-07 | 1.1832e-07 | 6.5028 | 0.81304 | 3.6355 | 2.0543 | 0 | 0 | 0 | 0 | 2.387e-05 | 8.5261e-07 | 0 | 8.5261e-07 | 9.0028e-07 | 0 | 9.0028e-07 | 8.0791e-07 | 0 | 8.0791e-07 | 7.6944e-07 | 0 | 7.6944e-07
[79 empty] | WLDFR | HFTD - Distribution - Tier 3 - 3QU CoRE ¦ 1QU LoRE | Non-Red Flag Warning - Large Fires | 2041 | 1.3111e-07 | 1.3844e-07 | 1.2424e-07 | 1.1832e-07 | 6.5028 | 0.81304 | 3.6355 | 2.0543 | 0 | 0 | 0 | 0 | 2.387e-05 | 8.5261e-07 | 0 | 8.5261e-07 | 9.0028e-07 | 0 | 9.0028e-07 | 8.0791e-07 | 0 | 8.0791e-07 | 7.6944e-07 | 0 | 7.6944e-07
[79 empty] | WLDFR | HFTD - Distribution - Tier 3 - 3QU CoRE ¦ 1QU LoRE | Non-Red Flag Warning - Large Fires | 2042 | 1.3111e-07 | 1.3844e-07 | 1.2424e-07 | 1.1832e-07 | 6.5028 | 0.81304 | 3.6355 | 2.0543 | 0 | 0 | 0 | 0 | 2.387e-05 | 8.5261e-07 | 0 | 8.5261e-07 | 9.0028e-07 | 0 | 9.0028e-07 | 8.0791e-07 | 0 | 8.0791e-07 | 7.6944e-07 | 0 | 7.6944e-07
[79 empty] | WLDFR | HFTD - Distribution - Tier 3 - 3QU CoRE ¦ 1QU LoRE | Non-Red Flag Warning - Large Fires | 2043 | 1.3111e-07 | 1.3844e-07 | 1.2424e-07 | 1.1832e-07 | 6.9209 | 0.84944 | 3.8632 | 2.2083 | 0 | 0 | 0 | 0 | 2.387e-05 | 9.0743e-07 | 0 | 9.0743e-07 | 9.5817e-07 | 0 | 9.5817e-07 | 8.5986e-07 | 0 | 8.5986e-07 | 8.1891e-07 | 0 | 8.1891e-07
[79 empty] | WLDFR | HFTD - Distribution - Tier 3 - 3QU CoRE ¦ 1QU LoRE | Non-Red Flag Warning - Large Fires | 2044 | 1.3111e-07 | 1.3844e-07 | 1.2424e-07 | 1.1832e-07 | 6.9209 | 0.84944 | 3.8632 | 2.2083 | 0 | 0 | 0 | 0 | 2.387e-05 | 9.0743e-07 | 0 | 9.0743e-07 | 9.5817e-07 | 0 | 9.5817e-07 | 8.5986e-07 | 0 | 8.5986e-07 | 8.1891e-07 | 0 | 8.1891e-07
[79 empty] | WLDFR | HFTD - Distribution - Tier 3 - 3QU CoRE ¦ 1QU LoRE | Non-Red Flag Warning - Large Fires | 2045 | 1.3111e-07 | 1.3844e-07 | 1.2424e-07 | 1.1832e-07 | 6.9209 | 0.84944 | 3.8632 | 2.2083 | 0 | 0 | 0 | 0 | 2.387e-05 | 9.0743e-07 | 0 | 9.0743e-07 | 9.5817e-07 | 0 | 9.5817e-07 | 8.5986e-07 | 0 | 8.5986e-07 | 8.1891e-07 | 0 | 8.1891e-07
[79 empty] | WLDFR | HFTD - Distribution - Tier 3 - 3QU CoRE ¦ 1QU LoRE | Non-Red Flag Warning - Large Fires | 2046 | 1.3111e-07 | 1.3844e-07 | 1.2424e-07 | 1.1832e-07 | 6.9209 | 0.84944 | 3.8632 | 2.2083 | 0 | 0 | 0 | 0 | 2.387e-05 | 9.0743e-07 | 0 | 9.0743e-07 | 9.5817e-07 | 0 | 9.5817e-07 | 8.5986e-07 | 0 | 8.5986e-07 | 8.1891e-07 | 0 | 8.1891e-07
[79 empty] | WLDFR | HFTD - Distribution - Tier 3 - 3QU CoRE ¦ 1QU LoRE | Non-Red Flag Warning - Large Fires | 2047 | 1.3111e-07 | 1.3844e-07 | 1.2424e-07 | 1.1832e-07 | 6.9209 | 0.84944 | 3.8632 | 2.2083 | 0 | 0 | 0 | 0 | 2.387e-05 | 9.0743e-07 | 0 | 9.0743e-07 | 9.5817e-07 | 0 | 9.5817e-07 | 8.5986e-07 | 0 | 8.5986e-07 | 8.1891e-07 | 0 | 8.1891e-07
[79 empty] | WLDFR | HFTD - Distribution - Tier 3 - 3QU CoRE ¦ 1QU LoRE | Non-Red Flag Warning - Large Fires | 2048 | 1.3111e-07 | 1.3844e-07 | 1.2424e-07 | 1.1832e-07 | 7.3713 | 0.88759 | 4.1075 | 2.3763 | 0 | 0 | 0 | 0 | 2.387e-05 | 9.6649e-07 | 0 | 9.6649e-07 | 1.0205e-06 | 0 | 1.0205e-06 | 9.1582e-07 | 0 | 9.1582e-07 | 8.7221e-07 | 0 | 8.7221e-07
[79 empty] | WLDFR | HFTD - Distribution - Tier 3 - 3QU CoRE ¦ 1QU LoRE | Non-Red Flag Warning - Large Fires | 2049 | 1.3111e-07 | 1.3844e-07 | 1.2424e-07 | 1.1832e-07 | 7.3713 | 0.88759 | 4.1075 | 2.3763 | 0 | 0 | 0 | 0 | 2.387e-05 | 9.6649e-07 | 0 | 9.6649e-07 | 1.0205e-06 | 0 | 1.0205e-06 | 9.1582e-07 | 0 | 9.1582e-07 | 8.7221e-07 | 0 | 8.7221e-07
[79 empty] | WLDFR | HFTD - Distribution - Tier 3 - 3QU CoRE ¦ 1QU LoRE | Non-Red Flag Warning - Large Fires | 2050 | 0 | 1.3844e-07 | 1.2424e-07 | 1.1832e-07 | 7.3713 | 0.88759 | 4.1075 | 2.3763 | 0 | 0 | 0 | 0 | 2.387e-05 | 0 | 0 | 0 | 1.0205e-06 | 0 | 1.0205e-06 | 9.1582e-07 | 0 | 9.1582e-07 | 8.7221e-07 | 0 | 8.7221e-07
[79 empty] | WLDFR | HFTD - Distribution - Tier 3 - 3QU CoRE ¦ 1QU LoRE | Non-Red Flag Warning - Large Fires | 2051 | 0 | 0 | 1.2424e-07 | 1.1832e-07 | 7.3713 | 0.88759 | 4.1075 | 2.3763 | 0 | 0 | 0 | 0 | 2.387e-05 | 0 | 0 | 0 | 0 | 0 | 0 | 9.1582e-07 | 0 | 9.1582e-07 | 8.7221e-07 | 0 | 8.7221e-07
[79 empty] | WLDFR | HFTD - Distribution - Tier 3 - 3QU CoRE ¦ 1QU LoRE | Non-Red Flag Warning - Large Fires | 2052 | 0 | 0 | 0 | 1.1832e-07 | 7.3713 | 0.88759 | 4.1075 | 2.3763 | 0 | 0 | 0 | 0 | 2.387e-05 | 0 | 0 | 0 | 0 | 0 | 0 | 0 | 0 | 0 | 8.7221e-07 | 0 | 8.7221e-07
[79 empty] | WLDFR | HFTD - Distribution - Tier 3 - 3QU CoRE ¦ 1QU LoRE | Non-Red Flag Warning - Small Fires | 2020 | 7.7149e-05 | 0 | 0 | 0 | 0.077901 | 0.036425 | 0.0015809 | 0.039895 | 0 | 0 | 0 | 0 | 0.0072599 | 6.01e-06 | 0 | 6.01e-06 | 0 | 0 | 0 | 0 | 0 | 0 | 0 | 0 | 0
[79 empty] | WLDFR | HFTD - Distribution - Tier 3 - 3QU CoRE ¦ 1QU LoRE | Non-Red Flag Warning - Small Fires | 2021 | 4.2829e-05 | 8.1463e-05 | 0 | 0 | 0.077901 | 0.036425 | 0.0015809 | 0.039895 | 0 | 0 | 0 | 0 | 0.0072599 | 3.3364e-06 | 0 | 3.3364e-06 | 6.346e-06 | 0 | 6.346e-06 | 0 | 0 | 0 | 0 | 0 | 0
[79 empty] | WLDFR | HFTD - Distribution - Tier 3 - 3QU CoRE ¦ 1QU LoRE | Non-Red Flag Warning - Small Fires | 2022 | 4.3564e-05 | 4.6e-05 | 7.6432e-05 | 0 | 0.077901 | 0.036425 | 0.0015809 | 0.039895 | 0 | 0 | 0 | 0 | 0.0072304 | 3.3937e-06 | 0 | 3.3937e-06 | 3.5834e-06 | 0 | 3.5834e-06 | 5.9541e-06 | 0 | 5.9541e-06 | 0 | 0 | 0
[79 empty] | WLDFR | HFTD - Distribution - Tier 3 - 3QU CoRE ¦ 1QU LoRE | Non-Red Flag Warning - Small Fires | 2023 | 4.3564e-05 | 4.6e-05 | 4.128e-05 | 7.2792e-05 | 0.080408 | 0.03759 | 0.0016314 | 0.041187 | 0 | 0 | 0 | 0 | 0.0072304 | 3.5029e-06 | 0 | 3.5029e-06 | 3.6988e-06 | 0 | 3.6988e-06 | 3.3193e-06 | 0 | 3.3193e-06 | 5.8531e-06 | 0 | 5.8531e-06
[79 empty] | WLDFR | HFTD - Distribution - Tier 3 - 3QU CoRE ¦ 1QU LoRE | Non-Red Flag Warning - Small Fires | 2024 | 4.3564e-05 | 4.6e-05 | 4.128e-05 | 3.9315e-05 | 0.080408 | 0.03759 | 0.0016314 | 0.041187 | 0 | 0 | 0 | 0 | 0.0072304 | 3.5029e-06 | 0 | 3.5029e-06 | 3.6988e-06 | 0 | 3.6988e-06 | 3.3193e-06 | 0 | 3.3193e-06 | 3.1612e-06 | 0 | 3.1612e-06
[79 empty] | WLDFR | HFTD - Distribution - Tier 3 - 3QU CoRE ¦ 1QU LoRE | Non-Red Flag Warning - Small Fires | 2025 | 4.3564e-05 | 4.6e-05 | 4.128e-05 | 3.9315e-05 | 0.080408 | 0.03759 | 0.0016314 | 0.041187 | 0 | 0 | 0 | 0 | 0.0072304 | 3.5029e-06 | 0 | 3.5029e-06 | 3.6988e-06 | 0 | 3.6988e-06 | 3.3193e-06 | 0 | 3.3193e-06 | 3.1612e-06 | 0 | 3.1612e-06
[79 empty] | WLDFR | HFTD - Distribution - Tier 3 - 3QU CoRE ¦ 1QU LoRE | Non-Red Flag Warning - Small Fires | 2026 | 4.3564e-05 | 4.6e-05 | 4.128e-05 | 3.9315e-05 | 0.080408 | 0.03759 | 0.0016314 | 0.041187 | 0 | 0 | 0 | 0 | 0.0072304 | 3.5029e-06 | 0 | 3.5029e-06 | 3.6988e-06 | 0 | 3.6988e-06 | 3.3193e-06 | 0 | 3.3193e-06 | 3.1612e-06 | 0 | 3.1612e-06
[79 empty] | WLDFR | HFTD - Distribution - Tier 3 - 3QU CoRE ¦ 1QU LoRE | Non-Red Flag Warning - Small Fires | 2027 | 4.3564e-05 | 4.6e-05 | 4.128e-05 | 3.9315e-05 | 0.080408 | 0.03759 | 0.0016314 | 0.041187 | 0 | 0 | 0 | 0 | 0.0072304 | 3.5029e-06 | 0 | 3.5029e-06 | 3.6988e-06 | 0 | 3.6988e-06 | 3.3193e-06 | 0 | 3.3193e-06 | 3.1612e-06 | 0 | 3.1612e-06
[79 empty] | WLDFR | HFTD - Distribution - Tier 3 - 3QU CoRE ¦ 1QU LoRE | Non-Red Flag Warning - Small Fires | 2028 | 4.3564e-05 | 4.6e-05 | 4.128e-05 | 3.9315e-05 | 0.083606 | 0.039055 | 0.001695 | 0.042856 | 0 | 0 | 0 | 0 | 0.0072304 | 3.6422e-06 | 0 | 3.6422e-06 | 3.8459e-06 | 0 | 3.8459e-06 | 3.4513e-06 | 0 | 3.4513e-06 | 3.287e-06 | 0 | 3.287e-06
[79 empty] | WLDFR | HFTD - Distribution - Tier 3 - 3QU CoRE ¦ 1QU LoRE | Non-Red Flag Warning - Small Fires | 2029 | 4.3564e-05 | 4.6e-05 | 4.128e-05 | 3.9315e-05 | 0.083606 | 0.039055 | 0.001695 | 0.042856 | 0 | 0 | 0 | 0 | 0.0072304 | 3.6422e-06 | 0 | 3.6422e-06 | 3.8459e-06 | 0 | 3.8459e-06 | 3.4513e-06 | 0 | 3.4513e-06 | 3.287e-06 | 0 | 3.287e-06
[79 empty] | WLDFR | HFTD - Distribution - Tier 3 - 3QU CoRE ¦ 1QU LoRE | Non-Red Flag Warning - Small Fires | 2030 | 4.3564e-05 | 4.6e-05 | 4.128e-05 | 3.9315e-05 | 0.083606 | 0.039055 | 0.001695 | 0.042856 | 0 | 0 | 0 | 0 | 0.0072304 | 3.6422e-06 | 0 | 3.6422e-06 | 3.8459e-06 | 0 | 3.8459e-06 | 3.4513e-06 | 0 | 3.4513e-06 | 3.287e-06 | 0 | 3.287e-06
[79 empty] | WLDFR | HFTD - Distribution - Tier 3 - 3QU CoRE ¦ 1QU LoRE | Non-Red Flag Warning - Small Fires | 2031 | 4.3564e-05 | 4.6e-05 | 4.128e-05 | 3.9315e-05 | 0.083606 | 0.039055 | 0.001695 | 0.042856 | 0 | 0 | 0 | 0 | 0.0072304 | 3.6422e-06 | 0 | 3.6422e-06 | 3.8459e-06 | 0 | 3.8459e-06 | 3.4513e-06 | 0 | 3.4513e-06 | 3.287e-06 | 0 | 3.287e-06
[79 empty] | WLDFR | HFTD - Distribution - Tier 3 - 3QU CoRE ¦ 1QU LoRE | Non-Red Flag Warning - Small Fires | 2032 | 4.3564e-05 | 4.6e-05 | 4.128e-05 | 3.9315e-05 | 0.083606 | 0.039055 | 0.001695 | 0.042856 | 0 | 0 | 0 | 0 | 0.0072304 | 3.6422e-06 | 0 | 3.6422e-06 | 3.8459e-06 | 0 | 3.8459e-06 | 3.4513e-06 | 0 | 3.4513e-06 | 3.287e-06 | 0 | 3.287e-06
[79 empty] | WLDFR | HFTD - Distribution - Tier 3 - 3QU CoRE ¦ 1QU LoRE | Non-Red Flag Warning - Small Fires | 2033 | 4.3564e-05 | 4.6e-05 | 4.128e-05 | 3.9315e-05 | 0.087211 | 0.040679 | 0.0017655 | 0.044766 | 0 | 0 | 0 | 0 | 0.0072304 | 3.7993e-06 | 0 | 3.7993e-06 | 4.0117e-06 | 0 | 4.0117e-06 | 3.6001e-06 | 0 | 3.6001e-06 | 3.4287e-06 | 0 | 3.4287e-06
[79 empty] | WLDFR | HFTD - Distribution - Tier 3 - 3QU CoRE ¦ 1QU LoRE | Non-Red Flag Warning - Small Fires | 2034 | 4.3564e-05 | 4.6e-05 | 4.128e-05 | 3.9315e-05 | 0.087211 | 0.040679 | 0.0017655 | 0.044766 | 0 | 0 | 0 | 0 | 0.0072304 | 3.7993e-06 | 0 | 3.7993e-06 | 4.0117e-06 | 0 | 4.0117e-06 | 3.6001e-06 | 0 | 3.6001e-06 | 3.4287e-06 | 0 | 3.4287e-06
[79 empty] | WLDFR | HFTD - Distribution - Tier 3 - 3QU CoRE ¦ 1QU LoRE | Non-Red Flag Warning - Small Fires | 2035 | 4.3564e-05 | 4.6e-05 | 4.128e-05 | 3.9315e-05 | 0.087211 | 0.040679 | 0.0017655 | 0.044766 | 0 | 0 | 0 | 0 | 0.0072304 | 3.7993e-06 | 0 | 3.7993e-06 | 4.0117e-06 | 0 | 4.0117e-06 | 3.6001e-06 | 0 | 3.6001e-06 | 3.4287e-06 | 0 | 3.4287e-06
[79 empty] | WLDFR | HFTD - Distribution - Tier 3 - 3QU CoRE ¦ 1QU LoRE | Non-Red Flag Warning - Small Fires | 2036 | 4.3564e-05 | 4.6e-05 | 4.128e-05 | 3.9315e-05 | 0.087211 | 0.040679 | 0.0017655 | 0.044766 | 0 | 0 | 0 | 0 | 0.0072304 | 3.7993e-06 | 0 | 3.7993e-06 | 4.0117e-06 | 0 | 4.0117e-06 | 3.6001e-06 | 0 | 3.6001e-06 | 3.4287e-06 | 0 | 3.4287e-06
[79 empty] | WLDFR | HFTD - Distribution - Tier 3 - 3QU CoRE ¦ 1QU LoRE | Non-Red Flag Warning - Small Fires | 2037 | 4.3564e-05 | 4.6e-05 | 4.128e-05 | 3.9315e-05 | 0.087211 | 0.040679 | 0.0017655 | 0.044766 | 0 | 0 | 0 | 0 | 0.0072304 | 3.7993e-06 | 0 | 3.7993e-06 | 4.0117e-06 | 0 | 4.0117e-06 | 3.6001e-06 | 0 | 3.6001e-06 | 3.4287e-06 | 0 | 3.4287e-06
[79 empty] | WLDFR | HFTD - Distribution - Tier 3 - 3QU CoRE ¦ 1QU LoRE | Non-Red Flag Warning - Small Fires | 2038 | 4.3564e-05 | 4.6e-05 | 4.128e-05 | 3.9315e-05 | 0.091184 | 0.042438 | 0.0018418 | 0.046905 | 0 | 0 | 0 | 0 | 0.0072304 | 3.9724e-06 | 0 | 3.9724e-06 | 4.1945e-06 | 0 | 4.1945e-06 | 3.7641e-06 | 0 | 3.7641e-06 | 3.5849e-06 | 0 | 3.5849e-06
[79 empty] | WLDFR | HFTD - Distribution - Tier 3 - 3QU CoRE ¦ 1QU LoRE | Non-Red Flag Warning - Small Fires | 2039 | 4.3564e-05 | 4.6e-05 | 4.128e-05 | 3.9315e-05 | 0.091184 | 0.042438 | 0.0018418 | 0.046905 | 0 | 0 | 0 | 0 | 0.0072304 | 3.9724e-06 | 0 | 3.9724e-06 | 4.1945e-06 | 0 | 4.1945e-06 | 3.7641e-06 | 0 | 3.7641e-06 | 3.5849e-06 | 0 | 3.5849e-06
[79 empty] | WLDFR | HFTD - Distribution - Tier 3 - 3QU CoRE ¦ 1QU LoRE | Non-Red Flag Warning - Small Fires | 2040 | 4.3564e-05 | 4.6e-05 | 4.128e-05 | 3.9315e-05 | 0.091184 | 0.042438 | 0.0018418 | 0.046905 | 0 | 0 | 0 | 0 | 0.0072304 | 3.9724e-06 | 0 | 3.9724e-06 | 4.1945e-06 | 0 | 4.1945e-06 | 3.7641e-06 | 0 | 3.7641e-06 | 3.5849e-06 | 0 | 3.5849e-06
[79 empty] | WLDFR | HFTD - Distribution - Tier 3 - 3QU CoRE ¦ 1QU LoRE | Non-Red Flag Warning - Small Fires | 2041 | 4.3564e-05 | 4.6e-05 | 4.128e-05 | 3.9315e-05 | 0.091184 | 0.042438 | 0.0018418 | 0.046905 | 0 | 0 | 0 | 0 | 0.0072304 | 3.9724e-06 | 0 | 3.9724e-06 | 4.1945e-06 | 0 | 4.1945e-06 | 3.7641e-06 | 0 | 3.7641e-06 | 3.5849e-06 | 0 | 3.5849e-06
[79 empty] | WLDFR | HFTD - Distribution - Tier 3 - 3QU CoRE ¦ 1QU LoRE | Non-Red Flag Warning - Small Fires | 2042 | 4.3564e-05 | 4.6e-05 | 4.128e-05 | 3.9315e-05 | 0.091184 | 0.042438 | 0.0018418 | 0.046905 | 0 | 0 | 0 | 0 | 0.0072304 | 3.9724e-06 | 0 | 3.9724e-06 | 4.1945e-06 | 0 | 4.1945e-06 | 3.7641e-06 | 0 | 3.7641e-06 | 3.5849e-06 | 0 | 3.5849e-06
[79 empty] | WLDFR | HFTD - Distribution - Tier 3 - 3QU CoRE ¦ 1QU LoRE | Non-Red Flag Warning - Small Fires | 2043 | 4.3564e-05 | 4.6e-05 | 4.128e-05 | 3.9315e-05 | 0.095486 | 0.044306 | 0.0019228 | 0.049257 | 0 | 0 | 0 | 0 | 0.0072304 | 4.1598e-06 | 0 | 4.1598e-06 | 4.3923e-06 | 0 | 4.3923e-06 | 3.9417e-06 | 0 | 3.9417e-06 | 3.754e-06 | 0 | 3.754e-06
[79 empty] | WLDFR | HFTD - Distribution - Tier 3 - 3QU CoRE ¦ 1QU LoRE | Non-Red Flag Warning - Small Fires | 2044 | 4.3564e-05 | 4.6e-05 | 4.128e-05 | 3.9315e-05 | 0.095486 | 0.044306 | 0.0019228 | 0.049257 | 0 | 0 | 0 | 0 | 0.0072304 | 4.1598e-06 | 0 | 4.1598e-06 | 4.3923e-06 | 0 | 4.3923e-06 | 3.9417e-06 | 0 | 3.9417e-06 | 3.754e-06 | 0 | 3.754e-06
[79 empty] | WLDFR | HFTD - Distribution - Tier 3 - 3QU CoRE ¦ 1QU LoRE | Non-Red Flag Warning - Small Fires | 2045 | 4.3564e-05 | 4.6e-05 | 4.128e-05 | 3.9315e-05 | 0.095486 | 0.044306 | 0.0019228 | 0.049257 | 0 | 0 | 0 | 0 | 0.0072304 | 4.1598e-06 | 0 | 4.1598e-06 | 4.3923e-06 | 0 | 4.3923e-06 | 3.9417e-06 | 0 | 3.9417e-06 | 3.754e-06 | 0 | 3.754e-06
[79 empty] | WLDFR | HFTD - Distribution - Tier 3 - 3QU CoRE ¦ 1QU LoRE | Non-Red Flag Warning - Small Fires | 2046 | 4.3564e-05 | 4.6e-05 | 4.128e-05 | 3.9315e-05 | 0.095486 | 0.044306 | 0.0019228 | 0.049257 | 0 | 0 | 0 | 0 | 0.0072304 | 4.1598e-06 | 0 | 4.1598e-06 | 4.3923e-06 | 0 | 4.3923e-06 | 3.9417e-06 | 0 | 3.9417e-06 | 3.754e-06 | 0 | 3.754e-06
[79 empty] | WLDFR | HFTD - Distribution - Tier 3 - 3QU CoRE ¦ 1QU LoRE | Non-Red Flag Warning - Small Fires | 2047 | 4.3564e-05 | 4.6e-05 | 4.128e-05 | 3.9315e-05 | 0.095486 | 0.044306 | 0.0019228 | 0.049257 | 0 | 0 | 0 | 0 | 0.0072304 | 4.1598e-06 | 0 | 4.1598e-06 | 4.3923e-06 | 0 | 4.3923e-06 | 3.9417e-06 | 0 | 3.9417e-06 | 3.754e-06 | 0 | 3.754e-06
[79 empty] | WLDFR | HFTD - Distribution - Tier 3 - 3QU CoRE ¦ 1QU LoRE | Non-Red Flag Warning - Small Fires | 2048 | 4.3564e-05 | 4.6e-05 | 4.128e-05 | 3.9315e-05 | 0.10007 | 0.04626 | 0.0020076 | 0.051804 | 0 | 0 | 0 | 0 | 0.0072304 | 4.3595e-06 | 0 | 4.3595e-06 | 4.6033e-06 | 0 | 4.6033e-06 | 4.131e-06 | 0 | 4.131e-06 | 3.9343e-06 | 0 | 3.9343e-06
[79 empty] | WLDFR | HFTD - Distribution - Tier 3 - 3QU CoRE ¦ 1QU LoRE | Non-Red Flag Warning - Small Fires | 2049 | 4.3564e-05 | 4.6e-05 | 4.128e-05 | 3.9315e-05 | 0.10007 | 0.04626 | 0.0020076 | 0.051804 | 0 | 0 | 0 | 0 | 0.0072304 | 4.3595e-06 | 0 | 4.3595e-06 | 4.6033e-06 | 0 | 4.6033e-06 | 4.131e-06 | 0 | 4.131e-06 | 3.9343e-06 | 0 | 3.9343e-06
[79 empty] | WLDFR | HFTD - Distribution - Tier 3 - 3QU CoRE ¦ 1QU LoRE | Non-Red Flag Warning - Small Fires | 2050 | 0 | 4.6e-05 | 4.128e-05 | 3.9315e-05 | 0.10007 | 0.04626 | 0.0020076 | 0.051804 | 0 | 0 | 0 | 0 | 0.0072304 | 0 | 0 | 0 | 4.6033e-06 | 0 | 4.6033e-06 | 4.131e-06 | 0 | 4.131e-06 | 3.9343e-06 | 0 | 3.9343e-06
[79 empty] | WLDFR | HFTD - Distribution - Tier 3 - 3QU CoRE ¦ 1QU LoRE | Non-Red Flag Warning - Small Fires | 2051 | 0 | 0 | 4.128e-05 | 3.9315e-05 | 0.10007 | 0.04626 | 0.0020076 | 0.051804 | 0 | 0 | 0 | 0 | 0.0072304 | 0 | 0 | 0 | 0 | 0 | 0 | 4.131e-06 | 0 | 4.131e-06 | 3.9343e-06 | 0 | 3.9343e-06
[79 empty] | WLDFR | HFTD - Distribution - Tier 3 - 3QU CoRE ¦ 1QU LoRE | Non-Red Flag Warning - Small Fires | 2052 | 0 | 0 | 0 | 3.9315e-05 | 0.10007 | 0.04626 | 0.0020076 | 0.051804 | 0 | 0 | 0 | 0 | 0.0072304 | 0 | 0 | 0 | 0 | 0 | 0 | 0 | 0 | 0 | 3.9343e-06 | 0 | 3.9343e-06
[79 empty] | WLDFR | HFTD - Distribution - Tier 3 - 3QU CoRE ¦ 1QU LoRE | Red Flag Warning - Catastrophic Fires | 2020 | 8.4332e-07 | 0 | 0 | 0 | 14146.1306 | 222.2294 | 8585.7228 | 5338.1784 | 0 | 0 | 0 | 0 | 5.4891e-05 | 0.01193 | 0 | 0.01193 | 0 | 0 | 0 | 0 | 0 | 0 | 0 | 0 | 0
[79 empty] | WLDFR | HFTD - Distribution - Tier 3 - 3QU CoRE ¦ 1QU LoRE | Red Flag Warning - Catastrophic Fires | 2021 | 5.7138e-07 | 8.9047e-07 | 0 | 0 | 14146.1306 | 222.2294 | 8585.7228 | 5338.1784 | 0 | 0 | 0 | 0 | 5.4891e-05 | 0.0080829 | 0 | 0.0080829 | 0.012597 | 0 | 0.012597 | 0 | 0 | 0 | 0 | 0 | 0
[79 empty] | WLDFR | HFTD - Distribution - Tier 3 - 3QU CoRE ¦ 1QU LoRE | Red Flag Warning - Catastrophic Fires | 2022 | 5.6098e-07 | 5.9234e-07 | 7.9907e-07 | 0 | 14146.1306 | 222.2294 | 8585.7228 | 5338.1784 | 0 | 0 | 0 | 0 | 5.2747e-05 | 0.0079357 | 0 | 0.0079357 | 0.0083794 | 0 | 0.0083794 | 0.011304 | 0 | 0.011304 | 0 | 0 | 0
[79 empty] | WLDFR | HFTD - Distribution - Tier 3 - 3QU CoRE ¦ 1QU LoRE | Red Flag Warning - Catastrophic Fires | 2023 | 5.6098e-07 | 5.9234e-07 | 5.3157e-07 | 7.6102e-07 | 14664.6376 | 233.2301 | 8896.516 | 5534.8915 | 0 | 0 | 0 | 0 | 5.2747e-05 | 0.0082265 | 0 | 0.0082265 | 0.0086865 | 0 | 0.0086865 | 0.0077953 | 0 | 0.0077953 | 0.01116 | 0 | 0.01116
[79 empty] | WLDFR | HFTD - Distribution - Tier 3 - 3QU CoRE ¦ 1QU LoRE | Red Flag Warning - Catastrophic Fires | 2024 | 5.6098e-07 | 5.9234e-07 | 5.3157e-07 | 5.0626e-07 | 14664.6376 | 233.2301 | 8896.516 | 5534.8915 | 0 | 0 | 0 | 0 | 5.2747e-05 | 0.0082265 | 0 | 0.0082265 | 0.0086865 | 0 | 0.0086865 | 0.0077953 | 0 | 0.0077953 | 0.0074241 | 0 | 0.0074241
[79 empty] | WLDFR | HFTD - Distribution - Tier 3 - 3QU CoRE ¦ 1QU LoRE | Red Flag Warning - Catastrophic Fires | 2025 | 5.6098e-07 | 5.9234e-07 | 5.3157e-07 | 5.0626e-07 | 14664.6376 | 233.2301 | 8896.516 | 5534.8915 | 0 | 0 | 0 | 0 | 5.2747e-05 | 0.0082265 | 0 | 0.0082265 | 0.0086865 | 0 | 0.0086865 | 0.0077953 | 0 | 0.0077953 | 0.0074241 | 0 | 0.0074241
[79 empty] | WLDFR | HFTD - Distribution - Tier 3 - 3QU CoRE ¦ 1QU LoRE | Red Flag Warning - Catastrophic Fires | 2026 | 5.6098e-07 | 5.9234e-07 | 5.3157e-07 | 5.0626e-07 | 14664.6376 | 233.2301 | 8896.516 | 5534.8915 | 0 | 0 | 0 | 0 | 5.2747e-05 | 0.0082265 | 0 | 0.0082265 | 0.0086865 | 0 | 0.0086865 | 0.0077953 | 0 | 0.0077953 | 0.0074241 | 0 | 0.0074241
[79 empty] | WLDFR | HFTD - Distribution - Tier 3 - 3QU CoRE ¦ 1QU LoRE | Red Flag Warning - Catastrophic Fires | 2027 | 5.6098e-07 | 5.9234e-07 | 5.3157e-07 | 5.0626e-07 | 14664.6376 | 233.2301 | 8896.516 | 5534.8915 | 0 | 0 | 0 | 0 | 5.2747e-05 | 0.0082265 | 0 | 0.0082265 | 0.0086865 | 0 | 0.0086865 | 0.0077953 | 0 | 0.0077953 | 0.0074241 | 0 | 0.0074241
[79 empty] | WLDFR | HFTD - Distribution - Tier 3 - 3QU CoRE ¦ 1QU LoRE | Red Flag Warning - Catastrophic Fires | 2028 | 5.6098e-07 | 5.9234e-07 | 5.3157e-07 | 5.0626e-07 | 15317.9909 | 247.273 | 9287.6491 | 5783.0689 | 0 | 0 | 0 | 0 | 5.2747e-05 | 0.0085931 | 0 | 0.0085931 | 0.0090735 | 0 | 0.0090735 | 0.0081426 | 0 | 0.0081426 | 0.0077548 | 0 | 0.0077548
[79 empty] | WLDFR | HFTD - Distribution - Tier 3 - 3QU CoRE ¦ 1QU LoRE | Red Flag Warning - Catastrophic Fires | 2029 | 5.6098e-07 | 5.9234e-07 | 5.3157e-07 | 5.0626e-07 | 15317.9909 | 247.273 | 9287.6491 | 5783.0689 | 0 | 0 | 0 | 0 | 5.2747e-05 | 0.0085931 | 0 | 0.0085931 | 0.0090735 | 0 | 0.0090735 | 0.0081426 | 0 | 0.0081426 | 0.0077548 | 0 | 0.0077548
[79 empty] | WLDFR | HFTD - Distribution - Tier 3 - 3QU CoRE ¦ 1QU LoRE | Red Flag Warning - Catastrophic Fires | 2030 | 5.6098e-07 | 5.9234e-07 | 5.3157e-07 | 5.0626e-07 | 15317.9909 | 247.273 | 9287.6491 | 5783.0689 | 0 | 0 | 0 | 0 | 5.2747e-05 | 0.0085931 | 0 | 0.0085931 | 0.0090735 | 0 | 0.0090735 | 0.0081426 | 0 | 0.0081426 | 0.0077548 | 0 | 0.0077548
[79 empty] | WLDFR | HFTD - Distribution - Tier 3 - 3QU CoRE ¦ 1QU LoRE | Red Flag Warning - Catastrophic Fires | 2031 | 5.6098e-07 | 5.9234e-07 | 5.3157e-07 | 5.0626e-07 | 15317.9909 | 247.273 | 9287.6491 | 5783.0689 | 0 | 0 | 0 | 0 | 5.2747e-05 | 0.0085931 | 0 | 0.0085931 | 0.0090735 | 0 | 0.0090735 | 0.0081426 | 0 | 0.0081426 | 0.0077548 | 0 | 0.0077548
[79 empty] | WLDFR | HFTD - Distribution - Tier 3 - 3QU CoRE ¦ 1QU LoRE | Red Flag Warning - Catastrophic Fires | 2032 | 5.6098e-07 | 5.9234e-07 | 5.3157e-07 | 5.0626e-07 | 15317.9909 | 247.273 | 9287.6491 | 5783.0689 | 0 | 0 | 0 | 0 | 5.2747e-05 | 0.0085931 | 0 | 0.0085931 | 0.0090735 | 0 | 0.0090735 | 0.0081426 | 0 | 0.0081426 | 0.0077548 | 0 | 0.0077548
[79 empty] | WLDFR | HFTD - Distribution - Tier 3 - 3QU CoRE ¦ 1QU LoRE | Red Flag Warning - Catastrophic Fires | 2033 | 5.6098e-07 | 5.9234e-07 | 5.3157e-07 | 5.0626e-07 | 16044.1264 | 263.1074 | 9721.74 | 6059.2791 | 0 | 0 | 0 | 0 | 5.2747e-05 | 0.0090004 | 0 | 0.0090004 | 0.0095036 | 0 | 0.0095036 | 0.0085286 | 0 | 0.0085286 | 0.0081224 | 0 | 0.0081224
[79 empty] | WLDFR | HFTD - Distribution - Tier 3 - 3QU CoRE ¦ 1QU LoRE | Red Flag Warning - Catastrophic Fires | 2034 | 5.6098e-07 | 5.9234e-07 | 5.3157e-07 | 5.0626e-07 | 16044.1264 | 263.1074 | 9721.74 | 6059.2791 | 0 | 0 | 0 | 0 | 5.2747e-05 | 0.0090004 | 0 | 0.0090004 | 0.0095036 | 0 | 0.0095036 | 0.0085286 | 0 | 0.0085286 | 0.0081224 | 0 | 0.0081224
[79 empty] | WLDFR | HFTD - Distribution - Tier 3 - 3QU CoRE ¦ 1QU LoRE | Red Flag Warning - Catastrophic Fires | 2035 | 5.6098e-07 | 5.9234e-07 | 5.3157e-07 | 5.0626e-07 | 16044.1264 | 263.1074 | 9721.74 | 6059.2791 | 0 | 0 | 0 | 0 | 5.2747e-05 | 0.0090004 | 0 | 0.0090004 | 0.0095036 | 0 | 0.0095036 | 0.0085286 | 0 | 0.0085286 | 0.0081224 | 0 | 0.0081224
[79 empty] | WLDFR | HFTD - Distribution - Tier 3 - 3QU CoRE ¦ 1QU LoRE | Red Flag Warning - Catastrophic Fires | 2036 | 5.6098e-07 | 5.9234e-07 | 5.3157e-07 | 5.0626e-07 | 16044.1264 | 263.1074 | 9721.74 | 6059.2791 | 0 | 0 | 0 | 0 | 5.2747e-05 | 0.0090004 | 0 | 0.0090004 | 0.0095036 | 0 | 0.0095036 | 0.0085286 | 0 | 0.0085286 | 0.0081224 | 0 | 0.0081224
[79 empty] | WLDFR | HFTD - Distribution - Tier 3 - 3QU CoRE ¦ 1QU LoRE | Red Flag Warning - Catastrophic Fires | 2037 | 5.6098e-07 | 5.9234e-07 | 5.3157e-07 | 5.0626e-07 | 16044.1264 | 263.1074 | 9721.74 | 6059.2791 | 0 | 0 | 0 | 0 | 5.2747e-05 | 0.0090004 | 0 | 0.0090004 | 0.0095036 | 0 | 0.0095036 | 0.0085286 | 0 | 0.0085286 | 0.0081224 | 0 | 0.0081224
[79 empty] | WLDFR | HFTD - Distribution - Tier 3 - 3QU CoRE ¦ 1QU LoRE | Red Flag Warning - Catastrophic Fires | 2038 | 5.6098e-07 | 5.9234e-07 | 5.3157e-07 | 5.0626e-07 | 16832.3912 | 280.5544 | 10192.2718 | 6359.5651 | 0 | 0 | 0 | 0 | 5.2747e-05 | 0.0094426 | 0 | 0.0094426 | 0.0099705 | 0 | 0.0099705 | 0.0089476 | 0 | 0.0089476 | 0.0085215 | 0 | 0.0085215
[79 empty] | WLDFR | HFTD - Distribution - Tier 3 - 3QU CoRE ¦ 1QU LoRE | Red Flag Warning - Catastrophic Fires | 2039 | 5.6098e-07 | 5.9234e-07 | 5.3157e-07 | 5.0626e-07 | 16832.3912 | 280.5544 | 10192.2718 | 6359.5651 | 0 | 0 | 0 | 0 | 5.2747e-05 | 0.0094426 | 0 | 0.0094426 | 0.0099705 | 0 | 0.0099705 | 0.0089476 | 0 | 0.0089476 | 0.0085215 | 0 | 0.0085215
[79 empty] | WLDFR | HFTD - Distribution - Tier 3 - 3QU CoRE ¦ 1QU LoRE | Red Flag Warning - Catastrophic Fires | 2040 | 5.6098e-07 | 5.9234e-07 | 5.3157e-07 | 5.0626e-07 | 16832.3912 | 280.5544 | 10192.2718 | 6359.5651 | 0 | 0 | 0 | 0 | 5.2747e-05 | 0.0094426 | 0 | 0.0094426 | 0.0099705 | 0 | 0.0099705 | 0.0089476 | 0 | 0.0089476 | 0.0085215 | 0 | 0.0085215
[79 empty] | WLDFR | HFTD - Distribution - Tier 3 - 3QU CoRE ¦ 1QU LoRE | Red Flag Warning - Catastrophic Fires | 2041 | 5.6098e-07 | 5.9234e-07 | 5.3157e-07 | 5.0626e-07 | 16832.3912 | 280.5544 | 10192.2718 | 6359.5651 | 0 | 0 | 0 | 0 | 5.2747e-05 | 0.0094426 | 0 | 0.0094426 | 0.0099705 | 0 | 0.0099705 | 0.0089476 | 0 | 0.0089476 | 0.0085215 | 0 | 0.0085215
[79 empty] | WLDFR | HFTD - Distribution - Tier 3 - 3QU CoRE ¦ 1QU LoRE | Red Flag Warning - Catastrophic Fires | 2042 | 5.6098e-07 | 5.9234e-07 | 5.3157e-07 | 5.0626e-07 | 16832.3912 | 280.5544 | 10192.2718 | 6359.5651 | 0 | 0 | 0 | 0 | 5.2747e-05 | 0.0094426 | 0 | 0.0094426 | 0.0099705 | 0 | 0.0099705 | 0.0089476 | 0 | 0.0089476 | 0.0085215 | 0 | 0.0085215
[79 empty] | WLDFR | HFTD - Distribution - Tier 3 - 3QU CoRE ¦ 1QU LoRE | Red Flag Warning - Catastrophic Fires | 2043 | 5.6098e-07 | 5.9234e-07 | 5.3157e-07 | 5.0626e-07 | 17672.0852 | 299.42 | 10692.7362 | 6679.929 | 0 | 0 | 0 | 0 | 5.2747e-05 | 0.0099136 | 0 | 0.0099136 | 0.010468 | 0 | 0.010468 | 0.0093939 | 0 | 0.0093939 | 0.0089466 | 0 | 0.0089466
[79 empty] | WLDFR | HFTD - Distribution - Tier 3 - 3QU CoRE ¦ 1QU LoRE | Red Flag Warning - Catastrophic Fires | 2044 | 5.6098e-07 | 5.9234e-07 | 5.3157e-07 | 5.0626e-07 | 17672.0852 | 299.42 | 10692.7362 | 6679.929 | 0 | 0 | 0 | 0 | 5.2747e-05 | 0.0099136 | 0 | 0.0099136 | 0.010468 | 0 | 0.010468 | 0.0093939 | 0 | 0.0093939 | 0.0089466 | 0 | 0.0089466
[79 empty] | WLDFR | HFTD - Distribution - Tier 3 - 3QU CoRE ¦ 1QU LoRE | Red Flag Warning - Catastrophic Fires | 2045 | 5.6098e-07 | 5.9234e-07 | 5.3157e-07 | 5.0626e-07 | 17672.0852 | 299.42 | 10692.7362 | 6679.929 | 0 | 0 | 0 | 0 | 5.2747e-05 | 0.0099136 | 0 | 0.0099136 | 0.010468 | 0 | 0.010468 | 0.0093939 | 0 | 0.0093939 | 0.0089466 | 0 | 0.0089466
[79 empty] | WLDFR | HFTD - Distribution - Tier 3 - 3QU CoRE ¦ 1QU LoRE | Red Flag Warning - Catastrophic Fires | 2046 | 5.6098e-07 | 5.9234e-07 | 5.3157e-07 | 5.0626e-07 | 17672.0852 | 299.42 | 10692.7362 | 6679.929 | 0 | 0 | 0 | 0 | 5.2747e-05 | 0.0099136 | 0 | 0.0099136 | 0.010468 | 0 | 0.010468 | 0.0093939 | 0 | 0.0093939 | 0.0089466 | 0 | 0.0089466
[79 empty] | WLDFR | HFTD - Distribution - Tier 3 - 3QU CoRE ¦ 1QU LoRE | Red Flag Warning - Catastrophic Fires | 2047 | 5.6098e-07 | 5.9234e-07 | 5.3157e-07 | 5.0626e-07 | 17672.0852 | 299.42 | 10692.7362 | 6679.929 | 0 | 0 | 0 | 0 | 5.2747e-05 | 0.0099136 | 0 | 0.0099136 | 0.010468 | 0 | 0.010468 | 0.0093939 | 0 | 0.0093939 | 0.0089466 | 0 | 0.0089466
[79 empty] | WLDFR | HFTD - Distribution - Tier 3 - 3QU CoRE ¦ 1QU LoRE | Red Flag Warning - Catastrophic Fires | 2048 | 5.6098e-07 | 5.9234e-07 | 5.3157e-07 | 5.0626e-07 | 18552.3348 | 319.4911 | 11216.5626 | 7016.281 | 0 | 0 | 0 | 0 | 5.2747e-05 | 0.010407 | 0 | 0.010407 | 0.010989 | 0 | 0.010989 | 0.0098618 | 0 | 0.0098618 | 0.0093922 | 0 | 0.0093922
[79 empty] | WLDFR | HFTD - Distribution - Tier 3 - 3QU CoRE ¦ 1QU LoRE | Red Flag Warning - Catastrophic Fires | 2049 | 5.6098e-07 | 5.9234e-07 | 5.3157e-07 | 5.0626e-07 | 18552.3348 | 319.4911 | 11216.5626 | 7016.281 | 0 | 0 | 0 | 0 | 5.2747e-05 | 0.010407 | 0 | 0.010407 | 0.010989 | 0 | 0.010989 | 0.0098618 | 0 | 0.0098618 | 0.0093922 | 0 | 0.0093922
[79 empty] | WLDFR | HFTD - Distribution - Tier 3 - 3QU CoRE ¦ 1QU LoRE | Red Flag Warning - Catastrophic Fires | 2050 | 0 | 5.9234e-07 | 5.3157e-07 | 5.0626e-07 | 18552.3348 | 319.4911 | 11216.5626 | 7016.281 | 0 | 0 | 0 | 0 | 5.2747e-05 | 0 | 0 | 0 | 0.010989 | 0 | 0.010989 | 0.0098618 | 0 | 0.0098618 | 0.0093922 | 0 | 0.0093922
[79 empty] | WLDFR | HFTD - Distribution - Tier 3 - 3QU CoRE ¦ 1QU LoRE | Red Flag Warning - Catastrophic Fires | 2051 | 0 | 0 | 5.3157e-07 | 5.0626e-07 | 18552.3348 | 319.4911 | 11216.5626 | 7016.281 | 0 | 0 | 0 | 0 | 5.2747e-05 | 0 | 0 | 0 | 0 | 0 | 0 | 0.0098618 | 0 | 0.0098618 | 0.0093922 | 0 | 0.0093922
[79 empty] | WLDFR | HFTD - Distribution - Tier 3 - 3QU CoRE ¦ 1QU LoRE | Red Flag Warning - Catastrophic Fires | 2052 | 0 | 0 | 0 | 5.0626e-07 | 18552.3348 | 319.4911 | 11216.5626 | 7016.281 | 0 | 0 | 0 | 0 | 5.2747e-05 | 0 | 0 | 0 | 0 | 0 | 0 | 0 | 0 | 0 | 0.0093922 | 0 | 0.0093922
[79 empty] | WLDFR | HFTD - Distribution - Tier 3 - 3QU CoRE ¦ 1QU LoRE | Red Flag Warning - Destructive Fires | 2020 | 1.0687e-07 | 0 | 0 | 0 | 8807.9522 | 222.2294 | 8585.7228 | 0 | 0 | 0 | 0 | 0 | 7.4391e-06 | 0.00094131 | 0 | 0.00094131 | 0 | 0 | 0 | 0 | 0 | 0 | 0 | 0 | 0
[79 empty] | WLDFR | HFTD - Distribution - Tier 3 - 3QU CoRE ¦ 1QU LoRE | Red Flag Warning - Destructive Fires | 2021 | 7.2365e-08 | 1.1285e-07 | 0 | 0 | 8807.9522 | 222.2294 | 8585.7228 | 0 | 0 | 0 | 0 | 0 | 7.4391e-06 | 0.00063738 | 0 | 0.00063738 | 0.00099394 | 0 | 0.00099394 | 0 | 0 | 0 | 0 | 0 | 0
[79 empty] | WLDFR | HFTD - Distribution - Tier 3 - 3QU CoRE ¦ 1QU LoRE | Red Flag Warning - Destructive Fires | 2022 | 7.1389e-08 | 7.5381e-08 | 1.0175e-07 | 0 | 8807.9522 | 222.2294 | 8585.7228 | 0 | 0 | 0 | 0 | 0 | 7.1669e-06 | 0.00062879 | 0 | 0.00062879 | 0.00066395 | 0 | 0.00066395 | 0.00089619 | 0 | 0.00089619 | 0 | 0 | 0
[79 empty] | WLDFR | HFTD - Distribution - Tier 3 - 3QU CoRE ¦ 1QU LoRE | Red Flag Warning - Destructive Fires | 2023 | 7.1389e-08 | 7.5381e-08 | 6.7647e-08 | 9.6903e-08 | 9129.7461 | 233.2301 | 8896.516 | 0 | 0 | 0 | 0 | 0 | 7.1669e-06 | 0.00065176 | 0 | 0.00065176 | 0.0006882 | 0 | 0.0006882 | 0.0006176 | 0 | 0.0006176 | 0.0008847 | 0 | 0.0008847
[79 empty] | WLDFR | HFTD - Distribution - Tier 3 - 3QU CoRE ¦ 1QU LoRE | Red Flag Warning - Destructive Fires | 2024 | 7.1389e-08 | 7.5381e-08 | 6.7647e-08 | 6.4425e-08 | 9129.7461 | 233.2301 | 8896.516 | 0 | 0 | 0 | 0 | 0 | 7.1669e-06 | 0.00065176 | 0 | 0.00065176 | 0.0006882 | 0 | 0.0006882 | 0.0006176 | 0 | 0.0006176 | 0.00058819 | 0 | 0.00058819
[79 empty] | WLDFR | HFTD - Distribution - Tier 3 - 3QU CoRE ¦ 1QU LoRE | Red Flag Warning - Destructive Fires | 2025 | 7.1389e-08 | 7.5381e-08 | 6.7647e-08 | 6.4425e-08 | 9129.7461 | 233.2301 | 8896.516 | 0 | 0 | 0 | 0 | 0 | 7.1669e-06 | 0.00065176 | 0 | 0.00065176 | 0.0006882 | 0 | 0.0006882 | 0.0006176 | 0 | 0.0006176 | 0.00058819 | 0 | 0.00058819
[79 empty] | WLDFR | HFTD - Distribution - Tier 3 - 3QU CoRE ¦ 1QU LoRE | Red Flag Warning - Destructive Fires | 2026 | 7.1389e-08 | 7.5381e-08 | 6.7647e-08 | 6.4425e-08 | 9129.7461 | 233.2301 | 8896.516 | 0 | 0 | 0 | 0 | 0 | 7.1669e-06 | 0.00065176 | 0 | 0.00065176 | 0.0006882 | 0 | 0.0006882 | 0.0006176 | 0 | 0.0006176 | 0.00058819 | 0 | 0.00058819
[79 empty] | WLDFR | HFTD - Distribution - Tier 3 - 3QU CoRE ¦ 1QU LoRE | Red Flag Warning - Destructive Fires | 2027 | 7.1389e-08 | 7.5381e-08 | 6.7647e-08 | 6.4425e-08 | 9129.7461 | 233.2301 | 8896.516 | 0 | 0 | 0 | 0 | 0 | 7.1669e-06 | 0.00065176 | 0 | 0.00065176 | 0.0006882 | 0 | 0.0006882 | 0.0006176 | 0 | 0.0006176 | 0.00058819 | 0 | 0.00058819
[79 empty] | WLDFR | HFTD - Distribution - Tier 3 - 3QU CoRE ¦ 1QU LoRE | Red Flag Warning - Destructive Fires | 2028 | 7.1389e-08 | 7.5381e-08 | 6.7647e-08 | 6.4425e-08 | 9534.9221 | 247.273 | 9287.6491 | 0 | 0 | 0 | 0 | 0 | 7.1669e-06 | 0.00068069 | 0 | 0.00068069 | 0.00071875 | 0 | 0.00071875 | 0.000645 | 0 | 0.000645 | 0.00061429 | 0 | 0.00061429
[79 empty] | WLDFR | HFTD - Distribution - Tier 3 - 3QU CoRE ¦ 1QU LoRE | Red Flag Warning - Destructive Fires | 2029 | 7.1389e-08 | 7.5381e-08 | 6.7647e-08 | 6.4425e-08 | 9534.9221 | 247.273 | 9287.6491 | 0 | 0 | 0 | 0 | 0 | 7.1669e-06 | 0.00068069 | 0 | 0.00068069 | 0.00071875 | 0 | 0.00071875 | 0.000645 | 0 | 0.000645 | 0.00061429 | 0 | 0.00061429
[79 empty] | WLDFR | HFTD - Distribution - Tier 3 - 3QU CoRE ¦ 1QU LoRE | Red Flag Warning - Destructive Fires | 2030 | 7.1389e-08 | 7.5381e-08 | 6.7647e-08 | 6.4425e-08 | 9534.9221 | 247.273 | 9287.6491 | 0 | 0 | 0 | 0 | 0 | 7.1669e-06 | 0.00068069 | 0 | 0.00068069 | 0.00071875 | 0 | 0.00071875 | 0.000645 | 0 | 0.000645 | 0.00061429 | 0 | 0.00061429
[79 empty] | WLDFR | HFTD - Distribution - Tier 3 - 3QU CoRE ¦ 1QU LoRE | Red Flag Warning - Destructive Fires | 2031 | 7.1389e-08 | 7.5381e-08 | 6.7647e-08 | 6.4425e-08 | 9534.9221 | 247.273 | 9287.6491 | 0 | 0 | 0 | 0 | 0 | 7.1669e-06 | 0.00068069 | 0 | 0.00068069 | 0.00071875 | 0 | 0.00071875 | 0.000645 | 0 | 0.000645 | 0.00061429 | 0 | 0.00061429
[79 empty] | WLDFR | HFTD - Distribution - Tier 3 - 3QU CoRE ¦ 1QU LoRE | Red Flag Warning - Destructive Fires | 2032 | 7.1389e-08 | 7.5381e-08 | 6.7647e-08 | 6.4425e-08 | 9534.9221 | 247.273 | 9287.6491 | 0 | 0 | 0 | 0 | 0 | 7.1669e-06 | 0.00068069 | 0 | 0.00068069 | 0.00071875 | 0 | 0.00071875 | 0.000645 | 0 | 0.000645 | 0.00061429 | 0 | 0.00061429
[79 empty] | WLDFR | HFTD - Distribution - Tier 3 - 3QU CoRE ¦ 1QU LoRE | Red Flag Warning - Destructive Fires | 2033 | 7.1389e-08 | 7.5381e-08 | 6.7647e-08 | 6.4425e-08 | 9984.8474 | 263.1074 | 9721.74 | 0 | 0 | 0 | 0 | 0 | 7.1669e-06 | 0.00071281 | 0 | 0.00071281 | 0.00075266 | 0 | 0.00075266 | 0.00067544 | 0 | 0.00067544 | 0.00064328 | 0 | 0.00064328
[79 empty] | WLDFR | HFTD - Distribution - Tier 3 - 3QU CoRE ¦ 1QU LoRE | Red Flag Warning - Destructive Fires | 2034 | 7.1389e-08 | 7.5381e-08 | 6.7647e-08 | 6.4425e-08 | 9984.8474 | 263.1074 | 9721.74 | 0 | 0 | 0 | 0 | 0 | 7.1669e-06 | 0.00071281 | 0 | 0.00071281 | 0.00075266 | 0 | 0.00075266 | 0.00067544 | 0 | 0.00067544 | 0.00064328 | 0 | 0.00064328
[79 empty] | WLDFR | HFTD - Distribution - Tier 3 - 3QU CoRE ¦ 1QU LoRE | Red Flag Warning - Destructive Fires | 2035 | 7.1389e-08 | 7.5381e-08 | 6.7647e-08 | 6.4425e-08 | 9984.8474 | 263.1074 | 9721.74 | 0 | 0 | 0 | 0 | 0 | 7.1669e-06 | 0.00071281 | 0 | 0.00071281 | 0.00075266 | 0 | 0.00075266 | 0.00067544 | 0 | 0.00067544 | 0.00064328 | 0 | 0.00064328
[79 empty] | WLDFR | HFTD - Distribution - Tier 3 - 3QU CoRE ¦ 1QU LoRE | Red Flag Warning - Destructive Fires | 2036 | 7.1389e-08 | 7.5381e-08 | 6.7647e-08 | 6.4425e-08 | 9984.8474 | 263.1074 | 9721.74 | 0 | 0 | 0 | 0 | 0 | 7.1669e-06 | 0.00071281 | 0 | 0.00071281 | 0.00075266 | 0 | 0.00075266 | 0.00067544 | 0 | 0.00067544 | 0.00064328 | 0 | 0.00064328
[79 empty] | WLDFR | HFTD - Distribution - Tier 3 - 3QU CoRE ¦ 1QU LoRE | Red Flag Warning - Destructive Fires | 2037 | 7.1389e-08 | 7.5381e-08 | 6.7647e-08 | 6.4425e-08 | 9984.8474 | 263.1074 | 9721.74 | 0 | 0 | 0 | 0 | 0 | 7.1669e-06 | 0.00071281 | 0 | 0.00071281 | 0.00075266 | 0 | 0.00075266 | 0.00067544 | 0 | 0.00067544 | 0.00064328 | 0 | 0.00064328
[79 empty] | WLDFR | HFTD - Distribution - Tier 3 - 3QU CoRE ¦ 1QU LoRE | Red Flag Warning - Destructive Fires | 2038 | 7.1389e-08 | 7.5381e-08 | 6.7647e-08 | 6.4425e-08 | 10472.8261 | 280.5544 | 10192.2718 | 0 | 0 | 0 | 0 | 0 | 7.1669e-06 | 0.00074765 | 0 | 0.00074765 | 0.00078945 | 0 | 0.00078945 | 0.00070845 | 0 | 0.00070845 | 0.00067472 | 0 | 0.00067472
[79 empty] | WLDFR | HFTD - Distribution - Tier 3 - 3QU CoRE ¦ 1QU LoRE | Red Flag Warning - Destructive Fires | 2039 | 7.1389e-08 | 7.5381e-08 | 6.7647e-08 | 6.4425e-08 | 10472.8261 | 280.5544 | 10192.2718 | 0 | 0 | 0 | 0 | 0 | 7.1669e-06 | 0.00074765 | 0 | 0.00074765 | 0.00078945 | 0 | 0.00078945 | 0.00070845 | 0 | 0.00070845 | 0.00067472 | 0 | 0.00067472
[79 empty] | WLDFR | HFTD - Distribution - Tier 3 - 3QU CoRE ¦ 1QU LoRE | Red Flag Warning - Destructive Fires | 2040 | 7.1389e-08 | 7.5381e-08 | 6.7647e-08 | 6.4425e-08 | 10472.8261 | 280.5544 | 10192.2718 | 0 | 0 | 0 | 0 | 0 | 7.1669e-06 | 0.00074765 | 0 | 0.00074765 | 0.00078945 | 0 | 0.00078945 | 0.00070845 | 0 | 0.00070845 | 0.00067472 | 0 | 0.00067472
[79 empty] | WLDFR | HFTD - Distribution - Tier 3 - 3QU CoRE ¦ 1QU LoRE | Red Flag Warning - Destructive Fires | 2041 | 7.1389e-08 | 7.5381e-08 | 6.7647e-08 | 6.4425e-08 | 10472.8261 | 280.5544 | 10192.2718 | 0 | 0 | 0 | 0 | 0 | 7.1669e-06 | 0.00074765 | 0 | 0.00074765 | 0.00078945 | 0 | 0.00078945 | 0.00070845 | 0 | 0.00070845 | 0.00067472 | 0 | 0.00067472
[79 empty] | WLDFR | HFTD - Distribution - Tier 3 - 3QU CoRE ¦ 1QU LoRE | Red Flag Warning - Destructive Fires | 2042 | 7.1389e-08 | 7.5381e-08 | 6.7647e-08 | 6.4425e-08 | 10472.8261 | 280.5544 | 10192.2718 | 0 | 0 | 0 | 0 | 0 | 7.1669e-06 | 0.00074765 | 0 | 0.00074765 | 0.00078945 | 0 | 0.00078945 | 0.00070845 | 0 | 0.00070845 | 0.00067472 | 0 | 0.00067472
[79 empty] | WLDFR | HFTD - Distribution - Tier 3 - 3QU CoRE ¦ 1QU LoRE | Red Flag Warning - Destructive Fires | 2043 | 7.1389e-08 | 7.5381e-08 | 6.7647e-08 | 6.4425e-08 | 10992.1562 | 299.42 | 10692.7362 | 0 | 0 | 0 | 0 | 0 | 7.1669e-06 | 0.00078472 | 0 | 0.00078472 | 0.00082859 | 0 | 0.00082859 | 0.00074358 | 0 | 0.00074358 | 0.00070817 | 0 | 0.00070817
[79 empty] | WLDFR | HFTD - Distribution - Tier 3 - 3QU CoRE ¦ 1QU LoRE | Red Flag Warning - Destructive Fires | 2044 | 7.1389e-08 | 7.5381e-08 | 6.7647e-08 | 6.4425e-08 | 10992.1562 | 299.42 | 10692.7362 | 0 | 0 | 0 | 0 | 0 | 7.1669e-06 | 0.00078472 | 0 | 0.00078472 | 0.00082859 | 0 | 0.00082859 | 0.00074358 | 0 | 0.00074358 | 0.00070817 | 0 | 0.00070817
[79 empty] | WLDFR | HFTD - Distribution - Tier 3 - 3QU CoRE ¦ 1QU LoRE | Red Flag Warning - Destructive Fires | 2045 | 7.1389e-08 | 7.5381e-08 | 6.7647e-08 | 6.4425e-08 | 10992.1562 | 299.42 | 10692.7362 | 0 | 0 | 0 | 0 | 0 | 7.1669e-06 | 0.00078472 | 0 | 0.00078472 | 0.00082859 | 0 | 0.00082859 | 0.00074358 | 0 | 0.00074358 | 0.00070817 | 0 | 0.00070817
[79 empty] | WLDFR | HFTD - Distribution - Tier 3 - 3QU CoRE ¦ 1QU LoRE | Red Flag Warning - Destructive Fires | 2046 | 7.1389e-08 | 7.5381e-08 | 6.7647e-08 | 6.4425e-08 | 10992.1562 | 299.42 | 10692.7362 | 0 | 0 | 0 | 0 | 0 | 7.1669e-06 | 0.00078472 | 0 | 0.00078472 | 0.00082859 | 0 | 0.00082859 | 0.00074358 | 0 | 0.00074358 | 0.00070817 | 0 | 0.00070817
[79 empty] | WLDFR | HFTD - Distribution - Tier 3 - 3QU CoRE ¦ 1QU LoRE | Red Flag Warning - Destructive Fires | 2047 | 7.1389e-08 | 7.5381e-08 | 6.7647e-08 | 6.4425e-08 | 10992.1562 | 299.42 | 10692.7362 | 0 | 0 | 0 | 0 | 0 | 7.1669e-06 | 0.00078472 | 0 | 0.00078472 | 0.00082859 | 0 | 0.00082859 | 0.00074358 | 0 | 0.00074358 | 0.00070817 | 0 | 0.00070817
[79 empty] | WLDFR | HFTD - Distribution - Tier 3 - 3QU CoRE ¦ 1QU LoRE | Red Flag Warning - Destructive Fires | 2048 | 7.1389e-08 | 7.5381e-08 | 6.7647e-08 | 6.4425e-08 | 11536.0538 | 319.4911 | 11216.5626 | 0 | 0 | 0 | 0 | 0 | 7.1669e-06 | 0.00082355 | 0 | 0.00082355 | 0.00086959 | 0 | 0.00086959 | 0.00078037 | 0 | 0.00078037 | 0.00074321 | 0 | 0.00074321
[79 empty] | WLDFR | HFTD - Distribution - Tier 3 - 3QU CoRE ¦ 1QU LoRE | Red Flag Warning - Destructive Fires | 2049 | 7.1389e-08 | 7.5381e-08 | 6.7647e-08 | 6.4425e-08 | 11536.0538 | 319.4911 | 11216.5626 | 0 | 0 | 0 | 0 | 0 | 7.1669e-06 | 0.00082355 | 0 | 0.00082355 | 0.00086959 | 0 | 0.00086959 | 0.00078037 | 0 | 0.00078037 | 0.00074321 | 0 | 0.00074321
[79 empty] | WLDFR | HFTD - Distribution - Tier 3 - 3QU CoRE ¦ 1QU LoRE | Red Flag Warning - Destructive Fires | 2050 | 0 | 7.5381e-08 | 6.7647e-08 | 6.4425e-08 | 11536.0538 | 319.4911 | 11216.5626 | 0 | 0 | 0 | 0 | 0 | 7.1669e-06 | 0 | 0 | 0 | 0.00086959 | 0 | 0.00086959 | 0.00078037 | 0 | 0.00078037 | 0.00074321 | 0 | 0.00074321
[79 empty] | WLDFR | HFTD - Distribution - Tier 3 - 3QU CoRE ¦ 1QU LoRE | Red Flag Warning - Destructive Fires | 2051 | 0 | 0 | 6.7647e-08 | 6.4425e-08 | 11536.0538 | 319.4911 | 11216.5626 | 0 | 0 | 0 | 0 | 0 | 7.1669e-06 | 0 | 0 | 0 | 0 | 0 | 0 | 0.00078037 | 0 | 0.00078037 | 0.00074321 | 0 | 0.00074321
[79 empty] | WLDFR | HFTD - Distribution - Tier 3 - 3QU CoRE ¦ 1QU LoRE | Red Flag Warning - Destructive Fires | 2052 | 0 | 0 | 0 | 6.4425e-08 | 11536.0538 | 319.4911 | 11216.5626 | 0 | 0 | 0 | 0 | 0 | 7.1669e-06 | 0 | 0 | 0 | 0 | 0 | 0 | 0 | 0 | 0 | 0.00074321 | 0 | 0.00074321
[79 empty] | WLDFR | HFTD - Distribution - Tier 3 - 3QU CoRE ¦ 1QU LoRE | Red Flag Warning - Large Fires | 2020 | 7.1685e-07 | 0 | 0 | 0 | 5.2406 | 0.69642 | 2.942 | 1.6022 | 0 | 0 | 0 | 0 | 5.1828e-05 | 3.7567e-06 | 0 | 3.7567e-06 | 0 | 0 | 0 | 0 | 0 | 0 | 0 | 0 | 0
[79 empty] | WLDFR | HFTD - Distribution - Tier 3 - 3QU CoRE ¦ 1QU LoRE | Red Flag Warning - Large Fires | 2021 | 4.8258e-07 | 7.5693e-07 | 0 | 0 | 5.2406 | 0.69642 | 2.942 | 1.6022 | 0 | 0 | 0 | 0 | 5.1828e-05 | 2.529e-06 | 0 | 2.529e-06 | 3.9668e-06 | 0 | 3.9668e-06 | 0 | 0 | 0 | 0 | 0 | 0
[79 empty] | WLDFR | HFTD - Distribution - Tier 3 - 3QU CoRE ¦ 1QU LoRE | Red Flag Warning - Large Fires | 2022 | 4.4794e-07 | 4.7299e-07 | 6.4296e-07 | 0 | 5.2406 | 0.69642 | 2.942 | 1.6022 | 0 | 0 | 0 | 0 | 4.7108e-05 | 2.3475e-06 | 0 | 2.3475e-06 | 2.4787e-06 | 0 | 2.4787e-06 | 3.3695e-06 | 0 | 3.3695e-06 | 0 | 0 | 0
[79 empty] | WLDFR | HFTD - Distribution - Tier 3 - 3QU CoRE ¦ 1QU LoRE | Red Flag Warning - Large Fires | 2023 | 4.4794e-07 | 4.7299e-07 | 4.2446e-07 | 6.1234e-07 | 5.475 | 0.71896 | 3.0715 | 1.6846 | 0 | 0 | 0 | 0 | 4.7108e-05 | 2.4525e-06 | 0 | 2.4525e-06 | 2.5896e-06 | 0 | 2.5896e-06 | 2.3239e-06 | 0 | 2.3239e-06 | 3.3526e-06 | 0 | 3.3526e-06
[79 empty] | WLDFR | HFTD - Distribution - Tier 3 - 3QU CoRE ¦ 1QU LoRE | Red Flag Warning - Large Fires | 2024 | 4.4794e-07 | 4.7299e-07 | 4.2446e-07 | 4.0425e-07 | 5.475 | 0.71896 | 3.0715 | 1.6846 | 0 | 0 | 0 | 0 | 4.7108e-05 | 2.4525e-06 | 0 | 2.4525e-06 | 2.5896e-06 | 0 | 2.5896e-06 | 2.3239e-06 | 0 | 2.3239e-06 | 2.2133e-06 | 0 | 2.2133e-06
[79 empty] | WLDFR | HFTD - Distribution - Tier 3 - 3QU CoRE ¦ 1QU LoRE | Red Flag Warning - Large Fires | 2025 | 4.4794e-07 | 4.7299e-07 | 4.2446e-07 | 4.0425e-07 | 5.475 | 0.71896 | 3.0715 | 1.6846 | 0 | 0 | 0 | 0 | 4.7108e-05 | 2.4525e-06 | 0 | 2.4525e-06 | 2.5896e-06 | 0 | 2.5896e-06 | 2.3239e-06 | 0 | 2.3239e-06 | 2.2133e-06 | 0 | 2.2133e-06
[79 empty] | WLDFR | HFTD - Distribution - Tier 3 - 3QU CoRE ¦ 1QU LoRE | Red Flag Warning - Large Fires | 2026 | 4.4794e-07 | 4.7299e-07 | 4.2446e-07 | 4.0425e-07 | 5.475 | 0.71896 | 3.0715 | 1.6846 | 0 | 0 | 0 | 0 | 4.7108e-05 | 2.4525e-06 | 0 | 2.4525e-06 | 2.5896e-06 | 0 | 2.5896e-06 | 2.3239e-06 | 0 | 2.3239e-06 | 2.2133e-06 | 0 | 2.2133e-06
[79 empty] | WLDFR | HFTD - Distribution - Tier 3 - 3QU CoRE ¦ 1QU LoRE | Red Flag Warning - Large Fires | 2027 | 4.4794e-07 | 4.7299e-07 | 4.2446e-07 | 4.0425e-07 | 5.475 | 0.71896 | 3.0715 | 1.6846 | 0 | 0 | 0 | 0 | 4.7108e-05 | 2.4525e-06 | 0 | 2.4525e-06 | 2.5896e-06 | 0 | 2.5896e-06 | 2.3239e-06 | 0 | 2.3239e-06 | 2.2133e-06 | 0 | 2.2133e-06
[79 empty] | WLDFR | HFTD - Distribution - Tier 3 - 3QU CoRE ¦ 1QU LoRE | Red Flag Warning - Large Fires | 2028 | 4.4794e-07 | 4.7299e-07 | 4.2446e-07 | 4.0425e-07 | 5.777 | 0.74734 | 3.238 | 1.7917 | 0 | 0 | 0 | 0 | 4.7108e-05 | 2.5878e-06 | 0 | 2.5878e-06 | 2.7324e-06 | 0 | 2.7324e-06 | 2.4521e-06 | 0 | 2.4521e-06 | 2.3353e-06 | 0 | 2.3353e-06
[79 empty] | WLDFR | HFTD - Distribution - Tier 3 - 3QU CoRE ¦ 1QU LoRE | Red Flag Warning - Large Fires | 2029 | 4.4794e-07 | 4.7299e-07 | 4.2446e-07 | 4.0425e-07 | 5.777 | 0.74734 | 3.238 | 1.7917 | 0 | 0 | 0 | 0 | 4.7108e-05 | 2.5878e-06 | 0 | 2.5878e-06 | 2.7324e-06 | 0 | 2.7324e-06 | 2.4521e-06 | 0 | 2.4521e-06 | 2.3353e-06 | 0 | 2.3353e-06
[79 empty] | WLDFR | HFTD - Distribution - Tier 3 - 3QU CoRE ¦ 1QU LoRE | Red Flag Warning - Large Fires | 2030 | 4.4794e-07 | 4.7299e-07 | 4.2446e-07 | 4.0425e-07 | 5.777 | 0.74734 | 3.238 | 1.7917 | 0 | 0 | 0 | 0 | 4.7108e-05 | 2.5878e-06 | 0 | 2.5878e-06 | 2.7324e-06 | 0 | 2.7324e-06 | 2.4521e-06 | 0 | 2.4521e-06 | 2.3353e-06 | 0 | 2.3353e-06
[79 empty] | WLDFR | HFTD - Distribution - Tier 3 - 3QU CoRE ¦ 1QU LoRE | Red Flag Warning - Large Fires | 2031 | 4.4794e-07 | 4.7299e-07 | 4.2446e-07 | 4.0425e-07 | 5.777 | 0.74734 | 3.238 | 1.7917 | 0 | 0 | 0 | 0 | 4.7108e-05 | 2.5878e-06 | 0 | 2.5878e-06 | 2.7324e-06 | 0 | 2.7324e-06 | 2.4521e-06 | 0 | 2.4521e-06 | 2.3353e-06 | 0 | 2.3353e-06
[79 empty] | WLDFR | HFTD - Distribution - Tier 3 - 3QU CoRE ¦ 1QU LoRE | Red Flag Warning - Large Fires | 2032 | 4.4794e-07 | 4.7299e-07 | 4.2446e-07 | 4.0425e-07 | 5.777 | 0.74734 | 3.238 | 1.7917 | 0 | 0 | 0 | 0 | 4.7108e-05 | 2.5878e-06 | 0 | 2.5878e-06 | 2.7324e-06 | 0 | 2.7324e-06 | 2.4521e-06 | 0 | 2.4521e-06 | 2.3353e-06 | 0 | 2.3353e-06
[79 empty] | WLDFR | HFTD - Distribution - Tier 3 - 3QU CoRE ¦ 1QU LoRE | Red Flag Warning - Large Fires | 2033 | 4.4794e-07 | 4.7299e-07 | 4.2446e-07 | 4.0425e-07 | 6.1205 | 0.77885 | 3.4265 | 1.9151 | 0 | 0 | 0 | 0 | 4.7108e-05 | 2.7416e-06 | 0 | 2.7416e-06 | 2.8949e-06 | 0 | 2.8949e-06 | 2.5979e-06 | 0 | 2.5979e-06 | 2.4742e-06 | 0 | 2.4742e-06
[79 empty] | WLDFR | HFTD - Distribution - Tier 3 - 3QU CoRE ¦ 1QU LoRE | Red Flag Warning - Large Fires | 2034 | 4.4794e-07 | 4.7299e-07 | 4.2446e-07 | 4.0425e-07 | 6.1205 | 0.77885 | 3.4265 | 1.9151 | 0 | 0 | 0 | 0 | 4.7108e-05 | 2.7416e-06 | 0 | 2.7416e-06 | 2.8949e-06 | 0 | 2.8949e-06 | 2.5979e-06 | 0 | 2.5979e-06 | 2.4742e-06 | 0 | 2.4742e-06
[79 empty] | WLDFR | HFTD - Distribution - Tier 3 - 3QU CoRE ¦ 1QU LoRE | Red Flag Warning - Large Fires | 2035 | 4.4794e-07 | 4.7299e-07 | 4.2446e-07 | 4.0425e-07 | 6.1205 | 0.77885 | 3.4265 | 1.9151 | 0 | 0 | 0 | 0 | 4.7108e-05 | 2.7416e-06 | 0 | 2.7416e-06 | 2.8949e-06 | 0 | 2.8949e-06 | 2.5979e-06 | 0 | 2.5979e-06 | 2.4742e-06 | 0 | 2.4742e-06
[79 empty] | WLDFR | HFTD - Distribution - Tier 3 - 3QU CoRE ¦ 1QU LoRE | Red Flag Warning - Large Fires | 2036 | 4.4794e-07 | 4.7299e-07 | 4.2446e-07 | 4.0425e-07 | 6.1205 | 0.77885 | 3.4265 | 1.9151 | 0 | 0 | 0 | 0 | 4.7108e-05 | 2.7416e-06 | 0 | 2.7416e-06 | 2.8949e-06 | 0 | 2.8949e-06 | 2.5979e-06 | 0 | 2.5979e-06 | 2.4742e-06 | 0 | 2.4742e-06
[79 empty] | WLDFR | HFTD - Distribution - Tier 3 - 3QU CoRE ¦ 1QU LoRE | Red Flag Warning - Large Fires | 2037 | 4.4794e-07 | 4.7299e-07 | 4.2446e-07 | 4.0425e-07 | 6.1205 | 0.77885 | 3.4265 | 1.9151 | 0 | 0 | 0 | 0 | 4.7108e-05 | 2.7416e-06 | 0 | 2.7416e-06 | 2.8949e-06 | 0 | 2.8949e-06 | 2.5979e-06 | 0 | 2.5979e-06 | 2.4742e-06 | 0 | 2.4742e-06
[79 empty] | WLDFR | HFTD - Distribution - Tier 3 - 3QU CoRE ¦ 1QU LoRE | Red Flag Warning - Large Fires | 2038 | 4.4794e-07 | 4.7299e-07 | 4.2446e-07 | 4.0425e-07 | 6.5028 | 0.81304 | 3.6355 | 2.0543 | 0 | 0 | 0 | 0 | 4.7108e-05 | 2.9129e-06 | 0 | 2.9129e-06 | 3.0757e-06 | 0 | 3.0757e-06 | 2.7602e-06 | 0 | 2.7602e-06 | 2.6287e-06 | 0 | 2.6287e-06
[79 empty] | WLDFR | HFTD - Distribution - Tier 3 - 3QU CoRE ¦ 1QU LoRE | Red Flag Warning - Large Fires | 2039 | 4.4794e-07 | 4.7299e-07 | 4.2446e-07 | 4.0425e-07 | 6.5028 | 0.81304 | 3.6355 | 2.0543 | 0 | 0 | 0 | 0 | 4.7108e-05 | 2.9129e-06 | 0 | 2.9129e-06 | 3.0757e-06 | 0 | 3.0757e-06 | 2.7602e-06 | 0 | 2.7602e-06 | 2.6287e-06 | 0 | 2.6287e-06
[79 empty] | WLDFR | HFTD - Distribution - Tier 3 - 3QU CoRE ¦ 1QU LoRE | Red Flag Warning - Large Fires | 2040 | 4.4794e-07 | 4.7299e-07 | 4.2446e-07 | 4.0425e-07 | 6.5028 | 0.81304 | 3.6355 | 2.0543 | 0 | 0 | 0 | 0 | 4.7108e-05 | 2.9129e-06 | 0 | 2.9129e-06 | 3.0757e-06 | 0 | 3.0757e-06 | 2.7602e-06 | 0 | 2.7602e-06 | 2.6287e-06 | 0 | 2.6287e-06
[79 empty] | WLDFR | HFTD - Distribution - Tier 3 - 3QU CoRE ¦ 1QU LoRE | Red Flag Warning - Large Fires | 2041 | 4.4794e-07 | 4.7299e-07 | 4.2446e-07 | 4.0425e-07 | 6.5028 | 0.81304 | 3.6355 | 2.0543 | 0 | 0 | 0 | 0 | 4.7108e-05 | 2.9129e-06 | 0 | 2.9129e-06 | 3.0757e-06 | 0 | 3.0757e-06 | 2.7602e-06 | 0 | 2.7602e-06 | 2.6287e-06 | 0 | 2.6287e-06
[79 empty] | WLDFR | HFTD - Distribution - Tier 3 - 3QU CoRE ¦ 1QU LoRE | Red Flag Warning - Large Fires | 2042 | 4.4794e-07 | 4.7299e-07 | 4.2446e-07 | 4.0425e-07 | 6.5028 | 0.81304 | 3.6355 | 2.0543 | 0 | 0 | 0 | 0 | 4.7108e-05 | 2.9129e-06 | 0 | 2.9129e-06 | 3.0757e-06 | 0 | 3.0757e-06 | 2.7602e-06 | 0 | 2.7602e-06 | 2.6287e-06 | 0 | 2.6287e-06
[79 empty] | WLDFR | HFTD - Distribution - Tier 3 - 3QU CoRE ¦ 1QU LoRE | Red Flag Warning - Large Fires | 2043 | 4.4794e-07 | 4.7299e-07 | 4.2446e-07 | 4.0425e-07 | 6.9209 | 0.84944 | 3.8632 | 2.2083 | 0 | 0 | 0 | 0 | 4.7108e-05 | 3.1002e-06 | 0 | 3.1002e-06 | 3.2735e-06 | 0 | 3.2735e-06 | 2.9377e-06 | 0 | 2.9377e-06 | 2.7978e-06 | 0 | 2.7978e-06
[79 empty] | WLDFR | HFTD - Distribution - Tier 3 - 3QU CoRE ¦ 1QU LoRE | Red Flag Warning - Large Fires | 2044 | 4.4794e-07 | 4.7299e-07 | 4.2446e-07 | 4.0425e-07 | 6.9209 | 0.84944 | 3.8632 | 2.2083 | 0 | 0 | 0 | 0 | 4.7108e-05 | 3.1002e-06 | 0 | 3.1002e-06 | 3.2735e-06 | 0 | 3.2735e-06 | 2.9377e-06 | 0 | 2.9377e-06 | 2.7978e-06 | 0 | 2.7978e-06
[79 empty] | WLDFR | HFTD - Distribution - Tier 3 - 3QU CoRE ¦ 1QU LoRE | Red Flag Warning - Large Fires | 2045 | 4.4794e-07 | 4.7299e-07 | 4.2446e-07 | 4.0425e-07 | 6.9209 | 0.84944 | 3.8632 | 2.2083 | 0 | 0 | 0 | 0 | 4.7108e-05 | 3.1002e-06 | 0 | 3.1002e-06 | 3.2735e-06 | 0 | 3.2735e-06 | 2.9377e-06 | 0 | 2.9377e-06 | 2.7978e-06 | 0 | 2.7978e-06
[79 empty] | WLDFR | HFTD - Distribution - Tier 3 - 3QU CoRE ¦ 1QU LoRE | Red Flag Warning - Large Fires | 2046 | 4.4794e-07 | 4.7299e-07 | 4.2446e-07 | 4.0425e-07 | 6.9209 | 0.84944 | 3.8632 | 2.2083 | 0 | 0 | 0 | 0 | 4.7108e-05 | 3.1002e-06 | 0 | 3.1002e-06 | 3.2735e-06 | 0 | 3.2735e-06 | 2.9377e-06 | 0 | 2.9377e-06 | 2.7978e-06 | 0 | 2.7978e-06
[79 empty] | WLDFR | HFTD - Distribution - Tier 3 - 3QU CoRE ¦ 1QU LoRE | Red Flag Warning - Large Fires | 2047 | 4.4794e-07 | 4.7299e-07 | 4.2446e-07 | 4.0425e-07 | 6.9209 | 0.84944 | 3.8632 | 2.2083 | 0 | 0 | 0 | 0 | 4.7108e-05 | 3.1002e-06 | 0 | 3.1002e-06 | 3.2735e-06 | 0 | 3.2735e-06 | 2.9377e-06 | 0 | 2.9377e-06 | 2.7978e-06 | 0 | 2.7978e-06
[79 empty] | WLDFR | HFTD - Distribution - Tier 3 - 3QU CoRE ¦ 1QU LoRE | Red Flag Warning - Large Fires | 2048 | 4.4794e-07 | 4.7299e-07 | 4.2446e-07 | 4.0425e-07 | 7.3713 | 0.88759 | 4.1075 | 2.3763 | 0 | 0 | 0 | 0 | 4.7108e-05 | 3.3019e-06 | 0 | 3.3019e-06 | 3.4865e-06 | 0 | 3.4865e-06 | 3.1288e-06 | 0 | 3.1288e-06 | 2.9798e-06 | 0 | 2.9798e-06
[79 empty] | WLDFR | HFTD - Distribution - Tier 3 - 3QU CoRE ¦ 1QU LoRE | Red Flag Warning - Large Fires | 2049 | 4.4794e-07 | 4.7299e-07 | 4.2446e-07 | 4.0425e-07 | 7.3713 | 0.88759 | 4.1075 | 2.3763 | 0 | 0 | 0 | 0 | 4.7108e-05 | 3.3019e-06 | 0 | 3.3019e-06 | 3.4865e-06 | 0 | 3.4865e-06 | 3.1288e-06 | 0 | 3.1288e-06 | 2.9798e-06 | 0 | 2.9798e-06
[79 empty] | WLDFR | HFTD - Distribution - Tier 3 - 3QU CoRE ¦ 1QU LoRE | Red Flag Warning - Large Fires | 2050 | 0 | 4.7299e-07 | 4.2446e-07 | 4.0425e-07 | 7.3713 | 0.88759 | 4.1075 | 2.3763 | 0 | 0 | 0 | 0 | 4.7108e-05 | 0 | 0 | 0 | 3.4865e-06 | 0 | 3.4865e-06 | 3.1288e-06 | 0 | 3.1288e-06 | 2.9798e-06 | 0 | 2.9798e-06
[79 empty] | WLDFR | HFTD - Distribution - Tier 3 - 3QU CoRE ¦ 1QU LoRE | Red Flag Warning - Large Fires | 2051 | 0 | 0 | 4.2446e-07 | 4.0425e-07 | 7.3713 | 0.88759 | 4.1075 | 2.3763 | 0 | 0 | 0 | 0 | 4.7108e-05 | 0 | 0 | 0 | 0 | 0 | 0 | 3.1288e-06 | 0 | 3.1288e-06 | 2.9798e-06 | 0 | 2.9798e-06
[79 empty] | WLDFR | HFTD - Distribution - Tier 3 - 3QU CoRE ¦ 1QU LoRE | Red Flag Warning - Large Fires | 2052 | 0 | 0 | 0 | 4.0425e-07 | 7.3713 | 0.88759 | 4.1075 | 2.3763 | 0 | 0 | 0 | 0 | 4.7108e-05 | 0 | 0 | 0 | 0 | 0 | 0 | 0 | 0 | 0 | 2.9798e-06 | 0 | 2.9798e-06
[79 empty] | WLDFR | HFTD - Distribution - Tier 3 - 3QU CoRE ¦ 1QU LoRE | Red Flag Warning - Small Fires | 2020 | 1.9584e-05 | 0 | 0 | 0 | 0.077901 | 0.036425 | 0.0015809 | 0.039895 | 0 | 0 | 0 | 0 | 0.0012123 | 1.5256e-06 | 0 | 1.5256e-06 | 0 | 0 | 0 | 0 | 0 | 0 | 0 | 0 | 0
[79 empty] | WLDFR | HFTD - Distribution - Tier 3 - 3QU CoRE ¦ 1QU LoRE | Red Flag Warning - Small Fires | 2021 | 1.3234e-05 | 2.0679e-05 | 0 | 0 | 0.077901 | 0.036425 | 0.0015809 | 0.039895 | 0 | 0 | 0 | 0 | 0.0012123 | 1.031e-06 | 0 | 1.031e-06 | 1.6109e-06 | 0 | 1.6109e-06 | 0 | 0 | 0 | 0 | 0 | 0
[79 empty] | WLDFR | HFTD - Distribution - Tier 3 - 3QU CoRE ¦ 1QU LoRE | Red Flag Warning - Small Fires | 2022 | 1.3465e-05 | 1.4218e-05 | 1.9263e-05 | 0 | 0.077901 | 0.036425 | 0.0015809 | 0.039895 | 0 | 0 | 0 | 0 | 0.0012162 | 1.0489e-06 | 0 | 1.0489e-06 | 1.1076e-06 | 0 | 1.1076e-06 | 1.5006e-06 | 0 | 1.5006e-06 | 0 | 0 | 0
[79 empty] | WLDFR | HFTD - Distribution - Tier 3 - 3QU CoRE ¦ 1QU LoRE | Red Flag Warning - Small Fires | 2023 | 1.3465e-05 | 1.4218e-05 | 1.2759e-05 | 1.8345e-05 | 0.080408 | 0.03759 | 0.0016314 | 0.041187 | 0 | 0 | 0 | 0 | 0.0012162 | 1.0827e-06 | 0 | 1.0827e-06 | 1.1432e-06 | 0 | 1.1432e-06 | 1.0259e-06 | 0 | 1.0259e-06 | 1.4751e-06 | 0 | 1.4751e-06
[79 empty] | WLDFR | HFTD - Distribution - Tier 3 - 3QU CoRE ¦ 1QU LoRE | Red Flag Warning - Small Fires | 2024 | 1.3465e-05 | 1.4218e-05 | 1.2759e-05 | 1.2151e-05 | 0.080408 | 0.03759 | 0.0016314 | 0.041187 | 0 | 0 | 0 | 0 | 0.0012162 | 1.0827e-06 | 0 | 1.0827e-06 | 1.1432e-06 | 0 | 1.1432e-06 | 1.0259e-06 | 0 | 1.0259e-06 | 9.7707e-07 | 0 | 9.7707e-07
[79 empty] | WLDFR | HFTD - Distribution - Tier 3 - 3QU CoRE ¦ 1QU LoRE | Red Flag Warning - Small Fires | 2025 | 1.3465e-05 | 1.4218e-05 | 1.2759e-05 | 1.2151e-05 | 0.080408 | 0.03759 | 0.0016314 | 0.041187 | 0 | 0 | 0 | 0 | 0.0012162 | 1.0827e-06 | 0 | 1.0827e-06 | 1.1432e-06 | 0 | 1.1432e-06 | 1.0259e-06 | 0 | 1.0259e-06 | 9.7707e-07 | 0 | 9.7707e-07
[79 empty] | WLDFR | HFTD - Distribution - Tier 3 - 3QU CoRE ¦ 1QU LoRE | Red Flag Warning - Small Fires | 2026 | 1.3465e-05 | 1.4218e-05 | 1.2759e-05 | 1.2151e-05 | 0.080408 | 0.03759 | 0.0016314 | 0.041187 | 0 | 0 | 0 | 0 | 0.0012162 | 1.0827e-06 | 0 | 1.0827e-06 | 1.1432e-06 | 0 | 1.1432e-06 | 1.0259e-06 | 0 | 1.0259e-06 | 9.7707e-07 | 0 | 9.7707e-07
[79 empty] | WLDFR | HFTD - Distribution - Tier 3 - 3QU CoRE ¦ 1QU LoRE | Red Flag Warning - Small Fires | 2027 | 1.3465e-05 | 1.4218e-05 | 1.2759e-05 | 1.2151e-05 | 0.080408 | 0.03759 | 0.0016314 | 0.041187 | 0 | 0 | 0 | 0 | 0.0012162 | 1.0827e-06 | 0 | 1.0827e-06 | 1.1432e-06 | 0 | 1.1432e-06 | 1.0259e-06 | 0 | 1.0259e-06 | 9.7707e-07 | 0 | 9.7707e-07
[79 empty] | WLDFR | HFTD - Distribution - Tier 3 - 3QU CoRE ¦ 1QU LoRE | Red Flag Warning - Small Fires | 2028 | 1.3465e-05 | 1.4218e-05 | 1.2759e-05 | 1.2151e-05 | 0.083606 | 0.039055 | 0.001695 | 0.042856 | 0 | 0 | 0 | 0 | 0.0012162 | 1.1257e-06 | 0 | 1.1257e-06 | 1.1887e-06 | 0 | 1.1887e-06 | 1.0667e-06 | 0 | 1.0667e-06 | 1.0159e-06 | 0 | 1.0159e-06
[79 empty] | WLDFR | HFTD - Distribution - Tier 3 - 3QU CoRE ¦ 1QU LoRE | Red Flag Warning - Small Fires | 2029 | 1.3465e-05 | 1.4218e-05 | 1.2759e-05 | 1.2151e-05 | 0.083606 | 0.039055 | 0.001695 | 0.042856 | 0 | 0 | 0 | 0 | 0.0012162 | 1.1257e-06 | 0 | 1.1257e-06 | 1.1887e-06 | 0 | 1.1887e-06 | 1.0667e-06 | 0 | 1.0667e-06 | 1.0159e-06 | 0 | 1.0159e-06
[79 empty] | WLDFR | HFTD - Distribution - Tier 3 - 3QU CoRE ¦ 1QU LoRE | Red Flag Warning - Small Fires | 2030 | 1.3465e-05 | 1.4218e-05 | 1.2759e-05 | 1.2151e-05 | 0.083606 | 0.039055 | 0.001695 | 0.042856 | 0 | 0 | 0 | 0 | 0.0012162 | 1.1257e-06 | 0 | 1.1257e-06 | 1.1887e-06 | 0 | 1.1887e-06 | 1.0667e-06 | 0 | 1.0667e-06 | 1.0159e-06 | 0 | 1.0159e-06
[79 empty] | WLDFR | HFTD - Distribution - Tier 3 - 3QU CoRE ¦ 1QU LoRE | Red Flag Warning - Small Fires | 2031 | 1.3465e-05 | 1.4218e-05 | 1.2759e-05 | 1.2151e-05 | 0.083606 | 0.039055 | 0.001695 | 0.042856 | 0 | 0 | 0 | 0 | 0.0012162 | 1.1257e-06 | 0 | 1.1257e-06 | 1.1887e-06 | 0 | 1.1887e-06 | 1.0667e-06 | 0 | 1.0667e-06 | 1.0159e-06 | 0 | 1.0159e-06
[79 empty] | WLDFR | HFTD - Distribution - Tier 3 - 3QU CoRE ¦ 1QU LoRE | Red Flag Warning - Small Fires | 2032 | 1.3465e-05 | 1.4218e-05 | 1.2759e-05 | 1.2151e-05 | 0.083606 | 0.039055 | 0.001695 | 0.042856 | 0 | 0 | 0 | 0 | 0.0012162 | 1.1257e-06 | 0 | 1.1257e-06 | 1.1887e-06 | 0 | 1.1887e-06 | 1.0667e-06 | 0 | 1.0667e-06 | 1.0159e-06 | 0 | 1.0159e-06
[79 empty] | WLDFR | HFTD - Distribution - Tier 3 - 3QU CoRE ¦ 1QU LoRE | Red Flag Warning - Small Fires | 2033 | 1.3465e-05 | 1.4218e-05 | 1.2759e-05 | 1.2151e-05 | 0.087211 | 0.040679 | 0.0017655 | 0.044766 | 0 | 0 | 0 | 0 | 0.0012162 | 1.1743e-06 | 0 | 1.1743e-06 | 1.2399e-06 | 0 | 1.2399e-06 | 1.1127e-06 | 0 | 1.1127e-06 | 1.0597e-06 | 0 | 1.0597e-06
[79 empty] | WLDFR | HFTD - Distribution - Tier 3 - 3QU CoRE ¦ 1QU LoRE | Red Flag Warning - Small Fires | 2034 | 1.3465e-05 | 1.4218e-05 | 1.2759e-05 | 1.2151e-05 | 0.087211 | 0.040679 | 0.0017655 | 0.044766 | 0 | 0 | 0 | 0 | 0.0012162 | 1.1743e-06 | 0 | 1.1743e-06 | 1.2399e-06 | 0 | 1.2399e-06 | 1.1127e-06 | 0 | 1.1127e-06 | 1.0597e-06 | 0 | 1.0597e-06
[79 empty] | WLDFR | HFTD - Distribution - Tier 3 - 3QU CoRE ¦ 1QU LoRE | Red Flag Warning - Small Fires | 2035 | 1.3465e-05 | 1.4218e-05 | 1.2759e-05 | 1.2151e-05 | 0.087211 | 0.040679 | 0.0017655 | 0.044766 | 0 | 0 | 0 | 0 | 0.0012162 | 1.1743e-06 | 0 | 1.1743e-06 | 1.2399e-06 | 0 | 1.2399e-06 | 1.1127e-06 | 0 | 1.1127e-06 | 1.0597e-06 | 0 | 1.0597e-06
[79 empty] | WLDFR | HFTD - Distribution - Tier 3 - 3QU CoRE ¦ 1QU LoRE | Red Flag Warning - Small Fires | 2036 | 1.3465e-05 | 1.4218e-05 | 1.2759e-05 | 1.2151e-05 | 0.087211 | 0.040679 | 0.0017655 | 0.044766 | 0 | 0 | 0 | 0 | 0.0012162 | 1.1743e-06 | 0 | 1.1743e-06 | 1.2399e-06 | 0 | 1.2399e-06 | 1.1127e-06 | 0 | 1.1127e-06 | 1.0597e-06 | 0 | 1.0597e-06
[79 empty] | WLDFR | HFTD - Distribution - Tier 3 - 3QU CoRE ¦ 1QU LoRE | Red Flag Warning - Small Fires | 2037 | 1.3465e-05 | 1.4218e-05 | 1.2759e-05 | 1.2151e-05 | 0.087211 | 0.040679 | 0.0017655 | 0.044766 | 0 | 0 | 0 | 0 | 0.0012162 | 1.1743e-06 | 0 | 1.1743e-06 | 1.2399e-06 | 0 | 1.2399e-06 | 1.1127e-06 | 0 | 1.1127e-06 | 1.0597e-06 | 0 | 1.0597e-06
[79 empty] | WLDFR | HFTD - Distribution - Tier 3 - 3QU CoRE ¦ 1QU LoRE | Red Flag Warning - Small Fires | 2038 | 1.3465e-05 | 1.4218e-05 | 1.2759e-05 | 1.2151e-05 | 0.091184 | 0.042438 | 0.0018418 | 0.046905 | 0 | 0 | 0 | 0 | 0.0012162 | 1.2278e-06 | 0 | 1.2278e-06 | 1.2964e-06 | 0 | 1.2964e-06 | 1.1634e-06 | 0 | 1.1634e-06 | 1.108e-06 | 0 | 1.108e-06
[79 empty] | WLDFR | HFTD - Distribution - Tier 3 - 3QU CoRE ¦ 1QU LoRE | Red Flag Warning - Small Fires | 2039 | 1.3465e-05 | 1.4218e-05 | 1.2759e-05 | 1.2151e-05 | 0.091184 | 0.042438 | 0.0018418 | 0.046905 | 0 | 0 | 0 | 0 | 0.0012162 | 1.2278e-06 | 0 | 1.2278e-06 | 1.2964e-06 | 0 | 1.2964e-06 | 1.1634e-06 | 0 | 1.1634e-06 | 1.108e-06 | 0 | 1.108e-06
[79 empty] | WLDFR | HFTD - Distribution - Tier 3 - 3QU CoRE ¦ 1QU LoRE | Red Flag Warning - Small Fires | 2040 | 1.3465e-05 | 1.4218e-05 | 1.2759e-05 | 1.2151e-05 | 0.091184 | 0.042438 | 0.0018418 | 0.046905 | 0 | 0 | 0 | 0 | 0.0012162 | 1.2278e-06 | 0 | 1.2278e-06 | 1.2964e-06 | 0 | 1.2964e-06 | 1.1634e-06 | 0 | 1.1634e-06 | 1.108e-06 | 0 | 1.108e-06
[79 empty] | WLDFR | HFTD - Distribution - Tier 3 - 3QU CoRE ¦ 1QU LoRE | Red Flag Warning - Small Fires | 2041 | 1.3465e-05 | 1.4218e-05 | 1.2759e-05 | 1.2151e-05 | 0.091184 | 0.042438 | 0.0018418 | 0.046905 | 0 | 0 | 0 | 0 | 0.0012162 | 1.2278e-06 | 0 | 1.2278e-06 | 1.2964e-06 | 0 | 1.2964e-06 | 1.1634e-06 | 0 | 1.1634e-06 | 1.108e-06 | 0 | 1.108e-06
[79 empty] | WLDFR | HFTD - Distribution - Tier 3 - 3QU CoRE ¦ 1QU LoRE | Red Flag Warning - Small Fires | 2042 | 1.3465e-05 | 1.4218e-05 | 1.2759e-05 | 1.2151e-05 | 0.091184 | 0.042438 | 0.0018418 | 0.046905 | 0 | 0 | 0 | 0 | 0.0012162 | 1.2278e-06 | 0 | 1.2278e-06 | 1.2964e-06 | 0 | 1.2964e-06 | 1.1634e-06 | 0 | 1.1634e-06 | 1.108e-06 | 0 | 1.108e-06
[79 empty] | WLDFR | HFTD - Distribution - Tier 3 - 3QU CoRE ¦ 1QU LoRE | Red Flag Warning - Small Fires | 2043 | 1.3465e-05 | 1.4218e-05 | 1.2759e-05 | 1.2151e-05 | 0.095486 | 0.044306 | 0.0019228 | 0.049257 | 0 | 0 | 0 | 0 | 0.0012162 | 1.2857e-06 | 0 | 1.2857e-06 | 1.3576e-06 | 0 | 1.3576e-06 | 1.2183e-06 | 0 | 1.2183e-06 | 1.1603e-06 | 0 | 1.1603e-06
[79 empty] | WLDFR | HFTD - Distribution - Tier 3 - 3QU CoRE ¦ 1QU LoRE | Red Flag Warning - Small Fires | 2044 | 1.3465e-05 | 1.4218e-05 | 1.2759e-05 | 1.2151e-05 | 0.095486 | 0.044306 | 0.0019228 | 0.049257 | 0 | 0 | 0 | 0 | 0.0012162 | 1.2857e-06 | 0 | 1.2857e-06 | 1.3576e-06 | 0 | 1.3576e-06 | 1.2183e-06 | 0 | 1.2183e-06 | 1.1603e-06 | 0 | 1.1603e-06
[79 empty] | WLDFR | HFTD - Distribution - Tier 3 - 3QU CoRE ¦ 1QU LoRE | Red Flag Warning - Small Fires | 2045 | 1.3465e-05 | 1.4218e-05 | 1.2759e-05 | 1.2151e-05 | 0.095486 | 0.044306 | 0.0019228 | 0.049257 | 0 | 0 | 0 | 0 | 0.0012162 | 1.2857e-06 | 0 | 1.2857e-06 | 1.3576e-06 | 0 | 1.3576e-06 | 1.2183e-06 | 0 | 1.2183e-06 | 1.1603e-06 | 0 | 1.1603e-06
[79 empty] | WLDFR | HFTD - Distribution - Tier 3 - 3QU CoRE ¦ 1QU LoRE | Red Flag Warning - Small Fires | 2046 | 1.3465e-05 | 1.4218e-05 | 1.2759e-05 | 1.2151e-05 | 0.095486 | 0.044306 | 0.0019228 | 0.049257 | 0 | 0 | 0 | 0 | 0.0012162 | 1.2857e-06 | 0 | 1.2857e-06 | 1.3576e-06 | 0 | 1.3576e-06 | 1.2183e-06 | 0 | 1.2183e-06 | 1.1603e-06 | 0 | 1.1603e-06
[79 empty] | WLDFR | HFTD - Distribution - Tier 3 - 3QU CoRE ¦ 1QU LoRE | Red Flag Warning - Small Fires | 2047 | 1.3465e-05 | 1.4218e-05 | 1.2759e-05 | 1.2151e-05 | 0.095486 | 0.044306 | 0.0019228 | 0.049257 | 0 | 0 | 0 | 0 | 0.0012162 | 1.2857e-06 | 0 | 1.2857e-06 | 1.3576e-06 | 0 | 1.3576e-06 | 1.2183e-06 | 0 | 1.2183e-06 | 1.1603e-06 | 0 | 1.1603e-06
[79 empty] | WLDFR | HFTD - Distribution - Tier 3 - 3QU CoRE ¦ 1QU LoRE | Red Flag Warning - Small Fires | 2048 | 1.3465e-05 | 1.4218e-05 | 1.2759e-05 | 1.2151e-05 | 0.10007 | 0.04626 | 0.0020076 | 0.051804 | 0 | 0 | 0 | 0 | 0.0012162 | 1.3475e-06 | 0 | 1.3475e-06 | 1.4228e-06 | 0 | 1.4228e-06 | 1.2768e-06 | 0 | 1.2768e-06 | 1.216e-06 | 0 | 1.216e-06
[79 empty] | WLDFR | HFTD - Distribution - Tier 3 - 3QU CoRE ¦ 1QU LoRE | Red Flag Warning - Small Fires | 2049 | 1.3465e-05 | 1.4218e-05 | 1.2759e-05 | 1.2151e-05 | 0.10007 | 0.04626 | 0.0020076 | 0.051804 | 0 | 0 | 0 | 0 | 0.0012162 | 1.3475e-06 | 0 | 1.3475e-06 | 1.4228e-06 | 0 | 1.4228e-06 | 1.2768e-06 | 0 | 1.2768e-06 | 1.216e-06 | 0 | 1.216e-06
[79 empty] | WLDFR | HFTD - Distribution - Tier 3 - 3QU CoRE ¦ 1QU LoRE | Red Flag Warning - Small Fires | 2050 | 0 | 1.4218e-05 | 1.2759e-05 | 1.2151e-05 | 0.10007 | 0.04626 | 0.0020076 | 0.051804 | 0 | 0 | 0 | 0 | 0.0012162 | 0 | 0 | 0 | 1.4228e-06 | 0 | 1.4228e-06 | 1.2768e-06 | 0 | 1.2768e-06 | 1.216e-06 | 0 | 1.216e-06
[79 empty] | WLDFR | HFTD - Distribution - Tier 3 - 3QU CoRE ¦ 1QU LoRE | Red Flag Warning - Small Fires | 2051 | 0 | 0 | 1.2759e-05 | 1.2151e-05 | 0.10007 | 0.04626 | 0.0020076 | 0.051804 | 0 | 0 | 0 | 0 | 0.0012162 | 0 | 0 | 0 | 0 | 0 | 0 | 1.2768e-06 | 0 | 1.2768e-06 | 1.216e-06 | 0 | 1.216e-06
[79 empty] | WLDFR | HFTD - Distribution - Tier 3 - 3QU CoRE ¦ 1QU LoRE | Red Flag Warning - Small Fires | 2052 | 0 | 0 | 0 | 1.2151e-05 | 0.10007 | 0.04626 | 0.0020076 | 0.051804 | 0 | 0 | 0 | 0 | 0.0012162 | 0 | 0 | 0 | 0 | 0 | 0 | 0 | 0 | 0 | 1.216e-06 | 0 | 1.216e-06
[79 empty] | WLDFR | HFTD - Distribution - Tier 3 - 3QU CoRE ¦ 1QU LoRE | Seismic - Non-Red Flag Warning - Catastrophic Fires | 2020 | 1.284e-12 | 0 | 0 | 0 | 21083.8428 | 409.2237 | 13469.0878 | 7205.5313 | 0 | 0 | 0 | 0 | 2.1215e-10 | 2.7071e-08 | 0 | 2.7071e-08 | 0 | 0 | 0 | 0 | 0 | 0 | 0 | 0 | 0
[79 empty] | WLDFR | HFTD - Distribution - Tier 3 - 3QU CoRE ¦ 1QU LoRE | Seismic - Non-Red Flag Warning - Catastrophic Fires | 2021 | 0 | 1.3558e-12 | 0 | 0 | 21083.8428 | 409.2237 | 13469.0878 | 7205.5313 | 0 | 0 | 0 | 0 | 2.1215e-10 | 0 | 0 | 0 | 2.8585e-08 | 0 | 2.8585e-08 | 0 | 0 | 0 | 0 | 0 | 0
[79 empty] | WLDFR | HFTD - Distribution - Tier 3 - 3QU CoRE ¦ 1QU LoRE | Seismic - Non-Red Flag Warning - Catastrophic Fires | 2022 | 0 | 0 | 1.3651e-12 | 0 | 21083.8428 | 409.2237 | 13469.0878 | 7205.5313 | 0 | 0 | 0 | 0 | 2.2412e-10 | 0 | 0 | 0 | 0 | 0 | 0 | 2.8782e-08 | 0 | 2.8782e-08 | 0 | 0 | 0
[79 empty] | WLDFR | HFTD - Distribution - Tier 3 - 3QU CoRE ¦ 1QU LoRE | Seismic - Non-Red Flag Warning - Catastrophic Fires | 2023 | 0 | 0 | 0 | 1.3001e-12 | 21835.9781 | 428.6023 | 13939.561 | 7467.8148 | 0 | 0 | 0 | 0 | 2.2412e-10 | 0 | 0 | 0 | 0 | 0 | 0 | 0 | 0 | 0 | 2.8389e-08 | 0 | 2.8389e-08
[79 empty] | WLDFR | HFTD - Distribution - Tier 3 - 3QU CoRE ¦ 1QU LoRE | Seismic - Red Flag Warning - Catastrophic Fires | 2020 | 5.5365e-11 | 0 | 0 | 0 | 21083.8428 | 409.2237 | 13469.0878 | 7205.5313 | 0 | 0 | 0 | 0 | 9.1478e-09 | 1.1673e-06 | 0 | 1.1673e-06 | 0 | 0 | 0 | 0 | 0 | 0 | 0 | 0 | 0
[79 empty] | WLDFR | HFTD - Distribution - Tier 3 - 3QU CoRE ¦ 1QU LoRE | Seismic - Red Flag Warning - Catastrophic Fires | 2021 | 0 | 5.846e-11 | 0 | 0 | 21083.8428 | 409.2237 | 13469.0878 | 7205.5313 | 0 | 0 | 0 | 0 | 9.1478e-09 | 0 | 0 | 0 | 1.2326e-06 | 0 | 1.2326e-06 | 0 | 0 | 0 | 0 | 0 | 0
[79 empty] | WLDFR | HFTD - Distribution - Tier 3 - 3QU CoRE ¦ 1QU LoRE | Seismic - Red Flag Warning - Catastrophic Fires | 2022 | 0 | 0 | 5.8863e-11 | 0 | 21083.8428 | 409.2237 | 13469.0878 | 7205.5313 | 0 | 0 | 0 | 0 | 9.664e-09 | 0 | 0 | 0 | 0 | 0 | 0 | 1.2411e-06 | 0 | 1.2411e-06 | 0 | 0 | 0
[79 empty] | WLDFR | HFTD - Distribution - Tier 3 - 3QU CoRE ¦ 1QU LoRE | Seismic - Red Flag Warning - Catastrophic Fires | 2023 | 0 | 0 | 0 | 5.606e-11 | 21835.9781 | 428.6023 | 13939.561 | 7467.8148 | 0 | 0 | 0 | 0 | 9.664e-09 | 0 | 0 | 0 | 0 | 0 | 0 | 0 | 0 | 0 | 1.2241e-06 | 0 | 1.2241e-06
[79 empty] | WLDFR | HFTD - Distribution - Tier 3 - 3QU CoRE ¦ 2QU LoRE | Non-Red Flag Warning - Catastrophic Fires | 2020 | 5.7986e-09 | 0 | 0 | 0 | 14146.1306 | 222.2294 | 8585.7228 | 5338.1784 | 0 | 0 | 0 | 0 | 1.2722e-06 | 8.2028e-05 | 0 | 8.2028e-05 | 0 | 0 | 0 | 0 | 0 | 0 | 0 | 0 | 0
[79 empty] | WLDFR | HFTD - Distribution - Tier 3 - 3QU CoRE ¦ 2QU LoRE | Non-Red Flag Warning - Catastrophic Fires | 2021 | 3.2031e-09 | 6.1228e-09 | 0 | 0 | 14146.1306 | 222.2294 | 8585.7228 | 5338.1784 | 0 | 0 | 0 | 0 | 1.2722e-06 | 4.5312e-05 | 0 | 4.5312e-05 | 8.6614e-05 | 0 | 8.6614e-05 | 0 | 0 | 0 | 0 | 0 | 0
[79 empty] | WLDFR | HFTD - Distribution - Tier 3 - 3QU CoRE ¦ 2QU LoRE | Non-Red Flag Warning - Catastrophic Fires | 2022 | 2.7005e-09 | 2.8515e-09 | 5.508e-09 | 0 | 14146.1306 | 222.2294 | 8585.7228 | 5338.1784 | 0 | 0 | 0 | 0 | 1.2967e-06 | 3.8202e-05 | 0 | 3.8202e-05 | 4.0338e-05 | 0 | 4.0338e-05 | 7.7916e-05 | 0 | 7.7916e-05 | 0 | 0 | 0
[79 empty] | WLDFR | HFTD - Distribution - Tier 3 - 3QU CoRE ¦ 2QU LoRE | Non-Red Flag Warning - Catastrophic Fires | 2023 | 2.7005e-09 | 2.8515e-09 | 2.8168e-09 | 5.2457e-09 | 14664.6376 | 233.2301 | 8896.516 | 5534.8915 | 0 | 0 | 0 | 0 | 1.2967e-06 | 3.9603e-05 | 0 | 3.9603e-05 | 4.1817e-05 | 0 | 4.1817e-05 | 4.1307e-05 | 0 | 4.1307e-05 | 7.6926e-05 | 0 | 7.6926e-05
[79 empty] | WLDFR | HFTD - Distribution - Tier 3 - 3QU CoRE ¦ 2QU LoRE | Non-Red Flag Warning - Catastrophic Fires | 2024 | 2.7005e-09 | 2.8515e-09 | 2.8168e-09 | 2.6826e-09 | 14664.6376 | 233.2301 | 8896.516 | 5534.8915 | 0 | 0 | 0 | 0 | 1.2967e-06 | 3.9603e-05 | 0 | 3.9603e-05 | 4.1817e-05 | 0 | 4.1817e-05 | 4.1307e-05 | 0 | 4.1307e-05 | 3.934e-05 | 0 | 3.934e-05
[79 empty] | WLDFR | HFTD - Distribution - Tier 3 - 3QU CoRE ¦ 2QU LoRE | Non-Red Flag Warning - Catastrophic Fires | 2025 | 2.7005e-09 | 2.8515e-09 | 2.8168e-09 | 2.6826e-09 | 14664.6376 | 233.2301 | 8896.516 | 5534.8915 | 0 | 0 | 0 | 0 | 1.2967e-06 | 3.9603e-05 | 0 | 3.9603e-05 | 4.1817e-05 | 0 | 4.1817e-05 | 4.1307e-05 | 0 | 4.1307e-05 | 3.934e-05 | 0 | 3.934e-05
[79 empty] | WLDFR | HFTD - Distribution - Tier 3 - 3QU CoRE ¦ 2QU LoRE | Non-Red Flag Warning - Catastrophic Fires | 2026 | 2.7005e-09 | 2.8515e-09 | 2.8168e-09 | 2.6826e-09 | 14664.6376 | 233.2301 | 8896.516 | 5534.8915 | 0 | 0 | 0 | 0 | 1.2967e-06 | 3.9603e-05 | 0 | 3.9603e-05 | 4.1817e-05 | 0 | 4.1817e-05 | 4.1307e-05 | 0 | 4.1307e-05 | 3.934e-05 | 0 | 3.934e-05
[79 empty] | WLDFR | HFTD - Distribution - Tier 3 - 3QU CoRE ¦ 2QU LoRE | Non-Red Flag Warning - Catastrophic Fires | 2027 | 2.7005e-09 | 2.8515e-09 | 2.8168e-09 | 2.6826e-09 | 14664.6376 | 233.2301 | 8896.516 | 5534.8915 | 0 | 0 | 0 | 0 | 1.2967e-06 | 3.9603e-05 | 0 | 3.9603e-05 | 4.1817e-05 | 0 | 4.1817e-05 | 4.1307e-05 | 0 | 4.1307e-05 | 3.934e-05 | 0 | 3.934e-05
[79 empty] | WLDFR | HFTD - Distribution - Tier 3 - 3QU CoRE ¦ 2QU LoRE | Non-Red Flag Warning - Catastrophic Fires | 2028 | 2.7005e-09 | 2.8515e-09 | 2.8168e-09 | 2.6826e-09 | 15317.9909 | 247.273 | 9287.6491 | 5783.0689 | 0 | 0 | 0 | 0 | 1.2967e-06 | 4.1367e-05 | 0 | 4.1367e-05 | 4.368e-05 | 0 | 4.368e-05 | 4.3147e-05 | 0 | 4.3147e-05 | 4.1093e-05 | 0 | 4.1093e-05
[79 empty] | WLDFR | HFTD - Distribution - Tier 3 - 3QU CoRE ¦ 2QU LoRE | Non-Red Flag Warning - Catastrophic Fires | 2029 | 2.7005e-09 | 2.8515e-09 | 2.8168e-09 | 2.6826e-09 | 15317.9909 | 247.273 | 9287.6491 | 5783.0689 | 0 | 0 | 0 | 0 | 1.2967e-06 | 4.1367e-05 | 0 | 4.1367e-05 | 4.368e-05 | 0 | 4.368e-05 | 4.3147e-05 | 0 | 4.3147e-05 | 4.1093e-05 | 0 | 4.1093e-05
[79 empty] | WLDFR | HFTD - Distribution - Tier 3 - 3QU CoRE ¦ 2QU LoRE | Non-Red Flag Warning - Catastrophic Fires | 2030 | 2.7005e-09 | 2.8515e-09 | 2.8168e-09 | 2.6826e-09 | 15317.9909 | 247.273 | 9287.6491 | 5783.0689 | 0 | 0 | 0 | 0 | 1.2967e-06 | 4.1367e-05 | 0 | 4.1367e-05 | 4.368e-05 | 0 | 4.368e-05 | 4.3147e-05 | 0 | 4.3147e-05 | 4.1093e-05 | 0 | 4.1093e-05
[79 empty] | WLDFR | HFTD - Distribution - Tier 3 - 3QU CoRE ¦ 2QU LoRE | Non-Red Flag Warning - Catastrophic Fires | 2031 | 2.7005e-09 | 2.8515e-09 | 2.8168e-09 | 2.6826e-09 | 15317.9909 | 247.273 | 9287.6491 | 5783.0689 | 0 | 0 | 0 | 0 | 1.2967e-06 | 4.1367e-05 | 0 | 4.1367e-05 | 4.368e-05 | 0 | 4.368e-05 | 4.3147e-05 | 0 | 4.3147e-05 | 4.1093e-05 | 0 | 4.1093e-05
[79 empty] | WLDFR | HFTD - Distribution - Tier 3 - 3QU CoRE ¦ 2QU LoRE | Non-Red Flag Warning - Catastrophic Fires | 2032 | 2.7005e-09 | 2.8515e-09 | 2.8168e-09 | 2.6826e-09 | 15317.9909 | 247.273 | 9287.6491 | 5783.0689 | 0 | 0 | 0 | 0 | 1.2967e-06 | 4.1367e-05 | 0 | 4.1367e-05 | 4.368e-05 | 0 | 4.368e-05 | 4.3147e-05 | 0 | 4.3147e-05 | 4.1093e-05 | 0 | 4.1093e-05
[79 empty] | WLDFR | HFTD - Distribution - Tier 3 - 3QU CoRE ¦ 2QU LoRE | Non-Red Flag Warning - Catastrophic Fires | 2033 | 2.7005e-09 | 2.8515e-09 | 2.8168e-09 | 2.6826e-09 | 16044.1264 | 263.1074 | 9721.74 | 6059.2791 | 0 | 0 | 0 | 0 | 1.2967e-06 | 4.3328e-05 | 0 | 4.3328e-05 | 4.575e-05 | 0 | 4.575e-05 | 4.5193e-05 | 0 | 4.5193e-05 | 4.3041e-05 | 0 | 4.3041e-05
[79 empty] | WLDFR | HFTD - Distribution - Tier 3 - 3QU CoRE ¦ 2QU LoRE | Non-Red Flag Warning - Catastrophic Fires | 2034 | 2.7005e-09 | 2.8515e-09 | 2.8168e-09 | 2.6826e-09 | 16044.1264 | 263.1074 | 9721.74 | 6059.2791 | 0 | 0 | 0 | 0 | 1.2967e-06 | 4.3328e-05 | 0 | 4.3328e-05 | 4.575e-05 | 0 | 4.575e-05 | 4.5193e-05 | 0 | 4.5193e-05 | 4.3041e-05 | 0 | 4.3041e-05
[79 empty] | WLDFR | HFTD - Distribution - Tier 3 - 3QU CoRE ¦ 2QU LoRE | Non-Red Flag Warning - Catastrophic Fires | 2035 | 2.7005e-09 | 2.8515e-09 | 2.8168e-09 | 2.6826e-09 | 16044.1264 | 263.1074 | 9721.74 | 6059.2791 | 0 | 0 | 0 | 0 | 1.2967e-06 | 4.3328e-05 | 0 | 4.3328e-05 | 4.575e-05 | 0 | 4.575e-05 | 4.5193e-05 | 0 | 4.5193e-05 | 4.3041e-05 | 0 | 4.3041e-05
[79 empty] | WLDFR | HFTD - Distribution - Tier 3 - 3QU CoRE ¦ 2QU LoRE | Non-Red Flag Warning - Catastrophic Fires | 2036 | 2.7005e-09 | 2.8515e-09 | 2.8168e-09 | 2.6826e-09 | 16044.1264 | 263.1074 | 9721.74 | 6059.2791 | 0 | 0 | 0 | 0 | 1.2967e-06 | 4.3328e-05 | 0 | 4.3328e-05 | 4.575e-05 | 0 | 4.575e-05 | 4.5193e-05 | 0 | 4.5193e-05 | 4.3041e-05 | 0 | 4.3041e-05
[79 empty] | WLDFR | HFTD - Distribution - Tier 3 - 3QU CoRE ¦ 2QU LoRE | Non-Red Flag Warning - Catastrophic Fires | 2037 | 2.7005e-09 | 2.8515e-09 | 2.8168e-09 | 2.6826e-09 | 16044.1264 | 263.1074 | 9721.74 | 6059.2791 | 0 | 0 | 0 | 0 | 1.2967e-06 | 4.3328e-05 | 0 | 4.3328e-05 | 4.575e-05 | 0 | 4.575e-05 | 4.5193e-05 | 0 | 4.5193e-05 | 4.3041e-05 | 0 | 4.3041e-05
[79 empty] | WLDFR | HFTD - Distribution - Tier 3 - 3QU CoRE ¦ 2QU LoRE | Non-Red Flag Warning - Catastrophic Fires | 2038 | 2.7005e-09 | 2.8515e-09 | 2.8168e-09 | 2.6826e-09 | 16832.3912 | 280.5544 | 10192.2718 | 6359.5651 | 0 | 0 | 0 | 0 | 1.2967e-06 | 4.5457e-05 | 0 | 4.5457e-05 | 4.7998e-05 | 0 | 4.7998e-05 | 4.7413e-05 | 0 | 4.7413e-05 | 4.5155e-05 | 0 | 4.5155e-05
[79 empty] | WLDFR | HFTD - Distribution - Tier 3 - 3QU CoRE ¦ 2QU LoRE | Non-Red Flag Warning - Catastrophic Fires | 2039 | 2.7005e-09 | 2.8515e-09 | 2.8168e-09 | 2.6826e-09 | 16832.3912 | 280.5544 | 10192.2718 | 6359.5651 | 0 | 0 | 0 | 0 | 1.2967e-06 | 4.5457e-05 | 0 | 4.5457e-05 | 4.7998e-05 | 0 | 4.7998e-05 | 4.7413e-05 | 0 | 4.7413e-05 | 4.5155e-05 | 0 | 4.5155e-05
[79 empty] | WLDFR | HFTD - Distribution - Tier 3 - 3QU CoRE ¦ 2QU LoRE | Non-Red Flag Warning - Catastrophic Fires | 2040 | 2.7005e-09 | 2.8515e-09 | 2.8168e-09 | 2.6826e-09 | 16832.3912 | 280.5544 | 10192.2718 | 6359.5651 | 0 | 0 | 0 | 0 | 1.2967e-06 | 4.5457e-05 | 0 | 4.5457e-05 | 4.7998e-05 | 0 | 4.7998e-05 | 4.7413e-05 | 0 | 4.7413e-05 | 4.5155e-05 | 0 | 4.5155e-05
[79 empty] | WLDFR | HFTD - Distribution - Tier 3 - 3QU CoRE ¦ 2QU LoRE | Non-Red Flag Warning - Catastrophic Fires | 2041 | 2.7005e-09 | 2.8515e-09 | 2.8168e-09 | 2.6826e-09 | 16832.3912 | 280.5544 | 10192.2718 | 6359.5651 | 0 | 0 | 0 | 0 | 1.2967e-06 | 4.5457e-05 | 0 | 4.5457e-05 | 4.7998e-05 | 0 | 4.7998e-05 | 4.7413e-05 | 0 | 4.7413e-05 | 4.5155e-05 | 0 | 4.5155e-05
[79 empty] | WLDFR | HFTD - Distribution - Tier 3 - 3QU CoRE ¦ 2QU LoRE | Non-Red Flag Warning - Catastrophic Fires | 2042 | 2.7005e-09 | 2.8515e-09 | 2.8168e-09 | 2.6826e-09 | 16832.3912 | 280.5544 | 10192.2718 | 6359.5651 | 0 | 0 | 0 | 0 | 1.2967e-06 | 4.5457e-05 | 0 | 4.5457e-05 | 4.7998e-05 | 0 | 4.7998e-05 | 4.7413e-05 | 0 | 4.7413e-05 | 4.5155e-05 | 0 | 4.5155e-05
[79 empty] | WLDFR | HFTD - Distribution - Tier 3 - 3QU CoRE ¦ 2QU LoRE | Non-Red Flag Warning - Catastrophic Fires | 2043 | 2.7005e-09 | 2.8515e-09 | 2.8168e-09 | 2.6826e-09 | 17672.0852 | 299.42 | 10692.7362 | 6679.929 | 0 | 0 | 0 | 0 | 1.2967e-06 | 4.7724e-05 | 0 | 4.7724e-05 | 5.0393e-05 | 0 | 5.0393e-05 | 4.9778e-05 | 0 | 4.9778e-05 | 4.7408e-05 | 0 | 4.7408e-05
[79 empty] | WLDFR | HFTD - Distribution - Tier 3 - 3QU CoRE ¦ 2QU LoRE | Non-Red Flag Warning - Catastrophic Fires | 2044 | 2.7005e-09 | 2.8515e-09 | 2.8168e-09 | 2.6826e-09 | 17672.0852 | 299.42 | 10692.7362 | 6679.929 | 0 | 0 | 0 | 0 | 1.2967e-06 | 4.7724e-05 | 0 | 4.7724e-05 | 5.0393e-05 | 0 | 5.0393e-05 | 4.9778e-05 | 0 | 4.9778e-05 | 4.7408e-05 | 0 | 4.7408e-05
[79 empty] | WLDFR | HFTD - Distribution - Tier 3 - 3QU CoRE ¦ 2QU LoRE | Non-Red Flag Warning - Catastrophic Fires | 2045 | 2.7005e-09 | 2.8515e-09 | 2.8168e-09 | 2.6826e-09 | 17672.0852 | 299.42 | 10692.7362 | 6679.929 | 0 | 0 | 0 | 0 | 1.2967e-06 | 4.7724e-05 | 0 | 4.7724e-05 | 5.0393e-05 | 0 | 5.0393e-05 | 4.9778e-05 | 0 | 4.9778e-05 | 4.7408e-05 | 0 | 4.7408e-05
[79 empty] | WLDFR | HFTD - Distribution - Tier 3 - 3QU CoRE ¦ 2QU LoRE | Non-Red Flag Warning - Catastrophic Fires | 2046 | 2.7005e-09 | 2.8515e-09 | 2.8168e-09 | 2.6826e-09 | 17672.0852 | 299.42 | 10692.7362 | 6679.929 | 0 | 0 | 0 | 0 | 1.2967e-06 | 4.7724e-05 | 0 | 4.7724e-05 | 5.0393e-05 | 0 | 5.0393e-05 | 4.9778e-05 | 0 | 4.9778e-05 | 4.7408e-05 | 0 | 4.7408e-05
[79 empty] | WLDFR | HFTD - Distribution - Tier 3 - 3QU CoRE ¦ 2QU LoRE | Non-Red Flag Warning - Catastrophic Fires | 2047 | 2.7005e-09 | 2.8515e-09 | 2.8168e-09 | 2.6826e-09 | 17672.0852 | 299.42 | 10692.7362 | 6679.929 | 0 | 0 | 0 | 0 | 1.2967e-06 | 4.7724e-05 | 0 | 4.7724e-05 | 5.0393e-05 | 0 | 5.0393e-05 | 4.9778e-05 | 0 | 4.9778e-05 | 4.7408e-05 | 0 | 4.7408e-05
[79 empty] | WLDFR | HFTD - Distribution - Tier 3 - 3QU CoRE ¦ 2QU LoRE | Non-Red Flag Warning - Catastrophic Fires | 2048 | 2.7005e-09 | 2.8515e-09 | 2.8168e-09 | 2.6826e-09 | 18552.3348 | 319.4911 | 11216.5626 | 7016.281 | 0 | 0 | 0 | 0 | 1.2967e-06 | 5.0101e-05 | 0 | 5.0101e-05 | 5.2903e-05 | 0 | 5.2903e-05 | 5.2258e-05 | 0 | 5.2258e-05 | 4.9769e-05 | 0 | 4.9769e-05
[79 empty] | WLDFR | HFTD - Distribution - Tier 3 - 3QU CoRE ¦ 2QU LoRE | Non-Red Flag Warning - Catastrophic Fires | 2049 | 2.7005e-09 | 2.8515e-09 | 2.8168e-09 | 2.6826e-09 | 18552.3348 | 319.4911 | 11216.5626 | 7016.281 | 0 | 0 | 0 | 0 | 1.2967e-06 | 5.0101e-05 | 0 | 5.0101e-05 | 5.2903e-05 | 0 | 5.2903e-05 | 5.2258e-05 | 0 | 5.2258e-05 | 4.9769e-05 | 0 | 4.9769e-05
[79 empty] | WLDFR | HFTD - Distribution - Tier 3 - 3QU CoRE ¦ 2QU LoRE | Non-Red Flag Warning - Catastrophic Fires | 2050 | 0 | 2.8515e-09 | 2.8168e-09 | 2.6826e-09 | 18552.3348 | 319.4911 | 11216.5626 | 7016.281 | 0 | 0 | 0 | 0 | 1.2967e-06 | 0 | 0 | 0 | 5.2903e-05 | 0 | 5.2903e-05 | 5.2258e-05 | 0 | 5.2258e-05 | 4.9769e-05 | 0 | 4.9769e-05
[79 empty] | WLDFR | HFTD - Distribution - Tier 3 - 3QU CoRE ¦ 2QU LoRE | Non-Red Flag Warning - Catastrophic Fires | 2051 | 0 | 0 | 2.8168e-09 | 2.6826e-09 | 18552.3348 | 319.4911 | 11216.5626 | 7016.281 | 0 | 0 | 0 | 0 | 1.2967e-06 | 0 | 0 | 0 | 0 | 0 | 0 | 5.2258e-05 | 0 | 5.2258e-05 | 4.9769e-05 | 0 | 4.9769e-05
[79 empty] | WLDFR | HFTD - Distribution - Tier 3 - 3QU CoRE ¦ 2QU LoRE | Non-Red Flag Warning - Catastrophic Fires | 2052 | 0 | 0 | 0 | 2.6826e-09 | 18552.3348 | 319.4911 | 11216.5626 | 7016.281 | 0 | 0 | 0 | 0 | 1.2967e-06 | 0 | 0 | 0 | 0 | 0 | 0 | 0 | 0 | 0 | 4.9769e-05 | 0 | 4.9769e-05
[79 empty] | WLDFR | HFTD - Distribution - Tier 3 - 3QU CoRE ¦ 2QU LoRE | Non-Red Flag Warning - Destructive Fires | 2020 | 1.4407e-08 | 0 | 0 | 0 | 8807.9522 | 222.2294 | 8585.7228 | 0 | 0 | 0 | 0 | 0 | 1.5849e-06 | 0.00012689 | 0 | 0.00012689 | 0 | 0 | 0 | 0 | 0 | 0 | 0 | 0 | 0
[79 empty] | WLDFR | HFTD - Distribution - Tier 3 - 3QU CoRE ¦ 2QU LoRE | Non-Red Flag Warning - Destructive Fires | 2021 | 7.9578e-09 | 1.5212e-08 | 0 | 0 | 8807.9522 | 222.2294 | 8585.7228 | 0 | 0 | 0 | 0 | 0 | 1.5849e-06 | 7.0092e-05 | 0 | 7.0092e-05 | 0.00013399 | 0 | 0.00013399 | 0 | 0 | 0 | 0 | 0 | 0
[79 empty] | WLDFR | HFTD - Distribution - Tier 3 - 3QU CoRE ¦ 2QU LoRE | Non-Red Flag Warning - Destructive Fires | 2022 | 6.7025e-09 | 7.0772e-09 | 1.3649e-08 | 0 | 8807.9522 | 222.2294 | 8585.7228 | 0 | 0 | 0 | 0 | 0 | 1.6136e-06 | 5.9035e-05 | 0 | 5.9035e-05 | 6.2336e-05 | 0 | 6.2336e-05 | 0.00012022 | 0 | 0.00012022 | 0 | 0 | 0
[79 empty] | WLDFR | HFTD - Distribution - Tier 3 - 3QU CoRE ¦ 2QU LoRE | Non-Red Flag Warning - Destructive Fires | 2023 | 6.7025e-09 | 7.0772e-09 | 6.9909e-09 | 1.2999e-08 | 9129.7461 | 233.2301 | 8896.516 | 0 | 0 | 0 | 0 | 0 | 1.6136e-06 | 6.1192e-05 | 0 | 6.1192e-05 | 6.4613e-05 | 0 | 6.4613e-05 | 6.3826e-05 | 0 | 6.3826e-05 | 0.00011867 | 0 | 0.00011867
[79 empty] | WLDFR | HFTD - Distribution - Tier 3 - 3QU CoRE ¦ 2QU LoRE | Non-Red Flag Warning - Destructive Fires | 2024 | 6.7025e-09 | 7.0772e-09 | 6.9909e-09 | 6.658e-09 | 9129.7461 | 233.2301 | 8896.516 | 0 | 0 | 0 | 0 | 0 | 1.6136e-06 | 6.1192e-05 | 0 | 6.1192e-05 | 6.4613e-05 | 0 | 6.4613e-05 | 6.3826e-05 | 0 | 6.3826e-05 | 6.0786e-05 | 0 | 6.0786e-05
[79 empty] | WLDFR | HFTD - Distribution - Tier 3 - 3QU CoRE ¦ 2QU LoRE | Non-Red Flag Warning - Destructive Fires | 2025 | 6.7025e-09 | 7.0772e-09 | 6.9909e-09 | 6.658e-09 | 9129.7461 | 233.2301 | 8896.516 | 0 | 0 | 0 | 0 | 0 | 1.6136e-06 | 6.1192e-05 | 0 | 6.1192e-05 | 6.4613e-05 | 0 | 6.4613e-05 | 6.3826e-05 | 0 | 6.3826e-05 | 6.0786e-05 | 0 | 6.0786e-05
[79 empty] | WLDFR | HFTD - Distribution - Tier 3 - 3QU CoRE ¦ 2QU LoRE | Non-Red Flag Warning - Destructive Fires | 2026 | 6.7025e-09 | 7.0772e-09 | 6.9909e-09 | 6.658e-09 | 9129.7461 | 233.2301 | 8896.516 | 0 | 0 | 0 | 0 | 0 | 1.6136e-06 | 6.1192e-05 | 0 | 6.1192e-05 | 6.4613e-05 | 0 | 6.4613e-05 | 6.3826e-05 | 0 | 6.3826e-05 | 6.0786e-05 | 0 | 6.0786e-05
[79 empty] | WLDFR | HFTD - Distribution - Tier 3 - 3QU CoRE ¦ 2QU LoRE | Non-Red Flag Warning - Destructive Fires | 2027 | 6.7025e-09 | 7.0772e-09 | 6.9909e-09 | 6.658e-09 | 9129.7461 | 233.2301 | 8896.516 | 0 | 0 | 0 | 0 | 0 | 1.6136e-06 | 6.1192e-05 | 0 | 6.1192e-05 | 6.4613e-05 | 0 | 6.4613e-05 | 6.3826e-05 | 0 | 6.3826e-05 | 6.0786e-05 | 0 | 6.0786e-05
[79 empty] | WLDFR | HFTD - Distribution - Tier 3 - 3QU CoRE ¦ 2QU LoRE | Non-Red Flag Warning - Destructive Fires | 2028 | 6.7025e-09 | 7.0772e-09 | 6.9909e-09 | 6.658e-09 | 9534.9221 | 247.273 | 9287.6491 | 0 | 0 | 0 | 0 | 0 | 1.6136e-06 | 6.3908e-05 | 0 | 6.3908e-05 | 6.7481e-05 | 0 | 6.7481e-05 | 6.6658e-05 | 0 | 6.6658e-05 | 6.3484e-05 | 0 | 6.3484e-05
[79 empty] | WLDFR | HFTD - Distribution - Tier 3 - 3QU CoRE ¦ 2QU LoRE | Non-Red Flag Warning - Destructive Fires | 2029 | 6.7025e-09 | 7.0772e-09 | 6.9909e-09 | 6.658e-09 | 9534.9221 | 247.273 | 9287.6491 | 0 | 0 | 0 | 0 | 0 | 1.6136e-06 | 6.3908e-05 | 0 | 6.3908e-05 | 6.7481e-05 | 0 | 6.7481e-05 | 6.6658e-05 | 0 | 6.6658e-05 | 6.3484e-05 | 0 | 6.3484e-05
[79 empty] | WLDFR | HFTD - Distribution - Tier 3 - 3QU CoRE ¦ 2QU LoRE | Non-Red Flag Warning - Destructive Fires | 2030 | 6.7025e-09 | 7.0772e-09 | 6.9909e-09 | 6.658e-09 | 9534.9221 | 247.273 | 9287.6491 | 0 | 0 | 0 | 0 | 0 | 1.6136e-06 | 6.3908e-05 | 0 | 6.3908e-05 | 6.7481e-05 | 0 | 6.7481e-05 | 6.6658e-05 | 0 | 6.6658e-05 | 6.3484e-05 | 0 | 6.3484e-05
[79 empty] | WLDFR | HFTD - Distribution - Tier 3 - 3QU CoRE ¦ 2QU LoRE | Non-Red Flag Warning - Destructive Fires | 2031 | 6.7025e-09 | 7.0772e-09 | 6.9909e-09 | 6.658e-09 | 9534.9221 | 247.273 | 9287.6491 | 0 | 0 | 0 | 0 | 0 | 1.6136e-06 | 6.3908e-05 | 0 | 6.3908e-05 | 6.7481e-05 | 0 | 6.7481e-05 | 6.6658e-05 | 0 | 6.6658e-05 | 6.3484e-05 | 0 | 6.3484e-05
[79 empty] | WLDFR | HFTD - Distribution - Tier 3 - 3QU CoRE ¦ 2QU LoRE | Non-Red Flag Warning - Destructive Fires | 2032 | 6.7025e-09 | 7.0772e-09 | 6.9909e-09 | 6.658e-09 | 9534.9221 | 247.273 | 9287.6491 | 0 | 0 | 0 | 0 | 0 | 1.6136e-06 | 6.3908e-05 | 0 | 6.3908e-05 | 6.7481e-05 | 0 | 6.7481e-05 | 6.6658e-05 | 0 | 6.6658e-05 | 6.3484e-05 | 0 | 6.3484e-05
[79 empty] | WLDFR | HFTD - Distribution - Tier 3 - 3QU CoRE ¦ 2QU LoRE | Non-Red Flag Warning - Destructive Fires | 2033 | 6.7025e-09 | 7.0772e-09 | 6.9909e-09 | 6.658e-09 | 9984.8474 | 263.1074 | 9721.74 | 0 | 0 | 0 | 0 | 0 | 1.6136e-06 | 6.6923e-05 | 0 | 6.6923e-05 | 7.0665e-05 | 0 | 7.0665e-05 | 6.9804e-05 | 0 | 6.9804e-05 | 6.648e-05 | 0 | 6.648e-05
[79 empty] | WLDFR | HFTD - Distribution - Tier 3 - 3QU CoRE ¦ 2QU LoRE | Non-Red Flag Warning - Destructive Fires | 2034 | 6.7025e-09 | 7.0772e-09 | 6.9909e-09 | 6.658e-09 | 9984.8474 | 263.1074 | 9721.74 | 0 | 0 | 0 | 0 | 0 | 1.6136e-06 | 6.6923e-05 | 0 | 6.6923e-05 | 7.0665e-05 | 0 | 7.0665e-05 | 6.9804e-05 | 0 | 6.9804e-05 | 6.648e-05 | 0 | 6.648e-05
[79 empty] | WLDFR | HFTD - Distribution - Tier 3 - 3QU CoRE ¦ 2QU LoRE | Non-Red Flag Warning - Destructive Fires | 2035 | 6.7025e-09 | 7.0772e-09 | 6.9909e-09 | 6.658e-09 | 9984.8474 | 263.1074 | 9721.74 | 0 | 0 | 0 | 0 | 0 | 1.6136e-06 | 6.6923e-05 | 0 | 6.6923e-05 | 7.0665e-05 | 0 | 7.0665e-05 | 6.9804e-05 | 0 | 6.9804e-05 | 6.648e-05 | 0 | 6.648e-05
[79 empty] | WLDFR | HFTD - Distribution - Tier 3 - 3QU CoRE ¦ 2QU LoRE | Non-Red Flag Warning - Destructive Fires | 2036 | 6.7025e-09 | 7.0772e-09 | 6.9909e-09 | 6.658e-09 | 9984.8474 | 263.1074 | 9721.74 | 0 | 0 | 0 | 0 | 0 | 1.6136e-06 | 6.6923e-05 | 0 | 6.6923e-05 | 7.0665e-05 | 0 | 7.0665e-05 | 6.9804e-05 | 0 | 6.9804e-05 | 6.648e-05 | 0 | 6.648e-05
[79 empty] | WLDFR | HFTD - Distribution - Tier 3 - 3QU CoRE ¦ 2QU LoRE | Non-Red Flag Warning - Destructive Fires | 2037 | 6.7025e-09 | 7.0772e-09 | 6.9909e-09 | 6.658e-09 | 9984.8474 | 263.1074 | 9721.74 | 0 | 0 | 0 | 0 | 0 | 1.6136e-06 | 6.6923e-05 | 0 | 6.6923e-05 | 7.0665e-05 | 0 | 7.0665e-05 | 6.9804e-05 | 0 | 6.9804e-05 | 6.648e-05 | 0 | 6.648e-05
[79 empty] | WLDFR | HFTD - Distribution - Tier 3 - 3QU CoRE ¦ 2QU LoRE | Non-Red Flag Warning - Destructive Fires | 2038 | 6.7025e-09 | 7.0772e-09 | 6.9909e-09 | 6.658e-09 | 10472.8261 | 280.5544 | 10192.2718 | 0 | 0 | 0 | 0 | 0 | 1.6136e-06 | 7.0194e-05 | 0 | 7.0194e-05 | 7.4119e-05 | 0 | 7.4119e-05 | 7.3215e-05 | 0 | 7.3215e-05 | 6.9729e-05 | 0 | 6.9729e-05
[79 empty] | WLDFR | HFTD - Distribution - Tier 3 - 3QU CoRE ¦ 2QU LoRE | Non-Red Flag Warning - Destructive Fires | 2039 | 6.7025e-09 | 7.0772e-09 | 6.9909e-09 | 6.658e-09 | 10472.8261 | 280.5544 | 10192.2718 | 0 | 0 | 0 | 0 | 0 | 1.6136e-06 | 7.0194e-05 | 0 | 7.0194e-05 | 7.4119e-05 | 0 | 7.4119e-05 | 7.3215e-05 | 0 | 7.3215e-05 | 6.9729e-05 | 0 | 6.9729e-05
[79 empty] | WLDFR | HFTD - Distribution - Tier 3 - 3QU CoRE ¦ 2QU LoRE | Non-Red Flag Warning - Destructive Fires | 2040 | 6.7025e-09 | 7.0772e-09 | 6.9909e-09 | 6.658e-09 | 10472.8261 | 280.5544 | 10192.2718 | 0 | 0 | 0 | 0 | 0 | 1.6136e-06 | 7.0194e-05 | 0 | 7.0194e-05 | 7.4119e-05 | 0 | 7.4119e-05 | 7.3215e-05 | 0 | 7.3215e-05 | 6.9729e-05 | 0 | 6.9729e-05
[79 empty] | WLDFR | HFTD - Distribution - Tier 3 - 3QU CoRE ¦ 2QU LoRE | Non-Red Flag Warning - Destructive Fires | 2041 | 6.7025e-09 | 7.0772e-09 | 6.9909e-09 | 6.658e-09 | 10472.8261 | 280.5544 | 10192.2718 | 0 | 0 | 0 | 0 | 0 | 1.6136e-06 | 7.0194e-05 | 0 | 7.0194e-05 | 7.4119e-05 | 0 | 7.4119e-05 | 7.3215e-05 | 0 | 7.3215e-05 | 6.9729e-05 | 0 | 6.9729e-05
[79 empty] | WLDFR | HFTD - Distribution - Tier 3 - 3QU CoRE ¦ 2QU LoRE | Non-Red Flag Warning - Destructive Fires | 2042 | 6.7025e-09 | 7.0772e-09 | 6.9909e-09 | 6.658e-09 | 10472.8261 | 280.5544 | 10192.2718 | 0 | 0 | 0 | 0 | 0 | 1.6136e-06 | 7.0194e-05 | 0 | 7.0194e-05 | 7.4119e-05 | 0 | 7.4119e-05 | 7.3215e-05 | 0 | 7.3215e-05 | 6.9729e-05 | 0 | 6.9729e-05
[79 empty] | WLDFR | HFTD - Distribution - Tier 3 - 3QU CoRE ¦ 2QU LoRE | Non-Red Flag Warning - Destructive Fires | 2043 | 6.7025e-09 | 7.0772e-09 | 6.9909e-09 | 6.658e-09 | 10992.1562 | 299.42 | 10692.7362 | 0 | 0 | 0 | 0 | 0 | 1.6136e-06 | 7.3675e-05 | 0 | 7.3675e-05 | 7.7794e-05 | 0 | 7.7794e-05 | 7.6846e-05 | 0 | 7.6846e-05 | 7.3186e-05 | 0 | 7.3186e-05
[79 empty] | WLDFR | HFTD - Distribution - Tier 3 - 3QU CoRE ¦ 2QU LoRE | Non-Red Flag Warning - Destructive Fires | 2044 | 6.7025e-09 | 7.0772e-09 | 6.9909e-09 | 6.658e-09 | 10992.1562 | 299.42 | 10692.7362 | 0 | 0 | 0 | 0 | 0 | 1.6136e-06 | 7.3675e-05 | 0 | 7.3675e-05 | 7.7794e-05 | 0 | 7.7794e-05 | 7.6846e-05 | 0 | 7.6846e-05 | 7.3186e-05 | 0 | 7.3186e-05
[79 empty] | WLDFR | HFTD - Distribution - Tier 3 - 3QU CoRE ¦ 2QU LoRE | Non-Red Flag Warning - Destructive Fires | 2045 | 6.7025e-09 | 7.0772e-09 | 6.9909e-09 | 6.658e-09 | 10992.1562 | 299.42 | 10692.7362 | 0 | 0 | 0 | 0 | 0 | 1.6136e-06 | 7.3675e-05 | 0 | 7.3675e-05 | 7.7794e-05 | 0 | 7.7794e-05 | 7.6846e-05 | 0 | 7.6846e-05 | 7.3186e-05 | 0 | 7.3186e-05
[79 empty] | WLDFR | HFTD - Distribution - Tier 3 - 3QU CoRE ¦ 2QU LoRE | Non-Red Flag Warning - Destructive Fires | 2046 | 6.7025e-09 | 7.0772e-09 | 6.9909e-09 | 6.658e-09 | 10992.1562 | 299.42 | 10692.7362 | 0 | 0 | 0 | 0 | 0 | 1.6136e-06 | 7.3675e-05 | 0 | 7.3675e-05 | 7.7794e-05 | 0 | 7.7794e-05 | 7.6846e-05 | 0 | 7.6846e-05 | 7.3186e-05 | 0 | 7.3186e-05
[79 empty] | WLDFR | HFTD - Distribution - Tier 3 - 3QU CoRE ¦ 2QU LoRE | Non-Red Flag Warning - Destructive Fires | 2047 | 6.7025e-09 | 7.0772e-09 | 6.9909e-09 | 6.658e-09 | 10992.1562 | 299.42 | 10692.7362 | 0 | 0 | 0 | 0 | 0 | 1.6136e-06 | 7.3675e-05 | 0 | 7.3675e-05 | 7.7794e-05 | 0 | 7.7794e-05 | 7.6846e-05 | 0 | 7.6846e-05 | 7.3186e-05 | 0 | 7.3186e-05
[79 empty] | WLDFR | HFTD - Distribution - Tier 3 - 3QU CoRE ¦ 2QU LoRE | Non-Red Flag Warning - Destructive Fires | 2048 | 6.7025e-09 | 7.0772e-09 | 6.9909e-09 | 6.658e-09 | 11536.0538 | 319.4911 | 11216.5626 | 0 | 0 | 0 | 0 | 0 | 1.6136e-06 | 7.732e-05 | 0 | 7.732e-05 | 8.1643e-05 | 0 | 8.1643e-05 | 8.0648e-05 | 0 | 8.0648e-05 | 7.6808e-05 | 0 | 7.6808e-05
[79 empty] | WLDFR | HFTD - Distribution - Tier 3 - 3QU CoRE ¦ 2QU LoRE | Non-Red Flag Warning - Destructive Fires | 2049 | 6.7025e-09 | 7.0772e-09 | 6.9909e-09 | 6.658e-09 | 11536.0538 | 319.4911 | 11216.5626 | 0 | 0 | 0 | 0 | 0 | 1.6136e-06 | 7.732e-05 | 0 | 7.732e-05 | 8.1643e-05 | 0 | 8.1643e-05 | 8.0648e-05 | 0 | 8.0648e-05 | 7.6808e-05 | 0 | 7.6808e-05
[79 empty] | WLDFR | HFTD - Distribution - Tier 3 - 3QU CoRE ¦ 2QU LoRE | Non-Red Flag Warning - Destructive Fires | 2050 | 0 | 7.0772e-09 | 6.9909e-09 | 6.658e-09 | 11536.0538 | 319.4911 | 11216.5626 | 0 | 0 | 0 | 0 | 0 | 1.6136e-06 | 0 | 0 | 0 | 8.1643e-05 | 0 | 8.1643e-05 | 8.0648e-05 | 0 | 8.0648e-05 | 7.6808e-05 | 0 | 7.6808e-05
[79 empty] | WLDFR | HFTD - Distribution - Tier 3 - 3QU CoRE ¦ 2QU LoRE | Non-Red Flag Warning - Destructive Fires | 2051 | 0 | 0 | 6.9909e-09 | 6.658e-09 | 11536.0538 | 319.4911 | 11216.5626 | 0 | 0 | 0 | 0 | 0 | 1.6136e-06 | 0 | 0 | 0 | 0 | 0 | 0 | 8.0648e-05 | 0 | 8.0648e-05 | 7.6808e-05 | 0 | 7.6808e-05
[79 empty] | WLDFR | HFTD - Distribution - Tier 3 - 3QU CoRE ¦ 2QU LoRE | Non-Red Flag Warning - Destructive Fires | 2052 | 0 | 0 | 0 | 6.658e-09 | 11536.0538 | 319.4911 | 11216.5626 | 0 | 0 | 0 | 0 | 0 | 1.6136e-06 | 0 | 0 | 0 | 0 | 0 | 0 | 0 | 0 | 0 | 7.6808e-05 | 0 | 7.6808e-05
[79 empty] | WLDFR | HFTD - Distribution - Tier 3 - 3QU CoRE ¦ 2QU LoRE | Non-Red Flag Warning - Large Fires | 2020 | 1.6918e-07 | 0 | 0 | 0 | 5.2406 | 0.69642 | 2.942 | 1.6022 | 0 | 0 | 0 | 0 | 1.6148e-05 | 8.8661e-07 | 0 | 8.8661e-07 | 0 | 0 | 0 | 0 | 0 | 0 | 0 | 0 | 0
[79 empty] | WLDFR | HFTD - Distribution - Tier 3 - 3QU CoRE ¦ 2QU LoRE | Non-Red Flag Warning - Large Fires | 2021 | 9.3866e-08 | 1.7864e-07 | 0 | 0 | 5.2406 | 0.69642 | 2.942 | 1.6022 | 0 | 0 | 0 | 0 | 1.6148e-05 | 4.9191e-07 | 0 | 4.9191e-07 | 9.3618e-07 | 0 | 9.3618e-07 | 0 | 0 | 0 | 0 | 0 | 0
[79 empty] | WLDFR | HFTD - Distribution - Tier 3 - 3QU CoRE ¦ 2QU LoRE | Non-Red Flag Warning - Large Fires | 2022 | 8.3778e-08 | 8.8462e-08 | 1.7231e-07 | 0 | 5.2406 | 0.69642 | 2.942 | 1.6022 | 0 | 0 | 0 | 0 | 1.7823e-05 | 4.3904e-07 | 0 | 4.3904e-07 | 4.6359e-07 | 0 | 4.6359e-07 | 9.03e-07 | 0 | 9.03e-07 | 0 | 0 | 0
[79 empty] | WLDFR | HFTD - Distribution - Tier 3 - 3QU CoRE ¦ 2QU LoRE | Non-Red Flag Warning - Large Fires | 2023 | 8.3778e-08 | 8.8462e-08 | 8.7383e-08 | 1.6411e-07 | 5.475 | 0.71896 | 3.0715 | 1.6846 | 0 | 0 | 0 | 0 | 1.7823e-05 | 4.5869e-07 | 0 | 4.5869e-07 | 4.8433e-07 | 0 | 4.8433e-07 | 4.7843e-07 | 0 | 4.7843e-07 | 8.9848e-07 | 0 | 8.9848e-07
[79 empty] | WLDFR | HFTD - Distribution - Tier 3 - 3QU CoRE ¦ 2QU LoRE | Non-Red Flag Warning - Large Fires | 2024 | 8.3778e-08 | 8.8462e-08 | 8.7383e-08 | 8.3222e-08 | 5.475 | 0.71896 | 3.0715 | 1.6846 | 0 | 0 | 0 | 0 | 1.7823e-05 | 4.5869e-07 | 0 | 4.5869e-07 | 4.8433e-07 | 0 | 4.8433e-07 | 4.7843e-07 | 0 | 4.7843e-07 | 4.5564e-07 | 0 | 4.5564e-07
[79 empty] | WLDFR | HFTD - Distribution - Tier 3 - 3QU CoRE ¦ 2QU LoRE | Non-Red Flag Warning - Large Fires | 2025 | 8.3778e-08 | 8.8462e-08 | 8.7383e-08 | 8.3222e-08 | 5.475 | 0.71896 | 3.0715 | 1.6846 | 0 | 0 | 0 | 0 | 1.7823e-05 | 4.5869e-07 | 0 | 4.5869e-07 | 4.8433e-07 | 0 | 4.8433e-07 | 4.7843e-07 | 0 | 4.7843e-07 | 4.5564e-07 | 0 | 4.5564e-07
[79 empty] | WLDFR | HFTD - Distribution - Tier 3 - 3QU CoRE ¦ 2QU LoRE | Non-Red Flag Warning - Large Fires | 2026 | 8.3778e-08 | 8.8462e-08 | 8.7383e-08 | 8.3222e-08 | 5.475 | 0.71896 | 3.0715 | 1.6846 | 0 | 0 | 0 | 0 | 1.7823e-05 | 4.5869e-07 | 0 | 4.5869e-07 | 4.8433e-07 | 0 | 4.8433e-07 | 4.7843e-07 | 0 | 4.7843e-07 | 4.5564e-07 | 0 | 4.5564e-07
[79 empty] | WLDFR | HFTD - Distribution - Tier 3 - 3QU CoRE ¦ 2QU LoRE | Non-Red Flag Warning - Large Fires | 2027 | 8.3778e-08 | 8.8462e-08 | 8.7383e-08 | 8.3222e-08 | 5.475 | 0.71896 | 3.0715 | 1.6846 | 0 | 0 | 0 | 0 | 1.7823e-05 | 4.5869e-07 | 0 | 4.5869e-07 | 4.8433e-07 | 0 | 4.8433e-07 | 4.7843e-07 | 0 | 4.7843e-07 | 4.5564e-07 | 0 | 4.5564e-07
[79 empty] | WLDFR | HFTD - Distribution - Tier 3 - 3QU CoRE ¦ 2QU LoRE | Non-Red Flag Warning - Large Fires | 2028 | 8.3778e-08 | 8.8462e-08 | 8.7383e-08 | 8.3222e-08 | 5.777 | 0.74734 | 3.238 | 1.7917 | 0 | 0 | 0 | 0 | 1.7823e-05 | 4.8399e-07 | 0 | 4.8399e-07 | 5.1105e-07 | 0 | 5.1105e-07 | 5.0481e-07 | 0 | 5.0481e-07 | 4.8078e-07 | 0 | 4.8078e-07
[79 empty] | WLDFR | HFTD - Distribution - Tier 3 - 3QU CoRE ¦ 2QU LoRE | Non-Red Flag Warning - Large Fires | 2029 | 8.3778e-08 | 8.8462e-08 | 8.7383e-08 | 8.3222e-08 | 5.777 | 0.74734 | 3.238 | 1.7917 | 0 | 0 | 0 | 0 | 1.7823e-05 | 4.8399e-07 | 0 | 4.8399e-07 | 5.1105e-07 | 0 | 5.1105e-07 | 5.0481e-07 | 0 | 5.0481e-07 | 4.8078e-07 | 0 | 4.8078e-07
[79 empty] | WLDFR | HFTD - Distribution - Tier 3 - 3QU CoRE ¦ 2QU LoRE | Non-Red Flag Warning - Large Fires | 2030 | 8.3778e-08 | 8.8462e-08 | 8.7383e-08 | 8.3222e-08 | 5.777 | 0.74734 | 3.238 | 1.7917 | 0 | 0 | 0 | 0 | 1.7823e-05 | 4.8399e-07 | 0 | 4.8399e-07 | 5.1105e-07 | 0 | 5.1105e-07 | 5.0481e-07 | 0 | 5.0481e-07 | 4.8078e-07 | 0 | 4.8078e-07
[79 empty] | WLDFR | HFTD - Distribution - Tier 3 - 3QU CoRE ¦ 2QU LoRE | Non-Red Flag Warning - Large Fires | 2031 | 8.3778e-08 | 8.8462e-08 | 8.7383e-08 | 8.3222e-08 | 5.777 | 0.74734 | 3.238 | 1.7917 | 0 | 0 | 0 | 0 | 1.7823e-05 | 4.8399e-07 | 0 | 4.8399e-07 | 5.1105e-07 | 0 | 5.1105e-07 | 5.0481e-07 | 0 | 5.0481e-07 | 4.8078e-07 | 0 | 4.8078e-07
[79 empty] | WLDFR | HFTD - Distribution - Tier 3 - 3QU CoRE ¦ 2QU LoRE | Non-Red Flag Warning - Large Fires | 2032 | 8.3778e-08 | 8.8462e-08 | 8.7383e-08 | 8.3222e-08 | 5.777 | 0.74734 | 3.238 | 1.7917 | 0 | 0 | 0 | 0 | 1.7823e-05 | 4.8399e-07 | 0 | 4.8399e-07 | 5.1105e-07 | 0 | 5.1105e-07 | 5.0481e-07 | 0 | 5.0481e-07 | 4.8078e-07 | 0 | 4.8078e-07
[79 empty] | WLDFR | HFTD - Distribution - Tier 3 - 3QU CoRE ¦ 2QU LoRE | Non-Red Flag Warning - Large Fires | 2033 | 8.3778e-08 | 8.8462e-08 | 8.7383e-08 | 8.3222e-08 | 6.1205 | 0.77885 | 3.4265 | 1.9151 | 0 | 0 | 0 | 0 | 1.7823e-05 | 5.1276e-07 | 0 | 5.1276e-07 | 5.4143e-07 | 0 | 5.4143e-07 | 5.3483e-07 | 0 | 5.3483e-07 | 5.0936e-07 | 0 | 5.0936e-07
[79 empty] | WLDFR | HFTD - Distribution - Tier 3 - 3QU CoRE ¦ 2QU LoRE | Non-Red Flag Warning - Large Fires | 2034 | 8.3778e-08 | 8.8462e-08 | 8.7383e-08 | 8.3222e-08 | 6.1205 | 0.77885 | 3.4265 | 1.9151 | 0 | 0 | 0 | 0 | 1.7823e-05 | 5.1276e-07 | 0 | 5.1276e-07 | 5.4143e-07 | 0 | 5.4143e-07 | 5.3483e-07 | 0 | 5.3483e-07 | 5.0936e-07 | 0 | 5.0936e-07
[79 empty] | WLDFR | HFTD - Distribution - Tier 3 - 3QU CoRE ¦ 2QU LoRE | Non-Red Flag Warning - Large Fires | 2035 | 8.3778e-08 | 8.8462e-08 | 8.7383e-08 | 8.3222e-08 | 6.1205 | 0.77885 | 3.4265 | 1.9151 | 0 | 0 | 0 | 0 | 1.7823e-05 | 5.1276e-07 | 0 | 5.1276e-07 | 5.4143e-07 | 0 | 5.4143e-07 | 5.3483e-07 | 0 | 5.3483e-07 | 5.0936e-07 | 0 | 5.0936e-07
[79 empty] | WLDFR | HFTD - Distribution - Tier 3 - 3QU CoRE ¦ 2QU LoRE | Non-Red Flag Warning - Large Fires | 2036 | 8.3778e-08 | 8.8462e-08 | 8.7383e-08 | 8.3222e-08 | 6.1205 | 0.77885 | 3.4265 | 1.9151 | 0 | 0 | 0 | 0 | 1.7823e-05 | 5.1276e-07 | 0 | 5.1276e-07 | 5.4143e-07 | 0 | 5.4143e-07 | 5.3483e-07 | 0 | 5.3483e-07 | 5.0936e-07 | 0 | 5.0936e-07
[79 empty] | WLDFR | HFTD - Distribution - Tier 3 - 3QU CoRE ¦ 2QU LoRE | Non-Red Flag Warning - Large Fires | 2037 | 8.3778e-08 | 8.8462e-08 | 8.7383e-08 | 8.3222e-08 | 6.1205 | 0.77885 | 3.4265 | 1.9151 | 0 | 0 | 0 | 0 | 1.7823e-05 | 5.1276e-07 | 0 | 5.1276e-07 | 5.4143e-07 | 0 | 5.4143e-07 | 5.3483e-07 | 0 | 5.3483e-07 | 5.0936e-07 | 0 | 5.0936e-07
[79 empty] | WLDFR | HFTD - Distribution - Tier 3 - 3QU CoRE ¦ 2QU LoRE | Non-Red Flag Warning - Large Fires | 2038 | 8.3778e-08 | 8.8462e-08 | 8.7383e-08 | 8.3222e-08 | 6.5028 | 0.81304 | 3.6355 | 2.0543 | 0 | 0 | 0 | 0 | 1.7823e-05 | 5.4479e-07 | 0 | 5.4479e-07 | 5.7525e-07 | 0 | 5.7525e-07 | 5.6824e-07 | 0 | 5.6824e-07 | 5.4118e-07 | 0 | 5.4118e-07
[79 empty] | WLDFR | HFTD - Distribution - Tier 3 - 3QU CoRE ¦ 2QU LoRE | Non-Red Flag Warning - Large Fires | 2039 | 8.3778e-08 | 8.8462e-08 | 8.7383e-08 | 8.3222e-08 | 6.5028 | 0.81304 | 3.6355 | 2.0543 | 0 | 0 | 0 | 0 | 1.7823e-05 | 5.4479e-07 | 0 | 5.4479e-07 | 5.7525e-07 | 0 | 5.7525e-07 | 5.6824e-07 | 0 | 5.6824e-07 | 5.4118e-07 | 0 | 5.4118e-07
[79 empty] | WLDFR | HFTD - Distribution - Tier 3 - 3QU CoRE ¦ 2QU LoRE | Non-Red Flag Warning - Large Fires | 2040 | 8.3778e-08 | 8.8462e-08 | 8.7383e-08 | 8.3222e-08 | 6.5028 | 0.81304 | 3.6355 | 2.0543 | 0 | 0 | 0 | 0 | 1.7823e-05 | 5.4479e-07 | 0 | 5.4479e-07 | 5.7525e-07 | 0 | 5.7525e-07 | 5.6824e-07 | 0 | 5.6824e-07 | 5.4118e-07 | 0 | 5.4118e-07
[79 empty] | WLDFR | HFTD - Distribution - Tier 3 - 3QU CoRE ¦ 2QU LoRE | Non-Red Flag Warning - Large Fires | 2041 | 8.3778e-08 | 8.8462e-08 | 8.7383e-08 | 8.3222e-08 | 6.5028 | 0.81304 | 3.6355 | 2.0543 | 0 | 0 | 0 | 0 | 1.7823e-05 | 5.4479e-07 | 0 | 5.4479e-07 | 5.7525e-07 | 0 | 5.7525e-07 | 5.6824e-07 | 0 | 5.6824e-07 | 5.4118e-07 | 0 | 5.4118e-07
[79 empty] | WLDFR | HFTD - Distribution - Tier 3 - 3QU CoRE ¦ 2QU LoRE | Non-Red Flag Warning - Large Fires | 2042 | 8.3778e-08 | 8.8462e-08 | 8.7383e-08 | 8.3222e-08 | 6.5028 | 0.81304 | 3.6355 | 2.0543 | 0 | 0 | 0 | 0 | 1.7823e-05 | 5.4479e-07 | 0 | 5.4479e-07 | 5.7525e-07 | 0 | 5.7525e-07 | 5.6824e-07 | 0 | 5.6824e-07 | 5.4118e-07 | 0 | 5.4118e-07
[79 empty] | WLDFR | HFTD - Distribution - Tier 3 - 3QU CoRE ¦ 2QU LoRE | Non-Red Flag Warning - Large Fires | 2043 | 8.3778e-08 | 8.8462e-08 | 8.7383e-08 | 8.3222e-08 | 6.9209 | 0.84944 | 3.8632 | 2.2083 | 0 | 0 | 0 | 0 | 1.7823e-05 | 5.7982e-07 | 0 | 5.7982e-07 | 6.1224e-07 | 0 | 6.1224e-07 | 6.0477e-07 | 0 | 6.0477e-07 | 5.7597e-07 | 0 | 5.7597e-07
[79 empty] | WLDFR | HFTD - Distribution - Tier 3 - 3QU CoRE ¦ 2QU LoRE | Non-Red Flag Warning - Large Fires | 2044 | 8.3778e-08 | 8.8462e-08 | 8.7383e-08 | 8.3222e-08 | 6.9209 | 0.84944 | 3.8632 | 2.2083 | 0 | 0 | 0 | 0 | 1.7823e-05 | 5.7982e-07 | 0 | 5.7982e-07 | 6.1224e-07 | 0 | 6.1224e-07 | 6.0477e-07 | 0 | 6.0477e-07 | 5.7597e-07 | 0 | 5.7597e-07
[79 empty] | WLDFR | HFTD - Distribution - Tier 3 - 3QU CoRE ¦ 2QU LoRE | Non-Red Flag Warning - Large Fires | 2045 | 8.3778e-08 | 8.8462e-08 | 8.7383e-08 | 8.3222e-08 | 6.9209 | 0.84944 | 3.8632 | 2.2083 | 0 | 0 | 0 | 0 | 1.7823e-05 | 5.7982e-07 | 0 | 5.7982e-07 | 6.1224e-07 | 0 | 6.1224e-07 | 6.0477e-07 | 0 | 6.0477e-07 | 5.7597e-07 | 0 | 5.7597e-07
[79 empty] | WLDFR | HFTD - Distribution - Tier 3 - 3QU CoRE ¦ 2QU LoRE | Non-Red Flag Warning - Large Fires | 2046 | 8.3778e-08 | 8.8462e-08 | 8.7383e-08 | 8.3222e-08 | 6.9209 | 0.84944 | 3.8632 | 2.2083 | 0 | 0 | 0 | 0 | 1.7823e-05 | 5.7982e-07 | 0 | 5.7982e-07 | 6.1224e-07 | 0 | 6.1224e-07 | 6.0477e-07 | 0 | 6.0477e-07 | 5.7597e-07 | 0 | 5.7597e-07
[79 empty] | WLDFR | HFTD - Distribution - Tier 3 - 3QU CoRE ¦ 2QU LoRE | Non-Red Flag Warning - Large Fires | 2047 | 8.3778e-08 | 8.8462e-08 | 8.7383e-08 | 8.3222e-08 | 6.9209 | 0.84944 | 3.8632 | 2.2083 | 0 | 0 | 0 | 0 | 1.7823e-05 | 5.7982e-07 | 0 | 5.7982e-07 | 6.1224e-07 | 0 | 6.1224e-07 | 6.0477e-07 | 0 | 6.0477e-07 | 5.7597e-07 | 0 | 5.7597e-07
[79 empty] | WLDFR | HFTD - Distribution - Tier 3 - 3QU CoRE ¦ 2QU LoRE | Non-Red Flag Warning - Large Fires | 2048 | 8.3778e-08 | 8.8462e-08 | 8.7383e-08 | 8.3222e-08 | 7.3713 | 0.88759 | 4.1075 | 2.3763 | 0 | 0 | 0 | 0 | 1.7823e-05 | 6.1755e-07 | 0 | 6.1755e-07 | 6.5208e-07 | 0 | 6.5208e-07 | 6.4413e-07 | 0 | 6.4413e-07 | 6.1346e-07 | 0 | 6.1346e-07
[79 empty] | WLDFR | HFTD - Distribution - Tier 3 - 3QU CoRE ¦ 2QU LoRE | Non-Red Flag Warning - Large Fires | 2049 | 8.3778e-08 | 8.8462e-08 | 8.7383e-08 | 8.3222e-08 | 7.3713 | 0.88759 | 4.1075 | 2.3763 | 0 | 0 | 0 | 0 | 1.7823e-05 | 6.1755e-07 | 0 | 6.1755e-07 | 6.5208e-07 | 0 | 6.5208e-07 | 6.4413e-07 | 0 | 6.4413e-07 | 6.1346e-07 | 0 | 6.1346e-07
[79 empty] | WLDFR | HFTD - Distribution - Tier 3 - 3QU CoRE ¦ 2QU LoRE | Non-Red Flag Warning - Large Fires | 2050 | 0 | 8.8462e-08 | 8.7383e-08 | 8.3222e-08 | 7.3713 | 0.88759 | 4.1075 | 2.3763 | 0 | 0 | 0 | 0 | 1.7823e-05 | 0 | 0 | 0 | 6.5208e-07 | 0 | 6.5208e-07 | 6.4413e-07 | 0 | 6.4413e-07 | 6.1346e-07 | 0 | 6.1346e-07
[79 empty] | WLDFR | HFTD - Distribution - Tier 3 - 3QU CoRE ¦ 2QU LoRE | Non-Red Flag Warning - Large Fires | 2051 | 0 | 0 | 8.7383e-08 | 8.3222e-08 | 7.3713 | 0.88759 | 4.1075 | 2.3763 | 0 | 0 | 0 | 0 | 1.7823e-05 | 0 | 0 | 0 | 0 | 0 | 0 | 6.4413e-07 | 0 | 6.4413e-07 | 6.1346e-07 | 0 | 6.1346e-07
[79 empty] | WLDFR | HFTD - Distribution - Tier 3 - 3QU CoRE ¦ 2QU LoRE | Non-Red Flag Warning - Large Fires | 2052 | 0 | 0 | 0 | 8.3222e-08 | 7.3713 | 0.88759 | 4.1075 | 2.3763 | 0 | 0 | 0 | 0 | 1.7823e-05 | 0 | 0 | 0 | 0 | 0 | 0 | 0 | 0 | 0 | 6.1346e-07 | 0 | 6.1346e-07
[79 empty] | WLDFR | HFTD - Distribution - Tier 3 - 3QU CoRE ¦ 2QU LoRE | Non-Red Flag Warning - Small Fires | 2020 | 5.7332e-05 | 0 | 0 | 0 | 0.077901 | 0.036425 | 0.0015809 | 0.039895 | 0 | 0 | 0 | 0 | 0.0054699 | 4.4662e-06 | 0 | 4.4662e-06 | 0 | 0 | 0 | 0 | 0 | 0 | 0 | 0 | 0
[79 empty] | WLDFR | HFTD - Distribution - Tier 3 - 3QU CoRE ¦ 2QU LoRE | Non-Red Flag Warning - Small Fires | 2021 | 3.1637e-05 | 6.0538e-05 | 0 | 0 | 0.077901 | 0.036425 | 0.0015809 | 0.039895 | 0 | 0 | 0 | 0 | 0.0054699 | 2.4646e-06 | 0 | 2.4646e-06 | 4.7159e-06 | 0 | 4.7159e-06 | 0 | 0 | 0 | 0 | 0 | 0
[79 empty] | WLDFR | HFTD - Distribution - Tier 3 - 3QU CoRE ¦ 2QU LoRE | Non-Red Flag Warning - Small Fires | 2022 | 2.6254e-05 | 2.7722e-05 | 5.3036e-05 | 0 | 0.077901 | 0.036425 | 0.0015809 | 0.039895 | 0 | 0 | 0 | 0 | 0.0054209 | 2.0452e-06 | 0 | 2.0452e-06 | 2.1595e-06 | 0 | 2.1595e-06 | 4.1315e-06 | 0 | 4.1315e-06 | 0 | 0 | 0
[79 empty] | WLDFR | HFTD - Distribution - Tier 3 - 3QU CoRE ¦ 2QU LoRE | Non-Red Flag Warning - Small Fires | 2023 | 2.6254e-05 | 2.7722e-05 | 2.7384e-05 | 5.051e-05 | 0.080408 | 0.03759 | 0.0016314 | 0.041187 | 0 | 0 | 0 | 0 | 0.0054209 | 2.111e-06 | 0 | 2.111e-06 | 2.2291e-06 | 0 | 2.2291e-06 | 2.2019e-06 | 0 | 2.2019e-06 | 4.0615e-06 | 0 | 4.0615e-06
[79 empty] | WLDFR | HFTD - Distribution - Tier 3 - 3QU CoRE ¦ 2QU LoRE | Non-Red Flag Warning - Small Fires | 2024 | 2.6254e-05 | 2.7722e-05 | 2.7384e-05 | 2.608e-05 | 0.080408 | 0.03759 | 0.0016314 | 0.041187 | 0 | 0 | 0 | 0 | 0.0054209 | 2.111e-06 | 0 | 2.111e-06 | 2.2291e-06 | 0 | 2.2291e-06 | 2.2019e-06 | 0 | 2.2019e-06 | 2.097e-06 | 0 | 2.097e-06
[79 empty] | WLDFR | HFTD - Distribution - Tier 3 - 3QU CoRE ¦ 2QU LoRE | Non-Red Flag Warning - Small Fires | 2025 | 2.6254e-05 | 2.7722e-05 | 2.7384e-05 | 2.608e-05 | 0.080408 | 0.03759 | 0.0016314 | 0.041187 | 0 | 0 | 0 | 0 | 0.0054209 | 2.111e-06 | 0 | 2.111e-06 | 2.2291e-06 | 0 | 2.2291e-06 | 2.2019e-06 | 0 | 2.2019e-06 | 2.097e-06 | 0 | 2.097e-06
[79 empty] | WLDFR | HFTD - Distribution - Tier 3 - 3QU CoRE ¦ 2QU LoRE | Non-Red Flag Warning - Small Fires | 2026 | 2.6254e-05 | 2.7722e-05 | 2.7384e-05 | 2.608e-05 | 0.080408 | 0.03759 | 0.0016314 | 0.041187 | 0 | 0 | 0 | 0 | 0.0054209 | 2.111e-06 | 0 | 2.111e-06 | 2.2291e-06 | 0 | 2.2291e-06 | 2.2019e-06 | 0 | 2.2019e-06 | 2.097e-06 | 0 | 2.097e-06
[79 empty] | WLDFR | HFTD - Distribution - Tier 3 - 3QU CoRE ¦ 2QU LoRE | Non-Red Flag Warning - Small Fires | 2027 | 2.6254e-05 | 2.7722e-05 | 2.7384e-05 | 2.608e-05 | 0.080408 | 0.03759 | 0.0016314 | 0.041187 | 0 | 0 | 0 | 0 | 0.0054209 | 2.111e-06 | 0 | 2.111e-06 | 2.2291e-06 | 0 | 2.2291e-06 | 2.2019e-06 | 0 | 2.2019e-06 | 2.097e-06 | 0 | 2.097e-06
[79 empty] | WLDFR | HFTD - Distribution - Tier 3 - 3QU CoRE ¦ 2QU LoRE | Non-Red Flag Warning - Small Fires | 2028 | 2.6254e-05 | 2.7722e-05 | 2.7384e-05 | 2.608e-05 | 0.083606 | 0.039055 | 0.001695 | 0.042856 | 0 | 0 | 0 | 0 | 0.0054209 | 2.195e-06 | 0 | 2.195e-06 | 2.3177e-06 | 0 | 2.3177e-06 | 2.2894e-06 | 0 | 2.2894e-06 | 2.1804e-06 | 0 | 2.1804e-06
[79 empty] | WLDFR | HFTD - Distribution - Tier 3 - 3QU CoRE ¦ 2QU LoRE | Non-Red Flag Warning - Small Fires | 2029 | 2.6254e-05 | 2.7722e-05 | 2.7384e-05 | 2.608e-05 | 0.083606 | 0.039055 | 0.001695 | 0.042856 | 0 | 0 | 0 | 0 | 0.0054209 | 2.195e-06 | 0 | 2.195e-06 | 2.3177e-06 | 0 | 2.3177e-06 | 2.2894e-06 | 0 | 2.2894e-06 | 2.1804e-06 | 0 | 2.1804e-06
[79 empty] | WLDFR | HFTD - Distribution - Tier 3 - 3QU CoRE ¦ 2QU LoRE | Non-Red Flag Warning - Small Fires | 2030 | 2.6254e-05 | 2.7722e-05 | 2.7384e-05 | 2.608e-05 | 0.083606 | 0.039055 | 0.001695 | 0.042856 | 0 | 0 | 0 | 0 | 0.0054209 | 2.195e-06 | 0 | 2.195e-06 | 2.3177e-06 | 0 | 2.3177e-06 | 2.2894e-06 | 0 | 2.2894e-06 | 2.1804e-06 | 0 | 2.1804e-06
[79 empty] | WLDFR | HFTD - Distribution - Tier 3 - 3QU CoRE ¦ 2QU LoRE | Non-Red Flag Warning - Small Fires | 2031 | 2.6254e-05 | 2.7722e-05 | 2.7384e-05 | 2.608e-05 | 0.083606 | 0.039055 | 0.001695 | 0.042856 | 0 | 0 | 0 | 0 | 0.0054209 | 2.195e-06 | 0 | 2.195e-06 | 2.3177e-06 | 0 | 2.3177e-06 | 2.2894e-06 | 0 | 2.2894e-06 | 2.1804e-06 | 0 | 2.1804e-06
[79 empty] | WLDFR | HFTD - Distribution - Tier 3 - 3QU CoRE ¦ 2QU LoRE | Non-Red Flag Warning - Small Fires | 2032 | 2.6254e-05 | 2.7722e-05 | 2.7384e-05 | 2.608e-05 | 0.083606 | 0.039055 | 0.001695 | 0.042856 | 0 | 0 | 0 | 0 | 0.0054209 | 2.195e-06 | 0 | 2.195e-06 | 2.3177e-06 | 0 | 2.3177e-06 | 2.2894e-06 | 0 | 2.2894e-06 | 2.1804e-06 | 0 | 2.1804e-06
[79 empty] | WLDFR | HFTD - Distribution - Tier 3 - 3QU CoRE ¦ 2QU LoRE | Non-Red Flag Warning - Small Fires | 2033 | 2.6254e-05 | 2.7722e-05 | 2.7384e-05 | 2.608e-05 | 0.087211 | 0.040679 | 0.0017655 | 0.044766 | 0 | 0 | 0 | 0 | 0.0054209 | 2.2896e-06 | 0 | 2.2896e-06 | 2.4176e-06 | 0 | 2.4176e-06 | 2.3882e-06 | 0 | 2.3882e-06 | 2.2744e-06 | 0 | 2.2744e-06
[79 empty] | WLDFR | HFTD - Distribution - Tier 3 - 3QU CoRE ¦ 2QU LoRE | Non-Red Flag Warning - Small Fires | 2034 | 2.6254e-05 | 2.7722e-05 | 2.7384e-05 | 2.608e-05 | 0.087211 | 0.040679 | 0.0017655 | 0.044766 | 0 | 0 | 0 | 0 | 0.0054209 | 2.2896e-06 | 0 | 2.2896e-06 | 2.4176e-06 | 0 | 2.4176e-06 | 2.3882e-06 | 0 | 2.3882e-06 | 2.2744e-06 | 0 | 2.2744e-06
[79 empty] | WLDFR | HFTD - Distribution - Tier 3 - 3QU CoRE ¦ 2QU LoRE | Non-Red Flag Warning - Small Fires | 2035 | 2.6254e-05 | 2.7722e-05 | 2.7384e-05 | 2.608e-05 | 0.087211 | 0.040679 | 0.0017655 | 0.044766 | 0 | 0 | 0 | 0 | 0.0054209 | 2.2896e-06 | 0 | 2.2896e-06 | 2.4176e-06 | 0 | 2.4176e-06 | 2.3882e-06 | 0 | 2.3882e-06 | 2.2744e-06 | 0 | 2.2744e-06
[79 empty] | WLDFR | HFTD - Distribution - Tier 3 - 3QU CoRE ¦ 2QU LoRE | Non-Red Flag Warning - Small Fires | 2036 | 2.6254e-05 | 2.7722e-05 | 2.7384e-05 | 2.608e-05 | 0.087211 | 0.040679 | 0.0017655 | 0.044766 | 0 | 0 | 0 | 0 | 0.0054209 | 2.2896e-06 | 0 | 2.2896e-06 | 2.4176e-06 | 0 | 2.4176e-06 | 2.3882e-06 | 0 | 2.3882e-06 | 2.2744e-06 | 0 | 2.2744e-06
[79 empty] | WLDFR | HFTD - Distribution - Tier 3 - 3QU CoRE ¦ 2QU LoRE | Non-Red Flag Warning - Small Fires | 2037 | 2.6254e-05 | 2.7722e-05 | 2.7384e-05 | 2.608e-05 | 0.087211 | 0.040679 | 0.0017655 | 0.044766 | 0 | 0 | 0 | 0 | 0.0054209 | 2.2896e-06 | 0 | 2.2896e-06 | 2.4176e-06 | 0 | 2.4176e-06 | 2.3882e-06 | 0 | 2.3882e-06 | 2.2744e-06 | 0 | 2.2744e-06
[79 empty] | WLDFR | HFTD - Distribution - Tier 3 - 3QU CoRE ¦ 2QU LoRE | Non-Red Flag Warning - Small Fires | 2038 | 2.6254e-05 | 2.7722e-05 | 2.7384e-05 | 2.608e-05 | 0.091184 | 0.042438 | 0.0018418 | 0.046905 | 0 | 0 | 0 | 0 | 0.0054209 | 2.3939e-06 | 0 | 2.3939e-06 | 2.5278e-06 | 0 | 2.5278e-06 | 2.497e-06 | 0 | 2.497e-06 | 2.3781e-06 | 0 | 2.3781e-06
[79 empty] | WLDFR | HFTD - Distribution - Tier 3 - 3QU CoRE ¦ 2QU LoRE | Non-Red Flag Warning - Small Fires | 2039 | 2.6254e-05 | 2.7722e-05 | 2.7384e-05 | 2.608e-05 | 0.091184 | 0.042438 | 0.0018418 | 0.046905 | 0 | 0 | 0 | 0 | 0.0054209 | 2.3939e-06 | 0 | 2.3939e-06 | 2.5278e-06 | 0 | 2.5278e-06 | 2.497e-06 | 0 | 2.497e-06 | 2.3781e-06 | 0 | 2.3781e-06
[79 empty] | WLDFR | HFTD - Distribution - Tier 3 - 3QU CoRE ¦ 2QU LoRE | Non-Red Flag Warning - Small Fires | 2040 | 2.6254e-05 | 2.7722e-05 | 2.7384e-05 | 2.608e-05 | 0.091184 | 0.042438 | 0.0018418 | 0.046905 | 0 | 0 | 0 | 0 | 0.0054209 | 2.3939e-06 | 0 | 2.3939e-06 | 2.5278e-06 | 0 | 2.5278e-06 | 2.497e-06 | 0 | 2.497e-06 | 2.3781e-06 | 0 | 2.3781e-06
[79 empty] | WLDFR | HFTD - Distribution - Tier 3 - 3QU CoRE ¦ 2QU LoRE | Non-Red Flag Warning - Small Fires | 2041 | 2.6254e-05 | 2.7722e-05 | 2.7384e-05 | 2.608e-05 | 0.091184 | 0.042438 | 0.0018418 | 0.046905 | 0 | 0 | 0 | 0 | 0.0054209 | 2.3939e-06 | 0 | 2.3939e-06 | 2.5278e-06 | 0 | 2.5278e-06 | 2.497e-06 | 0 | 2.497e-06 | 2.3781e-06 | 0 | 2.3781e-06
[79 empty] | WLDFR | HFTD - Distribution - Tier 3 - 3QU CoRE ¦ 2QU LoRE | Non-Red Flag Warning - Small Fires | 2042 | 2.6254e-05 | 2.7722e-05 | 2.7384e-05 | 2.608e-05 | 0.091184 | 0.042438 | 0.0018418 | 0.046905 | 0 | 0 | 0 | 0 | 0.0054209 | 2.3939e-06 | 0 | 2.3939e-06 | 2.5278e-06 | 0 | 2.5278e-06 | 2.497e-06 | 0 | 2.497e-06 | 2.3781e-06 | 0 | 2.3781e-06
[79 empty] | WLDFR | HFTD - Distribution - Tier 3 - 3QU CoRE ¦ 2QU LoRE | Non-Red Flag Warning - Small Fires | 2043 | 2.6254e-05 | 2.7722e-05 | 2.7384e-05 | 2.608e-05 | 0.095486 | 0.044306 | 0.0019228 | 0.049257 | 0 | 0 | 0 | 0 | 0.0054209 | 2.5069e-06 | 0 | 2.5069e-06 | 2.647e-06 | 0 | 2.647e-06 | 2.6147e-06 | 0 | 2.6147e-06 | 2.4902e-06 | 0 | 2.4902e-06
[79 empty] | WLDFR | HFTD - Distribution - Tier 3 - 3QU CoRE ¦ 2QU LoRE | Non-Red Flag Warning - Small Fires | 2044 | 2.6254e-05 | 2.7722e-05 | 2.7384e-05 | 2.608e-05 | 0.095486 | 0.044306 | 0.0019228 | 0.049257 | 0 | 0 | 0 | 0 | 0.0054209 | 2.5069e-06 | 0 | 2.5069e-06 | 2.647e-06 | 0 | 2.647e-06 | 2.6147e-06 | 0 | 2.6147e-06 | 2.4902e-06 | 0 | 2.4902e-06
[79 empty] | WLDFR | HFTD - Distribution - Tier 3 - 3QU CoRE ¦ 2QU LoRE | Non-Red Flag Warning - Small Fires | 2045 | 2.6254e-05 | 2.7722e-05 | 2.7384e-05 | 2.608e-05 | 0.095486 | 0.044306 | 0.0019228 | 0.049257 | 0 | 0 | 0 | 0 | 0.0054209 | 2.5069e-06 | 0 | 2.5069e-06 | 2.647e-06 | 0 | 2.647e-06 | 2.6147e-06 | 0 | 2.6147e-06 | 2.4902e-06 | 0 | 2.4902e-06
[79 empty] | WLDFR | HFTD - Distribution - Tier 3 - 3QU CoRE ¦ 2QU LoRE | Non-Red Flag Warning - Small Fires | 2046 | 2.6254e-05 | 2.7722e-05 | 2.7384e-05 | 2.608e-05 | 0.095486 | 0.044306 | 0.0019228 | 0.049257 | 0 | 0 | 0 | 0 | 0.0054209 | 2.5069e-06 | 0 | 2.5069e-06 | 2.647e-06 | 0 | 2.647e-06 | 2.6147e-06 | 0 | 2.6147e-06 | 2.4902e-06 | 0 | 2.4902e-06
[79 empty] | WLDFR | HFTD - Distribution - Tier 3 - 3QU CoRE ¦ 2QU LoRE | Non-Red Flag Warning - Small Fires | 2047 | 2.6254e-05 | 2.7722e-05 | 2.7384e-05 | 2.608e-05 | 0.095486 | 0.044306 | 0.0019228 | 0.049257 | 0 | 0 | 0 | 0 | 0.0054209 | 2.5069e-06 | 0 | 2.5069e-06 | 2.647e-06 | 0 | 2.647e-06 | 2.6147e-06 | 0 | 2.6147e-06 | 2.4902e-06 | 0 | 2.4902e-06
[79 empty] | WLDFR | HFTD - Distribution - Tier 3 - 3QU CoRE ¦ 2QU LoRE | Non-Red Flag Warning - Small Fires | 2048 | 2.6254e-05 | 2.7722e-05 | 2.7384e-05 | 2.608e-05 | 0.10007 | 0.04626 | 0.0020076 | 0.051804 | 0 | 0 | 0 | 0 | 0.0054209 | 2.6273e-06 | 0 | 2.6273e-06 | 2.7742e-06 | 0 | 2.7742e-06 | 2.7403e-06 | 0 | 2.7403e-06 | 2.6098e-06 | 0 | 2.6098e-06
[79 empty] | WLDFR | HFTD - Distribution - Tier 3 - 3QU CoRE ¦ 2QU LoRE | Non-Red Flag Warning - Small Fires | 2049 | 2.6254e-05 | 2.7722e-05 | 2.7384e-05 | 2.608e-05 | 0.10007 | 0.04626 | 0.0020076 | 0.051804 | 0 | 0 | 0 | 0 | 0.0054209 | 2.6273e-06 | 0 | 2.6273e-06 | 2.7742e-06 | 0 | 2.7742e-06 | 2.7403e-06 | 0 | 2.7403e-06 | 2.6098e-06 | 0 | 2.6098e-06
[79 empty] | WLDFR | HFTD - Distribution - Tier 3 - 3QU CoRE ¦ 2QU LoRE | Non-Red Flag Warning - Small Fires | 2050 | 0 | 2.7722e-05 | 2.7384e-05 | 2.608e-05 | 0.10007 | 0.04626 | 0.0020076 | 0.051804 | 0 | 0 | 0 | 0 | 0.0054209 | 0 | 0 | 0 | 2.7742e-06 | 0 | 2.7742e-06 | 2.7403e-06 | 0 | 2.7403e-06 | 2.6098e-06 | 0 | 2.6098e-06
[79 empty] | WLDFR | HFTD - Distribution - Tier 3 - 3QU CoRE ¦ 2QU LoRE | Non-Red Flag Warning - Small Fires | 2051 | 0 | 0 | 2.7384e-05 | 2.608e-05 | 0.10007 | 0.04626 | 0.0020076 | 0.051804 | 0 | 0 | 0 | 0 | 0.0054209 | 0 | 0 | 0 | 0 | 0 | 0 | 2.7403e-06 | 0 | 2.7403e-06 | 2.6098e-06 | 0 | 2.6098e-06
[79 empty] | WLDFR | HFTD - Distribution - Tier 3 - 3QU CoRE ¦ 2QU LoRE | Non-Red Flag Warning - Small Fires | 2052 | 0 | 0 | 0 | 2.608e-05 | 0.10007 | 0.04626 | 0.0020076 | 0.051804 | 0 | 0 | 0 | 0 | 0.0054209 | 0 | 0 | 0 | 0 | 0 | 0 | 0 | 0 | 0 | 2.6098e-06 | 0 | 2.6098e-06
[79 empty] | WLDFR | HFTD - Distribution - Tier 3 - 3QU CoRE ¦ 2QU LoRE | Red Flag Warning - Catastrophic Fires | 2020 | 5.9099e-07 | 0 | 0 | 0 | 14146.1306 | 222.2294 | 8585.7228 | 5338.1784 | 0 | 0 | 0 | 0 | 3.9435e-05 | 0.0083602 | 0 | 0.0083602 | 0 | 0 | 0 | 0 | 0 | 0 | 0 | 0 | 0
[79 empty] | WLDFR | HFTD - Distribution - Tier 3 - 3QU CoRE ¦ 2QU LoRE | Red Flag Warning - Catastrophic Fires | 2021 | 3.9793e-07 | 6.2403e-07 | 0 | 0 | 14146.1306 | 222.2294 | 8585.7228 | 5338.1784 | 0 | 0 | 0 | 0 | 3.9435e-05 | 0.0056291 | 0 | 0.0056291 | 0.0088276 | 0 | 0.0088276 | 0 | 0 | 0 | 0 | 0 | 0
[79 empty] | WLDFR | HFTD - Distribution - Tier 3 - 3QU CoRE ¦ 2QU LoRE | Red Flag Warning - Catastrophic Fires | 2022 | 3.3573e-07 | 3.545e-07 | 5.5036e-07 | 0 | 14146.1306 | 222.2294 | 8585.7228 | 5338.1784 | 0 | 0 | 0 | 0 | 3.9726e-05 | 0.0047492 | 0 | 0.0047492 | 0.0050148 | 0 | 0.0050148 | 0.0077854 | 0 | 0.0077854 | 0 | 0 | 0
[79 empty] | WLDFR | HFTD - Distribution - Tier 3 - 3QU CoRE ¦ 2QU LoRE | Red Flag Warning - Catastrophic Fires | 2023 | 3.3573e-07 | 3.545e-07 | 3.5018e-07 | 5.2415e-07 | 14664.6376 | 233.2301 | 8896.516 | 5534.8915 | 0 | 0 | 0 | 0 | 3.9726e-05 | 0.0049233 | 0 | 0.0049233 | 0.0051986 | 0 | 0.0051986 | 0.0051352 | 0 | 0.0051352 | 0.0076864 | 0 | 0.0076864
[79 empty] | WLDFR | HFTD - Distribution - Tier 3 - 3QU CoRE ¦ 2QU LoRE | Red Flag Warning - Catastrophic Fires | 2024 | 3.3573e-07 | 3.545e-07 | 3.5018e-07 | 3.335e-07 | 14664.6376 | 233.2301 | 8896.516 | 5534.8915 | 0 | 0 | 0 | 0 | 3.9726e-05 | 0.0049233 | 0 | 0.0049233 | 0.0051986 | 0 | 0.0051986 | 0.0051352 | 0 | 0.0051352 | 0.0048907 | 0 | 0.0048907
[79 empty] | WLDFR | HFTD - Distribution - Tier 3 - 3QU CoRE ¦ 2QU LoRE | Red Flag Warning - Catastrophic Fires | 2025 | 3.3573e-07 | 3.545e-07 | 3.5018e-07 | 3.335e-07 | 14664.6376 | 233.2301 | 8896.516 | 5534.8915 | 0 | 0 | 0 | 0 | 3.9726e-05 | 0.0049233 | 0 | 0.0049233 | 0.0051986 | 0 | 0.0051986 | 0.0051352 | 0 | 0.0051352 | 0.0048907 | 0 | 0.0048907
[79 empty] | WLDFR | HFTD - Distribution - Tier 3 - 3QU CoRE ¦ 2QU LoRE | Red Flag Warning - Catastrophic Fires | 2026 | 3.3573e-07 | 3.545e-07 | 3.5018e-07 | 3.335e-07 | 14664.6376 | 233.2301 | 8896.516 | 5534.8915 | 0 | 0 | 0 | 0 | 3.9726e-05 | 0.0049233 | 0 | 0.0049233 | 0.0051986 | 0 | 0.0051986 | 0.0051352 | 0 | 0.0051352 | 0.0048907 | 0 | 0.0048907
[79 empty] | WLDFR | HFTD - Distribution - Tier 3 - 3QU CoRE ¦ 2QU LoRE | Red Flag Warning - Catastrophic Fires | 2027 | 3.3573e-07 | 3.545e-07 | 3.5018e-07 | 3.335e-07 | 14664.6376 | 233.2301 | 8896.516 | 5534.8915 | 0 | 0 | 0 | 0 | 3.9726e-05 | 0.0049233 | 0 | 0.0049233 | 0.0051986 | 0 | 0.0051986 | 0.0051352 | 0 | 0.0051352 | 0.0048907 | 0 | 0.0048907
[79 empty] | WLDFR | HFTD - Distribution - Tier 3 - 3QU CoRE ¦ 2QU LoRE | Red Flag Warning - Catastrophic Fires | 2028 | 3.3573e-07 | 3.545e-07 | 3.5018e-07 | 3.335e-07 | 15317.9909 | 247.273 | 9287.6491 | 5783.0689 | 0 | 0 | 0 | 0 | 3.9726e-05 | 0.0051427 | 0 | 0.0051427 | 0.0054302 | 0 | 0.0054302 | 0.005364 | 0 | 0.005364 | 0.0051086 | 0 | 0.0051086
[79 empty] | WLDFR | HFTD - Distribution - Tier 3 - 3QU CoRE ¦ 2QU LoRE | Red Flag Warning - Catastrophic Fires | 2029 | 3.3573e-07 | 3.545e-07 | 3.5018e-07 | 3.335e-07 | 15317.9909 | 247.273 | 9287.6491 | 5783.0689 | 0 | 0 | 0 | 0 | 3.9726e-05 | 0.0051427 | 0 | 0.0051427 | 0.0054302 | 0 | 0.0054302 | 0.005364 | 0 | 0.005364 | 0.0051086 | 0 | 0.0051086
[79 empty] | WLDFR | HFTD - Distribution - Tier 3 - 3QU CoRE ¦ 2QU LoRE | Red Flag Warning - Catastrophic Fires | 2030 | 3.3573e-07 | 3.545e-07 | 3.5018e-07 | 3.335e-07 | 15317.9909 | 247.273 | 9287.6491 | 5783.0689 | 0 | 0 | 0 | 0 | 3.9726e-05 | 0.0051427 | 0 | 0.0051427 | 0.0054302 | 0 | 0.0054302 | 0.005364 | 0 | 0.005364 | 0.0051086 | 0 | 0.0051086
[79 empty] | WLDFR | HFTD - Distribution - Tier 3 - 3QU CoRE ¦ 2QU LoRE | Red Flag Warning - Catastrophic Fires | 2031 | 3.3573e-07 | 3.545e-07 | 3.5018e-07 | 3.335e-07 | 15317.9909 | 247.273 | 9287.6491 | 5783.0689 | 0 | 0 | 0 | 0 | 3.9726e-05 | 0.0051427 | 0 | 0.0051427 | 0.0054302 | 0 | 0.0054302 | 0.005364 | 0 | 0.005364 | 0.0051086 | 0 | 0.0051086
[79 empty] | WLDFR | HFTD - Distribution - Tier 3 - 3QU CoRE ¦ 2QU LoRE | Red Flag Warning - Catastrophic Fires | 2032 | 3.3573e-07 | 3.545e-07 | 3.5018e-07 | 3.335e-07 | 15317.9909 | 247.273 | 9287.6491 | 5783.0689 | 0 | 0 | 0 | 0 | 3.9726e-05 | 0.0051427 | 0 | 0.0051427 | 0.0054302 | 0 | 0.0054302 | 0.005364 | 0 | 0.005364 | 0.0051086 | 0 | 0.0051086
[79 empty] | WLDFR | HFTD - Distribution - Tier 3 - 3QU CoRE ¦ 2QU LoRE | Red Flag Warning - Catastrophic Fires | 2033 | 3.3573e-07 | 3.545e-07 | 3.5018e-07 | 3.335e-07 | 16044.1264 | 263.1074 | 9721.74 | 6059.2791 | 0 | 0 | 0 | 0 | 3.9726e-05 | 0.0053865 | 0 | 0.0053865 | 0.0056876 | 0 | 0.0056876 | 0.0056183 | 0 | 0.0056183 | 0.0053507 | 0 | 0.0053507
[79 empty] | WLDFR | HFTD - Distribution - Tier 3 - 3QU CoRE ¦ 2QU LoRE | Red Flag Warning - Catastrophic Fires | 2034 | 3.3573e-07 | 3.545e-07 | 3.5018e-07 | 3.335e-07 | 16044.1264 | 263.1074 | 9721.74 | 6059.2791 | 0 | 0 | 0 | 0 | 3.9726e-05 | 0.0053865 | 0 | 0.0053865 | 0.0056876 | 0 | 0.0056876 | 0.0056183 | 0 | 0.0056183 | 0.0053507 | 0 | 0.0053507
[79 empty] | WLDFR | HFTD - Distribution - Tier 3 - 3QU CoRE ¦ 2QU LoRE | Red Flag Warning - Catastrophic Fires | 2035 | 3.3573e-07 | 3.545e-07 | 3.5018e-07 | 3.335e-07 | 16044.1264 | 263.1074 | 9721.74 | 6059.2791 | 0 | 0 | 0 | 0 | 3.9726e-05 | 0.0053865 | 0 | 0.0053865 | 0.0056876 | 0 | 0.0056876 | 0.0056183 | 0 | 0.0056183 | 0.0053507 | 0 | 0.0053507
[79 empty] | WLDFR | HFTD - Distribution - Tier 3 - 3QU CoRE ¦ 2QU LoRE | Red Flag Warning - Catastrophic Fires | 2036 | 3.3573e-07 | 3.545e-07 | 3.5018e-07 | 3.335e-07 | 16044.1264 | 263.1074 | 9721.74 | 6059.2791 | 0 | 0 | 0 | 0 | 3.9726e-05 | 0.0053865 | 0 | 0.0053865 | 0.0056876 | 0 | 0.0056876 | 0.0056183 | 0 | 0.0056183 | 0.0053507 | 0 | 0.0053507
[79 empty] | WLDFR | HFTD - Distribution - Tier 3 - 3QU CoRE ¦ 2QU LoRE | Red Flag Warning - Catastrophic Fires | 2037 | 3.3573e-07 | 3.545e-07 | 3.5018e-07 | 3.335e-07 | 16044.1264 | 263.1074 | 9721.74 | 6059.2791 | 0 | 0 | 0 | 0 | 3.9726e-05 | 0.0053865 | 0 | 0.0053865 | 0.0056876 | 0 | 0.0056876 | 0.0056183 | 0 | 0.0056183 | 0.0053507 | 0 | 0.0053507
[79 empty] | WLDFR | HFTD - Distribution - Tier 3 - 3QU CoRE ¦ 2QU LoRE | Red Flag Warning - Catastrophic Fires | 2038 | 3.3573e-07 | 3.545e-07 | 3.5018e-07 | 3.335e-07 | 16832.3912 | 280.5544 | 10192.2718 | 6359.5651 | 0 | 0 | 0 | 0 | 3.9726e-05 | 0.0056511 | 0 | 0.0056511 | 0.0059671 | 0 | 0.0059671 | 0.0058943 | 0 | 0.0058943 | 0.0056136 | 0 | 0.0056136
[79 empty] | WLDFR | HFTD - Distribution - Tier 3 - 3QU CoRE ¦ 2QU LoRE | Red Flag Warning - Catastrophic Fires | 2039 | 3.3573e-07 | 3.545e-07 | 3.5018e-07 | 3.335e-07 | 16832.3912 | 280.5544 | 10192.2718 | 6359.5651 | 0 | 0 | 0 | 0 | 3.9726e-05 | 0.0056511 | 0 | 0.0056511 | 0.0059671 | 0 | 0.0059671 | 0.0058943 | 0 | 0.0058943 | 0.0056136 | 0 | 0.0056136
[79 empty] | WLDFR | HFTD - Distribution - Tier 3 - 3QU CoRE ¦ 2QU LoRE | Red Flag Warning - Catastrophic Fires | 2040 | 3.3573e-07 | 3.545e-07 | 3.5018e-07 | 3.335e-07 | 16832.3912 | 280.5544 | 10192.2718 | 6359.5651 | 0 | 0 | 0 | 0 | 3.9726e-05 | 0.0056511 | 0 | 0.0056511 | 0.0059671 | 0 | 0.0059671 | 0.0058943 | 0 | 0.0058943 | 0.0056136 | 0 | 0.0056136
[79 empty] | WLDFR | HFTD - Distribution - Tier 3 - 3QU CoRE ¦ 2QU LoRE | Red Flag Warning - Catastrophic Fires | 2041 | 3.3573e-07 | 3.545e-07 | 3.5018e-07 | 3.335e-07 | 16832.3912 | 280.5544 | 10192.2718 | 6359.5651 | 0 | 0 | 0 | 0 | 3.9726e-05 | 0.0056511 | 0 | 0.0056511 | 0.0059671 | 0 | 0.0059671 | 0.0058943 | 0 | 0.0058943 | 0.0056136 | 0 | 0.0056136
[79 empty] | WLDFR | HFTD - Distribution - Tier 3 - 3QU CoRE ¦ 2QU LoRE | Red Flag Warning - Catastrophic Fires | 2042 | 3.3573e-07 | 3.545e-07 | 3.5018e-07 | 3.335e-07 | 16832.3912 | 280.5544 | 10192.2718 | 6359.5651 | 0 | 0 | 0 | 0 | 3.9726e-05 | 0.0056511 | 0 | 0.0056511 | 0.0059671 | 0 | 0.0059671 | 0.0058943 | 0 | 0.0058943 | 0.0056136 | 0 | 0.0056136
[79 empty] | WLDFR | HFTD - Distribution - Tier 3 - 3QU CoRE ¦ 2QU LoRE | Red Flag Warning - Catastrophic Fires | 2043 | 3.3573e-07 | 3.545e-07 | 3.5018e-07 | 3.335e-07 | 17672.0852 | 299.42 | 10692.7362 | 6679.929 | 0 | 0 | 0 | 0 | 3.9726e-05 | 0.005933 | 0 | 0.005933 | 0.0062647 | 0 | 0.0062647 | 0.0061883 | 0 | 0.0061883 | 0.0058937 | 0 | 0.0058937
[79 empty] | WLDFR | HFTD - Distribution - Tier 3 - 3QU CoRE ¦ 2QU LoRE | Red Flag Warning - Catastrophic Fires | 2044 | 3.3573e-07 | 3.545e-07 | 3.5018e-07 | 3.335e-07 | 17672.0852 | 299.42 | 10692.7362 | 6679.929 | 0 | 0 | 0 | 0 | 3.9726e-05 | 0.005933 | 0 | 0.005933 | 0.0062647 | 0 | 0.0062647 | 0.0061883 | 0 | 0.0061883 | 0.0058937 | 0 | 0.0058937
[79 empty] | WLDFR | HFTD - Distribution - Tier 3 - 3QU CoRE ¦ 2QU LoRE | Red Flag Warning - Catastrophic Fires | 2045 | 3.3573e-07 | 3.545e-07 | 3.5018e-07 | 3.335e-07 | 17672.0852 | 299.42 | 10692.7362 | 6679.929 | 0 | 0 | 0 | 0 | 3.9726e-05 | 0.005933 | 0 | 0.005933 | 0.0062647 | 0 | 0.0062647 | 0.0061883 | 0 | 0.0061883 | 0.0058937 | 0 | 0.0058937
[79 empty] | WLDFR | HFTD - Distribution - Tier 3 - 3QU CoRE ¦ 2QU LoRE | Red Flag Warning - Catastrophic Fires | 2046 | 3.3573e-07 | 3.545e-07 | 3.5018e-07 | 3.335e-07 | 17672.0852 | 299.42 | 10692.7362 | 6679.929 | 0 | 0 | 0 | 0 | 3.9726e-05 | 0.005933 | 0 | 0.005933 | 0.0062647 | 0 | 0.0062647 | 0.0061883 | 0 | 0.0061883 | 0.0058937 | 0 | 0.0058937
[79 empty] | WLDFR | HFTD - Distribution - Tier 3 - 3QU CoRE ¦ 2QU LoRE | Red Flag Warning - Catastrophic Fires | 2047 | 3.3573e-07 | 3.545e-07 | 3.5018e-07 | 3.335e-07 | 17672.0852 | 299.42 | 10692.7362 | 6679.929 | 0 | 0 | 0 | 0 | 3.9726e-05 | 0.005933 | 0 | 0.005933 | 0.0062647 | 0 | 0.0062647 | 0.0061883 | 0 | 0.0061883 | 0.0058937 | 0 | 0.0058937
[79 empty] | WLDFR | HFTD - Distribution - Tier 3 - 3QU CoRE ¦ 2QU LoRE | Red Flag Warning - Catastrophic Fires | 2048 | 3.3573e-07 | 3.545e-07 | 3.5018e-07 | 3.335e-07 | 18552.3348 | 319.4911 | 11216.5626 | 7016.281 | 0 | 0 | 0 | 0 | 3.9726e-05 | 0.0062285 | 0 | 0.0062285 | 0.0065768 | 0 | 0.0065768 | 0.0064966 | 0 | 0.0064966 | 0.0061872 | 0 | 0.0061872
[79 empty] | WLDFR | HFTD - Distribution - Tier 3 - 3QU CoRE ¦ 2QU LoRE | Red Flag Warning - Catastrophic Fires | 2049 | 3.3573e-07 | 3.545e-07 | 3.5018e-07 | 3.335e-07 | 18552.3348 | 319.4911 | 11216.5626 | 7016.281 | 0 | 0 | 0 | 0 | 3.9726e-05 | 0.0062285 | 0 | 0.0062285 | 0.0065768 | 0 | 0.0065768 | 0.0064966 | 0 | 0.0064966 | 0.0061872 | 0 | 0.0061872
[79 empty] | WLDFR | HFTD - Distribution - Tier 3 - 3QU CoRE ¦ 2QU LoRE | Red Flag Warning - Catastrophic Fires | 2050 | 0 | 3.545e-07 | 3.5018e-07 | 3.335e-07 | 18552.3348 | 319.4911 | 11216.5626 | 7016.281 | 0 | 0 | 0 | 0 | 3.9726e-05 | 0 | 0 | 0 | 0.0065768 | 0 | 0.0065768 | 0.0064966 | 0 | 0.0064966 | 0.0061872 | 0 | 0.0061872
[79 empty] | WLDFR | HFTD - Distribution - Tier 3 - 3QU CoRE ¦ 2QU LoRE | Red Flag Warning - Catastrophic Fires | 2051 | 0 | 0 | 3.5018e-07 | 3.335e-07 | 18552.3348 | 319.4911 | 11216.5626 | 7016.281 | 0 | 0 | 0 | 0 | 3.9726e-05 | 0 | 0 | 0 | 0 | 0 | 0 | 0.0064966 | 0 | 0.0064966 | 0.0061872 | 0 | 0.0061872
[79 empty] | WLDFR | HFTD - Distribution - Tier 3 - 3QU CoRE ¦ 2QU LoRE | Red Flag Warning - Catastrophic Fires | 2052 | 0 | 0 | 0 | 3.335e-07 | 18552.3348 | 319.4911 | 11216.5626 | 7016.281 | 0 | 0 | 0 | 0 | 3.9726e-05 | 0 | 0 | 0 | 0 | 0 | 0 | 0 | 0 | 0 | 0.0061872 | 0 | 0.0061872
[79 empty] | WLDFR | HFTD - Distribution - Tier 3 - 3QU CoRE ¦ 2QU LoRE | Red Flag Warning - Destructive Fires | 2020 | 7.3834e-08 | 0 | 0 | 0 | 8807.9522 | 222.2294 | 8585.7228 | 0 | 0 | 0 | 0 | 0 | 5.2773e-06 | 0.00065032 | 0 | 0.00065032 | 0 | 0 | 0 | 0 | 0 | 0 | 0 | 0 | 0
[79 empty] | WLDFR | HFTD - Distribution - Tier 3 - 3QU CoRE ¦ 2QU LoRE | Red Flag Warning - Destructive Fires | 2021 | 4.9713e-08 | 7.7962e-08 | 0 | 0 | 8807.9522 | 222.2294 | 8585.7228 | 0 | 0 | 0 | 0 | 0 | 5.2773e-06 | 0.00043787 | 0 | 0.00043787 | 0.00068668 | 0 | 0.00068668 | 0 | 0 | 0 | 0 | 0 | 0
[79 empty] | WLDFR | HFTD - Distribution - Tier 3 - 3QU CoRE ¦ 2QU LoRE | Red Flag Warning - Destructive Fires | 2022 | 4.19e-08 | 4.4242e-08 | 6.8605e-08 | 0 | 8807.9522 | 222.2294 | 8585.7228 | 0 | 0 | 0 | 0 | 0 | 5.3055e-06 | 0.00036905 | 0 | 0.00036905 | 0.00038968 | 0 | 0.00038968 | 0.00060427 | 0 | 0.00060427 | 0 | 0 | 0
[79 empty] | WLDFR | HFTD - Distribution - Tier 3 - 3QU CoRE ¦ 2QU LoRE | Red Flag Warning - Destructive Fires | 2023 | 4.19e-08 | 4.4242e-08 | 4.3703e-08 | 6.5338e-08 | 9129.7461 | 233.2301 | 8896.516 | 0 | 0 | 0 | 0 | 0 | 5.3055e-06 | 0.00038253 | 0 | 0.00038253 | 0.00040392 | 0 | 0.00040392 | 0.000399 | 0 | 0.000399 | 0.00059652 | 0 | 0.00059652
[79 empty] | WLDFR | HFTD - Distribution - Tier 3 - 3QU CoRE ¦ 2QU LoRE | Red Flag Warning - Destructive Fires | 2024 | 4.19e-08 | 4.4242e-08 | 4.3703e-08 | 4.1622e-08 | 9129.7461 | 233.2301 | 8896.516 | 0 | 0 | 0 | 0 | 0 | 5.3055e-06 | 0.00038253 | 0 | 0.00038253 | 0.00040392 | 0 | 0.00040392 | 0.000399 | 0 | 0.000399 | 0.00038 | 0 | 0.00038
[79 empty] | WLDFR | HFTD - Distribution - Tier 3 - 3QU CoRE ¦ 2QU LoRE | Red Flag Warning - Destructive Fires | 2025 | 4.19e-08 | 4.4242e-08 | 4.3703e-08 | 4.1622e-08 | 9129.7461 | 233.2301 | 8896.516 | 0 | 0 | 0 | 0 | 0 | 5.3055e-06 | 0.00038253 | 0 | 0.00038253 | 0.00040392 | 0 | 0.00040392 | 0.000399 | 0 | 0.000399 | 0.00038 | 0 | 0.00038
[79 empty] | WLDFR | HFTD - Distribution - Tier 3 - 3QU CoRE ¦ 2QU LoRE | Red Flag Warning - Destructive Fires | 2026 | 4.19e-08 | 4.4242e-08 | 4.3703e-08 | 4.1622e-08 | 9129.7461 | 233.2301 | 8896.516 | 0 | 0 | 0 | 0 | 0 | 5.3055e-06 | 0.00038253 | 0 | 0.00038253 | 0.00040392 | 0 | 0.00040392 | 0.000399 | 0 | 0.000399 | 0.00038 | 0 | 0.00038
[79 empty] | WLDFR | HFTD - Distribution - Tier 3 - 3QU CoRE ¦ 2QU LoRE | Red Flag Warning - Destructive Fires | 2027 | 4.19e-08 | 4.4242e-08 | 4.3703e-08 | 4.1622e-08 | 9129.7461 | 233.2301 | 8896.516 | 0 | 0 | 0 | 0 | 0 | 5.3055e-06 | 0.00038253 | 0 | 0.00038253 | 0.00040392 | 0 | 0.00040392 | 0.000399 | 0 | 0.000399 | 0.00038 | 0 | 0.00038
[79 empty] | WLDFR | HFTD - Distribution - Tier 3 - 3QU CoRE ¦ 2QU LoRE | Red Flag Warning - Destructive Fires | 2028 | 4.19e-08 | 4.4242e-08 | 4.3703e-08 | 4.1622e-08 | 9534.9221 | 247.273 | 9287.6491 | 0 | 0 | 0 | 0 | 0 | 5.3055e-06 | 0.00039951 | 0 | 0.00039951 | 0.00042185 | 0 | 0.00042185 | 0.0004167 | 0 | 0.0004167 | 0.00039686 | 0 | 0.00039686
[79 empty] | WLDFR | HFTD - Distribution - Tier 3 - 3QU CoRE ¦ 2QU LoRE | Red Flag Warning - Destructive Fires | 2029 | 4.19e-08 | 4.4242e-08 | 4.3703e-08 | 4.1622e-08 | 9534.9221 | 247.273 | 9287.6491 | 0 | 0 | 0 | 0 | 0 | 5.3055e-06 | 0.00039951 | 0 | 0.00039951 | 0.00042185 | 0 | 0.00042185 | 0.0004167 | 0 | 0.0004167 | 0.00039686 | 0 | 0.00039686
[79 empty] | WLDFR | HFTD - Distribution - Tier 3 - 3QU CoRE ¦ 2QU LoRE | Red Flag Warning - Destructive Fires | 2030 | 4.19e-08 | 4.4242e-08 | 4.3703e-08 | 4.1622e-08 | 9534.9221 | 247.273 | 9287.6491 | 0 | 0 | 0 | 0 | 0 | 5.3055e-06 | 0.00039951 | 0 | 0.00039951 | 0.00042185 | 0 | 0.00042185 | 0.0004167 | 0 | 0.0004167 | 0.00039686 | 0 | 0.00039686
[79 empty] | WLDFR | HFTD - Distribution - Tier 3 - 3QU CoRE ¦ 2QU LoRE | Red Flag Warning - Destructive Fires | 2031 | 4.19e-08 | 4.4242e-08 | 4.3703e-08 | 4.1622e-08 | 9534.9221 | 247.273 | 9287.6491 | 0 | 0 | 0 | 0 | 0 | 5.3055e-06 | 0.00039951 | 0 | 0.00039951 | 0.00042185 | 0 | 0.00042185 | 0.0004167 | 0 | 0.0004167 | 0.00039686 | 0 | 0.00039686
[79 empty] | WLDFR | HFTD - Distribution - Tier 3 - 3QU CoRE ¦ 2QU LoRE | Red Flag Warning - Destructive Fires | 2032 | 4.19e-08 | 4.4242e-08 | 4.3703e-08 | 4.1622e-08 | 9534.9221 | 247.273 | 9287.6491 | 0 | 0 | 0 | 0 | 0 | 5.3055e-06 | 0.00039951 | 0 | 0.00039951 | 0.00042185 | 0 | 0.00042185 | 0.0004167 | 0 | 0.0004167 | 0.00039686 | 0 | 0.00039686
[79 empty] | WLDFR | HFTD - Distribution - Tier 3 - 3QU CoRE ¦ 2QU LoRE | Red Flag Warning - Destructive Fires | 2033 | 4.19e-08 | 4.4242e-08 | 4.3703e-08 | 4.1622e-08 | 9984.8474 | 263.1074 | 9721.74 | 0 | 0 | 0 | 0 | 0 | 5.3055e-06 | 0.00041836 | 0 | 0.00041836 | 0.00044175 | 0 | 0.00044175 | 0.00043637 | 0 | 0.00043637 | 0.00041559 | 0 | 0.00041559
[79 empty] | WLDFR | HFTD - Distribution - Tier 3 - 3QU CoRE ¦ 2QU LoRE | Red Flag Warning - Destructive Fires | 2034 | 4.19e-08 | 4.4242e-08 | 4.3703e-08 | 4.1622e-08 | 9984.8474 | 263.1074 | 9721.74 | 0 | 0 | 0 | 0 | 0 | 5.3055e-06 | 0.00041836 | 0 | 0.00041836 | 0.00044175 | 0 | 0.00044175 | 0.00043637 | 0 | 0.00043637 | 0.00041559 | 0 | 0.00041559
[79 empty] | WLDFR | HFTD - Distribution - Tier 3 - 3QU CoRE ¦ 2QU LoRE | Red Flag Warning - Destructive Fires | 2035 | 4.19e-08 | 4.4242e-08 | 4.3703e-08 | 4.1622e-08 | 9984.8474 | 263.1074 | 9721.74 | 0 | 0 | 0 | 0 | 0 | 5.3055e-06 | 0.00041836 | 0 | 0.00041836 | 0.00044175 | 0 | 0.00044175 | 0.00043637 | 0 | 0.00043637 | 0.00041559 | 0 | 0.00041559
[79 empty] | WLDFR | HFTD - Distribution - Tier 3 - 3QU CoRE ¦ 2QU LoRE | Red Flag Warning - Destructive Fires | 2036 | 4.19e-08 | 4.4242e-08 | 4.3703e-08 | 4.1622e-08 | 9984.8474 | 263.1074 | 9721.74 | 0 | 0 | 0 | 0 | 0 | 5.3055e-06 | 0.00041836 | 0 | 0.00041836 | 0.00044175 | 0 | 0.00044175 | 0.00043637 | 0 | 0.00043637 | 0.00041559 | 0 | 0.00041559
[79 empty] | WLDFR | HFTD - Distribution - Tier 3 - 3QU CoRE ¦ 2QU LoRE | Red Flag Warning - Destructive Fires | 2037 | 4.19e-08 | 4.4242e-08 | 4.3703e-08 | 4.1622e-08 | 9984.8474 | 263.1074 | 9721.74 | 0 | 0 | 0 | 0 | 0 | 5.3055e-06 | 0.00041836 | 0 | 0.00041836 | 0.00044175 | 0 | 0.00044175 | 0.00043637 | 0 | 0.00043637 | 0.00041559 | 0 | 0.00041559
[79 empty] | WLDFR | HFTD - Distribution - Tier 3 - 3QU CoRE ¦ 2QU LoRE | Red Flag Warning - Destructive Fires | 2038 | 4.19e-08 | 4.4242e-08 | 4.3703e-08 | 4.1622e-08 | 10472.8261 | 280.5544 | 10192.2718 | 0 | 0 | 0 | 0 | 0 | 5.3055e-06 | 0.00043881 | 0 | 0.00043881 | 0.00046334 | 0 | 0.00046334 | 0.00045769 | 0 | 0.00045769 | 0.0004359 | 0 | 0.0004359
[79 empty] | WLDFR | HFTD - Distribution - Tier 3 - 3QU CoRE ¦ 2QU LoRE | Red Flag Warning - Destructive Fires | 2039 | 4.19e-08 | 4.4242e-08 | 4.3703e-08 | 4.1622e-08 | 10472.8261 | 280.5544 | 10192.2718 | 0 | 0 | 0 | 0 | 0 | 5.3055e-06 | 0.00043881 | 0 | 0.00043881 | 0.00046334 | 0 | 0.00046334 | 0.00045769 | 0 | 0.00045769 | 0.0004359 | 0 | 0.0004359
[79 empty] | WLDFR | HFTD - Distribution - Tier 3 - 3QU CoRE ¦ 2QU LoRE | Red Flag Warning - Destructive Fires | 2040 | 4.19e-08 | 4.4242e-08 | 4.3703e-08 | 4.1622e-08 | 10472.8261 | 280.5544 | 10192.2718 | 0 | 0 | 0 | 0 | 0 | 5.3055e-06 | 0.00043881 | 0 | 0.00043881 | 0.00046334 | 0 | 0.00046334 | 0.00045769 | 0 | 0.00045769 | 0.0004359 | 0 | 0.0004359
[79 empty] | WLDFR | HFTD - Distribution - Tier 3 - 3QU CoRE ¦ 2QU LoRE | Red Flag Warning - Destructive Fires | 2041 | 4.19e-08 | 4.4242e-08 | 4.3703e-08 | 4.1622e-08 | 10472.8261 | 280.5544 | 10192.2718 | 0 | 0 | 0 | 0 | 0 | 5.3055e-06 | 0.00043881 | 0 | 0.00043881 | 0.00046334 | 0 | 0.00046334 | 0.00045769 | 0 | 0.00045769 | 0.0004359 | 0 | 0.0004359
[79 empty] | WLDFR | HFTD - Distribution - Tier 3 - 3QU CoRE ¦ 2QU LoRE | Red Flag Warning - Destructive Fires | 2042 | 4.19e-08 | 4.4242e-08 | 4.3703e-08 | 4.1622e-08 | 10472.8261 | 280.5544 | 10192.2718 | 0 | 0 | 0 | 0 | 0 | 5.3055e-06 | 0.00043881 | 0 | 0.00043881 | 0.00046334 | 0 | 0.00046334 | 0.00045769 | 0 | 0.00045769 | 0.0004359 | 0 | 0.0004359
[79 empty] | WLDFR | HFTD - Distribution - Tier 3 - 3QU CoRE ¦ 2QU LoRE | Red Flag Warning - Destructive Fires | 2043 | 4.19e-08 | 4.4242e-08 | 4.3703e-08 | 4.1622e-08 | 10992.1562 | 299.42 | 10692.7362 | 0 | 0 | 0 | 0 | 0 | 5.3055e-06 | 0.00046057 | 0 | 0.00046057 | 0.00048632 | 0 | 0.00048632 | 0.00048039 | 0 | 0.00048039 | 0.00045751 | 0 | 0.00045751
[79 empty] | WLDFR | HFTD - Distribution - Tier 3 - 3QU CoRE ¦ 2QU LoRE | Red Flag Warning - Destructive Fires | 2044 | 4.19e-08 | 4.4242e-08 | 4.3703e-08 | 4.1622e-08 | 10992.1562 | 299.42 | 10692.7362 | 0 | 0 | 0 | 0 | 0 | 5.3055e-06 | 0.00046057 | 0 | 0.00046057 | 0.00048632 | 0 | 0.00048632 | 0.00048039 | 0 | 0.00048039 | 0.00045751 | 0 | 0.00045751
[79 empty] | WLDFR | HFTD - Distribution - Tier 3 - 3QU CoRE ¦ 2QU LoRE | Red Flag Warning - Destructive Fires | 2045 | 4.19e-08 | 4.4242e-08 | 4.3703e-08 | 4.1622e-08 | 10992.1562 | 299.42 | 10692.7362 | 0 | 0 | 0 | 0 | 0 | 5.3055e-06 | 0.00046057 | 0 | 0.00046057 | 0.00048632 | 0 | 0.00048632 | 0.00048039 | 0 | 0.00048039 | 0.00045751 | 0 | 0.00045751
[79 empty] | WLDFR | HFTD - Distribution - Tier 3 - 3QU CoRE ¦ 2QU LoRE | Red Flag Warning - Destructive Fires | 2046 | 4.19e-08 | 4.4242e-08 | 4.3703e-08 | 4.1622e-08 | 10992.1562 | 299.42 | 10692.7362 | 0 | 0 | 0 | 0 | 0 | 5.3055e-06 | 0.00046057 | 0 | 0.00046057 | 0.00048632 | 0 | 0.00048632 | 0.00048039 | 0 | 0.00048039 | 0.00045751 | 0 | 0.00045751
[79 empty] | WLDFR | HFTD - Distribution - Tier 3 - 3QU CoRE ¦ 2QU LoRE | Red Flag Warning - Destructive Fires | 2047 | 4.19e-08 | 4.4242e-08 | 4.3703e-08 | 4.1622e-08 | 10992.1562 | 299.42 | 10692.7362 | 0 | 0 | 0 | 0 | 0 | 5.3055e-06 | 0.00046057 | 0 | 0.00046057 | 0.00048632 | 0 | 0.00048632 | 0.00048039 | 0 | 0.00048039 | 0.00045751 | 0 | 0.00045751
[79 empty] | WLDFR | HFTD - Distribution - Tier 3 - 3QU CoRE ¦ 2QU LoRE | Red Flag Warning - Destructive Fires | 2048 | 4.19e-08 | 4.4242e-08 | 4.3703e-08 | 4.1622e-08 | 11536.0538 | 319.4911 | 11216.5626 | 0 | 0 | 0 | 0 | 0 | 5.3055e-06 | 0.00048336 | 0 | 0.00048336 | 0.00051038 | 0 | 0.00051038 | 0.00050416 | 0 | 0.00050416 | 0.00048015 | 0 | 0.00048015
[79 empty] | WLDFR | HFTD - Distribution - Tier 3 - 3QU CoRE ¦ 2QU LoRE | Red Flag Warning - Destructive Fires | 2049 | 4.19e-08 | 4.4242e-08 | 4.3703e-08 | 4.1622e-08 | 11536.0538 | 319.4911 | 11216.5626 | 0 | 0 | 0 | 0 | 0 | 5.3055e-06 | 0.00048336 | 0 | 0.00048336 | 0.00051038 | 0 | 0.00051038 | 0.00050416 | 0 | 0.00050416 | 0.00048015 | 0 | 0.00048015
[79 empty] | WLDFR | HFTD - Distribution - Tier 3 - 3QU CoRE ¦ 2QU LoRE | Red Flag Warning - Destructive Fires | 2050 | 0 | 4.4242e-08 | 4.3703e-08 | 4.1622e-08 | 11536.0538 | 319.4911 | 11216.5626 | 0 | 0 | 0 | 0 | 0 | 5.3055e-06 | 0 | 0 | 0 | 0.00051038 | 0 | 0.00051038 | 0.00050416 | 0 | 0.00050416 | 0.00048015 | 0 | 0.00048015
[79 empty] | WLDFR | HFTD - Distribution - Tier 3 - 3QU CoRE ¦ 2QU LoRE | Red Flag Warning - Destructive Fires | 2051 | 0 | 0 | 4.3703e-08 | 4.1622e-08 | 11536.0538 | 319.4911 | 11216.5626 | 0 | 0 | 0 | 0 | 0 | 5.3055e-06 | 0 | 0 | 0 | 0 | 0 | 0 | 0.00050416 | 0 | 0.00050416 | 0.00048015 | 0 | 0.00048015
[79 empty] | WLDFR | HFTD - Distribution - Tier 3 - 3QU CoRE ¦ 2QU LoRE | Red Flag Warning - Destructive Fires | 2052 | 0 | 0 | 0 | 4.1622e-08 | 11536.0538 | 319.4911 | 11216.5626 | 0 | 0 | 0 | 0 | 0 | 5.3055e-06 | 0 | 0 | 0 | 0 | 0 | 0 | 0 | 0 | 0 | 0.00048015 | 0 | 0.00048015
[79 empty] | WLDFR | HFTD - Distribution - Tier 3 - 3QU CoRE ¦ 2QU LoRE | Red Flag Warning - Large Fires | 2020 | 4.746e-07 | 0 | 0 | 0 | 5.2406 | 0.69642 | 2.942 | 1.6022 | 0 | 0 | 0 | 0 | 3.4153e-05 | 2.4872e-06 | 0 | 2.4872e-06 | 0 | 0 | 0 | 0 | 0 | 0 | 0 | 0 | 0
[79 empty] | WLDFR | HFTD - Distribution - Tier 3 - 3QU CoRE ¦ 2QU LoRE | Red Flag Warning - Large Fires | 2021 | 3.2058e-07 | 5.0114e-07 | 0 | 0 | 5.2406 | 0.69642 | 2.942 | 1.6022 | 0 | 0 | 0 | 0 | 3.4153e-05 | 1.68e-06 | 0 | 1.68e-06 | 2.6262e-06 | 0 | 2.6262e-06 | 0 | 0 | 0 | 0 | 0 | 0
[79 empty] | WLDFR | HFTD - Distribution - Tier 3 - 3QU CoRE ¦ 2QU LoRE | Red Flag Warning - Large Fires | 2022 | 2.8637e-07 | 3.0238e-07 | 4.7237e-07 | 0 | 5.2406 | 0.69642 | 2.942 | 1.6022 | 0 | 0 | 0 | 0 | 3.7084e-05 | 1.5007e-06 | 0 | 1.5007e-06 | 1.5846e-06 | 0 | 1.5846e-06 | 2.4755e-06 | 0 | 2.4755e-06 | 0 | 0 | 0
[79 empty] | WLDFR | HFTD - Distribution - Tier 3 - 3QU CoRE ¦ 2QU LoRE | Red Flag Warning - Large Fires | 2023 | 2.8637e-07 | 3.0238e-07 | 2.9869e-07 | 4.4987e-07 | 5.475 | 0.71896 | 3.0715 | 1.6846 | 0 | 0 | 0 | 0 | 3.7084e-05 | 1.5679e-06 | 0 | 1.5679e-06 | 1.6555e-06 | 0 | 1.6555e-06 | 1.6353e-06 | 0 | 1.6353e-06 | 2.4631e-06 | 0 | 2.4631e-06
[79 empty] | WLDFR | HFTD - Distribution - Tier 3 - 3QU CoRE ¦ 2QU LoRE | Red Flag Warning - Large Fires | 2024 | 2.8637e-07 | 3.0238e-07 | 2.9869e-07 | 2.8447e-07 | 5.475 | 0.71896 | 3.0715 | 1.6846 | 0 | 0 | 0 | 0 | 3.7084e-05 | 1.5679e-06 | 0 | 1.5679e-06 | 1.6555e-06 | 0 | 1.6555e-06 | 1.6353e-06 | 0 | 1.6353e-06 | 1.5575e-06 | 0 | 1.5575e-06
[79 empty] | WLDFR | HFTD - Distribution - Tier 3 - 3QU CoRE ¦ 2QU LoRE | Red Flag Warning - Large Fires | 2025 | 2.8637e-07 | 3.0238e-07 | 2.9869e-07 | 2.8447e-07 | 5.475 | 0.71896 | 3.0715 | 1.6846 | 0 | 0 | 0 | 0 | 3.7084e-05 | 1.5679e-06 | 0 | 1.5679e-06 | 1.6555e-06 | 0 | 1.6555e-06 | 1.6353e-06 | 0 | 1.6353e-06 | 1.5575e-06 | 0 | 1.5575e-06
[79 empty] | WLDFR | HFTD - Distribution - Tier 3 - 3QU CoRE ¦ 2QU LoRE | Red Flag Warning - Large Fires | 2026 | 2.8637e-07 | 3.0238e-07 | 2.9869e-07 | 2.8447e-07 | 5.475 | 0.71896 | 3.0715 | 1.6846 | 0 | 0 | 0 | 0 | 3.7084e-05 | 1.5679e-06 | 0 | 1.5679e-06 | 1.6555e-06 | 0 | 1.6555e-06 | 1.6353e-06 | 0 | 1.6353e-06 | 1.5575e-06 | 0 | 1.5575e-06
[79 empty] | WLDFR | HFTD - Distribution - Tier 3 - 3QU CoRE ¦ 2QU LoRE | Red Flag Warning - Large Fires | 2027 | 2.8637e-07 | 3.0238e-07 | 2.9869e-07 | 2.8447e-07 | 5.475 | 0.71896 | 3.0715 | 1.6846 | 0 | 0 | 0 | 0 | 3.7084e-05 | 1.5679e-06 | 0 | 1.5679e-06 | 1.6555e-06 | 0 | 1.6555e-06 | 1.6353e-06 | 0 | 1.6353e-06 | 1.5575e-06 | 0 | 1.5575e-06
[79 empty] | WLDFR | HFTD - Distribution - Tier 3 - 3QU CoRE ¦ 2QU LoRE | Red Flag Warning - Large Fires | 2028 | 2.8637e-07 | 3.0238e-07 | 2.9869e-07 | 2.8447e-07 | 5.777 | 0.74734 | 3.238 | 1.7917 | 0 | 0 | 0 | 0 | 3.7084e-05 | 1.6543e-06 | 0 | 1.6543e-06 | 1.7468e-06 | 0 | 1.7468e-06 | 1.7255e-06 | 0 | 1.7255e-06 | 1.6434e-06 | 0 | 1.6434e-06
[79 empty] | WLDFR | HFTD - Distribution - Tier 3 - 3QU CoRE ¦ 2QU LoRE | Red Flag Warning - Large Fires | 2029 | 2.8637e-07 | 3.0238e-07 | 2.9869e-07 | 2.8447e-07 | 5.777 | 0.74734 | 3.238 | 1.7917 | 0 | 0 | 0 | 0 | 3.7084e-05 | 1.6543e-06 | 0 | 1.6543e-06 | 1.7468e-06 | 0 | 1.7468e-06 | 1.7255e-06 | 0 | 1.7255e-06 | 1.6434e-06 | 0 | 1.6434e-06
[79 empty] | WLDFR | HFTD - Distribution - Tier 3 - 3QU CoRE ¦ 2QU LoRE | Red Flag Warning - Large Fires | 2030 | 2.8637e-07 | 3.0238e-07 | 2.9869e-07 | 2.8447e-07 | 5.777 | 0.74734 | 3.238 | 1.7917 | 0 | 0 | 0 | 0 | 3.7084e-05 | 1.6543e-06 | 0 | 1.6543e-06 | 1.7468e-06 | 0 | 1.7468e-06 | 1.7255e-06 | 0 | 1.7255e-06 | 1.6434e-06 | 0 | 1.6434e-06
[79 empty] | WLDFR | HFTD - Distribution - Tier 3 - 3QU CoRE ¦ 2QU LoRE | Red Flag Warning - Large Fires | 2031 | 2.8637e-07 | 3.0238e-07 | 2.9869e-07 | 2.8447e-07 | 5.777 | 0.74734 | 3.238 | 1.7917 | 0 | 0 | 0 | 0 | 3.7084e-05 | 1.6543e-06 | 0 | 1.6543e-06 | 1.7468e-06 | 0 | 1.7468e-06 | 1.7255e-06 | 0 | 1.7255e-06 | 1.6434e-06 | 0 | 1.6434e-06
[79 empty] | WLDFR | HFTD - Distribution - Tier 3 - 3QU CoRE ¦ 2QU LoRE | Red Flag Warning - Large Fires | 2032 | 2.8637e-07 | 3.0238e-07 | 2.9869e-07 | 2.8447e-07 | 5.777 | 0.74734 | 3.238 | 1.7917 | 0 | 0 | 0 | 0 | 3.7084e-05 | 1.6543e-06 | 0 | 1.6543e-06 | 1.7468e-06 | 0 | 1.7468e-06 | 1.7255e-06 | 0 | 1.7255e-06 | 1.6434e-06 | 0 | 1.6434e-06
[79 empty] | WLDFR | HFTD - Distribution - Tier 3 - 3QU CoRE ¦ 2QU LoRE | Red Flag Warning - Large Fires | 2033 | 2.8637e-07 | 3.0238e-07 | 2.9869e-07 | 2.8447e-07 | 6.1205 | 0.77885 | 3.4265 | 1.9151 | 0 | 0 | 0 | 0 | 3.7084e-05 | 1.7527e-06 | 0 | 1.7527e-06 | 1.8507e-06 | 0 | 1.8507e-06 | 1.8281e-06 | 0 | 1.8281e-06 | 1.7411e-06 | 0 | 1.7411e-06
[79 empty] | WLDFR | HFTD - Distribution - Tier 3 - 3QU CoRE ¦ 2QU LoRE | Red Flag Warning - Large Fires | 2034 | 2.8637e-07 | 3.0238e-07 | 2.9869e-07 | 2.8447e-07 | 6.1205 | 0.77885 | 3.4265 | 1.9151 | 0 | 0 | 0 | 0 | 3.7084e-05 | 1.7527e-06 | 0 | 1.7527e-06 | 1.8507e-06 | 0 | 1.8507e-06 | 1.8281e-06 | 0 | 1.8281e-06 | 1.7411e-06 | 0 | 1.7411e-06
[79 empty] | WLDFR | HFTD - Distribution - Tier 3 - 3QU CoRE ¦ 2QU LoRE | Red Flag Warning - Large Fires | 2035 | 2.8637e-07 | 3.0238e-07 | 2.9869e-07 | 2.8447e-07 | 6.1205 | 0.77885 | 3.4265 | 1.9151 | 0 | 0 | 0 | 0 | 3.7084e-05 | 1.7527e-06 | 0 | 1.7527e-06 | 1.8507e-06 | 0 | 1.8507e-06 | 1.8281e-06 | 0 | 1.8281e-06 | 1.7411e-06 | 0 | 1.7411e-06
[79 empty] | WLDFR | HFTD - Distribution - Tier 3 - 3QU CoRE ¦ 2QU LoRE | Red Flag Warning - Large Fires | 2036 | 2.8637e-07 | 3.0238e-07 | 2.9869e-07 | 2.8447e-07 | 6.1205 | 0.77885 | 3.4265 | 1.9151 | 0 | 0 | 0 | 0 | 3.7084e-05 | 1.7527e-06 | 0 | 1.7527e-06 | 1.8507e-06 | 0 | 1.8507e-06 | 1.8281e-06 | 0 | 1.8281e-06 | 1.7411e-06 | 0 | 1.7411e-06
[79 empty] | WLDFR | HFTD - Distribution - Tier 3 - 3QU CoRE ¦ 2QU LoRE | Red Flag Warning - Large Fires | 2037 | 2.8637e-07 | 3.0238e-07 | 2.9869e-07 | 2.8447e-07 | 6.1205 | 0.77885 | 3.4265 | 1.9151 | 0 | 0 | 0 | 0 | 3.7084e-05 | 1.7527e-06 | 0 | 1.7527e-06 | 1.8507e-06 | 0 | 1.8507e-06 | 1.8281e-06 | 0 | 1.8281e-06 | 1.7411e-06 | 0 | 1.7411e-06
[79 empty] | WLDFR | HFTD - Distribution - Tier 3 - 3QU CoRE ¦ 2QU LoRE | Red Flag Warning - Large Fires | 2038 | 2.8637e-07 | 3.0238e-07 | 2.9869e-07 | 2.8447e-07 | 6.5028 | 0.81304 | 3.6355 | 2.0543 | 0 | 0 | 0 | 0 | 3.7084e-05 | 1.8622e-06 | 0 | 1.8622e-06 | 1.9663e-06 | 0 | 1.9663e-06 | 1.9423e-06 | 0 | 1.9423e-06 | 1.8498e-06 | 0 | 1.8498e-06
[79 empty] | WLDFR | HFTD - Distribution - Tier 3 - 3QU CoRE ¦ 2QU LoRE | Red Flag Warning - Large Fires | 2039 | 2.8637e-07 | 3.0238e-07 | 2.9869e-07 | 2.8447e-07 | 6.5028 | 0.81304 | 3.6355 | 2.0543 | 0 | 0 | 0 | 0 | 3.7084e-05 | 1.8622e-06 | 0 | 1.8622e-06 | 1.9663e-06 | 0 | 1.9663e-06 | 1.9423e-06 | 0 | 1.9423e-06 | 1.8498e-06 | 0 | 1.8498e-06
[79 empty] | WLDFR | HFTD - Distribution - Tier 3 - 3QU CoRE ¦ 2QU LoRE | Red Flag Warning - Large Fires | 2040 | 2.8637e-07 | 3.0238e-07 | 2.9869e-07 | 2.8447e-07 | 6.5028 | 0.81304 | 3.6355 | 2.0543 | 0 | 0 | 0 | 0 | 3.7084e-05 | 1.8622e-06 | 0 | 1.8622e-06 | 1.9663e-06 | 0 | 1.9663e-06 | 1.9423e-06 | 0 | 1.9423e-06 | 1.8498e-06 | 0 | 1.8498e-06
[79 empty] | WLDFR | HFTD - Distribution - Tier 3 - 3QU CoRE ¦ 2QU LoRE | Red Flag Warning - Large Fires | 2041 | 2.8637e-07 | 3.0238e-07 | 2.9869e-07 | 2.8447e-07 | 6.5028 | 0.81304 | 3.6355 | 2.0543 | 0 | 0 | 0 | 0 | 3.7084e-05 | 1.8622e-06 | 0 | 1.8622e-06 | 1.9663e-06 | 0 | 1.9663e-06 | 1.9423e-06 | 0 | 1.9423e-06 | 1.8498e-06 | 0 | 1.8498e-06
[79 empty] | WLDFR | HFTD - Distribution - Tier 3 - 3QU CoRE ¦ 2QU LoRE | Red Flag Warning - Large Fires | 2042 | 2.8637e-07 | 3.0238e-07 | 2.9869e-07 | 2.8447e-07 | 6.5028 | 0.81304 | 3.6355 | 2.0543 | 0 | 0 | 0 | 0 | 3.7084e-05 | 1.8622e-06 | 0 | 1.8622e-06 | 1.9663e-06 | 0 | 1.9663e-06 | 1.9423e-06 | 0 | 1.9423e-06 | 1.8498e-06 | 0 | 1.8498e-06
[79 empty] | WLDFR | HFTD - Distribution - Tier 3 - 3QU CoRE ¦ 2QU LoRE | Red Flag Warning - Large Fires | 2043 | 2.8637e-07 | 3.0238e-07 | 2.9869e-07 | 2.8447e-07 | 6.9209 | 0.84944 | 3.8632 | 2.2083 | 0 | 0 | 0 | 0 | 3.7084e-05 | 1.9819e-06 | 0 | 1.9819e-06 | 2.0927e-06 | 0 | 2.0927e-06 | 2.0672e-06 | 0 | 2.0672e-06 | 1.9688e-06 | 0 | 1.9688e-06
[79 empty] | WLDFR | HFTD - Distribution - Tier 3 - 3QU CoRE ¦ 2QU LoRE | Red Flag Warning - Large Fires | 2044 | 2.8637e-07 | 3.0238e-07 | 2.9869e-07 | 2.8447e-07 | 6.9209 | 0.84944 | 3.8632 | 2.2083 | 0 | 0 | 0 | 0 | 3.7084e-05 | 1.9819e-06 | 0 | 1.9819e-06 | 2.0927e-06 | 0 | 2.0927e-06 | 2.0672e-06 | 0 | 2.0672e-06 | 1.9688e-06 | 0 | 1.9688e-06
[79 empty] | WLDFR | HFTD - Distribution - Tier 3 - 3QU CoRE ¦ 2QU LoRE | Red Flag Warning - Large Fires | 2045 | 2.8637e-07 | 3.0238e-07 | 2.9869e-07 | 2.8447e-07 | 6.9209 | 0.84944 | 3.8632 | 2.2083 | 0 | 0 | 0 | 0 | 3.7084e-05 | 1.9819e-06 | 0 | 1.9819e-06 | 2.0927e-06 | 0 | 2.0927e-06 | 2.0672e-06 | 0 | 2.0672e-06 | 1.9688e-06 | 0 | 1.9688e-06
[79 empty] | WLDFR | HFTD - Distribution - Tier 3 - 3QU CoRE ¦ 2QU LoRE | Red Flag Warning - Large Fires | 2046 | 2.8637e-07 | 3.0238e-07 | 2.9869e-07 | 2.8447e-07 | 6.9209 | 0.84944 | 3.8632 | 2.2083 | 0 | 0 | 0 | 0 | 3.7084e-05 | 1.9819e-06 | 0 | 1.9819e-06 | 2.0927e-06 | 0 | 2.0927e-06 | 2.0672e-06 | 0 | 2.0672e-06 | 1.9688e-06 | 0 | 1.9688e-06
[79 empty] | WLDFR | HFTD - Distribution - Tier 3 - 3QU CoRE ¦ 2QU LoRE | Red Flag Warning - Large Fires | 2047 | 2.8637e-07 | 3.0238e-07 | 2.9869e-07 | 2.8447e-07 | 6.9209 | 0.84944 | 3.8632 | 2.2083 | 0 | 0 | 0 | 0 | 3.7084e-05 | 1.9819e-06 | 0 | 1.9819e-06 | 2.0927e-06 | 0 | 2.0927e-06 | 2.0672e-06 | 0 | 2.0672e-06 | 1.9688e-06 | 0 | 1.9688e-06
[79 empty] | WLDFR | HFTD - Distribution - Tier 3 - 3QU CoRE ¦ 2QU LoRE | Red Flag Warning - Large Fires | 2048 | 2.8637e-07 | 3.0238e-07 | 2.9869e-07 | 2.8447e-07 | 7.3713 | 0.88759 | 4.1075 | 2.3763 | 0 | 0 | 0 | 0 | 3.7084e-05 | 2.1109e-06 | 0 | 2.1109e-06 | 2.2289e-06 | 0 | 2.2289e-06 | 2.2018e-06 | 0 | 2.2018e-06 | 2.0969e-06 | 0 | 2.0969e-06
[79 empty] | WLDFR | HFTD - Distribution - Tier 3 - 3QU CoRE ¦ 2QU LoRE | Red Flag Warning - Large Fires | 2049 | 2.8637e-07 | 3.0238e-07 | 2.9869e-07 | 2.8447e-07 | 7.3713 | 0.88759 | 4.1075 | 2.3763 | 0 | 0 | 0 | 0 | 3.7084e-05 | 2.1109e-06 | 0 | 2.1109e-06 | 2.2289e-06 | 0 | 2.2289e-06 | 2.2018e-06 | 0 | 2.2018e-06 | 2.0969e-06 | 0 | 2.0969e-06
[79 empty] | WLDFR | HFTD - Distribution - Tier 3 - 3QU CoRE ¦ 2QU LoRE | Red Flag Warning - Large Fires | 2050 | 0 | 3.0238e-07 | 2.9869e-07 | 2.8447e-07 | 7.3713 | 0.88759 | 4.1075 | 2.3763 | 0 | 0 | 0 | 0 | 3.7084e-05 | 0 | 0 | 0 | 2.2289e-06 | 0 | 2.2289e-06 | 2.2018e-06 | 0 | 2.2018e-06 | 2.0969e-06 | 0 | 2.0969e-06
[79 empty] | WLDFR | HFTD - Distribution - Tier 3 - 3QU CoRE ¦ 2QU LoRE | Red Flag Warning - Large Fires | 2051 | 0 | 0 | 2.9869e-07 | 2.8447e-07 | 7.3713 | 0.88759 | 4.1075 | 2.3763 | 0 | 0 | 0 | 0 | 3.7084e-05 | 0 | 0 | 0 | 0 | 0 | 0 | 2.2018e-06 | 0 | 2.2018e-06 | 2.0969e-06 | 0 | 2.0969e-06
[79 empty] | WLDFR | HFTD - Distribution - Tier 3 - 3QU CoRE ¦ 2QU LoRE | Red Flag Warning - Large Fires | 2052 | 0 | 0 | 0 | 2.8447e-07 | 7.3713 | 0.88759 | 4.1075 | 2.3763 | 0 | 0 | 0 | 0 | 3.7084e-05 | 0 | 0 | 0 | 0 | 0 | 0 | 0 | 0 | 0 | 2.0969e-06 | 0 | 2.0969e-06
[79 empty] | WLDFR | HFTD - Distribution - Tier 3 - 3QU CoRE ¦ 2QU LoRE | Red Flag Warning - Small Fires | 2020 | 1.453e-05 | 0 | 0 | 0 | 0.077901 | 0.036425 | 0.0015809 | 0.039895 | 0 | 0 | 0 | 0 | 0.00091484 | 1.1319e-06 | 0 | 1.1319e-06 | 0 | 0 | 0 | 0 | 0 | 0 | 0 | 0 | 0
[79 empty] | WLDFR | HFTD - Distribution - Tier 3 - 3QU CoRE ¦ 2QU LoRE | Red Flag Warning - Small Fires | 2021 | 9.7761e-06 | 1.5342e-05 | 0 | 0 | 0.077901 | 0.036425 | 0.0015809 | 0.039895 | 0 | 0 | 0 | 0 | 0.00091484 | 7.6156e-07 | 0 | 7.6156e-07 | 1.1952e-06 | 0 | 1.1952e-06 | 0 | 0 | 0 | 0 | 0 | 0
[79 empty] | WLDFR | HFTD - Distribution - Tier 3 - 3QU CoRE ¦ 2QU LoRE | Red Flag Warning - Small Fires | 2022 | 8.1174e-06 | 8.5713e-06 | 1.3213e-05 | 0 | 0.077901 | 0.036425 | 0.0015809 | 0.039895 | 0 | 0 | 0 | 0 | 0.00088728 | 6.3235e-07 | 0 | 6.3235e-07 | 6.6771e-07 | 0 | 6.6771e-07 | 1.0293e-06 | 0 | 1.0293e-06 | 0 | 0 | 0
[79 empty] | WLDFR | HFTD - Distribution - Tier 3 - 3QU CoRE ¦ 2QU LoRE | Red Flag Warning - Small Fires | 2023 | 8.1174e-06 | 8.5713e-06 | 8.4668e-06 | 1.2584e-05 | 0.080408 | 0.03759 | 0.0016314 | 0.041187 | 0 | 0 | 0 | 0 | 0.00088728 | 6.5271e-07 | 0 | 6.5271e-07 | 6.892e-07 | 0 | 6.892e-07 | 6.808e-07 | 0 | 6.808e-07 | 1.0118e-06 | 0 | 1.0118e-06
[79 empty] | WLDFR | HFTD - Distribution - Tier 3 - 3QU CoRE ¦ 2QU LoRE | Red Flag Warning - Small Fires | 2024 | 8.1174e-06 | 8.5713e-06 | 8.4668e-06 | 8.0636e-06 | 0.080408 | 0.03759 | 0.0016314 | 0.041187 | 0 | 0 | 0 | 0 | 0.00088728 | 6.5271e-07 | 0 | 6.5271e-07 | 6.892e-07 | 0 | 6.892e-07 | 6.808e-07 | 0 | 6.808e-07 | 6.4838e-07 | 0 | 6.4838e-07
[79 empty] | WLDFR | HFTD - Distribution - Tier 3 - 3QU CoRE ¦ 2QU LoRE | Red Flag Warning - Small Fires | 2025 | 8.1174e-06 | 8.5713e-06 | 8.4668e-06 | 8.0636e-06 | 0.080408 | 0.03759 | 0.0016314 | 0.041187 | 0 | 0 | 0 | 0 | 0.00088728 | 6.5271e-07 | 0 | 6.5271e-07 | 6.892e-07 | 0 | 6.892e-07 | 6.808e-07 | 0 | 6.808e-07 | 6.4838e-07 | 0 | 6.4838e-07
[79 empty] | WLDFR | HFTD - Distribution - Tier 3 - 3QU CoRE ¦ 2QU LoRE | Red Flag Warning - Small Fires | 2026 | 8.1174e-06 | 8.5713e-06 | 8.4668e-06 | 8.0636e-06 | 0.080408 | 0.03759 | 0.0016314 | 0.041187 | 0 | 0 | 0 | 0 | 0.00088728 | 6.5271e-07 | 0 | 6.5271e-07 | 6.892e-07 | 0 | 6.892e-07 | 6.808e-07 | 0 | 6.808e-07 | 6.4838e-07 | 0 | 6.4838e-07
[79 empty] | WLDFR | HFTD - Distribution - Tier 3 - 3QU CoRE ¦ 2QU LoRE | Red Flag Warning - Small Fires | 2027 | 8.1174e-06 | 8.5713e-06 | 8.4668e-06 | 8.0636e-06 | 0.080408 | 0.03759 | 0.0016314 | 0.041187 | 0 | 0 | 0 | 0 | 0.00088728 | 6.5271e-07 | 0 | 6.5271e-07 | 6.892e-07 | 0 | 6.892e-07 | 6.808e-07 | 0 | 6.808e-07 | 6.4838e-07 | 0 | 6.4838e-07
[79 empty] | WLDFR | HFTD - Distribution - Tier 3 - 3QU CoRE ¦ 2QU LoRE | Red Flag Warning - Small Fires | 2028 | 8.1174e-06 | 8.5713e-06 | 8.4668e-06 | 8.0636e-06 | 0.083606 | 0.039055 | 0.001695 | 0.042856 | 0 | 0 | 0 | 0 | 0.00088728 | 6.7867e-07 | 0 | 6.7867e-07 | 7.1661e-07 | 0 | 7.1661e-07 | 7.0788e-07 | 0 | 7.0788e-07 | 6.7417e-07 | 0 | 6.7417e-07
[79 empty] | WLDFR | HFTD - Distribution - Tier 3 - 3QU CoRE ¦ 2QU LoRE | Red Flag Warning - Small Fires | 2029 | 8.1174e-06 | 8.5713e-06 | 8.4668e-06 | 8.0636e-06 | 0.083606 | 0.039055 | 0.001695 | 0.042856 | 0 | 0 | 0 | 0 | 0.00088728 | 6.7867e-07 | 0 | 6.7867e-07 | 7.1661e-07 | 0 | 7.1661e-07 | 7.0788e-07 | 0 | 7.0788e-07 | 6.7417e-07 | 0 | 6.7417e-07
[79 empty] | WLDFR | HFTD - Distribution - Tier 3 - 3QU CoRE ¦ 2QU LoRE | Red Flag Warning - Small Fires | 2030 | 8.1174e-06 | 8.5713e-06 | 8.4668e-06 | 8.0636e-06 | 0.083606 | 0.039055 | 0.001695 | 0.042856 | 0 | 0 | 0 | 0 | 0.00088728 | 6.7867e-07 | 0 | 6.7867e-07 | 7.1661e-07 | 0 | 7.1661e-07 | 7.0788e-07 | 0 | 7.0788e-07 | 6.7417e-07 | 0 | 6.7417e-07
[79 empty] | WLDFR | HFTD - Distribution - Tier 3 - 3QU CoRE ¦ 2QU LoRE | Red Flag Warning - Small Fires | 2031 | 8.1174e-06 | 8.5713e-06 | 8.4668e-06 | 8.0636e-06 | 0.083606 | 0.039055 | 0.001695 | 0.042856 | 0 | 0 | 0 | 0 | 0.00088728 | 6.7867e-07 | 0 | 6.7867e-07 | 7.1661e-07 | 0 | 7.1661e-07 | 7.0788e-07 | 0 | 7.0788e-07 | 6.7417e-07 | 0 | 6.7417e-07
[79 empty] | WLDFR | HFTD - Distribution - Tier 3 - 3QU CoRE ¦ 2QU LoRE | Red Flag Warning - Small Fires | 2032 | 8.1174e-06 | 8.5713e-06 | 8.4668e-06 | 8.0636e-06 | 0.083606 | 0.039055 | 0.001695 | 0.042856 | 0 | 0 | 0 | 0 | 0.00088728 | 6.7867e-07 | 0 | 6.7867e-07 | 7.1661e-07 | 0 | 7.1661e-07 | 7.0788e-07 | 0 | 7.0788e-07 | 6.7417e-07 | 0 | 6.7417e-07
[79 empty] | WLDFR | HFTD - Distribution - Tier 3 - 3QU CoRE ¦ 2QU LoRE | Red Flag Warning - Small Fires | 2033 | 8.1174e-06 | 8.5713e-06 | 8.4668e-06 | 8.0636e-06 | 0.087211 | 0.040679 | 0.0017655 | 0.044766 | 0 | 0 | 0 | 0 | 0.00088728 | 7.0793e-07 | 0 | 7.0793e-07 | 7.4751e-07 | 0 | 7.4751e-07 | 7.384e-07 | 0 | 7.384e-07 | 7.0324e-07 | 0 | 7.0324e-07
[79 empty] | WLDFR | HFTD - Distribution - Tier 3 - 3QU CoRE ¦ 2QU LoRE | Red Flag Warning - Small Fires | 2034 | 8.1174e-06 | 8.5713e-06 | 8.4668e-06 | 8.0636e-06 | 0.087211 | 0.040679 | 0.0017655 | 0.044766 | 0 | 0 | 0 | 0 | 0.00088728 | 7.0793e-07 | 0 | 7.0793e-07 | 7.4751e-07 | 0 | 7.4751e-07 | 7.384e-07 | 0 | 7.384e-07 | 7.0324e-07 | 0 | 7.0324e-07
[79 empty] | WLDFR | HFTD - Distribution - Tier 3 - 3QU CoRE ¦ 2QU LoRE | Red Flag Warning - Small Fires | 2035 | 8.1174e-06 | 8.5713e-06 | 8.4668e-06 | 8.0636e-06 | 0.087211 | 0.040679 | 0.0017655 | 0.044766 | 0 | 0 | 0 | 0 | 0.00088728 | 7.0793e-07 | 0 | 7.0793e-07 | 7.4751e-07 | 0 | 7.4751e-07 | 7.384e-07 | 0 | 7.384e-07 | 7.0324e-07 | 0 | 7.0324e-07
[79 empty] | WLDFR | HFTD - Distribution - Tier 3 - 3QU CoRE ¦ 2QU LoRE | Red Flag Warning - Small Fires | 2036 | 8.1174e-06 | 8.5713e-06 | 8.4668e-06 | 8.0636e-06 | 0.087211 | 0.040679 | 0.0017655 | 0.044766 | 0 | 0 | 0 | 0 | 0.00088728 | 7.0793e-07 | 0 | 7.0793e-07 | 7.4751e-07 | 0 | 7.4751e-07 | 7.384e-07 | 0 | 7.384e-07 | 7.0324e-07 | 0 | 7.0324e-07
[79 empty] | WLDFR | HFTD - Distribution - Tier 3 - 3QU CoRE ¦ 2QU LoRE | Red Flag Warning - Small Fires | 2037 | 8.1174e-06 | 8.5713e-06 | 8.4668e-06 | 8.0636e-06 | 0.087211 | 0.040679 | 0.0017655 | 0.044766 | 0 | 0 | 0 | 0 | 0.00088728 | 7.0793e-07 | 0 | 7.0793e-07 | 7.4751e-07 | 0 | 7.4751e-07 | 7.384e-07 | 0 | 7.384e-07 | 7.0324e-07 | 0 | 7.0324e-07
[79 empty] | WLDFR | HFTD - Distribution - Tier 3 - 3QU CoRE ¦ 2QU LoRE | Red Flag Warning - Small Fires | 2038 | 8.1174e-06 | 8.5713e-06 | 8.4668e-06 | 8.0636e-06 | 0.091184 | 0.042438 | 0.0018418 | 0.046905 | 0 | 0 | 0 | 0 | 0.00088728 | 7.4018e-07 | 0 | 7.4018e-07 | 7.8157e-07 | 0 | 7.8157e-07 | 7.7204e-07 | 0 | 7.7204e-07 | 7.3527e-07 | 0 | 7.3527e-07
[79 empty] | WLDFR | HFTD - Distribution - Tier 3 - 3QU CoRE ¦ 2QU LoRE | Red Flag Warning - Small Fires | 2039 | 8.1174e-06 | 8.5713e-06 | 8.4668e-06 | 8.0636e-06 | 0.091184 | 0.042438 | 0.0018418 | 0.046905 | 0 | 0 | 0 | 0 | 0.00088728 | 7.4018e-07 | 0 | 7.4018e-07 | 7.8157e-07 | 0 | 7.8157e-07 | 7.7204e-07 | 0 | 7.7204e-07 | 7.3527e-07 | 0 | 7.3527e-07
[79 empty] | WLDFR | HFTD - Distribution - Tier 3 - 3QU CoRE ¦ 2QU LoRE | Red Flag Warning - Small Fires | 2040 | 8.1174e-06 | 8.5713e-06 | 8.4668e-06 | 8.0636e-06 | 0.091184 | 0.042438 | 0.0018418 | 0.046905 | 0 | 0 | 0 | 0 | 0.00088728 | 7.4018e-07 | 0 | 7.4018e-07 | 7.8157e-07 | 0 | 7.8157e-07 | 7.7204e-07 | 0 | 7.7204e-07 | 7.3527e-07 | 0 | 7.3527e-07
[79 empty] | WLDFR | HFTD - Distribution - Tier 3 - 3QU CoRE ¦ 2QU LoRE | Red Flag Warning - Small Fires | 2041 | 8.1174e-06 | 8.5713e-06 | 8.4668e-06 | 8.0636e-06 | 0.091184 | 0.042438 | 0.0018418 | 0.046905 | 0 | 0 | 0 | 0 | 0.00088728 | 7.4018e-07 | 0 | 7.4018e-07 | 7.8157e-07 | 0 | 7.8157e-07 | 7.7204e-07 | 0 | 7.7204e-07 | 7.3527e-07 | 0 | 7.3527e-07
[79 empty] | WLDFR | HFTD - Distribution - Tier 3 - 3QU CoRE ¦ 2QU LoRE | Red Flag Warning - Small Fires | 2042 | 8.1174e-06 | 8.5713e-06 | 8.4668e-06 | 8.0636e-06 | 0.091184 | 0.042438 | 0.0018418 | 0.046905 | 0 | 0 | 0 | 0 | 0.00088728 | 7.4018e-07 | 0 | 7.4018e-07 | 7.8157e-07 | 0 | 7.8157e-07 | 7.7204e-07 | 0 | 7.7204e-07 | 7.3527e-07 | 0 | 7.3527e-07
[79 empty] | WLDFR | HFTD - Distribution - Tier 3 - 3QU CoRE ¦ 2QU LoRE | Red Flag Warning - Small Fires | 2043 | 8.1174e-06 | 8.5713e-06 | 8.4668e-06 | 8.0636e-06 | 0.095486 | 0.044306 | 0.0019228 | 0.049257 | 0 | 0 | 0 | 0 | 0.00088728 | 7.751e-07 | 0 | 7.751e-07 | 8.1844e-07 | 0 | 8.1844e-07 | 8.0846e-07 | 0 | 8.0846e-07 | 7.6996e-07 | 0 | 7.6996e-07
[79 empty] | WLDFR | HFTD - Distribution - Tier 3 - 3QU CoRE ¦ 2QU LoRE | Red Flag Warning - Small Fires | 2044 | 8.1174e-06 | 8.5713e-06 | 8.4668e-06 | 8.0636e-06 | 0.095486 | 0.044306 | 0.0019228 | 0.049257 | 0 | 0 | 0 | 0 | 0.00088728 | 7.751e-07 | 0 | 7.751e-07 | 8.1844e-07 | 0 | 8.1844e-07 | 8.0846e-07 | 0 | 8.0846e-07 | 7.6996e-07 | 0 | 7.6996e-07
[79 empty] | WLDFR | HFTD - Distribution - Tier 3 - 3QU CoRE ¦ 2QU LoRE | Red Flag Warning - Small Fires | 2045 | 8.1174e-06 | 8.5713e-06 | 8.4668e-06 | 8.0636e-06 | 0.095486 | 0.044306 | 0.0019228 | 0.049257 | 0 | 0 | 0 | 0 | 0.00088728 | 7.751e-07 | 0 | 7.751e-07 | 8.1844e-07 | 0 | 8.1844e-07 | 8.0846e-07 | 0 | 8.0846e-07 | 7.6996e-07 | 0 | 7.6996e-07
[79 empty] | WLDFR | HFTD - Distribution - Tier 3 - 3QU CoRE ¦ 2QU LoRE | Red Flag Warning - Small Fires | 2046 | 8.1174e-06 | 8.5713e-06 | 8.4668e-06 | 8.0636e-06 | 0.095486 | 0.044306 | 0.0019228 | 0.049257 | 0 | 0 | 0 | 0 | 0.00088728 | 7.751e-07 | 0 | 7.751e-07 | 8.1844e-07 | 0 | 8.1844e-07 | 8.0846e-07 | 0 | 8.0846e-07 | 7.6996e-07 | 0 | 7.6996e-07
[79 empty] | WLDFR | HFTD - Distribution - Tier 3 - 3QU CoRE ¦ 2QU LoRE | Red Flag Warning - Small Fires | 2047 | 8.1174e-06 | 8.5713e-06 | 8.4668e-06 | 8.0636e-06 | 0.095486 | 0.044306 | 0.0019228 | 0.049257 | 0 | 0 | 0 | 0 | 0.00088728 | 7.751e-07 | 0 | 7.751e-07 | 8.1844e-07 | 0 | 8.1844e-07 | 8.0846e-07 | 0 | 8.0846e-07 | 7.6996e-07 | 0 | 7.6996e-07
[79 empty] | WLDFR | HFTD - Distribution - Tier 3 - 3QU CoRE ¦ 2QU LoRE | Red Flag Warning - Small Fires | 2048 | 8.1174e-06 | 8.5713e-06 | 8.4668e-06 | 8.0636e-06 | 0.10007 | 0.04626 | 0.0020076 | 0.051804 | 0 | 0 | 0 | 0 | 0.00088728 | 8.1233e-07 | 0 | 8.1233e-07 | 8.5774e-07 | 0 | 8.5774e-07 | 8.4729e-07 | 0 | 8.4729e-07 | 8.0694e-07 | 0 | 8.0694e-07
[79 empty] | WLDFR | HFTD - Distribution - Tier 3 - 3QU CoRE ¦ 2QU LoRE | Red Flag Warning - Small Fires | 2049 | 8.1174e-06 | 8.5713e-06 | 8.4668e-06 | 8.0636e-06 | 0.10007 | 0.04626 | 0.0020076 | 0.051804 | 0 | 0 | 0 | 0 | 0.00088728 | 8.1233e-07 | 0 | 8.1233e-07 | 8.5774e-07 | 0 | 8.5774e-07 | 8.4729e-07 | 0 | 8.4729e-07 | 8.0694e-07 | 0 | 8.0694e-07
[79 empty] | WLDFR | HFTD - Distribution - Tier 3 - 3QU CoRE ¦ 2QU LoRE | Red Flag Warning - Small Fires | 2050 | 0 | 8.5713e-06 | 8.4668e-06 | 8.0636e-06 | 0.10007 | 0.04626 | 0.0020076 | 0.051804 | 0 | 0 | 0 | 0 | 0.00088728 | 0 | 0 | 0 | 8.5774e-07 | 0 | 8.5774e-07 | 8.4729e-07 | 0 | 8.4729e-07 | 8.0694e-07 | 0 | 8.0694e-07
[79 empty] | WLDFR | HFTD - Distribution - Tier 3 - 3QU CoRE ¦ 2QU LoRE | Red Flag Warning - Small Fires | 2051 | 0 | 0 | 8.4668e-06 | 8.0636e-06 | 0.10007 | 0.04626 | 0.0020076 | 0.051804 | 0 | 0 | 0 | 0 | 0.00088728 | 0 | 0 | 0 | 0 | 0 | 0 | 8.4729e-07 | 0 | 8.4729e-07 | 8.0694e-07 | 0 | 8.0694e-07
[79 empty] | WLDFR | HFTD - Distribution - Tier 3 - 3QU CoRE ¦ 2QU LoRE | Red Flag Warning - Small Fires | 2052 | 0 | 0 | 0 | 8.0636e-06 | 0.10007 | 0.04626 | 0.0020076 | 0.051804 | 0 | 0 | 0 | 0 | 0.00088728 | 0 | 0 | 0 | 0 | 0 | 0 | 0 | 0 | 0 | 8.0694e-07 | 0 | 8.0694e-07
[79 empty] | WLDFR | HFTD - Distribution - Tier 3 - 3QU CoRE ¦ 2QU LoRE | Seismic - Non-Red Flag Warning - Catastrophic Fires | 2020 | 9.7518e-13 | 0 | 0 | 0 | 21083.8428 | 409.2237 | 13469.0878 | 7205.5313 | 0 | 0 | 0 | 0 | 1.6113e-10 | 2.0561e-08 | 0 | 2.0561e-08 | 0 | 0 | 0 | 0 | 0 | 0 | 0 | 0 | 0
[79 empty] | WLDFR | HFTD - Distribution - Tier 3 - 3QU CoRE ¦ 2QU LoRE | Seismic - Non-Red Flag Warning - Catastrophic Fires | 2021 | 0 | 1.0297e-12 | 0 | 0 | 21083.8428 | 409.2237 | 13469.0878 | 7205.5313 | 0 | 0 | 0 | 0 | 1.6113e-10 | 0 | 0 | 0 | 2.171e-08 | 0 | 2.171e-08 | 0 | 0 | 0 | 0 | 0 | 0
[79 empty] | WLDFR | HFTD - Distribution - Tier 3 - 3QU CoRE ¦ 2QU LoRE | Seismic - Non-Red Flag Warning - Catastrophic Fires | 2022 | 0 | 0 | 6.8263e-13 | 0 | 21083.8428 | 409.2237 | 13469.0878 | 7205.5313 | 0 | 0 | 0 | 0 | 1.1207e-10 | 0 | 0 | 0 | 0 | 0 | 0 | 1.4393e-08 | 0 | 1.4393e-08 | 0 | 0 | 0
[79 empty] | WLDFR | HFTD - Distribution - Tier 3 - 3QU CoRE ¦ 2QU LoRE | Seismic - Non-Red Flag Warning - Catastrophic Fires | 2023 | 0 | 0 | 0 | 6.5013e-13 | 21835.9781 | 428.6023 | 13939.561 | 7467.8148 | 0 | 0 | 0 | 0 | 1.1207e-10 | 0 | 0 | 0 | 0 | 0 | 0 | 0 | 0 | 0 | 1.4196e-08 | 0 | 1.4196e-08
[79 empty] | WLDFR | HFTD - Distribution - Tier 3 - 3QU CoRE ¦ 2QU LoRE | Seismic - Red Flag Warning - Catastrophic Fires | 2020 | 4.2049e-11 | 0 | 0 | 0 | 21083.8428 | 409.2237 | 13469.0878 | 7205.5313 | 0 | 0 | 0 | 0 | 6.9477e-09 | 8.8656e-07 | 0 | 8.8656e-07 | 0 | 0 | 0 | 0 | 0 | 0 | 0 | 0 | 0
[79 empty] | WLDFR | HFTD - Distribution - Tier 3 - 3QU CoRE ¦ 2QU LoRE | Seismic - Red Flag Warning - Catastrophic Fires | 2021 | 0 | 4.44e-11 | 0 | 0 | 21083.8428 | 409.2237 | 13469.0878 | 7205.5313 | 0 | 0 | 0 | 0 | 6.9477e-09 | 0 | 0 | 0 | 9.3613e-07 | 0 | 9.3613e-07 | 0 | 0 | 0 | 0 | 0 | 0
[79 empty] | WLDFR | HFTD - Distribution - Tier 3 - 3QU CoRE ¦ 2QU LoRE | Seismic - Red Flag Warning - Catastrophic Fires | 2022 | 0 | 0 | 2.9435e-11 | 0 | 21083.8428 | 409.2237 | 13469.0878 | 7205.5313 | 0 | 0 | 0 | 0 | 4.8326e-09 | 0 | 0 | 0 | 0 | 0 | 0 | 6.206e-07 | 0 | 6.206e-07 | 0 | 0 | 0
[79 empty] | WLDFR | HFTD - Distribution - Tier 3 - 3QU CoRE ¦ 2QU LoRE | Seismic - Red Flag Warning - Catastrophic Fires | 2023 | 0 | 0 | 0 | 2.8033e-11 | 21835.9781 | 428.6023 | 13939.561 | 7467.8148 | 0 | 0 | 0 | 0 | 4.8326e-09 | 0 | 0 | 0 | 0 | 0 | 0 | 0 | 0 | 0 | 6.1213e-07 | 0 | 6.1213e-07
[79 empty] | WLDFR | HFTD - Distribution - Tier 3 - 3QU CoRE ¦ 3QU LoRE | Non-Red Flag Warning - Catastrophic Fires | 2020 | 4.3561e-09 | 0 | 0 | 0 | 14146.1306 | 222.2294 | 8585.7228 | 5338.1784 | 0 | 0 | 0 | 0 | 9.2864e-07 | 6.1621e-05 | 0 | 6.1621e-05 | 0 | 0 | 0 | 0 | 0 | 0 | 0 | 0 | 0
[79 empty] | WLDFR | HFTD - Distribution - Tier 3 - 3QU CoRE ¦ 3QU LoRE | Non-Red Flag Warning - Catastrophic Fires | 2021 | 2.4906e-09 | 4.5996e-09 | 0 | 0 | 14146.1306 | 222.2294 | 8585.7228 | 5338.1784 | 0 | 0 | 0 | 0 | 9.2864e-07 | 3.5233e-05 | 0 | 3.5233e-05 | 6.5067e-05 | 0 | 6.5067e-05 | 0 | 0 | 0 | 0 | 0 | 0
[79 empty] | WLDFR | HFTD - Distribution - Tier 3 - 3QU CoRE ¦ 3QU LoRE | Non-Red Flag Warning - Catastrophic Fires | 2022 | 2.6509e-09 | 2.7991e-09 | 4.109e-09 | 0 | 14146.1306 | 222.2294 | 8585.7228 | 5338.1784 | 0 | 0 | 0 | 0 | 9.5119e-07 | 3.75e-05 | 0 | 3.75e-05 | 3.9597e-05 | 0 | 3.9597e-05 | 5.8126e-05 | 0 | 5.8126e-05 | 0 | 0 | 0
[79 empty] | WLDFR | HFTD - Distribution - Tier 3 - 3QU CoRE ¦ 3QU LoRE | Non-Red Flag Warning - Catastrophic Fires | 2023 | 2.6509e-09 | 2.7991e-09 | 2.3209e-09 | 3.9133e-09 | 14664.6376 | 233.2301 | 8896.516 | 5534.8915 | 0 | 0 | 0 | 0 | 9.5119e-07 | 3.8875e-05 | 0 | 3.8875e-05 | 4.1048e-05 | 0 | 4.1048e-05 | 3.4034e-05 | 0 | 3.4034e-05 | 5.7388e-05 | 0 | 5.7388e-05
[79 empty] | WLDFR | HFTD - Distribution - Tier 3 - 3QU CoRE ¦ 3QU LoRE | Non-Red Flag Warning - Catastrophic Fires | 2024 | 2.6509e-09 | 2.7991e-09 | 2.3209e-09 | 2.2103e-09 | 14664.6376 | 233.2301 | 8896.516 | 5534.8915 | 0 | 0 | 0 | 0 | 9.5119e-07 | 3.8875e-05 | 0 | 3.8875e-05 | 4.1048e-05 | 0 | 4.1048e-05 | 3.4034e-05 | 0 | 3.4034e-05 | 3.2414e-05 | 0 | 3.2414e-05
[79 empty] | WLDFR | HFTD - Distribution - Tier 3 - 3QU CoRE ¦ 3QU LoRE | Non-Red Flag Warning - Catastrophic Fires | 2025 | 2.6509e-09 | 2.7991e-09 | 2.3209e-09 | 2.2103e-09 | 14664.6376 | 233.2301 | 8896.516 | 5534.8915 | 0 | 0 | 0 | 0 | 9.5119e-07 | 3.8875e-05 | 0 | 3.8875e-05 | 4.1048e-05 | 0 | 4.1048e-05 | 3.4034e-05 | 0 | 3.4034e-05 | 3.2414e-05 | 0 | 3.2414e-05
[79 empty] | WLDFR | HFTD - Distribution - Tier 3 - 3QU CoRE ¦ 3QU LoRE | Non-Red Flag Warning - Catastrophic Fires | 2026 | 2.6509e-09 | 2.7991e-09 | 2.3209e-09 | 2.2103e-09 | 14664.6376 | 233.2301 | 8896.516 | 5534.8915 | 0 | 0 | 0 | 0 | 9.5119e-07 | 3.8875e-05 | 0 | 3.8875e-05 | 4.1048e-05 | 0 | 4.1048e-05 | 3.4034e-05 | 0 | 3.4034e-05 | 3.2414e-05 | 0 | 3.2414e-05
[79 empty] | WLDFR | HFTD - Distribution - Tier 3 - 3QU CoRE ¦ 3QU LoRE | Non-Red Flag Warning - Catastrophic Fires | 2027 | 2.6509e-09 | 2.7991e-09 | 2.3209e-09 | 2.2103e-09 | 14664.6376 | 233.2301 | 8896.516 | 5534.8915 | 0 | 0 | 0 | 0 | 9.5119e-07 | 3.8875e-05 | 0 | 3.8875e-05 | 4.1048e-05 | 0 | 4.1048e-05 | 3.4034e-05 | 0 | 3.4034e-05 | 3.2414e-05 | 0 | 3.2414e-05
[79 empty] | WLDFR | HFTD - Distribution - Tier 3 - 3QU CoRE ¦ 3QU LoRE | Non-Red Flag Warning - Catastrophic Fires | 2028 | 2.6509e-09 | 2.7991e-09 | 2.3209e-09 | 2.2103e-09 | 15317.9909 | 247.273 | 9287.6491 | 5783.0689 | 0 | 0 | 0 | 0 | 9.5119e-07 | 4.0607e-05 | 0 | 4.0607e-05 | 4.2877e-05 | 0 | 4.2877e-05 | 3.5551e-05 | 0 | 3.5551e-05 | 3.3858e-05 | 0 | 3.3858e-05
[79 empty] | WLDFR | HFTD - Distribution - Tier 3 - 3QU CoRE ¦ 3QU LoRE | Non-Red Flag Warning - Catastrophic Fires | 2029 | 2.6509e-09 | 2.7991e-09 | 2.3209e-09 | 2.2103e-09 | 15317.9909 | 247.273 | 9287.6491 | 5783.0689 | 0 | 0 | 0 | 0 | 9.5119e-07 | 4.0607e-05 | 0 | 4.0607e-05 | 4.2877e-05 | 0 | 4.2877e-05 | 3.5551e-05 | 0 | 3.5551e-05 | 3.3858e-05 | 0 | 3.3858e-05
[79 empty] | WLDFR | HFTD - Distribution - Tier 3 - 3QU CoRE ¦ 3QU LoRE | Non-Red Flag Warning - Catastrophic Fires | 2030 | 2.6509e-09 | 2.7991e-09 | 2.3209e-09 | 2.2103e-09 | 15317.9909 | 247.273 | 9287.6491 | 5783.0689 | 0 | 0 | 0 | 0 | 9.5119e-07 | 4.0607e-05 | 0 | 4.0607e-05 | 4.2877e-05 | 0 | 4.2877e-05 | 3.5551e-05 | 0 | 3.5551e-05 | 3.3858e-05 | 0 | 3.3858e-05
[79 empty] | WLDFR | HFTD - Distribution - Tier 3 - 3QU CoRE ¦ 3QU LoRE | Non-Red Flag Warning - Catastrophic Fires | 2031 | 2.6509e-09 | 2.7991e-09 | 2.3209e-09 | 2.2103e-09 | 15317.9909 | 247.273 | 9287.6491 | 5783.0689 | 0 | 0 | 0 | 0 | 9.5119e-07 | 4.0607e-05 | 0 | 4.0607e-05 | 4.2877e-05 | 0 | 4.2877e-05 | 3.5551e-05 | 0 | 3.5551e-05 | 3.3858e-05 | 0 | 3.3858e-05
[79 empty] | WLDFR | HFTD - Distribution - Tier 3 - 3QU CoRE ¦ 3QU LoRE | Non-Red Flag Warning - Catastrophic Fires | 2032 | 2.6509e-09 | 2.7991e-09 | 2.3209e-09 | 2.2103e-09 | 15317.9909 | 247.273 | 9287.6491 | 5783.0689 | 0 | 0 | 0 | 0 | 9.5119e-07 | 4.0607e-05 | 0 | 4.0607e-05 | 4.2877e-05 | 0 | 4.2877e-05 | 3.5551e-05 | 0 | 3.5551e-05 | 3.3858e-05 | 0 | 3.3858e-05
[79 empty] | WLDFR | HFTD - Distribution - Tier 3 - 3QU CoRE ¦ 3QU LoRE | Non-Red Flag Warning - Catastrophic Fires | 2033 | 2.6509e-09 | 2.7991e-09 | 2.3209e-09 | 2.2103e-09 | 16044.1264 | 263.1074 | 9721.74 | 6059.2791 | 0 | 0 | 0 | 0 | 9.5119e-07 | 4.2532e-05 | 0 | 4.2532e-05 | 4.491e-05 | 0 | 4.491e-05 | 3.7236e-05 | 0 | 3.7236e-05 | 3.5463e-05 | 0 | 3.5463e-05
[79 empty] | WLDFR | HFTD - Distribution - Tier 3 - 3QU CoRE ¦ 3QU LoRE | Non-Red Flag Warning - Catastrophic Fires | 2034 | 2.6509e-09 | 2.7991e-09 | 2.3209e-09 | 2.2103e-09 | 16044.1264 | 263.1074 | 9721.74 | 6059.2791 | 0 | 0 | 0 | 0 | 9.5119e-07 | 4.2532e-05 | 0 | 4.2532e-05 | 4.491e-05 | 0 | 4.491e-05 | 3.7236e-05 | 0 | 3.7236e-05 | 3.5463e-05 | 0 | 3.5463e-05
[79 empty] | WLDFR | HFTD - Distribution - Tier 3 - 3QU CoRE ¦ 3QU LoRE | Non-Red Flag Warning - Catastrophic Fires | 2035 | 2.6509e-09 | 2.7991e-09 | 2.3209e-09 | 2.2103e-09 | 16044.1264 | 263.1074 | 9721.74 | 6059.2791 | 0 | 0 | 0 | 0 | 9.5119e-07 | 4.2532e-05 | 0 | 4.2532e-05 | 4.491e-05 | 0 | 4.491e-05 | 3.7236e-05 | 0 | 3.7236e-05 | 3.5463e-05 | 0 | 3.5463e-05
[79 empty] | WLDFR | HFTD - Distribution - Tier 3 - 3QU CoRE ¦ 3QU LoRE | Non-Red Flag Warning - Catastrophic Fires | 2036 | 2.6509e-09 | 2.7991e-09 | 2.3209e-09 | 2.2103e-09 | 16044.1264 | 263.1074 | 9721.74 | 6059.2791 | 0 | 0 | 0 | 0 | 9.5119e-07 | 4.2532e-05 | 0 | 4.2532e-05 | 4.491e-05 | 0 | 4.491e-05 | 3.7236e-05 | 0 | 3.7236e-05 | 3.5463e-05 | 0 | 3.5463e-05
[79 empty] | WLDFR | HFTD - Distribution - Tier 3 - 3QU CoRE ¦ 3QU LoRE | Non-Red Flag Warning - Catastrophic Fires | 2037 | 2.6509e-09 | 2.7991e-09 | 2.3209e-09 | 2.2103e-09 | 16044.1264 | 263.1074 | 9721.74 | 6059.2791 | 0 | 0 | 0 | 0 | 9.5119e-07 | 4.2532e-05 | 0 | 4.2532e-05 | 4.491e-05 | 0 | 4.491e-05 | 3.7236e-05 | 0 | 3.7236e-05 | 3.5463e-05 | 0 | 3.5463e-05
[79 empty] | WLDFR | HFTD - Distribution - Tier 3 - 3QU CoRE ¦ 3QU LoRE | Non-Red Flag Warning - Catastrophic Fires | 2038 | 2.6509e-09 | 2.7991e-09 | 2.3209e-09 | 2.2103e-09 | 16832.3912 | 280.5544 | 10192.2718 | 6359.5651 | 0 | 0 | 0 | 0 | 9.5119e-07 | 4.4621e-05 | 0 | 4.4621e-05 | 4.7116e-05 | 0 | 4.7116e-05 | 3.9066e-05 | 0 | 3.9066e-05 | 3.7205e-05 | 0 | 3.7205e-05
[79 empty] | WLDFR | HFTD - Distribution - Tier 3 - 3QU CoRE ¦ 3QU LoRE | Non-Red Flag Warning - Catastrophic Fires | 2039 | 2.6509e-09 | 2.7991e-09 | 2.3209e-09 | 2.2103e-09 | 16832.3912 | 280.5544 | 10192.2718 | 6359.5651 | 0 | 0 | 0 | 0 | 9.5119e-07 | 4.4621e-05 | 0 | 4.4621e-05 | 4.7116e-05 | 0 | 4.7116e-05 | 3.9066e-05 | 0 | 3.9066e-05 | 3.7205e-05 | 0 | 3.7205e-05
[79 empty] | WLDFR | HFTD - Distribution - Tier 3 - 3QU CoRE ¦ 3QU LoRE | Non-Red Flag Warning - Catastrophic Fires | 2040 | 2.6509e-09 | 2.7991e-09 | 2.3209e-09 | 2.2103e-09 | 16832.3912 | 280.5544 | 10192.2718 | 6359.5651 | 0 | 0 | 0 | 0 | 9.5119e-07 | 4.4621e-05 | 0 | 4.4621e-05 | 4.7116e-05 | 0 | 4.7116e-05 | 3.9066e-05 | 0 | 3.9066e-05 | 3.7205e-05 | 0 | 3.7205e-05
[79 empty] | WLDFR | HFTD - Distribution - Tier 3 - 3QU CoRE ¦ 3QU LoRE | Non-Red Flag Warning - Catastrophic Fires | 2041 | 2.6509e-09 | 2.7991e-09 | 2.3209e-09 | 2.2103e-09 | 16832.3912 | 280.5544 | 10192.2718 | 6359.5651 | 0 | 0 | 0 | 0 | 9.5119e-07 | 4.4621e-05 | 0 | 4.4621e-05 | 4.7116e-05 | 0 | 4.7116e-05 | 3.9066e-05 | 0 | 3.9066e-05 | 3.7205e-05 | 0 | 3.7205e-05
[79 empty] | WLDFR | HFTD - Distribution - Tier 3 - 3QU CoRE ¦ 3QU LoRE | Non-Red Flag Warning - Catastrophic Fires | 2042 | 2.6509e-09 | 2.7991e-09 | 2.3209e-09 | 2.2103e-09 | 16832.3912 | 280.5544 | 10192.2718 | 6359.5651 | 0 | 0 | 0 | 0 | 9.5119e-07 | 4.4621e-05 | 0 | 4.4621e-05 | 4.7116e-05 | 0 | 4.7116e-05 | 3.9066e-05 | 0 | 3.9066e-05 | 3.7205e-05 | 0 | 3.7205e-05
[79 empty] | WLDFR | HFTD - Distribution - Tier 3 - 3QU CoRE ¦ 3QU LoRE | Non-Red Flag Warning - Catastrophic Fires | 2043 | 2.6509e-09 | 2.7991e-09 | 2.3209e-09 | 2.2103e-09 | 17672.0852 | 299.42 | 10692.7362 | 6679.929 | 0 | 0 | 0 | 0 | 9.5119e-07 | 4.6847e-05 | 0 | 4.6847e-05 | 4.9466e-05 | 0 | 4.9466e-05 | 4.1014e-05 | 0 | 4.1014e-05 | 3.9061e-05 | 0 | 3.9061e-05
[79 empty] | WLDFR | HFTD - Distribution - Tier 3 - 3QU CoRE ¦ 3QU LoRE | Non-Red Flag Warning - Catastrophic Fires | 2044 | 2.6509e-09 | 2.7991e-09 | 2.3209e-09 | 2.2103e-09 | 17672.0852 | 299.42 | 10692.7362 | 6679.929 | 0 | 0 | 0 | 0 | 9.5119e-07 | 4.6847e-05 | 0 | 4.6847e-05 | 4.9466e-05 | 0 | 4.9466e-05 | 4.1014e-05 | 0 | 4.1014e-05 | 3.9061e-05 | 0 | 3.9061e-05
[79 empty] | WLDFR | HFTD - Distribution - Tier 3 - 3QU CoRE ¦ 3QU LoRE | Non-Red Flag Warning - Catastrophic Fires | 2045 | 2.6509e-09 | 2.7991e-09 | 2.3209e-09 | 2.2103e-09 | 17672.0852 | 299.42 | 10692.7362 | 6679.929 | 0 | 0 | 0 | 0 | 9.5119e-07 | 4.6847e-05 | 0 | 4.6847e-05 | 4.9466e-05 | 0 | 4.9466e-05 | 4.1014e-05 | 0 | 4.1014e-05 | 3.9061e-05 | 0 | 3.9061e-05
[79 empty] | WLDFR | HFTD - Distribution - Tier 3 - 3QU CoRE ¦ 3QU LoRE | Non-Red Flag Warning - Catastrophic Fires | 2046 | 2.6509e-09 | 2.7991e-09 | 2.3209e-09 | 2.2103e-09 | 17672.0852 | 299.42 | 10692.7362 | 6679.929 | 0 | 0 | 0 | 0 | 9.5119e-07 | 4.6847e-05 | 0 | 4.6847e-05 | 4.9466e-05 | 0 | 4.9466e-05 | 4.1014e-05 | 0 | 4.1014e-05 | 3.9061e-05 | 0 | 3.9061e-05
[79 empty] | WLDFR | HFTD - Distribution - Tier 3 - 3QU CoRE ¦ 3QU LoRE | Non-Red Flag Warning - Catastrophic Fires | 2047 | 2.6509e-09 | 2.7991e-09 | 2.3209e-09 | 2.2103e-09 | 17672.0852 | 299.42 | 10692.7362 | 6679.929 | 0 | 0 | 0 | 0 | 9.5119e-07 | 4.6847e-05 | 0 | 4.6847e-05 | 4.9466e-05 | 0 | 4.9466e-05 | 4.1014e-05 | 0 | 4.1014e-05 | 3.9061e-05 | 0 | 3.9061e-05
[79 empty] | WLDFR | HFTD - Distribution - Tier 3 - 3QU CoRE ¦ 3QU LoRE | Non-Red Flag Warning - Catastrophic Fires | 2048 | 2.6509e-09 | 2.7991e-09 | 2.3209e-09 | 2.2103e-09 | 18552.3348 | 319.4911 | 11216.5626 | 7016.281 | 0 | 0 | 0 | 0 | 9.5119e-07 | 4.9181e-05 | 0 | 4.9181e-05 | 5.193e-05 | 0 | 5.193e-05 | 4.3057e-05 | 0 | 4.3057e-05 | 4.1007e-05 | 0 | 4.1007e-05
[79 empty] | WLDFR | HFTD - Distribution - Tier 3 - 3QU CoRE ¦ 3QU LoRE | Non-Red Flag Warning - Catastrophic Fires | 2049 | 2.6509e-09 | 2.7991e-09 | 2.3209e-09 | 2.2103e-09 | 18552.3348 | 319.4911 | 11216.5626 | 7016.281 | 0 | 0 | 0 | 0 | 9.5119e-07 | 4.9181e-05 | 0 | 4.9181e-05 | 5.193e-05 | 0 | 5.193e-05 | 4.3057e-05 | 0 | 4.3057e-05 | 4.1007e-05 | 0 | 4.1007e-05
[79 empty] | WLDFR | HFTD - Distribution - Tier 3 - 3QU CoRE ¦ 3QU LoRE | Non-Red Flag Warning - Catastrophic Fires | 2050 | 0 | 2.7991e-09 | 2.3209e-09 | 2.2103e-09 | 18552.3348 | 319.4911 | 11216.5626 | 7016.281 | 0 | 0 | 0 | 0 | 9.5119e-07 | 0 | 0 | 0 | 5.193e-05 | 0 | 5.193e-05 | 4.3057e-05 | 0 | 4.3057e-05 | 4.1007e-05 | 0 | 4.1007e-05
[79 empty] | WLDFR | HFTD - Distribution - Tier 3 - 3QU CoRE ¦ 3QU LoRE | Non-Red Flag Warning - Catastrophic Fires | 2051 | 0 | 0 | 2.3209e-09 | 2.2103e-09 | 18552.3348 | 319.4911 | 11216.5626 | 7016.281 | 0 | 0 | 0 | 0 | 9.5119e-07 | 0 | 0 | 0 | 0 | 0 | 0 | 4.3057e-05 | 0 | 4.3057e-05 | 4.1007e-05 | 0 | 4.1007e-05
[79 empty] | WLDFR | HFTD - Distribution - Tier 3 - 3QU CoRE ¦ 3QU LoRE | Non-Red Flag Warning - Catastrophic Fires | 2052 | 0 | 0 | 0 | 2.2103e-09 | 18552.3348 | 319.4911 | 11216.5626 | 7016.281 | 0 | 0 | 0 | 0 | 9.5119e-07 | 0 | 0 | 0 | 0 | 0 | 0 | 0 | 0 | 0 | 4.1007e-05 | 0 | 4.1007e-05
[79 empty] | WLDFR | HFTD - Distribution - Tier 3 - 3QU CoRE ¦ 3QU LoRE | Non-Red Flag Warning - Destructive Fires | 2020 | 1.1196e-08 | 0 | 0 | 0 | 8807.9522 | 222.2294 | 8585.7228 | 0 | 0 | 0 | 0 | 0 | 1.2137e-06 | 9.8618e-05 | 0 | 9.8618e-05 | 0 | 0 | 0 | 0 | 0 | 0 | 0 | 0 | 0
[79 empty] | WLDFR | HFTD - Distribution - Tier 3 - 3QU CoRE ¦ 3QU LoRE | Non-Red Flag Warning - Destructive Fires | 2021 | 6.4022e-09 | 1.1822e-08 | 0 | 0 | 8807.9522 | 222.2294 | 8585.7228 | 0 | 0 | 0 | 0 | 0 | 1.2137e-06 | 5.639e-05 | 0 | 5.639e-05 | 0.00010413 | 0 | 0.00010413 | 0 | 0 | 0 | 0 | 0 | 0
[79 empty] | WLDFR | HFTD - Distribution - Tier 3 - 3QU CoRE ¦ 3QU LoRE | Non-Red Flag Warning - Destructive Fires | 2022 | 6.7661e-09 | 7.1444e-09 | 1.049e-08 | 0 | 8807.9522 | 222.2294 | 8585.7228 | 0 | 0 | 0 | 0 | 0 | 1.1947e-06 | 5.9596e-05 | 0 | 5.9596e-05 | 6.2928e-05 | 0 | 6.2928e-05 | 9.2395e-05 | 0 | 9.2395e-05 | 0 | 0 | 0
[79 empty] | WLDFR | HFTD - Distribution - Tier 3 - 3QU CoRE ¦ 3QU LoRE | Non-Red Flag Warning - Destructive Fires | 2023 | 6.7661e-09 | 7.1444e-09 | 5.9237e-09 | 9.9904e-09 | 9129.7461 | 233.2301 | 8896.516 | 0 | 0 | 0 | 0 | 0 | 1.1947e-06 | 6.1773e-05 | 0 | 6.1773e-05 | 6.5227e-05 | 0 | 6.5227e-05 | 5.4082e-05 | 0 | 5.4082e-05 | 9.121e-05 | 0 | 9.121e-05
[79 empty] | WLDFR | HFTD - Distribution - Tier 3 - 3QU CoRE ¦ 3QU LoRE | Non-Red Flag Warning - Destructive Fires | 2024 | 6.7661e-09 | 7.1444e-09 | 5.9237e-09 | 5.6416e-09 | 9129.7461 | 233.2301 | 8896.516 | 0 | 0 | 0 | 0 | 0 | 1.1947e-06 | 6.1773e-05 | 0 | 6.1773e-05 | 6.5227e-05 | 0 | 6.5227e-05 | 5.4082e-05 | 0 | 5.4082e-05 | 5.1507e-05 | 0 | 5.1507e-05
[79 empty] | WLDFR | HFTD - Distribution - Tier 3 - 3QU CoRE ¦ 3QU LoRE | Non-Red Flag Warning - Destructive Fires | 2025 | 6.7661e-09 | 7.1444e-09 | 5.9237e-09 | 5.6416e-09 | 9129.7461 | 233.2301 | 8896.516 | 0 | 0 | 0 | 0 | 0 | 1.1947e-06 | 6.1773e-05 | 0 | 6.1773e-05 | 6.5227e-05 | 0 | 6.5227e-05 | 5.4082e-05 | 0 | 5.4082e-05 | 5.1507e-05 | 0 | 5.1507e-05
[79 empty] | WLDFR | HFTD - Distribution - Tier 3 - 3QU CoRE ¦ 3QU LoRE | Non-Red Flag Warning - Destructive Fires | 2026 | 6.7661e-09 | 7.1444e-09 | 5.9237e-09 | 5.6416e-09 | 9129.7461 | 233.2301 | 8896.516 | 0 | 0 | 0 | 0 | 0 | 1.1947e-06 | 6.1773e-05 | 0 | 6.1773e-05 | 6.5227e-05 | 0 | 6.5227e-05 | 5.4082e-05 | 0 | 5.4082e-05 | 5.1507e-05 | 0 | 5.1507e-05
[79 empty] | WLDFR | HFTD - Distribution - Tier 3 - 3QU CoRE ¦ 3QU LoRE | Non-Red Flag Warning - Destructive Fires | 2027 | 6.7661e-09 | 7.1444e-09 | 5.9237e-09 | 5.6416e-09 | 9129.7461 | 233.2301 | 8896.516 | 0 | 0 | 0 | 0 | 0 | 1.1947e-06 | 6.1773e-05 | 0 | 6.1773e-05 | 6.5227e-05 | 0 | 6.5227e-05 | 5.4082e-05 | 0 | 5.4082e-05 | 5.1507e-05 | 0 | 5.1507e-05
[79 empty] | WLDFR | HFTD - Distribution - Tier 3 - 3QU CoRE ¦ 3QU LoRE | Non-Red Flag Warning - Destructive Fires | 2028 | 6.7661e-09 | 7.1444e-09 | 5.9237e-09 | 5.6416e-09 | 9534.9221 | 247.273 | 9287.6491 | 0 | 0 | 0 | 0 | 0 | 1.1947e-06 | 6.4515e-05 | 0 | 6.4515e-05 | 6.8122e-05 | 0 | 6.8122e-05 | 5.6482e-05 | 0 | 5.6482e-05 | 5.3792e-05 | 0 | 5.3792e-05
[79 empty] | WLDFR | HFTD - Distribution - Tier 3 - 3QU CoRE ¦ 3QU LoRE | Non-Red Flag Warning - Destructive Fires | 2029 | 6.7661e-09 | 7.1444e-09 | 5.9237e-09 | 5.6416e-09 | 9534.9221 | 247.273 | 9287.6491 | 0 | 0 | 0 | 0 | 0 | 1.1947e-06 | 6.4515e-05 | 0 | 6.4515e-05 | 6.8122e-05 | 0 | 6.8122e-05 | 5.6482e-05 | 0 | 5.6482e-05 | 5.3792e-05 | 0 | 5.3792e-05
[79 empty] | WLDFR | HFTD - Distribution - Tier 3 - 3QU CoRE ¦ 3QU LoRE | Non-Red Flag Warning - Destructive Fires | 2030 | 6.7661e-09 | 7.1444e-09 | 5.9237e-09 | 5.6416e-09 | 9534.9221 | 247.273 | 9287.6491 | 0 | 0 | 0 | 0 | 0 | 1.1947e-06 | 6.4515e-05 | 0 | 6.4515e-05 | 6.8122e-05 | 0 | 6.8122e-05 | 5.6482e-05 | 0 | 5.6482e-05 | 5.3792e-05 | 0 | 5.3792e-05
[79 empty] | WLDFR | HFTD - Distribution - Tier 3 - 3QU CoRE ¦ 3QU LoRE | Non-Red Flag Warning - Destructive Fires | 2031 | 6.7661e-09 | 7.1444e-09 | 5.9237e-09 | 5.6416e-09 | 9534.9221 | 247.273 | 9287.6491 | 0 | 0 | 0 | 0 | 0 | 1.1947e-06 | 6.4515e-05 | 0 | 6.4515e-05 | 6.8122e-05 | 0 | 6.8122e-05 | 5.6482e-05 | 0 | 5.6482e-05 | 5.3792e-05 | 0 | 5.3792e-05
[79 empty] | WLDFR | HFTD - Distribution - Tier 3 - 3QU CoRE ¦ 3QU LoRE | Non-Red Flag Warning - Destructive Fires | 2032 | 6.7661e-09 | 7.1444e-09 | 5.9237e-09 | 5.6416e-09 | 9534.9221 | 247.273 | 9287.6491 | 0 | 0 | 0 | 0 | 0 | 1.1947e-06 | 6.4515e-05 | 0 | 6.4515e-05 | 6.8122e-05 | 0 | 6.8122e-05 | 5.6482e-05 | 0 | 5.6482e-05 | 5.3792e-05 | 0 | 5.3792e-05
[79 empty] | WLDFR | HFTD - Distribution - Tier 3 - 3QU CoRE ¦ 3QU LoRE | Non-Red Flag Warning - Destructive Fires | 2033 | 6.7661e-09 | 7.1444e-09 | 5.9237e-09 | 5.6416e-09 | 9984.8474 | 263.1074 | 9721.74 | 0 | 0 | 0 | 0 | 0 | 1.1947e-06 | 6.7559e-05 | 0 | 6.7559e-05 | 7.1336e-05 | 0 | 7.1336e-05 | 5.9147e-05 | 0 | 5.9147e-05 | 5.6331e-05 | 0 | 5.6331e-05
[79 empty] | WLDFR | HFTD - Distribution - Tier 3 - 3QU CoRE ¦ 3QU LoRE | Non-Red Flag Warning - Destructive Fires | 2034 | 6.7661e-09 | 7.1444e-09 | 5.9237e-09 | 5.6416e-09 | 9984.8474 | 263.1074 | 9721.74 | 0 | 0 | 0 | 0 | 0 | 1.1947e-06 | 6.7559e-05 | 0 | 6.7559e-05 | 7.1336e-05 | 0 | 7.1336e-05 | 5.9147e-05 | 0 | 5.9147e-05 | 5.6331e-05 | 0 | 5.6331e-05
[79 empty] | WLDFR | HFTD - Distribution - Tier 3 - 3QU CoRE ¦ 3QU LoRE | Non-Red Flag Warning - Destructive Fires | 2035 | 6.7661e-09 | 7.1444e-09 | 5.9237e-09 | 5.6416e-09 | 9984.8474 | 263.1074 | 9721.74 | 0 | 0 | 0 | 0 | 0 | 1.1947e-06 | 6.7559e-05 | 0 | 6.7559e-05 | 7.1336e-05 | 0 | 7.1336e-05 | 5.9147e-05 | 0 | 5.9147e-05 | 5.6331e-05 | 0 | 5.6331e-05
[79 empty] | WLDFR | HFTD - Distribution - Tier 3 - 3QU CoRE ¦ 3QU LoRE | Non-Red Flag Warning - Destructive Fires | 2036 | 6.7661e-09 | 7.1444e-09 | 5.9237e-09 | 5.6416e-09 | 9984.8474 | 263.1074 | 9721.74 | 0 | 0 | 0 | 0 | 0 | 1.1947e-06 | 6.7559e-05 | 0 | 6.7559e-05 | 7.1336e-05 | 0 | 7.1336e-05 | 5.9147e-05 | 0 | 5.9147e-05 | 5.6331e-05 | 0 | 5.6331e-05
[79 empty] | WLDFR | HFTD - Distribution - Tier 3 - 3QU CoRE ¦ 3QU LoRE | Non-Red Flag Warning - Destructive Fires | 2037 | 6.7661e-09 | 7.1444e-09 | 5.9237e-09 | 5.6416e-09 | 9984.8474 | 263.1074 | 9721.74 | 0 | 0 | 0 | 0 | 0 | 1.1947e-06 | 6.7559e-05 | 0 | 6.7559e-05 | 7.1336e-05 | 0 | 7.1336e-05 | 5.9147e-05 | 0 | 5.9147e-05 | 5.6331e-05 | 0 | 5.6331e-05
[79 empty] | WLDFR | HFTD - Distribution - Tier 3 - 3QU CoRE ¦ 3QU LoRE | Non-Red Flag Warning - Destructive Fires | 2038 | 6.7661e-09 | 7.1444e-09 | 5.9237e-09 | 5.6416e-09 | 10472.8261 | 280.5544 | 10192.2718 | 0 | 0 | 0 | 0 | 0 | 1.1947e-06 | 7.0861e-05 | 0 | 7.0861e-05 | 7.4822e-05 | 0 | 7.4822e-05 | 6.2038e-05 | 0 | 6.2038e-05 | 5.9084e-05 | 0 | 5.9084e-05
[79 empty] | WLDFR | HFTD - Distribution - Tier 3 - 3QU CoRE ¦ 3QU LoRE | Non-Red Flag Warning - Destructive Fires | 2039 | 6.7661e-09 | 7.1444e-09 | 5.9237e-09 | 5.6416e-09 | 10472.8261 | 280.5544 | 10192.2718 | 0 | 0 | 0 | 0 | 0 | 1.1947e-06 | 7.0861e-05 | 0 | 7.0861e-05 | 7.4822e-05 | 0 | 7.4822e-05 | 6.2038e-05 | 0 | 6.2038e-05 | 5.9084e-05 | 0 | 5.9084e-05
[79 empty] | WLDFR | HFTD - Distribution - Tier 3 - 3QU CoRE ¦ 3QU LoRE | Non-Red Flag Warning - Destructive Fires | 2040 | 6.7661e-09 | 7.1444e-09 | 5.9237e-09 | 5.6416e-09 | 10472.8261 | 280.5544 | 10192.2718 | 0 | 0 | 0 | 0 | 0 | 1.1947e-06 | 7.0861e-05 | 0 | 7.0861e-05 | 7.4822e-05 | 0 | 7.4822e-05 | 6.2038e-05 | 0 | 6.2038e-05 | 5.9084e-05 | 0 | 5.9084e-05
[79 empty] | WLDFR | HFTD - Distribution - Tier 3 - 3QU CoRE ¦ 3QU LoRE | Non-Red Flag Warning - Destructive Fires | 2041 | 6.7661e-09 | 7.1444e-09 | 5.9237e-09 | 5.6416e-09 | 10472.8261 | 280.5544 | 10192.2718 | 0 | 0 | 0 | 0 | 0 | 1.1947e-06 | 7.0861e-05 | 0 | 7.0861e-05 | 7.4822e-05 | 0 | 7.4822e-05 | 6.2038e-05 | 0 | 6.2038e-05 | 5.9084e-05 | 0 | 5.9084e-05
[79 empty] | WLDFR | HFTD - Distribution - Tier 3 - 3QU CoRE ¦ 3QU LoRE | Non-Red Flag Warning - Destructive Fires | 2042 | 6.7661e-09 | 7.1444e-09 | 5.9237e-09 | 5.6416e-09 | 10472.8261 | 280.5544 | 10192.2718 | 0 | 0 | 0 | 0 | 0 | 1.1947e-06 | 7.0861e-05 | 0 | 7.0861e-05 | 7.4822e-05 | 0 | 7.4822e-05 | 6.2038e-05 | 0 | 6.2038e-05 | 5.9084e-05 | 0 | 5.9084e-05
[79 empty] | WLDFR | HFTD - Distribution - Tier 3 - 3QU CoRE ¦ 3QU LoRE | Non-Red Flag Warning - Destructive Fires | 2043 | 6.7661e-09 | 7.1444e-09 | 5.9237e-09 | 5.6416e-09 | 10992.1562 | 299.42 | 10692.7362 | 0 | 0 | 0 | 0 | 0 | 1.1947e-06 | 7.4374e-05 | 0 | 7.4374e-05 | 7.8533e-05 | 0 | 7.8533e-05 | 6.5114e-05 | 0 | 6.5114e-05 | 6.2014e-05 | 0 | 6.2014e-05
[79 empty] | WLDFR | HFTD - Distribution - Tier 3 - 3QU CoRE ¦ 3QU LoRE | Non-Red Flag Warning - Destructive Fires | 2044 | 6.7661e-09 | 7.1444e-09 | 5.9237e-09 | 5.6416e-09 | 10992.1562 | 299.42 | 10692.7362 | 0 | 0 | 0 | 0 | 0 | 1.1947e-06 | 7.4374e-05 | 0 | 7.4374e-05 | 7.8533e-05 | 0 | 7.8533e-05 | 6.5114e-05 | 0 | 6.5114e-05 | 6.2014e-05 | 0 | 6.2014e-05
[79 empty] | WLDFR | HFTD - Distribution - Tier 3 - 3QU CoRE ¦ 3QU LoRE | Non-Red Flag Warning - Destructive Fires | 2045 | 6.7661e-09 | 7.1444e-09 | 5.9237e-09 | 5.6416e-09 | 10992.1562 | 299.42 | 10692.7362 | 0 | 0 | 0 | 0 | 0 | 1.1947e-06 | 7.4374e-05 | 0 | 7.4374e-05 | 7.8533e-05 | 0 | 7.8533e-05 | 6.5114e-05 | 0 | 6.5114e-05 | 6.2014e-05 | 0 | 6.2014e-05
[79 empty] | WLDFR | HFTD - Distribution - Tier 3 - 3QU CoRE ¦ 3QU LoRE | Non-Red Flag Warning - Destructive Fires | 2046 | 6.7661e-09 | 7.1444e-09 | 5.9237e-09 | 5.6416e-09 | 10992.1562 | 299.42 | 10692.7362 | 0 | 0 | 0 | 0 | 0 | 1.1947e-06 | 7.4374e-05 | 0 | 7.4374e-05 | 7.8533e-05 | 0 | 7.8533e-05 | 6.5114e-05 | 0 | 6.5114e-05 | 6.2014e-05 | 0 | 6.2014e-05
[79 empty] | WLDFR | HFTD - Distribution - Tier 3 - 3QU CoRE ¦ 3QU LoRE | Non-Red Flag Warning - Destructive Fires | 2047 | 6.7661e-09 | 7.1444e-09 | 5.9237e-09 | 5.6416e-09 | 10992.1562 | 299.42 | 10692.7362 | 0 | 0 | 0 | 0 | 0 | 1.1947e-06 | 7.4374e-05 | 0 | 7.4374e-05 | 7.8533e-05 | 0 | 7.8533e-05 | 6.5114e-05 | 0 | 6.5114e-05 | 6.2014e-05 | 0 | 6.2014e-05
[79 empty] | WLDFR | HFTD - Distribution - Tier 3 - 3QU CoRE ¦ 3QU LoRE | Non-Red Flag Warning - Destructive Fires | 2048 | 6.7661e-09 | 7.1444e-09 | 5.9237e-09 | 5.6416e-09 | 11536.0538 | 319.4911 | 11216.5626 | 0 | 0 | 0 | 0 | 0 | 1.1947e-06 | 7.8055e-05 | 0 | 7.8055e-05 | 8.2419e-05 | 0 | 8.2419e-05 | 6.8336e-05 | 0 | 6.8336e-05 | 6.5082e-05 | 0 | 6.5082e-05
[79 empty] | WLDFR | HFTD - Distribution - Tier 3 - 3QU CoRE ¦ 3QU LoRE | Non-Red Flag Warning - Destructive Fires | 2049 | 6.7661e-09 | 7.1444e-09 | 5.9237e-09 | 5.6416e-09 | 11536.0538 | 319.4911 | 11216.5626 | 0 | 0 | 0 | 0 | 0 | 1.1947e-06 | 7.8055e-05 | 0 | 7.8055e-05 | 8.2419e-05 | 0 | 8.2419e-05 | 6.8336e-05 | 0 | 6.8336e-05 | 6.5082e-05 | 0 | 6.5082e-05
[79 empty] | WLDFR | HFTD - Distribution - Tier 3 - 3QU CoRE ¦ 3QU LoRE | Non-Red Flag Warning - Destructive Fires | 2050 | 0 | 7.1444e-09 | 5.9237e-09 | 5.6416e-09 | 11536.0538 | 319.4911 | 11216.5626 | 0 | 0 | 0 | 0 | 0 | 1.1947e-06 | 0 | 0 | 0 | 8.2419e-05 | 0 | 8.2419e-05 | 6.8336e-05 | 0 | 6.8336e-05 | 6.5082e-05 | 0 | 6.5082e-05
[79 empty] | WLDFR | HFTD - Distribution - Tier 3 - 3QU CoRE ¦ 3QU LoRE | Non-Red Flag Warning - Destructive Fires | 2051 | 0 | 0 | 5.9237e-09 | 5.6416e-09 | 11536.0538 | 319.4911 | 11216.5626 | 0 | 0 | 0 | 0 | 0 | 1.1947e-06 | 0 | 0 | 0 | 0 | 0 | 0 | 6.8336e-05 | 0 | 6.8336e-05 | 6.5082e-05 | 0 | 6.5082e-05
[79 empty] | WLDFR | HFTD - Distribution - Tier 3 - 3QU CoRE ¦ 3QU LoRE | Non-Red Flag Warning - Destructive Fires | 2052 | 0 | 0 | 0 | 5.6416e-09 | 11536.0538 | 319.4911 | 11216.5626 | 0 | 0 | 0 | 0 | 0 | 1.1947e-06 | 0 | 0 | 0 | 0 | 0 | 0 | 0 | 0 | 0 | 6.5082e-05 | 0 | 6.5082e-05
[79 empty] | WLDFR | HFTD - Distribution - Tier 3 - 3QU CoRE ¦ 3QU LoRE | Non-Red Flag Warning - Large Fires | 2020 | 1.8558e-07 | 0 | 0 | 0 | 5.2406 | 0.69642 | 2.942 | 1.6022 | 0 | 0 | 0 | 0 | 1.8599e-05 | 9.7256e-07 | 0 | 9.7256e-07 | 0 | 0 | 0 | 0 | 0 | 0 | 0 | 0 | 0
[79 empty] | WLDFR | HFTD - Distribution - Tier 3 - 3QU CoRE ¦ 3QU LoRE | Non-Red Flag Warning - Large Fires | 2021 | 1.0524e-07 | 1.9596e-07 | 0 | 0 | 5.2406 | 0.69642 | 2.942 | 1.6022 | 0 | 0 | 0 | 0 | 1.8599e-05 | 5.5151e-07 | 0 | 5.5151e-07 | 1.0269e-06 | 0 | 1.0269e-06 | 0 | 0 | 0 | 0 | 0 | 0
[79 empty] | WLDFR | HFTD - Distribution - Tier 3 - 3QU CoRE ¦ 3QU LoRE | Non-Red Flag Warning - Large Fires | 2022 | 1.2409e-07 | 1.3102e-07 | 1.9304e-07 | 0 | 5.2406 | 0.69642 | 2.942 | 1.6022 | 0 | 0 | 0 | 0 | 1.9707e-05 | 6.5028e-07 | 0 | 6.5028e-07 | 6.8664e-07 | 0 | 6.8664e-07 | 1.0117e-06 | 0 | 1.0117e-06 | 0 | 0 | 0
[79 empty] | WLDFR | HFTD - Distribution - Tier 3 - 3QU CoRE ¦ 3QU LoRE | Non-Red Flag Warning - Large Fires | 2023 | 1.2409e-07 | 1.3102e-07 | 1.0864e-07 | 1.8385e-07 | 5.475 | 0.71896 | 3.0715 | 1.6846 | 0 | 0 | 0 | 0 | 1.9707e-05 | 6.7938e-07 | 0 | 6.7938e-07 | 7.1736e-07 | 0 | 7.1736e-07 | 5.9479e-07 | 0 | 5.9479e-07 | 1.0066e-06 | 0 | 1.0066e-06
[79 empty] | WLDFR | HFTD - Distribution - Tier 3 - 3QU CoRE ¦ 3QU LoRE | Non-Red Flag Warning - Large Fires | 2024 | 1.2409e-07 | 1.3102e-07 | 1.0864e-07 | 1.0346e-07 | 5.475 | 0.71896 | 3.0715 | 1.6846 | 0 | 0 | 0 | 0 | 1.9707e-05 | 6.7938e-07 | 0 | 6.7938e-07 | 7.1736e-07 | 0 | 7.1736e-07 | 5.9479e-07 | 0 | 5.9479e-07 | 5.6647e-07 | 0 | 5.6647e-07
[79 empty] | WLDFR | HFTD - Distribution - Tier 3 - 3QU CoRE ¦ 3QU LoRE | Non-Red Flag Warning - Large Fires | 2025 | 1.2409e-07 | 1.3102e-07 | 1.0864e-07 | 1.0346e-07 | 5.475 | 0.71896 | 3.0715 | 1.6846 | 0 | 0 | 0 | 0 | 1.9707e-05 | 6.7938e-07 | 0 | 6.7938e-07 | 7.1736e-07 | 0 | 7.1736e-07 | 5.9479e-07 | 0 | 5.9479e-07 | 5.6647e-07 | 0 | 5.6647e-07
[79 empty] | WLDFR | HFTD - Distribution - Tier 3 - 3QU CoRE ¦ 3QU LoRE | Non-Red Flag Warning - Large Fires | 2026 | 1.2409e-07 | 1.3102e-07 | 1.0864e-07 | 1.0346e-07 | 5.475 | 0.71896 | 3.0715 | 1.6846 | 0 | 0 | 0 | 0 | 1.9707e-05 | 6.7938e-07 | 0 | 6.7938e-07 | 7.1736e-07 | 0 | 7.1736e-07 | 5.9479e-07 | 0 | 5.9479e-07 | 5.6647e-07 | 0 | 5.6647e-07
[79 empty] | WLDFR | HFTD - Distribution - Tier 3 - 3QU CoRE ¦ 3QU LoRE | Non-Red Flag Warning - Large Fires | 2027 | 1.2409e-07 | 1.3102e-07 | 1.0864e-07 | 1.0346e-07 | 5.475 | 0.71896 | 3.0715 | 1.6846 | 0 | 0 | 0 | 0 | 1.9707e-05 | 6.7938e-07 | 0 | 6.7938e-07 | 7.1736e-07 | 0 | 7.1736e-07 | 5.9479e-07 | 0 | 5.9479e-07 | 5.6647e-07 | 0 | 5.6647e-07
[79 empty] | WLDFR | HFTD - Distribution - Tier 3 - 3QU CoRE ¦ 3QU LoRE | Non-Red Flag Warning - Large Fires | 2028 | 1.2409e-07 | 1.3102e-07 | 1.0864e-07 | 1.0346e-07 | 5.777 | 0.74734 | 3.238 | 1.7917 | 0 | 0 | 0 | 0 | 1.9707e-05 | 7.1685e-07 | 0 | 7.1685e-07 | 7.5693e-07 | 0 | 7.5693e-07 | 6.2759e-07 | 0 | 6.2759e-07 | 5.9771e-07 | 0 | 5.9771e-07
[79 empty] | WLDFR | HFTD - Distribution - Tier 3 - 3QU CoRE ¦ 3QU LoRE | Non-Red Flag Warning - Large Fires | 2029 | 1.2409e-07 | 1.3102e-07 | 1.0864e-07 | 1.0346e-07 | 5.777 | 0.74734 | 3.238 | 1.7917 | 0 | 0 | 0 | 0 | 1.9707e-05 | 7.1685e-07 | 0 | 7.1685e-07 | 7.5693e-07 | 0 | 7.5693e-07 | 6.2759e-07 | 0 | 6.2759e-07 | 5.9771e-07 | 0 | 5.9771e-07
[79 empty] | WLDFR | HFTD - Distribution - Tier 3 - 3QU CoRE ¦ 3QU LoRE | Non-Red Flag Warning - Large Fires | 2030 | 1.2409e-07 | 1.3102e-07 | 1.0864e-07 | 1.0346e-07 | 5.777 | 0.74734 | 3.238 | 1.7917 | 0 | 0 | 0 | 0 | 1.9707e-05 | 7.1685e-07 | 0 | 7.1685e-07 | 7.5693e-07 | 0 | 7.5693e-07 | 6.2759e-07 | 0 | 6.2759e-07 | 5.9771e-07 | 0 | 5.9771e-07
[79 empty] | WLDFR | HFTD - Distribution - Tier 3 - 3QU CoRE ¦ 3QU LoRE | Non-Red Flag Warning - Large Fires | 2031 | 1.2409e-07 | 1.3102e-07 | 1.0864e-07 | 1.0346e-07 | 5.777 | 0.74734 | 3.238 | 1.7917 | 0 | 0 | 0 | 0 | 1.9707e-05 | 7.1685e-07 | 0 | 7.1685e-07 | 7.5693e-07 | 0 | 7.5693e-07 | 6.2759e-07 | 0 | 6.2759e-07 | 5.9771e-07 | 0 | 5.9771e-07
[79 empty] | WLDFR | HFTD - Distribution - Tier 3 - 3QU CoRE ¦ 3QU LoRE | Non-Red Flag Warning - Large Fires | 2032 | 1.2409e-07 | 1.3102e-07 | 1.0864e-07 | 1.0346e-07 | 5.777 | 0.74734 | 3.238 | 1.7917 | 0 | 0 | 0 | 0 | 1.9707e-05 | 7.1685e-07 | 0 | 7.1685e-07 | 7.5693e-07 | 0 | 7.5693e-07 | 6.2759e-07 | 0 | 6.2759e-07 | 5.9771e-07 | 0 | 5.9771e-07
[79 empty] | WLDFR | HFTD - Distribution - Tier 3 - 3QU CoRE ¦ 3QU LoRE | Non-Red Flag Warning - Large Fires | 2033 | 1.2409e-07 | 1.3102e-07 | 1.0864e-07 | 1.0346e-07 | 6.1205 | 0.77885 | 3.4265 | 1.9151 | 0 | 0 | 0 | 0 | 1.9707e-05 | 7.5947e-07 | 0 | 7.5947e-07 | 8.0193e-07 | 0 | 8.0193e-07 | 6.6491e-07 | 0 | 6.6491e-07 | 6.3325e-07 | 0 | 6.3325e-07
[79 empty] | WLDFR | HFTD - Distribution - Tier 3 - 3QU CoRE ¦ 3QU LoRE | Non-Red Flag Warning - Large Fires | 2034 | 1.2409e-07 | 1.3102e-07 | 1.0864e-07 | 1.0346e-07 | 6.1205 | 0.77885 | 3.4265 | 1.9151 | 0 | 0 | 0 | 0 | 1.9707e-05 | 7.5947e-07 | 0 | 7.5947e-07 | 8.0193e-07 | 0 | 8.0193e-07 | 6.6491e-07 | 0 | 6.6491e-07 | 6.3325e-07 | 0 | 6.3325e-07
[79 empty] | WLDFR | HFTD - Distribution - Tier 3 - 3QU CoRE ¦ 3QU LoRE | Non-Red Flag Warning - Large Fires | 2035 | 1.2409e-07 | 1.3102e-07 | 1.0864e-07 | 1.0346e-07 | 6.1205 | 0.77885 | 3.4265 | 1.9151 | 0 | 0 | 0 | 0 | 1.9707e-05 | 7.5947e-07 | 0 | 7.5947e-07 | 8.0193e-07 | 0 | 8.0193e-07 | 6.6491e-07 | 0 | 6.6491e-07 | 6.3325e-07 | 0 | 6.3325e-07
[79 empty] | WLDFR | HFTD - Distribution - Tier 3 - 3QU CoRE ¦ 3QU LoRE | Non-Red Flag Warning - Large Fires | 2036 | 1.2409e-07 | 1.3102e-07 | 1.0864e-07 | 1.0346e-07 | 6.1205 | 0.77885 | 3.4265 | 1.9151 | 0 | 0 | 0 | 0 | 1.9707e-05 | 7.5947e-07 | 0 | 7.5947e-07 | 8.0193e-07 | 0 | 8.0193e-07 | 6.6491e-07 | 0 | 6.6491e-07 | 6.3325e-07 | 0 | 6.3325e-07
[79 empty] | WLDFR | HFTD - Distribution - Tier 3 - 3QU CoRE ¦ 3QU LoRE | Non-Red Flag Warning - Large Fires | 2037 | 1.2409e-07 | 1.3102e-07 | 1.0864e-07 | 1.0346e-07 | 6.1205 | 0.77885 | 3.4265 | 1.9151 | 0 | 0 | 0 | 0 | 1.9707e-05 | 7.5947e-07 | 0 | 7.5947e-07 | 8.0193e-07 | 0 | 8.0193e-07 | 6.6491e-07 | 0 | 6.6491e-07 | 6.3325e-07 | 0 | 6.3325e-07
[79 empty] | WLDFR | HFTD - Distribution - Tier 3 - 3QU CoRE ¦ 3QU LoRE | Non-Red Flag Warning - Large Fires | 2038 | 1.2409e-07 | 1.3102e-07 | 1.0864e-07 | 1.0346e-07 | 6.5028 | 0.81304 | 3.6355 | 2.0543 | 0 | 0 | 0 | 0 | 1.9707e-05 | 8.0691e-07 | 0 | 8.0691e-07 | 8.5203e-07 | 0 | 8.5203e-07 | 7.0644e-07 | 0 | 7.0644e-07 | 6.728e-07 | 0 | 6.728e-07
[79 empty] | WLDFR | HFTD - Distribution - Tier 3 - 3QU CoRE ¦ 3QU LoRE | Non-Red Flag Warning - Large Fires | 2039 | 1.2409e-07 | 1.3102e-07 | 1.0864e-07 | 1.0346e-07 | 6.5028 | 0.81304 | 3.6355 | 2.0543 | 0 | 0 | 0 | 0 | 1.9707e-05 | 8.0691e-07 | 0 | 8.0691e-07 | 8.5203e-07 | 0 | 8.5203e-07 | 7.0644e-07 | 0 | 7.0644e-07 | 6.728e-07 | 0 | 6.728e-07
[79 empty] | WLDFR | HFTD - Distribution - Tier 3 - 3QU CoRE ¦ 3QU LoRE | Non-Red Flag Warning - Large Fires | 2040 | 1.2409e-07 | 1.3102e-07 | 1.0864e-07 | 1.0346e-07 | 6.5028 | 0.81304 | 3.6355 | 2.0543 | 0 | 0 | 0 | 0 | 1.9707e-05 | 8.0691e-07 | 0 | 8.0691e-07 | 8.5203e-07 | 0 | 8.5203e-07 | 7.0644e-07 | 0 | 7.0644e-07 | 6.728e-07 | 0 | 6.728e-07
[79 empty] | WLDFR | HFTD - Distribution - Tier 3 - 3QU CoRE ¦ 3QU LoRE | Non-Red Flag Warning - Large Fires | 2041 | 1.2409e-07 | 1.3102e-07 | 1.0864e-07 | 1.0346e-07 | 6.5028 | 0.81304 | 3.6355 | 2.0543 | 0 | 0 | 0 | 0 | 1.9707e-05 | 8.0691e-07 | 0 | 8.0691e-07 | 8.5203e-07 | 0 | 8.5203e-07 | 7.0644e-07 | 0 | 7.0644e-07 | 6.728e-07 | 0 | 6.728e-07
[79 empty] | WLDFR | HFTD - Distribution - Tier 3 - 3QU CoRE ¦ 3QU LoRE | Non-Red Flag Warning - Large Fires | 2042 | 1.2409e-07 | 1.3102e-07 | 1.0864e-07 | 1.0346e-07 | 6.5028 | 0.81304 | 3.6355 | 2.0543 | 0 | 0 | 0 | 0 | 1.9707e-05 | 8.0691e-07 | 0 | 8.0691e-07 | 8.5203e-07 | 0 | 8.5203e-07 | 7.0644e-07 | 0 | 7.0644e-07 | 6.728e-07 | 0 | 6.728e-07
[79 empty] | WLDFR | HFTD - Distribution - Tier 3 - 3QU CoRE ¦ 3QU LoRE | Non-Red Flag Warning - Large Fires | 2043 | 1.2409e-07 | 1.3102e-07 | 1.0864e-07 | 1.0346e-07 | 6.9209 | 0.84944 | 3.8632 | 2.2083 | 0 | 0 | 0 | 0 | 1.9707e-05 | 8.5879e-07 | 0 | 8.5879e-07 | 9.0681e-07 | 0 | 9.0681e-07 | 7.5187e-07 | 0 | 7.5187e-07 | 7.1606e-07 | 0 | 7.1606e-07
[79 empty] | WLDFR | HFTD - Distribution - Tier 3 - 3QU CoRE ¦ 3QU LoRE | Non-Red Flag Warning - Large Fires | 2044 | 1.2409e-07 | 1.3102e-07 | 1.0864e-07 | 1.0346e-07 | 6.9209 | 0.84944 | 3.8632 | 2.2083 | 0 | 0 | 0 | 0 | 1.9707e-05 | 8.5879e-07 | 0 | 8.5879e-07 | 9.0681e-07 | 0 | 9.0681e-07 | 7.5187e-07 | 0 | 7.5187e-07 | 7.1606e-07 | 0 | 7.1606e-07
[79 empty] | WLDFR | HFTD - Distribution - Tier 3 - 3QU CoRE ¦ 3QU LoRE | Non-Red Flag Warning - Large Fires | 2045 | 1.2409e-07 | 1.3102e-07 | 1.0864e-07 | 1.0346e-07 | 6.9209 | 0.84944 | 3.8632 | 2.2083 | 0 | 0 | 0 | 0 | 1.9707e-05 | 8.5879e-07 | 0 | 8.5879e-07 | 9.0681e-07 | 0 | 9.0681e-07 | 7.5187e-07 | 0 | 7.5187e-07 | 7.1606e-07 | 0 | 7.1606e-07
[79 empty] | WLDFR | HFTD - Distribution - Tier 3 - 3QU CoRE ¦ 3QU LoRE | Non-Red Flag Warning - Large Fires | 2046 | 1.2409e-07 | 1.3102e-07 | 1.0864e-07 | 1.0346e-07 | 6.9209 | 0.84944 | 3.8632 | 2.2083 | 0 | 0 | 0 | 0 | 1.9707e-05 | 8.5879e-07 | 0 | 8.5879e-07 | 9.0681e-07 | 0 | 9.0681e-07 | 7.5187e-07 | 0 | 7.5187e-07 | 7.1606e-07 | 0 | 7.1606e-07
[79 empty] | WLDFR | HFTD - Distribution - Tier 3 - 3QU CoRE ¦ 3QU LoRE | Non-Red Flag Warning - Large Fires | 2047 | 1.2409e-07 | 1.3102e-07 | 1.0864e-07 | 1.0346e-07 | 6.9209 | 0.84944 | 3.8632 | 2.2083 | 0 | 0 | 0 | 0 | 1.9707e-05 | 8.5879e-07 | 0 | 8.5879e-07 | 9.0681e-07 | 0 | 9.0681e-07 | 7.5187e-07 | 0 | 7.5187e-07 | 7.1606e-07 | 0 | 7.1606e-07
[79 empty] | WLDFR | HFTD - Distribution - Tier 3 - 3QU CoRE ¦ 3QU LoRE | Non-Red Flag Warning - Large Fires | 2048 | 1.2409e-07 | 1.3102e-07 | 1.0864e-07 | 1.0346e-07 | 7.3713 | 0.88759 | 4.1075 | 2.3763 | 0 | 0 | 0 | 0 | 1.9707e-05 | 9.1468e-07 | 0 | 9.1468e-07 | 9.6582e-07 | 0 | 9.6582e-07 | 8.008e-07 | 0 | 8.008e-07 | 7.6266e-07 | 0 | 7.6266e-07
[79 empty] | WLDFR | HFTD - Distribution - Tier 3 - 3QU CoRE ¦ 3QU LoRE | Non-Red Flag Warning - Large Fires | 2049 | 1.2409e-07 | 1.3102e-07 | 1.0864e-07 | 1.0346e-07 | 7.3713 | 0.88759 | 4.1075 | 2.3763 | 0 | 0 | 0 | 0 | 1.9707e-05 | 9.1468e-07 | 0 | 9.1468e-07 | 9.6582e-07 | 0 | 9.6582e-07 | 8.008e-07 | 0 | 8.008e-07 | 7.6266e-07 | 0 | 7.6266e-07
[79 empty] | WLDFR | HFTD - Distribution - Tier 3 - 3QU CoRE ¦ 3QU LoRE | Non-Red Flag Warning - Large Fires | 2050 | 0 | 1.3102e-07 | 1.0864e-07 | 1.0346e-07 | 7.3713 | 0.88759 | 4.1075 | 2.3763 | 0 | 0 | 0 | 0 | 1.9707e-05 | 0 | 0 | 0 | 9.6582e-07 | 0 | 9.6582e-07 | 8.008e-07 | 0 | 8.008e-07 | 7.6266e-07 | 0 | 7.6266e-07
[79 empty] | WLDFR | HFTD - Distribution - Tier 3 - 3QU CoRE ¦ 3QU LoRE | Non-Red Flag Warning - Large Fires | 2051 | 0 | 0 | 1.0864e-07 | 1.0346e-07 | 7.3713 | 0.88759 | 4.1075 | 2.3763 | 0 | 0 | 0 | 0 | 1.9707e-05 | 0 | 0 | 0 | 0 | 0 | 0 | 8.008e-07 | 0 | 8.008e-07 | 7.6266e-07 | 0 | 7.6266e-07
[79 empty] | WLDFR | HFTD - Distribution - Tier 3 - 3QU CoRE ¦ 3QU LoRE | Non-Red Flag Warning - Large Fires | 2052 | 0 | 0 | 0 | 1.0346e-07 | 7.3713 | 0.88759 | 4.1075 | 2.3763 | 0 | 0 | 0 | 0 | 1.9707e-05 | 0 | 0 | 0 | 0 | 0 | 0 | 0 | 0 | 0 | 7.6266e-07 | 0 | 7.6266e-07
[79 empty] | WLDFR | HFTD - Distribution - Tier 3 - 3QU CoRE ¦ 3QU LoRE | Non-Red Flag Warning - Small Fires | 2020 | 4.4002e-05 | 0 | 0 | 0 | 0.077901 | 0.036425 | 0.0015809 | 0.039895 | 0 | 0 | 0 | 0 | 0.0042169 | 3.4278e-06 | 0 | 3.4278e-06 | 0 | 0 | 0 | 0 | 0 | 0 | 0 | 0 | 0
[79 empty] | WLDFR | HFTD - Distribution - Tier 3 - 3QU CoRE ¦ 3QU LoRE | Non-Red Flag Warning - Small Fires | 2021 | 2.5092e-05 | 4.6463e-05 | 0 | 0 | 0.077901 | 0.036425 | 0.0015809 | 0.039895 | 0 | 0 | 0 | 0 | 0.0042169 | 1.9547e-06 | 0 | 1.9547e-06 | 3.6195e-06 | 0 | 3.6195e-06 | 0 | 0 | 0 | 0 | 0 | 0
[79 empty] | WLDFR | HFTD - Distribution - Tier 3 - 3QU CoRE ¦ 3QU LoRE | Non-Red Flag Warning - Small Fires | 2022 | 2.6749e-05 | 2.8244e-05 | 4.1713e-05 | 0 | 0.077901 | 0.036425 | 0.0015809 | 0.039895 | 0 | 0 | 0 | 0 | 0.0041547 | 2.0837e-06 | 0 | 2.0837e-06 | 2.2002e-06 | 0 | 2.2002e-06 | 3.2495e-06 | 0 | 3.2495e-06 | 0 | 0 | 0
[79 empty] | WLDFR | HFTD - Distribution - Tier 3 - 3QU CoRE ¦ 3QU LoRE | Non-Red Flag Warning - Small Fires | 2023 | 2.6749e-05 | 2.8244e-05 | 2.3418e-05 | 3.9727e-05 | 0.080408 | 0.03759 | 0.0016314 | 0.041187 | 0 | 0 | 0 | 0 | 0.0041547 | 2.1508e-06 | 0 | 2.1508e-06 | 2.2711e-06 | 0 | 2.2711e-06 | 1.883e-06 | 0 | 1.883e-06 | 3.1944e-06 | 0 | 3.1944e-06
[79 empty] | WLDFR | HFTD - Distribution - Tier 3 - 3QU CoRE ¦ 3QU LoRE | Non-Red Flag Warning - Small Fires | 2024 | 2.6749e-05 | 2.8244e-05 | 2.3418e-05 | 2.2303e-05 | 0.080408 | 0.03759 | 0.0016314 | 0.041187 | 0 | 0 | 0 | 0 | 0.0041547 | 2.1508e-06 | 0 | 2.1508e-06 | 2.2711e-06 | 0 | 2.2711e-06 | 1.883e-06 | 0 | 1.883e-06 | 1.7933e-06 | 0 | 1.7933e-06
[79 empty] | WLDFR | HFTD - Distribution - Tier 3 - 3QU CoRE ¦ 3QU LoRE | Non-Red Flag Warning - Small Fires | 2025 | 2.6749e-05 | 2.8244e-05 | 2.3418e-05 | 2.2303e-05 | 0.080408 | 0.03759 | 0.0016314 | 0.041187 | 0 | 0 | 0 | 0 | 0.0041547 | 2.1508e-06 | 0 | 2.1508e-06 | 2.2711e-06 | 0 | 2.2711e-06 | 1.883e-06 | 0 | 1.883e-06 | 1.7933e-06 | 0 | 1.7933e-06
[79 empty] | WLDFR | HFTD - Distribution - Tier 3 - 3QU CoRE ¦ 3QU LoRE | Non-Red Flag Warning - Small Fires | 2026 | 2.6749e-05 | 2.8244e-05 | 2.3418e-05 | 2.2303e-05 | 0.080408 | 0.03759 | 0.0016314 | 0.041187 | 0 | 0 | 0 | 0 | 0.0041547 | 2.1508e-06 | 0 | 2.1508e-06 | 2.2711e-06 | 0 | 2.2711e-06 | 1.883e-06 | 0 | 1.883e-06 | 1.7933e-06 | 0 | 1.7933e-06
[79 empty] | WLDFR | HFTD - Distribution - Tier 3 - 3QU CoRE ¦ 3QU LoRE | Non-Red Flag Warning - Small Fires | 2027 | 2.6749e-05 | 2.8244e-05 | 2.3418e-05 | 2.2303e-05 | 0.080408 | 0.03759 | 0.0016314 | 0.041187 | 0 | 0 | 0 | 0 | 0.0041547 | 2.1508e-06 | 0 | 2.1508e-06 | 2.2711e-06 | 0 | 2.2711e-06 | 1.883e-06 | 0 | 1.883e-06 | 1.7933e-06 | 0 | 1.7933e-06
[79 empty] | WLDFR | HFTD - Distribution - Tier 3 - 3QU CoRE ¦ 3QU LoRE | Non-Red Flag Warning - Small Fires | 2028 | 2.6749e-05 | 2.8244e-05 | 2.3418e-05 | 2.2303e-05 | 0.083606 | 0.039055 | 0.001695 | 0.042856 | 0 | 0 | 0 | 0 | 0.0041547 | 2.2363e-06 | 0 | 2.2363e-06 | 2.3614e-06 | 0 | 2.3614e-06 | 1.9579e-06 | 0 | 1.9579e-06 | 1.8647e-06 | 0 | 1.8647e-06
[79 empty] | WLDFR | HFTD - Distribution - Tier 3 - 3QU CoRE ¦ 3QU LoRE | Non-Red Flag Warning - Small Fires | 2029 | 2.6749e-05 | 2.8244e-05 | 2.3418e-05 | 2.2303e-05 | 0.083606 | 0.039055 | 0.001695 | 0.042856 | 0 | 0 | 0 | 0 | 0.0041547 | 2.2363e-06 | 0 | 2.2363e-06 | 2.3614e-06 | 0 | 2.3614e-06 | 1.9579e-06 | 0 | 1.9579e-06 | 1.8647e-06 | 0 | 1.8647e-06
[79 empty] | WLDFR | HFTD - Distribution - Tier 3 - 3QU CoRE ¦ 3QU LoRE | Non-Red Flag Warning - Small Fires | 2030 | 2.6749e-05 | 2.8244e-05 | 2.3418e-05 | 2.2303e-05 | 0.083606 | 0.039055 | 0.001695 | 0.042856 | 0 | 0 | 0 | 0 | 0.0041547 | 2.2363e-06 | 0 | 2.2363e-06 | 2.3614e-06 | 0 | 2.3614e-06 | 1.9579e-06 | 0 | 1.9579e-06 | 1.8647e-06 | 0 | 1.8647e-06
[79 empty] | WLDFR | HFTD - Distribution - Tier 3 - 3QU CoRE ¦ 3QU LoRE | Non-Red Flag Warning - Small Fires | 2031 | 2.6749e-05 | 2.8244e-05 | 2.3418e-05 | 2.2303e-05 | 0.083606 | 0.039055 | 0.001695 | 0.042856 | 0 | 0 | 0 | 0 | 0.0041547 | 2.2363e-06 | 0 | 2.2363e-06 | 2.3614e-06 | 0 | 2.3614e-06 | 1.9579e-06 | 0 | 1.9579e-06 | 1.8647e-06 | 0 | 1.8647e-06
[79 empty] | WLDFR | HFTD - Distribution - Tier 3 - 3QU CoRE ¦ 3QU LoRE | Non-Red Flag Warning - Small Fires | 2032 | 2.6749e-05 | 2.8244e-05 | 2.3418e-05 | 2.2303e-05 | 0.083606 | 0.039055 | 0.001695 | 0.042856 | 0 | 0 | 0 | 0 | 0.0041547 | 2.2363e-06 | 0 | 2.2363e-06 | 2.3614e-06 | 0 | 2.3614e-06 | 1.9579e-06 | 0 | 1.9579e-06 | 1.8647e-06 | 0 | 1.8647e-06
[79 empty] | WLDFR | HFTD - Distribution - Tier 3 - 3QU CoRE ¦ 3QU LoRE | Non-Red Flag Warning - Small Fires | 2033 | 2.6749e-05 | 2.8244e-05 | 2.3418e-05 | 2.2303e-05 | 0.087211 | 0.040679 | 0.0017655 | 0.044766 | 0 | 0 | 0 | 0 | 0.0041547 | 2.3328e-06 | 0 | 2.3328e-06 | 2.4632e-06 | 0 | 2.4632e-06 | 2.0423e-06 | 0 | 2.0423e-06 | 1.9451e-06 | 0 | 1.9451e-06
[79 empty] | WLDFR | HFTD - Distribution - Tier 3 - 3QU CoRE ¦ 3QU LoRE | Non-Red Flag Warning - Small Fires | 2034 | 2.6749e-05 | 2.8244e-05 | 2.3418e-05 | 2.2303e-05 | 0.087211 | 0.040679 | 0.0017655 | 0.044766 | 0 | 0 | 0 | 0 | 0.0041547 | 2.3328e-06 | 0 | 2.3328e-06 | 2.4632e-06 | 0 | 2.4632e-06 | 2.0423e-06 | 0 | 2.0423e-06 | 1.9451e-06 | 0 | 1.9451e-06
[79 empty] | WLDFR | HFTD - Distribution - Tier 3 - 3QU CoRE ¦ 3QU LoRE | Non-Red Flag Warning - Small Fires | 2035 | 2.6749e-05 | 2.8244e-05 | 2.3418e-05 | 2.2303e-05 | 0.087211 | 0.040679 | 0.0017655 | 0.044766 | 0 | 0 | 0 | 0 | 0.0041547 | 2.3328e-06 | 0 | 2.3328e-06 | 2.4632e-06 | 0 | 2.4632e-06 | 2.0423e-06 | 0 | 2.0423e-06 | 1.9451e-06 | 0 | 1.9451e-06
[79 empty] | WLDFR | HFTD - Distribution - Tier 3 - 3QU CoRE ¦ 3QU LoRE | Non-Red Flag Warning - Small Fires | 2036 | 2.6749e-05 | 2.8244e-05 | 2.3418e-05 | 2.2303e-05 | 0.087211 | 0.040679 | 0.0017655 | 0.044766 | 0 | 0 | 0 | 0 | 0.0041547 | 2.3328e-06 | 0 | 2.3328e-06 | 2.4632e-06 | 0 | 2.4632e-06 | 2.0423e-06 | 0 | 2.0423e-06 | 1.9451e-06 | 0 | 1.9451e-06
[79 empty] | WLDFR | HFTD - Distribution - Tier 3 - 3QU CoRE ¦ 3QU LoRE | Non-Red Flag Warning - Small Fires | 2037 | 2.6749e-05 | 2.8244e-05 | 2.3418e-05 | 2.2303e-05 | 0.087211 | 0.040679 | 0.0017655 | 0.044766 | 0 | 0 | 0 | 0 | 0.0041547 | 2.3328e-06 | 0 | 2.3328e-06 | 2.4632e-06 | 0 | 2.4632e-06 | 2.0423e-06 | 0 | 2.0423e-06 | 1.9451e-06 | 0 | 1.9451e-06
[79 empty] | WLDFR | HFTD - Distribution - Tier 3 - 3QU CoRE ¦ 3QU LoRE | Non-Red Flag Warning - Small Fires | 2038 | 2.6749e-05 | 2.8244e-05 | 2.3418e-05 | 2.2303e-05 | 0.091184 | 0.042438 | 0.0018418 | 0.046905 | 0 | 0 | 0 | 0 | 0.0041547 | 2.439e-06 | 0 | 2.439e-06 | 2.5754e-06 | 0 | 2.5754e-06 | 2.1354e-06 | 0 | 2.1354e-06 | 2.0337e-06 | 0 | 2.0337e-06
[79 empty] | WLDFR | HFTD - Distribution - Tier 3 - 3QU CoRE ¦ 3QU LoRE | Non-Red Flag Warning - Small Fires | 2039 | 2.6749e-05 | 2.8244e-05 | 2.3418e-05 | 2.2303e-05 | 0.091184 | 0.042438 | 0.0018418 | 0.046905 | 0 | 0 | 0 | 0 | 0.0041547 | 2.439e-06 | 0 | 2.439e-06 | 2.5754e-06 | 0 | 2.5754e-06 | 2.1354e-06 | 0 | 2.1354e-06 | 2.0337e-06 | 0 | 2.0337e-06
[79 empty] | WLDFR | HFTD - Distribution - Tier 3 - 3QU CoRE ¦ 3QU LoRE | Non-Red Flag Warning - Small Fires | 2040 | 2.6749e-05 | 2.8244e-05 | 2.3418e-05 | 2.2303e-05 | 0.091184 | 0.042438 | 0.0018418 | 0.046905 | 0 | 0 | 0 | 0 | 0.0041547 | 2.439e-06 | 0 | 2.439e-06 | 2.5754e-06 | 0 | 2.5754e-06 | 2.1354e-06 | 0 | 2.1354e-06 | 2.0337e-06 | 0 | 2.0337e-06
[79 empty] | WLDFR | HFTD - Distribution - Tier 3 - 3QU CoRE ¦ 3QU LoRE | Non-Red Flag Warning - Small Fires | 2041 | 2.6749e-05 | 2.8244e-05 | 2.3418e-05 | 2.2303e-05 | 0.091184 | 0.042438 | 0.0018418 | 0.046905 | 0 | 0 | 0 | 0 | 0.0041547 | 2.439e-06 | 0 | 2.439e-06 | 2.5754e-06 | 0 | 2.5754e-06 | 2.1354e-06 | 0 | 2.1354e-06 | 2.0337e-06 | 0 | 2.0337e-06
[79 empty] | WLDFR | HFTD - Distribution - Tier 3 - 3QU CoRE ¦ 3QU LoRE | Non-Red Flag Warning - Small Fires | 2042 | 2.6749e-05 | 2.8244e-05 | 2.3418e-05 | 2.2303e-05 | 0.091184 | 0.042438 | 0.0018418 | 0.046905 | 0 | 0 | 0 | 0 | 0.0041547 | 2.439e-06 | 0 | 2.439e-06 | 2.5754e-06 | 0 | 2.5754e-06 | 2.1354e-06 | 0 | 2.1354e-06 | 2.0337e-06 | 0 | 2.0337e-06
[79 empty] | WLDFR | HFTD - Distribution - Tier 3 - 3QU CoRE ¦ 3QU LoRE | Non-Red Flag Warning - Small Fires | 2043 | 2.6749e-05 | 2.8244e-05 | 2.3418e-05 | 2.2303e-05 | 0.095486 | 0.044306 | 0.0019228 | 0.049257 | 0 | 0 | 0 | 0 | 0.0041547 | 2.5541e-06 | 0 | 2.5541e-06 | 2.6969e-06 | 0 | 2.6969e-06 | 2.2361e-06 | 0 | 2.2361e-06 | 2.1296e-06 | 0 | 2.1296e-06
[79 empty] | WLDFR | HFTD - Distribution - Tier 3 - 3QU CoRE ¦ 3QU LoRE | Non-Red Flag Warning - Small Fires | 2044 | 2.6749e-05 | 2.8244e-05 | 2.3418e-05 | 2.2303e-05 | 0.095486 | 0.044306 | 0.0019228 | 0.049257 | 0 | 0 | 0 | 0 | 0.0041547 | 2.5541e-06 | 0 | 2.5541e-06 | 2.6969e-06 | 0 | 2.6969e-06 | 2.2361e-06 | 0 | 2.2361e-06 | 2.1296e-06 | 0 | 2.1296e-06
[79 empty] | WLDFR | HFTD - Distribution - Tier 3 - 3QU CoRE ¦ 3QU LoRE | Non-Red Flag Warning - Small Fires | 2045 | 2.6749e-05 | 2.8244e-05 | 2.3418e-05 | 2.2303e-05 | 0.095486 | 0.044306 | 0.0019228 | 0.049257 | 0 | 0 | 0 | 0 | 0.0041547 | 2.5541e-06 | 0 | 2.5541e-06 | 2.6969e-06 | 0 | 2.6969e-06 | 2.2361e-06 | 0 | 2.2361e-06 | 2.1296e-06 | 0 | 2.1296e-06
[79 empty] | WLDFR | HFTD - Distribution - Tier 3 - 3QU CoRE ¦ 3QU LoRE | Non-Red Flag Warning - Small Fires | 2046 | 2.6749e-05 | 2.8244e-05 | 2.3418e-05 | 2.2303e-05 | 0.095486 | 0.044306 | 0.0019228 | 0.049257 | 0 | 0 | 0 | 0 | 0.0041547 | 2.5541e-06 | 0 | 2.5541e-06 | 2.6969e-06 | 0 | 2.6969e-06 | 2.2361e-06 | 0 | 2.2361e-06 | 2.1296e-06 | 0 | 2.1296e-06
[79 empty] | WLDFR | HFTD - Distribution - Tier 3 - 3QU CoRE ¦ 3QU LoRE | Non-Red Flag Warning - Small Fires | 2047 | 2.6749e-05 | 2.8244e-05 | 2.3418e-05 | 2.2303e-05 | 0.095486 | 0.044306 | 0.0019228 | 0.049257 | 0 | 0 | 0 | 0 | 0.0041547 | 2.5541e-06 | 0 | 2.5541e-06 | 2.6969e-06 | 0 | 2.6969e-06 | 2.2361e-06 | 0 | 2.2361e-06 | 2.1296e-06 | 0 | 2.1296e-06
[79 empty] | WLDFR | HFTD - Distribution - Tier 3 - 3QU CoRE ¦ 3QU LoRE | Non-Red Flag Warning - Small Fires | 2048 | 2.6749e-05 | 2.8244e-05 | 2.3418e-05 | 2.2303e-05 | 0.10007 | 0.04626 | 0.0020076 | 0.051804 | 0 | 0 | 0 | 0 | 0.0041547 | 2.6768e-06 | 0 | 2.6768e-06 | 2.8264e-06 | 0 | 2.8264e-06 | 2.3435e-06 | 0 | 2.3435e-06 | 2.2319e-06 | 0 | 2.2319e-06
[79 empty] | WLDFR | HFTD - Distribution - Tier 3 - 3QU CoRE ¦ 3QU LoRE | Non-Red Flag Warning - Small Fires | 2049 | 2.6749e-05 | 2.8244e-05 | 2.3418e-05 | 2.2303e-05 | 0.10007 | 0.04626 | 0.0020076 | 0.051804 | 0 | 0 | 0 | 0 | 0.0041547 | 2.6768e-06 | 0 | 2.6768e-06 | 2.8264e-06 | 0 | 2.8264e-06 | 2.3435e-06 | 0 | 2.3435e-06 | 2.2319e-06 | 0 | 2.2319e-06
[79 empty] | WLDFR | HFTD - Distribution - Tier 3 - 3QU CoRE ¦ 3QU LoRE | Non-Red Flag Warning - Small Fires | 2050 | 0 | 2.8244e-05 | 2.3418e-05 | 2.2303e-05 | 0.10007 | 0.04626 | 0.0020076 | 0.051804 | 0 | 0 | 0 | 0 | 0.0041547 | 0 | 0 | 0 | 2.8264e-06 | 0 | 2.8264e-06 | 2.3435e-06 | 0 | 2.3435e-06 | 2.2319e-06 | 0 | 2.2319e-06
[79 empty] | WLDFR | HFTD - Distribution - Tier 3 - 3QU CoRE ¦ 3QU LoRE | Non-Red Flag Warning - Small Fires | 2051 | 0 | 0 | 2.3418e-05 | 2.2303e-05 | 0.10007 | 0.04626 | 0.0020076 | 0.051804 | 0 | 0 | 0 | 0 | 0.0041547 | 0 | 0 | 0 | 0 | 0 | 0 | 2.3435e-06 | 0 | 2.3435e-06 | 2.2319e-06 | 0 | 2.2319e-06
[79 empty] | WLDFR | HFTD - Distribution - Tier 3 - 3QU CoRE ¦ 3QU LoRE | Non-Red Flag Warning - Small Fires | 2052 | 0 | 0 | 0 | 2.2303e-05 | 0.10007 | 0.04626 | 0.0020076 | 0.051804 | 0 | 0 | 0 | 0 | 0.0041547 | 0 | 0 | 0 | 0 | 0 | 0 | 0 | 0 | 0 | 2.2319e-06 | 0 | 2.2319e-06
[79 empty] | WLDFR | HFTD - Distribution - Tier 3 - 3QU CoRE ¦ 3QU LoRE | Red Flag Warning - Catastrophic Fires | 2020 | 4.4805e-07 | 0 | 0 | 0 | 14146.1306 | 222.2294 | 8585.7228 | 5338.1784 | 0 | 0 | 0 | 0 | 2.9041e-05 | 0.0063382 | 0 | 0.0063382 | 0 | 0 | 0 | 0 | 0 | 0 | 0 | 0 | 0
[79 empty] | WLDFR | HFTD - Distribution - Tier 3 - 3QU CoRE ¦ 3QU LoRE | Red Flag Warning - Catastrophic Fires | 2021 | 3.093e-07 | 4.731e-07 | 0 | 0 | 14146.1306 | 222.2294 | 8585.7228 | 5338.1784 | 0 | 0 | 0 | 0 | 2.9041e-05 | 0.0043754 | 0 | 0.0043754 | 0.0066926 | 0 | 0.0066926 | 0 | 0 | 0 | 0 | 0 | 0
[79 empty] | WLDFR | HFTD - Distribution - Tier 3 - 3QU CoRE ¦ 3QU LoRE | Red Flag Warning - Catastrophic Fires | 2022 | 3.2922e-07 | 3.4763e-07 | 4.2123e-07 | 0 | 14146.1306 | 222.2294 | 8585.7228 | 5338.1784 | 0 | 0 | 0 | 0 | 2.8189e-05 | 0.0046572 | 0 | 0.0046572 | 0.0049176 | 0 | 0.0049176 | 0.0059588 | 0 | 0.0059588 | 0 | 0 | 0
[79 empty] | WLDFR | HFTD - Distribution - Tier 3 - 3QU CoRE ¦ 3QU LoRE | Red Flag Warning - Catastrophic Fires | 2023 | 3.2922e-07 | 3.4763e-07 | 2.8823e-07 | 4.0117e-07 | 14664.6376 | 233.2301 | 8896.516 | 5534.8915 | 0 | 0 | 0 | 0 | 2.8189e-05 | 0.0048279 | 0 | 0.0048279 | 0.0050978 | 0 | 0.0050978 | 0.0042268 | 0 | 0.0042268 | 0.0058831 | 0 | 0.0058831
[79 empty] | WLDFR | HFTD - Distribution - Tier 3 - 3QU CoRE ¦ 3QU LoRE | Red Flag Warning - Catastrophic Fires | 2024 | 3.2922e-07 | 3.4763e-07 | 2.8823e-07 | 2.7451e-07 | 14664.6376 | 233.2301 | 8896.516 | 5534.8915 | 0 | 0 | 0 | 0 | 2.8189e-05 | 0.0048279 | 0 | 0.0048279 | 0.0050978 | 0 | 0.0050978 | 0.0042268 | 0 | 0.0042268 | 0.0040255 | 0 | 0.0040255
[79 empty] | WLDFR | HFTD - Distribution - Tier 3 - 3QU CoRE ¦ 3QU LoRE | Red Flag Warning - Catastrophic Fires | 2025 | 3.2922e-07 | 3.4763e-07 | 2.8823e-07 | 2.7451e-07 | 14664.6376 | 233.2301 | 8896.516 | 5534.8915 | 0 | 0 | 0 | 0 | 2.8189e-05 | 0.0048279 | 0 | 0.0048279 | 0.0050978 | 0 | 0.0050978 | 0.0042268 | 0 | 0.0042268 | 0.0040255 | 0 | 0.0040255
[79 empty] | WLDFR | HFTD - Distribution - Tier 3 - 3QU CoRE ¦ 3QU LoRE | Red Flag Warning - Catastrophic Fires | 2026 | 3.2922e-07 | 3.4763e-07 | 2.8823e-07 | 2.7451e-07 | 14664.6376 | 233.2301 | 8896.516 | 5534.8915 | 0 | 0 | 0 | 0 | 2.8189e-05 | 0.0048279 | 0 | 0.0048279 | 0.0050978 | 0 | 0.0050978 | 0.0042268 | 0 | 0.0042268 | 0.0040255 | 0 | 0.0040255
[79 empty] | WLDFR | HFTD - Distribution - Tier 3 - 3QU CoRE ¦ 3QU LoRE | Red Flag Warning - Catastrophic Fires | 2027 | 3.2922e-07 | 3.4763e-07 | 2.8823e-07 | 2.7451e-07 | 14664.6376 | 233.2301 | 8896.516 | 5534.8915 | 0 | 0 | 0 | 0 | 2.8189e-05 | 0.0048279 | 0 | 0.0048279 | 0.0050978 | 0 | 0.0050978 | 0.0042268 | 0 | 0.0042268 | 0.0040255 | 0 | 0.0040255
[79 empty] | WLDFR | HFTD - Distribution - Tier 3 - 3QU CoRE ¦ 3QU LoRE | Red Flag Warning - Catastrophic Fires | 2028 | 3.2922e-07 | 3.4763e-07 | 2.8823e-07 | 2.7451e-07 | 15317.9909 | 247.273 | 9287.6491 | 5783.0689 | 0 | 0 | 0 | 0 | 2.8189e-05 | 0.005043 | 0 | 0.005043 | 0.005325 | 0 | 0.005325 | 0.0044151 | 0 | 0.0044151 | 0.0042049 | 0 | 0.0042049
[79 empty] | WLDFR | HFTD - Distribution - Tier 3 - 3QU CoRE ¦ 3QU LoRE | Red Flag Warning - Catastrophic Fires | 2029 | 3.2922e-07 | 3.4763e-07 | 2.8823e-07 | 2.7451e-07 | 15317.9909 | 247.273 | 9287.6491 | 5783.0689 | 0 | 0 | 0 | 0 | 2.8189e-05 | 0.005043 | 0 | 0.005043 | 0.005325 | 0 | 0.005325 | 0.0044151 | 0 | 0.0044151 | 0.0042049 | 0 | 0.0042049
[79 empty] | WLDFR | HFTD - Distribution - Tier 3 - 3QU CoRE ¦ 3QU LoRE | Red Flag Warning - Catastrophic Fires | 2030 | 3.2922e-07 | 3.4763e-07 | 2.8823e-07 | 2.7451e-07 | 15317.9909 | 247.273 | 9287.6491 | 5783.0689 | 0 | 0 | 0 | 0 | 2.8189e-05 | 0.005043 | 0 | 0.005043 | 0.005325 | 0 | 0.005325 | 0.0044151 | 0 | 0.0044151 | 0.0042049 | 0 | 0.0042049
[79 empty] | WLDFR | HFTD - Distribution - Tier 3 - 3QU CoRE ¦ 3QU LoRE | Red Flag Warning - Catastrophic Fires | 2031 | 3.2922e-07 | 3.4763e-07 | 2.8823e-07 | 2.7451e-07 | 15317.9909 | 247.273 | 9287.6491 | 5783.0689 | 0 | 0 | 0 | 0 | 2.8189e-05 | 0.005043 | 0 | 0.005043 | 0.005325 | 0 | 0.005325 | 0.0044151 | 0 | 0.0044151 | 0.0042049 | 0 | 0.0042049
[79 empty] | WLDFR | HFTD - Distribution - Tier 3 - 3QU CoRE ¦ 3QU LoRE | Red Flag Warning - Catastrophic Fires | 2032 | 3.2922e-07 | 3.4763e-07 | 2.8823e-07 | 2.7451e-07 | 15317.9909 | 247.273 | 9287.6491 | 5783.0689 | 0 | 0 | 0 | 0 | 2.8189e-05 | 0.005043 | 0 | 0.005043 | 0.005325 | 0 | 0.005325 | 0.0044151 | 0 | 0.0044151 | 0.0042049 | 0 | 0.0042049
[79 empty] | WLDFR | HFTD - Distribution - Tier 3 - 3QU CoRE ¦ 3QU LoRE | Red Flag Warning - Catastrophic Fires | 2033 | 3.2922e-07 | 3.4763e-07 | 2.8823e-07 | 2.7451e-07 | 16044.1264 | 263.1074 | 9721.74 | 6059.2791 | 0 | 0 | 0 | 0 | 2.8189e-05 | 0.0052821 | 0 | 0.0052821 | 0.0055774 | 0 | 0.0055774 | 0.0046244 | 0 | 0.0046244 | 0.0044042 | 0 | 0.0044042
[79 empty] | WLDFR | HFTD - Distribution - Tier 3 - 3QU CoRE ¦ 3QU LoRE | Red Flag Warning - Catastrophic Fires | 2034 | 3.2922e-07 | 3.4763e-07 | 2.8823e-07 | 2.7451e-07 | 16044.1264 | 263.1074 | 9721.74 | 6059.2791 | 0 | 0 | 0 | 0 | 2.8189e-05 | 0.0052821 | 0 | 0.0052821 | 0.0055774 | 0 | 0.0055774 | 0.0046244 | 0 | 0.0046244 | 0.0044042 | 0 | 0.0044042
[79 empty] | WLDFR | HFTD - Distribution - Tier 3 - 3QU CoRE ¦ 3QU LoRE | Red Flag Warning - Catastrophic Fires | 2035 | 3.2922e-07 | 3.4763e-07 | 2.8823e-07 | 2.7451e-07 | 16044.1264 | 263.1074 | 9721.74 | 6059.2791 | 0 | 0 | 0 | 0 | 2.8189e-05 | 0.0052821 | 0 | 0.0052821 | 0.0055774 | 0 | 0.0055774 | 0.0046244 | 0 | 0.0046244 | 0.0044042 | 0 | 0.0044042
[79 empty] | WLDFR | HFTD - Distribution - Tier 3 - 3QU CoRE ¦ 3QU LoRE | Red Flag Warning - Catastrophic Fires | 2036 | 3.2922e-07 | 3.4763e-07 | 2.8823e-07 | 2.7451e-07 | 16044.1264 | 263.1074 | 9721.74 | 6059.2791 | 0 | 0 | 0 | 0 | 2.8189e-05 | 0.0052821 | 0 | 0.0052821 | 0.0055774 | 0 | 0.0055774 | 0.0046244 | 0 | 0.0046244 | 0.0044042 | 0 | 0.0044042
[79 empty] | WLDFR | HFTD - Distribution - Tier 3 - 3QU CoRE ¦ 3QU LoRE | Red Flag Warning - Catastrophic Fires | 2037 | 3.2922e-07 | 3.4763e-07 | 2.8823e-07 | 2.7451e-07 | 16044.1264 | 263.1074 | 9721.74 | 6059.2791 | 0 | 0 | 0 | 0 | 2.8189e-05 | 0.0052821 | 0 | 0.0052821 | 0.0055774 | 0 | 0.0055774 | 0.0046244 | 0 | 0.0046244 | 0.0044042 | 0 | 0.0044042
[79 empty] | WLDFR | HFTD - Distribution - Tier 3 - 3QU CoRE ¦ 3QU LoRE | Red Flag Warning - Catastrophic Fires | 2038 | 3.2922e-07 | 3.4763e-07 | 2.8823e-07 | 2.7451e-07 | 16832.3912 | 280.5544 | 10192.2718 | 6359.5651 | 0 | 0 | 0 | 0 | 2.8189e-05 | 0.0055416 | 0 | 0.0055416 | 0.0058514 | 0 | 0.0058514 | 0.0048516 | 0 | 0.0048516 | 0.0046206 | 0 | 0.0046206
[79 empty] | WLDFR | HFTD - Distribution - Tier 3 - 3QU CoRE ¦ 3QU LoRE | Red Flag Warning - Catastrophic Fires | 2039 | 3.2922e-07 | 3.4763e-07 | 2.8823e-07 | 2.7451e-07 | 16832.3912 | 280.5544 | 10192.2718 | 6359.5651 | 0 | 0 | 0 | 0 | 2.8189e-05 | 0.0055416 | 0 | 0.0055416 | 0.0058514 | 0 | 0.0058514 | 0.0048516 | 0 | 0.0048516 | 0.0046206 | 0 | 0.0046206
[79 empty] | WLDFR | HFTD - Distribution - Tier 3 - 3QU CoRE ¦ 3QU LoRE | Red Flag Warning - Catastrophic Fires | 2040 | 3.2922e-07 | 3.4763e-07 | 2.8823e-07 | 2.7451e-07 | 16832.3912 | 280.5544 | 10192.2718 | 6359.5651 | 0 | 0 | 0 | 0 | 2.8189e-05 | 0.0055416 | 0 | 0.0055416 | 0.0058514 | 0 | 0.0058514 | 0.0048516 | 0 | 0.0048516 | 0.0046206 | 0 | 0.0046206
[79 empty] | WLDFR | HFTD - Distribution - Tier 3 - 3QU CoRE ¦ 3QU LoRE | Red Flag Warning - Catastrophic Fires | 2041 | 3.2922e-07 | 3.4763e-07 | 2.8823e-07 | 2.7451e-07 | 16832.3912 | 280.5544 | 10192.2718 | 6359.5651 | 0 | 0 | 0 | 0 | 2.8189e-05 | 0.0055416 | 0 | 0.0055416 | 0.0058514 | 0 | 0.0058514 | 0.0048516 | 0 | 0.0048516 | 0.0046206 | 0 | 0.0046206
[79 empty] | WLDFR | HFTD - Distribution - Tier 3 - 3QU CoRE ¦ 3QU LoRE | Red Flag Warning - Catastrophic Fires | 2042 | 3.2922e-07 | 3.4763e-07 | 2.8823e-07 | 2.7451e-07 | 16832.3912 | 280.5544 | 10192.2718 | 6359.5651 | 0 | 0 | 0 | 0 | 2.8189e-05 | 0.0055416 | 0 | 0.0055416 | 0.0058514 | 0 | 0.0058514 | 0.0048516 | 0 | 0.0048516 | 0.0046206 | 0 | 0.0046206
[79 empty] | WLDFR | HFTD - Distribution - Tier 3 - 3QU CoRE ¦ 3QU LoRE | Red Flag Warning - Catastrophic Fires | 2043 | 3.2922e-07 | 3.4763e-07 | 2.8823e-07 | 2.7451e-07 | 17672.0852 | 299.42 | 10692.7362 | 6679.929 | 0 | 0 | 0 | 0 | 2.8189e-05 | 0.005818 | 0 | 0.005818 | 0.0061433 | 0 | 0.0061433 | 0.0050936 | 0 | 0.0050936 | 0.0048511 | 0 | 0.0048511
[79 empty] | WLDFR | HFTD - Distribution - Tier 3 - 3QU CoRE ¦ 3QU LoRE | Red Flag Warning - Catastrophic Fires | 2044 | 3.2922e-07 | 3.4763e-07 | 2.8823e-07 | 2.7451e-07 | 17672.0852 | 299.42 | 10692.7362 | 6679.929 | 0 | 0 | 0 | 0 | 2.8189e-05 | 0.005818 | 0 | 0.005818 | 0.0061433 | 0 | 0.0061433 | 0.0050936 | 0 | 0.0050936 | 0.0048511 | 0 | 0.0048511
[79 empty] | WLDFR | HFTD - Distribution - Tier 3 - 3QU CoRE ¦ 3QU LoRE | Red Flag Warning - Catastrophic Fires | 2045 | 3.2922e-07 | 3.4763e-07 | 2.8823e-07 | 2.7451e-07 | 17672.0852 | 299.42 | 10692.7362 | 6679.929 | 0 | 0 | 0 | 0 | 2.8189e-05 | 0.005818 | 0 | 0.005818 | 0.0061433 | 0 | 0.0061433 | 0.0050936 | 0 | 0.0050936 | 0.0048511 | 0 | 0.0048511
[79 empty] | WLDFR | HFTD - Distribution - Tier 3 - 3QU CoRE ¦ 3QU LoRE | Red Flag Warning - Catastrophic Fires | 2046 | 3.2922e-07 | 3.4763e-07 | 2.8823e-07 | 2.7451e-07 | 17672.0852 | 299.42 | 10692.7362 | 6679.929 | 0 | 0 | 0 | 0 | 2.8189e-05 | 0.005818 | 0 | 0.005818 | 0.0061433 | 0 | 0.0061433 | 0.0050936 | 0 | 0.0050936 | 0.0048511 | 0 | 0.0048511
[79 empty] | WLDFR | HFTD - Distribution - Tier 3 - 3QU CoRE ¦ 3QU LoRE | Red Flag Warning - Catastrophic Fires | 2047 | 3.2922e-07 | 3.4763e-07 | 2.8823e-07 | 2.7451e-07 | 17672.0852 | 299.42 | 10692.7362 | 6679.929 | 0 | 0 | 0 | 0 | 2.8189e-05 | 0.005818 | 0 | 0.005818 | 0.0061433 | 0 | 0.0061433 | 0.0050936 | 0 | 0.0050936 | 0.0048511 | 0 | 0.0048511
[79 empty] | WLDFR | HFTD - Distribution - Tier 3 - 3QU CoRE ¦ 3QU LoRE | Red Flag Warning - Catastrophic Fires | 2048 | 3.2922e-07 | 3.4763e-07 | 2.8823e-07 | 2.7451e-07 | 18552.3348 | 319.4911 | 11216.5626 | 7016.281 | 0 | 0 | 0 | 0 | 2.8189e-05 | 0.0061078 | 0 | 0.0061078 | 0.0064493 | 0 | 0.0064493 | 0.0053474 | 0 | 0.0053474 | 0.0050927 | 0 | 0.0050927
[79 empty] | WLDFR | HFTD - Distribution - Tier 3 - 3QU CoRE ¦ 3QU LoRE | Red Flag Warning - Catastrophic Fires | 2049 | 3.2922e-07 | 3.4763e-07 | 2.8823e-07 | 2.7451e-07 | 18552.3348 | 319.4911 | 11216.5626 | 7016.281 | 0 | 0 | 0 | 0 | 2.8189e-05 | 0.0061078 | 0 | 0.0061078 | 0.0064493 | 0 | 0.0064493 | 0.0053474 | 0 | 0.0053474 | 0.0050927 | 0 | 0.0050927
[79 empty] | WLDFR | HFTD - Distribution - Tier 3 - 3QU CoRE ¦ 3QU LoRE | Red Flag Warning - Catastrophic Fires | 2050 | 0 | 3.4763e-07 | 2.8823e-07 | 2.7451e-07 | 18552.3348 | 319.4911 | 11216.5626 | 7016.281 | 0 | 0 | 0 | 0 | 2.8189e-05 | 0 | 0 | 0 | 0.0064493 | 0 | 0.0064493 | 0.0053474 | 0 | 0.0053474 | 0.0050927 | 0 | 0.0050927
[79 empty] | WLDFR | HFTD - Distribution - Tier 3 - 3QU CoRE ¦ 3QU LoRE | Red Flag Warning - Catastrophic Fires | 2051 | 0 | 0 | 2.8823e-07 | 2.7451e-07 | 18552.3348 | 319.4911 | 11216.5626 | 7016.281 | 0 | 0 | 0 | 0 | 2.8189e-05 | 0 | 0 | 0 | 0 | 0 | 0 | 0.0053474 | 0 | 0.0053474 | 0.0050927 | 0 | 0.0050927
[79 empty] | WLDFR | HFTD - Distribution - Tier 3 - 3QU CoRE ¦ 3QU LoRE | Red Flag Warning - Catastrophic Fires | 2052 | 0 | 0 | 0 | 2.7451e-07 | 18552.3348 | 319.4911 | 11216.5626 | 7016.281 | 0 | 0 | 0 | 0 | 2.8189e-05 | 0 | 0 | 0 | 0 | 0 | 0 | 0 | 0 | 0 | 0.0050927 | 0 | 0.0050927
[79 empty] | WLDFR | HFTD - Distribution - Tier 3 - 3QU CoRE ¦ 3QU LoRE | Red Flag Warning - Destructive Fires | 2020 | 5.7912e-08 | 0 | 0 | 0 | 8807.9522 | 222.2294 | 8585.7228 | 0 | 0 | 0 | 0 | 0 | 4.0293e-06 | 0.00051009 | 0 | 0.00051009 | 0 | 0 | 0 | 0 | 0 | 0 | 0 | 0 | 0
[79 empty] | WLDFR | HFTD - Distribution - Tier 3 - 3QU CoRE ¦ 3QU LoRE | Red Flag Warning - Destructive Fires | 2021 | 3.998e-08 | 6.115e-08 | 0 | 0 | 8807.9522 | 222.2294 | 8585.7228 | 0 | 0 | 0 | 0 | 0 | 4.0293e-06 | 0.00035214 | 0 | 0.00035214 | 0.00053861 | 0 | 0.00053861 | 0 | 0 | 0 | 0 | 0 | 0
[79 empty] | WLDFR | HFTD - Distribution - Tier 3 - 3QU CoRE ¦ 3QU LoRE | Red Flag Warning - Destructive Fires | 2022 | 4.2255e-08 | 4.4618e-08 | 5.4073e-08 | 0 | 8807.9522 | 222.2294 | 8585.7228 | 0 | 0 | 0 | 0 | 0 | 3.9173e-06 | 0.00037218 | 0 | 0.00037218 | 0.00039299 | 0 | 0.00039299 | 0.00047627 | 0 | 0.00047627 | 0 | 0 | 0
[79 empty] | WLDFR | HFTD - Distribution - Tier 3 - 3QU CoRE ¦ 3QU LoRE | Red Flag Warning - Destructive Fires | 2023 | 4.2255e-08 | 4.4618e-08 | 3.6994e-08 | 5.1498e-08 | 9129.7461 | 233.2301 | 8896.516 | 0 | 0 | 0 | 0 | 0 | 3.9173e-06 | 0.00038578 | 0 | 0.00038578 | 0.00040735 | 0 | 0.00040735 | 0.00033775 | 0 | 0.00033775 | 0.00047016 | 0 | 0.00047016
[79 empty] | WLDFR | HFTD - Distribution - Tier 3 - 3QU CoRE ¦ 3QU LoRE | Red Flag Warning - Destructive Fires | 2024 | 4.2255e-08 | 4.4618e-08 | 3.6994e-08 | 3.5232e-08 | 9129.7461 | 233.2301 | 8896.516 | 0 | 0 | 0 | 0 | 0 | 3.9173e-06 | 0.00038578 | 0 | 0.00038578 | 0.00040735 | 0 | 0.00040735 | 0.00033775 | 0 | 0.00033775 | 0.00032166 | 0 | 0.00032166
[79 empty] | WLDFR | HFTD - Distribution - Tier 3 - 3QU CoRE ¦ 3QU LoRE | Red Flag Warning - Destructive Fires | 2025 | 4.2255e-08 | 4.4618e-08 | 3.6994e-08 | 3.5232e-08 | 9129.7461 | 233.2301 | 8896.516 | 0 | 0 | 0 | 0 | 0 | 3.9173e-06 | 0.00038578 | 0 | 0.00038578 | 0.00040735 | 0 | 0.00040735 | 0.00033775 | 0 | 0.00033775 | 0.00032166 | 0 | 0.00032166
[79 empty] | WLDFR | HFTD - Distribution - Tier 3 - 3QU CoRE ¦ 3QU LoRE | Red Flag Warning - Destructive Fires | 2026 | 4.2255e-08 | 4.4618e-08 | 3.6994e-08 | 3.5232e-08 | 9129.7461 | 233.2301 | 8896.516 | 0 | 0 | 0 | 0 | 0 | 3.9173e-06 | 0.00038578 | 0 | 0.00038578 | 0.00040735 | 0 | 0.00040735 | 0.00033775 | 0 | 0.00033775 | 0.00032166 | 0 | 0.00032166
[79 empty] | WLDFR | HFTD - Distribution - Tier 3 - 3QU CoRE ¦ 3QU LoRE | Red Flag Warning - Destructive Fires | 2027 | 4.2255e-08 | 4.4618e-08 | 3.6994e-08 | 3.5232e-08 | 9129.7461 | 233.2301 | 8896.516 | 0 | 0 | 0 | 0 | 0 | 3.9173e-06 | 0.00038578 | 0 | 0.00038578 | 0.00040735 | 0 | 0.00040735 | 0.00033775 | 0 | 0.00033775 | 0.00032166 | 0 | 0.00032166
[79 empty] | WLDFR | HFTD - Distribution - Tier 3 - 3QU CoRE ¦ 3QU LoRE | Red Flag Warning - Destructive Fires | 2028 | 4.2255e-08 | 4.4618e-08 | 3.6994e-08 | 3.5232e-08 | 9534.9221 | 247.273 | 9287.6491 | 0 | 0 | 0 | 0 | 0 | 3.9173e-06 | 0.0004029 | 0 | 0.0004029 | 0.00042543 | 0 | 0.00042543 | 0.00035273 | 0 | 0.00035273 | 0.00033594 | 0 | 0.00033594
[79 empty] | WLDFR | HFTD - Distribution - Tier 3 - 3QU CoRE ¦ 3QU LoRE | Red Flag Warning - Destructive Fires | 2029 | 4.2255e-08 | 4.4618e-08 | 3.6994e-08 | 3.5232e-08 | 9534.9221 | 247.273 | 9287.6491 | 0 | 0 | 0 | 0 | 0 | 3.9173e-06 | 0.0004029 | 0 | 0.0004029 | 0.00042543 | 0 | 0.00042543 | 0.00035273 | 0 | 0.00035273 | 0.00033594 | 0 | 0.00033594
[79 empty] | WLDFR | HFTD - Distribution - Tier 3 - 3QU CoRE ¦ 3QU LoRE | Red Flag Warning - Destructive Fires | 2030 | 4.2255e-08 | 4.4618e-08 | 3.6994e-08 | 3.5232e-08 | 9534.9221 | 247.273 | 9287.6491 | 0 | 0 | 0 | 0 | 0 | 3.9173e-06 | 0.0004029 | 0 | 0.0004029 | 0.00042543 | 0 | 0.00042543 | 0.00035273 | 0 | 0.00035273 | 0.00033594 | 0 | 0.00033594
[79 empty] | WLDFR | HFTD - Distribution - Tier 3 - 3QU CoRE ¦ 3QU LoRE | Red Flag Warning - Destructive Fires | 2031 | 4.2255e-08 | 4.4618e-08 | 3.6994e-08 | 3.5232e-08 | 9534.9221 | 247.273 | 9287.6491 | 0 | 0 | 0 | 0 | 0 | 3.9173e-06 | 0.0004029 | 0 | 0.0004029 | 0.00042543 | 0 | 0.00042543 | 0.00035273 | 0 | 0.00035273 | 0.00033594 | 0 | 0.00033594
[79 empty] | WLDFR | HFTD - Distribution - Tier 3 - 3QU CoRE ¦ 3QU LoRE | Red Flag Warning - Destructive Fires | 2032 | 4.2255e-08 | 4.4618e-08 | 3.6994e-08 | 3.5232e-08 | 9534.9221 | 247.273 | 9287.6491 | 0 | 0 | 0 | 0 | 0 | 3.9173e-06 | 0.0004029 | 0 | 0.0004029 | 0.00042543 | 0 | 0.00042543 | 0.00035273 | 0 | 0.00035273 | 0.00033594 | 0 | 0.00033594
[79 empty] | WLDFR | HFTD - Distribution - Tier 3 - 3QU CoRE ¦ 3QU LoRE | Red Flag Warning - Destructive Fires | 2033 | 4.2255e-08 | 4.4618e-08 | 3.6994e-08 | 3.5232e-08 | 9984.8474 | 263.1074 | 9721.74 | 0 | 0 | 0 | 0 | 0 | 3.9173e-06 | 0.00042191 | 0 | 0.00042191 | 0.0004455 | 0 | 0.0004455 | 0.00036938 | 0 | 0.00036938 | 0.00035179 | 0 | 0.00035179
[79 empty] | WLDFR | HFTD - Distribution - Tier 3 - 3QU CoRE ¦ 3QU LoRE | Red Flag Warning - Destructive Fires | 2034 | 4.2255e-08 | 4.4618e-08 | 3.6994e-08 | 3.5232e-08 | 9984.8474 | 263.1074 | 9721.74 | 0 | 0 | 0 | 0 | 0 | 3.9173e-06 | 0.00042191 | 0 | 0.00042191 | 0.0004455 | 0 | 0.0004455 | 0.00036938 | 0 | 0.00036938 | 0.00035179 | 0 | 0.00035179
[79 empty] | WLDFR | HFTD - Distribution - Tier 3 - 3QU CoRE ¦ 3QU LoRE | Red Flag Warning - Destructive Fires | 2035 | 4.2255e-08 | 4.4618e-08 | 3.6994e-08 | 3.5232e-08 | 9984.8474 | 263.1074 | 9721.74 | 0 | 0 | 0 | 0 | 0 | 3.9173e-06 | 0.00042191 | 0 | 0.00042191 | 0.0004455 | 0 | 0.0004455 | 0.00036938 | 0 | 0.00036938 | 0.00035179 | 0 | 0.00035179
[79 empty] | WLDFR | HFTD - Distribution - Tier 3 - 3QU CoRE ¦ 3QU LoRE | Red Flag Warning - Destructive Fires | 2036 | 4.2255e-08 | 4.4618e-08 | 3.6994e-08 | 3.5232e-08 | 9984.8474 | 263.1074 | 9721.74 | 0 | 0 | 0 | 0 | 0 | 3.9173e-06 | 0.00042191 | 0 | 0.00042191 | 0.0004455 | 0 | 0.0004455 | 0.00036938 | 0 | 0.00036938 | 0.00035179 | 0 | 0.00035179
[79 empty] | WLDFR | HFTD - Distribution - Tier 3 - 3QU CoRE ¦ 3QU LoRE | Red Flag Warning - Destructive Fires | 2037 | 4.2255e-08 | 4.4618e-08 | 3.6994e-08 | 3.5232e-08 | 9984.8474 | 263.1074 | 9721.74 | 0 | 0 | 0 | 0 | 0 | 3.9173e-06 | 0.00042191 | 0 | 0.00042191 | 0.0004455 | 0 | 0.0004455 | 0.00036938 | 0 | 0.00036938 | 0.00035179 | 0 | 0.00035179
[79 empty] | WLDFR | HFTD - Distribution - Tier 3 - 3QU CoRE ¦ 3QU LoRE | Red Flag Warning - Destructive Fires | 2038 | 4.2255e-08 | 4.4618e-08 | 3.6994e-08 | 3.5232e-08 | 10472.8261 | 280.5544 | 10192.2718 | 0 | 0 | 0 | 0 | 0 | 3.9173e-06 | 0.00044253 | 0 | 0.00044253 | 0.00046727 | 0 | 0.00046727 | 0.00038743 | 0 | 0.00038743 | 0.00036898 | 0 | 0.00036898
[79 empty] | WLDFR | HFTD - Distribution - Tier 3 - 3QU CoRE ¦ 3QU LoRE | Red Flag Warning - Destructive Fires | 2039 | 4.2255e-08 | 4.4618e-08 | 3.6994e-08 | 3.5232e-08 | 10472.8261 | 280.5544 | 10192.2718 | 0 | 0 | 0 | 0 | 0 | 3.9173e-06 | 0.00044253 | 0 | 0.00044253 | 0.00046727 | 0 | 0.00046727 | 0.00038743 | 0 | 0.00038743 | 0.00036898 | 0 | 0.00036898
[79 empty] | WLDFR | HFTD - Distribution - Tier 3 - 3QU CoRE ¦ 3QU LoRE | Red Flag Warning - Destructive Fires | 2040 | 4.2255e-08 | 4.4618e-08 | 3.6994e-08 | 3.5232e-08 | 10472.8261 | 280.5544 | 10192.2718 | 0 | 0 | 0 | 0 | 0 | 3.9173e-06 | 0.00044253 | 0 | 0.00044253 | 0.00046727 | 0 | 0.00046727 | 0.00038743 | 0 | 0.00038743 | 0.00036898 | 0 | 0.00036898
[79 empty] | WLDFR | HFTD - Distribution - Tier 3 - 3QU CoRE ¦ 3QU LoRE | Red Flag Warning - Destructive Fires | 2041 | 4.2255e-08 | 4.4618e-08 | 3.6994e-08 | 3.5232e-08 | 10472.8261 | 280.5544 | 10192.2718 | 0 | 0 | 0 | 0 | 0 | 3.9173e-06 | 0.00044253 | 0 | 0.00044253 | 0.00046727 | 0 | 0.00046727 | 0.00038743 | 0 | 0.00038743 | 0.00036898 | 0 | 0.00036898
[79 empty] | WLDFR | HFTD - Distribution - Tier 3 - 3QU CoRE ¦ 3QU LoRE | Red Flag Warning - Destructive Fires | 2042 | 4.2255e-08 | 4.4618e-08 | 3.6994e-08 | 3.5232e-08 | 10472.8261 | 280.5544 | 10192.2718 | 0 | 0 | 0 | 0 | 0 | 3.9173e-06 | 0.00044253 | 0 | 0.00044253 | 0.00046727 | 0 | 0.00046727 | 0.00038743 | 0 | 0.00038743 | 0.00036898 | 0 | 0.00036898
[79 empty] | WLDFR | HFTD - Distribution - Tier 3 - 3QU CoRE ¦ 3QU LoRE | Red Flag Warning - Destructive Fires | 2043 | 4.2255e-08 | 4.4618e-08 | 3.6994e-08 | 3.5232e-08 | 10992.1562 | 299.42 | 10692.7362 | 0 | 0 | 0 | 0 | 0 | 3.9173e-06 | 0.00046447 | 0 | 0.00046447 | 0.00049044 | 0 | 0.00049044 | 0.00040664 | 0 | 0.00040664 | 0.00038728 | 0 | 0.00038728
[79 empty] | WLDFR | HFTD - Distribution - Tier 3 - 3QU CoRE ¦ 3QU LoRE | Red Flag Warning - Destructive Fires | 2044 | 4.2255e-08 | 4.4618e-08 | 3.6994e-08 | 3.5232e-08 | 10992.1562 | 299.42 | 10692.7362 | 0 | 0 | 0 | 0 | 0 | 3.9173e-06 | 0.00046447 | 0 | 0.00046447 | 0.00049044 | 0 | 0.00049044 | 0.00040664 | 0 | 0.00040664 | 0.00038728 | 0 | 0.00038728
[79 empty] | WLDFR | HFTD - Distribution - Tier 3 - 3QU CoRE ¦ 3QU LoRE | Red Flag Warning - Destructive Fires | 2045 | 4.2255e-08 | 4.4618e-08 | 3.6994e-08 | 3.5232e-08 | 10992.1562 | 299.42 | 10692.7362 | 0 | 0 | 0 | 0 | 0 | 3.9173e-06 | 0.00046447 | 0 | 0.00046447 | 0.00049044 | 0 | 0.00049044 | 0.00040664 | 0 | 0.00040664 | 0.00038728 | 0 | 0.00038728
[79 empty] | WLDFR | HFTD - Distribution - Tier 3 - 3QU CoRE ¦ 3QU LoRE | Red Flag Warning - Destructive Fires | 2046 | 4.2255e-08 | 4.4618e-08 | 3.6994e-08 | 3.5232e-08 | 10992.1562 | 299.42 | 10692.7362 | 0 | 0 | 0 | 0 | 0 | 3.9173e-06 | 0.00046447 | 0 | 0.00046447 | 0.00049044 | 0 | 0.00049044 | 0.00040664 | 0 | 0.00040664 | 0.00038728 | 0 | 0.00038728
[79 empty] | WLDFR | HFTD - Distribution - Tier 3 - 3QU CoRE ¦ 3QU LoRE | Red Flag Warning - Destructive Fires | 2047 | 4.2255e-08 | 4.4618e-08 | 3.6994e-08 | 3.5232e-08 | 10992.1562 | 299.42 | 10692.7362 | 0 | 0 | 0 | 0 | 0 | 3.9173e-06 | 0.00046447 | 0 | 0.00046447 | 0.00049044 | 0 | 0.00049044 | 0.00040664 | 0 | 0.00040664 | 0.00038728 | 0 | 0.00038728
[79 empty] | WLDFR | HFTD - Distribution - Tier 3 - 3QU CoRE ¦ 3QU LoRE | Red Flag Warning - Destructive Fires | 2048 | 4.2255e-08 | 4.4618e-08 | 3.6994e-08 | 3.5232e-08 | 11536.0538 | 319.4911 | 11216.5626 | 0 | 0 | 0 | 0 | 0 | 3.9173e-06 | 0.00048746 | 0 | 0.00048746 | 0.00051471 | 0 | 0.00051471 | 0.00042676 | 0 | 0.00042676 | 0.00040644 | 0 | 0.00040644
[79 empty] | WLDFR | HFTD - Distribution - Tier 3 - 3QU CoRE ¦ 3QU LoRE | Red Flag Warning - Destructive Fires | 2049 | 4.2255e-08 | 4.4618e-08 | 3.6994e-08 | 3.5232e-08 | 11536.0538 | 319.4911 | 11216.5626 | 0 | 0 | 0 | 0 | 0 | 3.9173e-06 | 0.00048746 | 0 | 0.00048746 | 0.00051471 | 0 | 0.00051471 | 0.00042676 | 0 | 0.00042676 | 0.00040644 | 0 | 0.00040644
[79 empty] | WLDFR | HFTD - Distribution - Tier 3 - 3QU CoRE ¦ 3QU LoRE | Red Flag Warning - Destructive Fires | 2050 | 0 | 4.4618e-08 | 3.6994e-08 | 3.5232e-08 | 11536.0538 | 319.4911 | 11216.5626 | 0 | 0 | 0 | 0 | 0 | 3.9173e-06 | 0 | 0 | 0 | 0.00051471 | 0 | 0.00051471 | 0.00042676 | 0 | 0.00042676 | 0.00040644 | 0 | 0.00040644
[79 empty] | WLDFR | HFTD - Distribution - Tier 3 - 3QU CoRE ¦ 3QU LoRE | Red Flag Warning - Destructive Fires | 2051 | 0 | 0 | 3.6994e-08 | 3.5232e-08 | 11536.0538 | 319.4911 | 11216.5626 | 0 | 0 | 0 | 0 | 0 | 3.9173e-06 | 0 | 0 | 0 | 0 | 0 | 0 | 0.00042676 | 0 | 0.00042676 | 0.00040644 | 0 | 0.00040644
[79 empty] | WLDFR | HFTD - Distribution - Tier 3 - 3QU CoRE ¦ 3QU LoRE | Red Flag Warning - Destructive Fires | 2052 | 0 | 0 | 0 | 3.5232e-08 | 11536.0538 | 319.4911 | 11216.5626 | 0 | 0 | 0 | 0 | 0 | 3.9173e-06 | 0 | 0 | 0 | 0 | 0 | 0 | 0 | 0 | 0 | 0.00040644 | 0 | 0.00040644
[79 empty] | WLDFR | HFTD - Distribution - Tier 3 - 3QU CoRE ¦ 3QU LoRE | Red Flag Warning - Large Fires | 2020 | 5.2365e-07 | 0 | 0 | 0 | 5.2406 | 0.69642 | 2.942 | 1.6022 | 0 | 0 | 0 | 0 | 3.7911e-05 | 2.7442e-06 | 0 | 2.7442e-06 | 0 | 0 | 0 | 0 | 0 | 0 | 0 | 0 | 0
[79 empty] | WLDFR | HFTD - Distribution - Tier 3 - 3QU CoRE ¦ 3QU LoRE | Red Flag Warning - Large Fires | 2021 | 3.5934e-07 | 5.5292e-07 | 0 | 0 | 5.2406 | 0.69642 | 2.942 | 1.6022 | 0 | 0 | 0 | 0 | 3.7911e-05 | 1.8832e-06 | 0 | 1.8832e-06 | 2.8976e-06 | 0 | 2.8976e-06 | 0 | 0 | 0 | 0 | 0 | 0
[79 empty] | WLDFR | HFTD - Distribution - Tier 3 - 3QU CoRE ¦ 3QU LoRE | Red Flag Warning - Large Fires | 2022 | 4.2373e-07 | 4.4742e-07 | 5.4358e-07 | 0 | 5.2406 | 0.69642 | 2.942 | 1.6022 | 0 | 0 | 0 | 0 | 4.0084e-05 | 2.2206e-06 | 0 | 2.2206e-06 | 2.3447e-06 | 0 | 2.3447e-06 | 2.8486e-06 | 0 | 2.8486e-06 | 0 | 0 | 0
[79 empty] | WLDFR | HFTD - Distribution - Tier 3 - 3QU CoRE ¦ 3QU LoRE | Red Flag Warning - Large Fires | 2023 | 4.2373e-07 | 4.4742e-07 | 3.7097e-07 | 5.1769e-07 | 5.475 | 0.71896 | 3.0715 | 1.6846 | 0 | 0 | 0 | 0 | 4.0084e-05 | 2.3199e-06 | 0 | 2.3199e-06 | 2.4496e-06 | 0 | 2.4496e-06 | 2.0311e-06 | 0 | 2.0311e-06 | 2.8344e-06 | 0 | 2.8344e-06
[79 empty] | WLDFR | HFTD - Distribution - Tier 3 - 3QU CoRE ¦ 3QU LoRE | Red Flag Warning - Large Fires | 2024 | 4.2373e-07 | 4.4742e-07 | 3.7097e-07 | 3.533e-07 | 5.475 | 0.71896 | 3.0715 | 1.6846 | 0 | 0 | 0 | 0 | 4.0084e-05 | 2.3199e-06 | 0 | 2.3199e-06 | 2.4496e-06 | 0 | 2.4496e-06 | 2.0311e-06 | 0 | 2.0311e-06 | 1.9344e-06 | 0 | 1.9344e-06
[79 empty] | WLDFR | HFTD - Distribution - Tier 3 - 3QU CoRE ¦ 3QU LoRE | Red Flag Warning - Large Fires | 2025 | 4.2373e-07 | 4.4742e-07 | 3.7097e-07 | 3.533e-07 | 5.475 | 0.71896 | 3.0715 | 1.6846 | 0 | 0 | 0 | 0 | 4.0084e-05 | 2.3199e-06 | 0 | 2.3199e-06 | 2.4496e-06 | 0 | 2.4496e-06 | 2.0311e-06 | 0 | 2.0311e-06 | 1.9344e-06 | 0 | 1.9344e-06
[79 empty] | WLDFR | HFTD - Distribution - Tier 3 - 3QU CoRE ¦ 3QU LoRE | Red Flag Warning - Large Fires | 2026 | 4.2373e-07 | 4.4742e-07 | 3.7097e-07 | 3.533e-07 | 5.475 | 0.71896 | 3.0715 | 1.6846 | 0 | 0 | 0 | 0 | 4.0084e-05 | 2.3199e-06 | 0 | 2.3199e-06 | 2.4496e-06 | 0 | 2.4496e-06 | 2.0311e-06 | 0 | 2.0311e-06 | 1.9344e-06 | 0 | 1.9344e-06
[79 empty] | WLDFR | HFTD - Distribution - Tier 3 - 3QU CoRE ¦ 3QU LoRE | Red Flag Warning - Large Fires | 2027 | 4.2373e-07 | 4.4742e-07 | 3.7097e-07 | 3.533e-07 | 5.475 | 0.71896 | 3.0715 | 1.6846 | 0 | 0 | 0 | 0 | 4.0084e-05 | 2.3199e-06 | 0 | 2.3199e-06 | 2.4496e-06 | 0 | 2.4496e-06 | 2.0311e-06 | 0 | 2.0311e-06 | 1.9344e-06 | 0 | 1.9344e-06
[79 empty] | WLDFR | HFTD - Distribution - Tier 3 - 3QU CoRE ¦ 3QU LoRE | Red Flag Warning - Large Fires | 2028 | 4.2373e-07 | 4.4742e-07 | 3.7097e-07 | 3.533e-07 | 5.777 | 0.74734 | 3.238 | 1.7917 | 0 | 0 | 0 | 0 | 4.0084e-05 | 2.4479e-06 | 0 | 2.4479e-06 | 2.5847e-06 | 0 | 2.5847e-06 | 2.1431e-06 | 0 | 2.1431e-06 | 2.041e-06 | 0 | 2.041e-06
[79 empty] | WLDFR | HFTD - Distribution - Tier 3 - 3QU CoRE ¦ 3QU LoRE | Red Flag Warning - Large Fires | 2029 | 4.2373e-07 | 4.4742e-07 | 3.7097e-07 | 3.533e-07 | 5.777 | 0.74734 | 3.238 | 1.7917 | 0 | 0 | 0 | 0 | 4.0084e-05 | 2.4479e-06 | 0 | 2.4479e-06 | 2.5847e-06 | 0 | 2.5847e-06 | 2.1431e-06 | 0 | 2.1431e-06 | 2.041e-06 | 0 | 2.041e-06
[79 empty] | WLDFR | HFTD - Distribution - Tier 3 - 3QU CoRE ¦ 3QU LoRE | Red Flag Warning - Large Fires | 2030 | 4.2373e-07 | 4.4742e-07 | 3.7097e-07 | 3.533e-07 | 5.777 | 0.74734 | 3.238 | 1.7917 | 0 | 0 | 0 | 0 | 4.0084e-05 | 2.4479e-06 | 0 | 2.4479e-06 | 2.5847e-06 | 0 | 2.5847e-06 | 2.1431e-06 | 0 | 2.1431e-06 | 2.041e-06 | 0 | 2.041e-06
[79 empty] | WLDFR | HFTD - Distribution - Tier 3 - 3QU CoRE ¦ 3QU LoRE | Red Flag Warning - Large Fires | 2031 | 4.2373e-07 | 4.4742e-07 | 3.7097e-07 | 3.533e-07 | 5.777 | 0.74734 | 3.238 | 1.7917 | 0 | 0 | 0 | 0 | 4.0084e-05 | 2.4479e-06 | 0 | 2.4479e-06 | 2.5847e-06 | 0 | 2.5847e-06 | 2.1431e-06 | 0 | 2.1431e-06 | 2.041e-06 | 0 | 2.041e-06
[79 empty] | WLDFR | HFTD - Distribution - Tier 3 - 3QU CoRE ¦ 3QU LoRE | Red Flag Warning - Large Fires | 2032 | 4.2373e-07 | 4.4742e-07 | 3.7097e-07 | 3.533e-07 | 5.777 | 0.74734 | 3.238 | 1.7917 | 0 | 0 | 0 | 0 | 4.0084e-05 | 2.4479e-06 | 0 | 2.4479e-06 | 2.5847e-06 | 0 | 2.5847e-06 | 2.1431e-06 | 0 | 2.1431e-06 | 2.041e-06 | 0 | 2.041e-06
[79 empty] | WLDFR | HFTD - Distribution - Tier 3 - 3QU CoRE ¦ 3QU LoRE | Red Flag Warning - Large Fires | 2033 | 4.2373e-07 | 4.4742e-07 | 3.7097e-07 | 3.533e-07 | 6.1205 | 0.77885 | 3.4265 | 1.9151 | 0 | 0 | 0 | 0 | 4.0084e-05 | 2.5934e-06 | 0 | 2.5934e-06 | 2.7384e-06 | 0 | 2.7384e-06 | 2.2705e-06 | 0 | 2.2705e-06 | 2.1624e-06 | 0 | 2.1624e-06
[79 empty] | WLDFR | HFTD - Distribution - Tier 3 - 3QU CoRE ¦ 3QU LoRE | Red Flag Warning - Large Fires | 2034 | 4.2373e-07 | 4.4742e-07 | 3.7097e-07 | 3.533e-07 | 6.1205 | 0.77885 | 3.4265 | 1.9151 | 0 | 0 | 0 | 0 | 4.0084e-05 | 2.5934e-06 | 0 | 2.5934e-06 | 2.7384e-06 | 0 | 2.7384e-06 | 2.2705e-06 | 0 | 2.2705e-06 | 2.1624e-06 | 0 | 2.1624e-06
[79 empty] | WLDFR | HFTD - Distribution - Tier 3 - 3QU CoRE ¦ 3QU LoRE | Red Flag Warning - Large Fires | 2035 | 4.2373e-07 | 4.4742e-07 | 3.7097e-07 | 3.533e-07 | 6.1205 | 0.77885 | 3.4265 | 1.9151 | 0 | 0 | 0 | 0 | 4.0084e-05 | 2.5934e-06 | 0 | 2.5934e-06 | 2.7384e-06 | 0 | 2.7384e-06 | 2.2705e-06 | 0 | 2.2705e-06 | 2.1624e-06 | 0 | 2.1624e-06
[79 empty] | WLDFR | HFTD - Distribution - Tier 3 - 3QU CoRE ¦ 3QU LoRE | Red Flag Warning - Large Fires | 2036 | 4.2373e-07 | 4.4742e-07 | 3.7097e-07 | 3.533e-07 | 6.1205 | 0.77885 | 3.4265 | 1.9151 | 0 | 0 | 0 | 0 | 4.0084e-05 | 2.5934e-06 | 0 | 2.5934e-06 | 2.7384e-06 | 0 | 2.7384e-06 | 2.2705e-06 | 0 | 2.2705e-06 | 2.1624e-06 | 0 | 2.1624e-06
[79 empty] | WLDFR | HFTD - Distribution - Tier 3 - 3QU CoRE ¦ 3QU LoRE | Red Flag Warning - Large Fires | 2037 | 4.2373e-07 | 4.4742e-07 | 3.7097e-07 | 3.533e-07 | 6.1205 | 0.77885 | 3.4265 | 1.9151 | 0 | 0 | 0 | 0 | 4.0084e-05 | 2.5934e-06 | 0 | 2.5934e-06 | 2.7384e-06 | 0 | 2.7384e-06 | 2.2705e-06 | 0 | 2.2705e-06 | 2.1624e-06 | 0 | 2.1624e-06
[79 empty] | WLDFR | HFTD - Distribution - Tier 3 - 3QU CoRE ¦ 3QU LoRE | Red Flag Warning - Large Fires | 2038 | 4.2373e-07 | 4.4742e-07 | 3.7097e-07 | 3.533e-07 | 6.5028 | 0.81304 | 3.6355 | 2.0543 | 0 | 0 | 0 | 0 | 4.0084e-05 | 2.7554e-06 | 0 | 2.7554e-06 | 2.9095e-06 | 0 | 2.9095e-06 | 2.4123e-06 | 0 | 2.4123e-06 | 2.2975e-06 | 0 | 2.2975e-06
[79 empty] | WLDFR | HFTD - Distribution - Tier 3 - 3QU CoRE ¦ 3QU LoRE | Red Flag Warning - Large Fires | 2039 | 4.2373e-07 | 4.4742e-07 | 3.7097e-07 | 3.533e-07 | 6.5028 | 0.81304 | 3.6355 | 2.0543 | 0 | 0 | 0 | 0 | 4.0084e-05 | 2.7554e-06 | 0 | 2.7554e-06 | 2.9095e-06 | 0 | 2.9095e-06 | 2.4123e-06 | 0 | 2.4123e-06 | 2.2975e-06 | 0 | 2.2975e-06
[79 empty] | WLDFR | HFTD - Distribution - Tier 3 - 3QU CoRE ¦ 3QU LoRE | Red Flag Warning - Large Fires | 2040 | 4.2373e-07 | 4.4742e-07 | 3.7097e-07 | 3.533e-07 | 6.5028 | 0.81304 | 3.6355 | 2.0543 | 0 | 0 | 0 | 0 | 4.0084e-05 | 2.7554e-06 | 0 | 2.7554e-06 | 2.9095e-06 | 0 | 2.9095e-06 | 2.4123e-06 | 0 | 2.4123e-06 | 2.2975e-06 | 0 | 2.2975e-06
[79 empty] | WLDFR | HFTD - Distribution - Tier 3 - 3QU CoRE ¦ 3QU LoRE | Red Flag Warning - Large Fires | 2041 | 4.2373e-07 | 4.4742e-07 | 3.7097e-07 | 3.533e-07 | 6.5028 | 0.81304 | 3.6355 | 2.0543 | 0 | 0 | 0 | 0 | 4.0084e-05 | 2.7554e-06 | 0 | 2.7554e-06 | 2.9095e-06 | 0 | 2.9095e-06 | 2.4123e-06 | 0 | 2.4123e-06 | 2.2975e-06 | 0 | 2.2975e-06
[79 empty] | WLDFR | HFTD - Distribution - Tier 3 - 3QU CoRE ¦ 3QU LoRE | Red Flag Warning - Large Fires | 2042 | 4.2373e-07 | 4.4742e-07 | 3.7097e-07 | 3.533e-07 | 6.5028 | 0.81304 | 3.6355 | 2.0543 | 0 | 0 | 0 | 0 | 4.0084e-05 | 2.7554e-06 | 0 | 2.7554e-06 | 2.9095e-06 | 0 | 2.9095e-06 | 2.4123e-06 | 0 | 2.4123e-06 | 2.2975e-06 | 0 | 2.2975e-06
[79 empty] | WLDFR | HFTD - Distribution - Tier 3 - 3QU CoRE ¦ 3QU LoRE | Red Flag Warning - Large Fires | 2043 | 4.2373e-07 | 4.4742e-07 | 3.7097e-07 | 3.533e-07 | 6.9209 | 0.84944 | 3.8632 | 2.2083 | 0 | 0 | 0 | 0 | 4.0084e-05 | 2.9326e-06 | 0 | 2.9326e-06 | 3.0966e-06 | 0 | 3.0966e-06 | 2.5675e-06 | 0 | 2.5675e-06 | 2.4452e-06 | 0 | 2.4452e-06
[79 empty] | WLDFR | HFTD - Distribution - Tier 3 - 3QU CoRE ¦ 3QU LoRE | Red Flag Warning - Large Fires | 2044 | 4.2373e-07 | 4.4742e-07 | 3.7097e-07 | 3.533e-07 | 6.9209 | 0.84944 | 3.8632 | 2.2083 | 0 | 0 | 0 | 0 | 4.0084e-05 | 2.9326e-06 | 0 | 2.9326e-06 | 3.0966e-06 | 0 | 3.0966e-06 | 2.5675e-06 | 0 | 2.5675e-06 | 2.4452e-06 | 0 | 2.4452e-06
[79 empty] | WLDFR | HFTD - Distribution - Tier 3 - 3QU CoRE ¦ 3QU LoRE | Red Flag Warning - Large Fires | 2045 | 4.2373e-07 | 4.4742e-07 | 3.7097e-07 | 3.533e-07 | 6.9209 | 0.84944 | 3.8632 | 2.2083 | 0 | 0 | 0 | 0 | 4.0084e-05 | 2.9326e-06 | 0 | 2.9326e-06 | 3.0966e-06 | 0 | 3.0966e-06 | 2.5675e-06 | 0 | 2.5675e-06 | 2.4452e-06 | 0 | 2.4452e-06
[79 empty] | WLDFR | HFTD - Distribution - Tier 3 - 3QU CoRE ¦ 3QU LoRE | Red Flag Warning - Large Fires | 2046 | 4.2373e-07 | 4.4742e-07 | 3.7097e-07 | 3.533e-07 | 6.9209 | 0.84944 | 3.8632 | 2.2083 | 0 | 0 | 0 | 0 | 4.0084e-05 | 2.9326e-06 | 0 | 2.9326e-06 | 3.0966e-06 | 0 | 3.0966e-06 | 2.5675e-06 | 0 | 2.5675e-06 | 2.4452e-06 | 0 | 2.4452e-06
[79 empty] | WLDFR | HFTD - Distribution - Tier 3 - 3QU CoRE ¦ 3QU LoRE | Red Flag Warning - Large Fires | 2047 | 4.2373e-07 | 4.4742e-07 | 3.7097e-07 | 3.533e-07 | 6.9209 | 0.84944 | 3.8632 | 2.2083 | 0 | 0 | 0 | 0 | 4.0084e-05 | 2.9326e-06 | 0 | 2.9326e-06 | 3.0966e-06 | 0 | 3.0966e-06 | 2.5675e-06 | 0 | 2.5675e-06 | 2.4452e-06 | 0 | 2.4452e-06
[79 empty] | WLDFR | HFTD - Distribution - Tier 3 - 3QU CoRE ¦ 3QU LoRE | Red Flag Warning - Large Fires | 2048 | 4.2373e-07 | 4.4742e-07 | 3.7097e-07 | 3.533e-07 | 7.3713 | 0.88759 | 4.1075 | 2.3763 | 0 | 0 | 0 | 0 | 4.0084e-05 | 3.1234e-06 | 0 | 3.1234e-06 | 3.2981e-06 | 0 | 3.2981e-06 | 2.7345e-06 | 0 | 2.7345e-06 | 2.6043e-06 | 0 | 2.6043e-06
[79 empty] | WLDFR | HFTD - Distribution - Tier 3 - 3QU CoRE ¦ 3QU LoRE | Red Flag Warning - Large Fires | 2049 | 4.2373e-07 | 4.4742e-07 | 3.7097e-07 | 3.533e-07 | 7.3713 | 0.88759 | 4.1075 | 2.3763 | 0 | 0 | 0 | 0 | 4.0084e-05 | 3.1234e-06 | 0 | 3.1234e-06 | 3.2981e-06 | 0 | 3.2981e-06 | 2.7345e-06 | 0 | 2.7345e-06 | 2.6043e-06 | 0 | 2.6043e-06
[79 empty] | WLDFR | HFTD - Distribution - Tier 3 - 3QU CoRE ¦ 3QU LoRE | Red Flag Warning - Large Fires | 2050 | 0 | 4.4742e-07 | 3.7097e-07 | 3.533e-07 | 7.3713 | 0.88759 | 4.1075 | 2.3763 | 0 | 0 | 0 | 0 | 4.0084e-05 | 0 | 0 | 0 | 3.2981e-06 | 0 | 3.2981e-06 | 2.7345e-06 | 0 | 2.7345e-06 | 2.6043e-06 | 0 | 2.6043e-06
[79 empty] | WLDFR | HFTD - Distribution - Tier 3 - 3QU CoRE ¦ 3QU LoRE | Red Flag Warning - Large Fires | 2051 | 0 | 0 | 3.7097e-07 | 3.533e-07 | 7.3713 | 0.88759 | 4.1075 | 2.3763 | 0 | 0 | 0 | 0 | 4.0084e-05 | 0 | 0 | 0 | 0 | 0 | 0 | 2.7345e-06 | 0 | 2.7345e-06 | 2.6043e-06 | 0 | 2.6043e-06
[79 empty] | WLDFR | HFTD - Distribution - Tier 3 - 3QU CoRE ¦ 3QU LoRE | Red Flag Warning - Large Fires | 2052 | 0 | 0 | 0 | 3.533e-07 | 7.3713 | 0.88759 | 4.1075 | 2.3763 | 0 | 0 | 0 | 0 | 4.0084e-05 | 0 | 0 | 0 | 0 | 0 | 0 | 0 | 0 | 0 | 2.6043e-06 | 0 | 2.6043e-06
[79 empty] | WLDFR | HFTD - Distribution - Tier 3 - 3QU CoRE ¦ 3QU LoRE | Red Flag Warning - Small Fires | 2020 | 1.1249e-05 | 0 | 0 | 0 | 0.077901 | 0.036425 | 0.0015809 | 0.039895 | 0 | 0 | 0 | 0 | 0.00068918 | 8.7634e-07 | 0 | 8.7634e-07 | 0 | 0 | 0 | 0 | 0 | 0 | 0 | 0 | 0
[79 empty] | WLDFR | HFTD - Distribution - Tier 3 - 3QU CoRE ¦ 3QU LoRE | Red Flag Warning - Small Fires | 2021 | 7.7509e-06 | 1.1878e-05 | 0 | 0 | 0.077901 | 0.036425 | 0.0015809 | 0.039895 | 0 | 0 | 0 | 0 | 0.00068918 | 6.038e-07 | 0 | 6.038e-07 | 9.2534e-07 | 0 | 9.2534e-07 | 0 | 0 | 0 | 0 | 0 | 0
[79 empty] | WLDFR | HFTD - Distribution - Tier 3 - 3QU CoRE ¦ 3QU LoRE | Red Flag Warning - Small Fires | 2022 | 8.2634e-06 | 8.7254e-06 | 1.0619e-05 | 0 | 0.077901 | 0.036425 | 0.0015809 | 0.039895 | 0 | 0 | 0 | 0 | 0.00066993 | 6.4372e-07 | 0 | 6.4372e-07 | 6.7971e-07 | 0 | 6.7971e-07 | 8.2725e-07 | 0 | 8.2725e-07 | 0 | 0 | 0
[79 empty] | WLDFR | HFTD - Distribution - Tier 3 - 3QU CoRE ¦ 3QU LoRE | Red Flag Warning - Small Fires | 2023 | 8.2634e-06 | 8.7254e-06 | 7.2345e-06 | 1.0114e-05 | 0.080408 | 0.03759 | 0.0016314 | 0.041187 | 0 | 0 | 0 | 0 | 0.00066993 | 6.6445e-07 | 0 | 6.6445e-07 | 7.0159e-07 | 0 | 7.0159e-07 | 5.8172e-07 | 0 | 5.8172e-07 | 8.1322e-07 | 0 | 8.1322e-07
[79 empty] | WLDFR | HFTD - Distribution - Tier 3 - 3QU CoRE ¦ 3QU LoRE | Red Flag Warning - Small Fires | 2024 | 8.2634e-06 | 8.7254e-06 | 7.2345e-06 | 6.89e-06 | 0.080408 | 0.03759 | 0.0016314 | 0.041187 | 0 | 0 | 0 | 0 | 0.00066993 | 6.6445e-07 | 0 | 6.6445e-07 | 7.0159e-07 | 0 | 7.0159e-07 | 5.8172e-07 | 0 | 5.8172e-07 | 5.5402e-07 | 0 | 5.5402e-07
[79 empty] | WLDFR | HFTD - Distribution - Tier 3 - 3QU CoRE ¦ 3QU LoRE | Red Flag Warning - Small Fires | 2025 | 8.2634e-06 | 8.7254e-06 | 7.2345e-06 | 6.89e-06 | 0.080408 | 0.03759 | 0.0016314 | 0.041187 | 0 | 0 | 0 | 0 | 0.00066993 | 6.6445e-07 | 0 | 6.6445e-07 | 7.0159e-07 | 0 | 7.0159e-07 | 5.8172e-07 | 0 | 5.8172e-07 | 5.5402e-07 | 0 | 5.5402e-07
[79 empty] | WLDFR | HFTD - Distribution - Tier 3 - 3QU CoRE ¦ 3QU LoRE | Red Flag Warning - Small Fires | 2026 | 8.2634e-06 | 8.7254e-06 | 7.2345e-06 | 6.89e-06 | 0.080408 | 0.03759 | 0.0016314 | 0.041187 | 0 | 0 | 0 | 0 | 0.00066993 | 6.6445e-07 | 0 | 6.6445e-07 | 7.0159e-07 | 0 | 7.0159e-07 | 5.8172e-07 | 0 | 5.8172e-07 | 5.5402e-07 | 0 | 5.5402e-07
[79 empty] | WLDFR | HFTD - Distribution - Tier 3 - 3QU CoRE ¦ 3QU LoRE | Red Flag Warning - Small Fires | 2027 | 8.2634e-06 | 8.7254e-06 | 7.2345e-06 | 6.89e-06 | 0.080408 | 0.03759 | 0.0016314 | 0.041187 | 0 | 0 | 0 | 0 | 0.00066993 | 6.6445e-07 | 0 | 6.6445e-07 | 7.0159e-07 | 0 | 7.0159e-07 | 5.8172e-07 | 0 | 5.8172e-07 | 5.5402e-07 | 0 | 5.5402e-07
[79 empty] | WLDFR | HFTD - Distribution - Tier 3 - 3QU CoRE ¦ 3QU LoRE | Red Flag Warning - Small Fires | 2028 | 8.2634e-06 | 8.7254e-06 | 7.2345e-06 | 6.89e-06 | 0.083606 | 0.039055 | 0.001695 | 0.042856 | 0 | 0 | 0 | 0 | 0.00066993 | 6.9087e-07 | 0 | 6.9087e-07 | 7.295e-07 | 0 | 7.295e-07 | 6.0485e-07 | 0 | 6.0485e-07 | 5.7605e-07 | 0 | 5.7605e-07
[79 empty] | WLDFR | HFTD - Distribution - Tier 3 - 3QU CoRE ¦ 3QU LoRE | Red Flag Warning - Small Fires | 2029 | 8.2634e-06 | 8.7254e-06 | 7.2345e-06 | 6.89e-06 | 0.083606 | 0.039055 | 0.001695 | 0.042856 | 0 | 0 | 0 | 0 | 0.00066993 | 6.9087e-07 | 0 | 6.9087e-07 | 7.295e-07 | 0 | 7.295e-07 | 6.0485e-07 | 0 | 6.0485e-07 | 5.7605e-07 | 0 | 5.7605e-07
[79 empty] | WLDFR | HFTD - Distribution - Tier 3 - 3QU CoRE ¦ 3QU LoRE | Red Flag Warning - Small Fires | 2030 | 8.2634e-06 | 8.7254e-06 | 7.2345e-06 | 6.89e-06 | 0.083606 | 0.039055 | 0.001695 | 0.042856 | 0 | 0 | 0 | 0 | 0.00066993 | 6.9087e-07 | 0 | 6.9087e-07 | 7.295e-07 | 0 | 7.295e-07 | 6.0485e-07 | 0 | 6.0485e-07 | 5.7605e-07 | 0 | 5.7605e-07
[79 empty] | WLDFR | HFTD - Distribution - Tier 3 - 3QU CoRE ¦ 3QU LoRE | Red Flag Warning - Small Fires | 2031 | 8.2634e-06 | 8.7254e-06 | 7.2345e-06 | 6.89e-06 | 0.083606 | 0.039055 | 0.001695 | 0.042856 | 0 | 0 | 0 | 0 | 0.00066993 | 6.9087e-07 | 0 | 6.9087e-07 | 7.295e-07 | 0 | 7.295e-07 | 6.0485e-07 | 0 | 6.0485e-07 | 5.7605e-07 | 0 | 5.7605e-07
[79 empty] | WLDFR | HFTD - Distribution - Tier 3 - 3QU CoRE ¦ 3QU LoRE | Red Flag Warning - Small Fires | 2032 | 8.2634e-06 | 8.7254e-06 | 7.2345e-06 | 6.89e-06 | 0.083606 | 0.039055 | 0.001695 | 0.042856 | 0 | 0 | 0 | 0 | 0.00066993 | 6.9087e-07 | 0 | 6.9087e-07 | 7.295e-07 | 0 | 7.295e-07 | 6.0485e-07 | 0 | 6.0485e-07 | 5.7605e-07 | 0 | 5.7605e-07
[79 empty] | WLDFR | HFTD - Distribution - Tier 3 - 3QU CoRE ¦ 3QU LoRE | Red Flag Warning - Small Fires | 2033 | 8.2634e-06 | 8.7254e-06 | 7.2345e-06 | 6.89e-06 | 0.087211 | 0.040679 | 0.0017655 | 0.044766 | 0 | 0 | 0 | 0 | 0.00066993 | 7.2066e-07 | 0 | 7.2066e-07 | 7.6095e-07 | 0 | 7.6095e-07 | 6.3093e-07 | 0 | 6.3093e-07 | 6.0089e-07 | 0 | 6.0089e-07
[79 empty] | WLDFR | HFTD - Distribution - Tier 3 - 3QU CoRE ¦ 3QU LoRE | Red Flag Warning - Small Fires | 2034 | 8.2634e-06 | 8.7254e-06 | 7.2345e-06 | 6.89e-06 | 0.087211 | 0.040679 | 0.0017655 | 0.044766 | 0 | 0 | 0 | 0 | 0.00066993 | 7.2066e-07 | 0 | 7.2066e-07 | 7.6095e-07 | 0 | 7.6095e-07 | 6.3093e-07 | 0 | 6.3093e-07 | 6.0089e-07 | 0 | 6.0089e-07
[79 empty] | WLDFR | HFTD - Distribution - Tier 3 - 3QU CoRE ¦ 3QU LoRE | Red Flag Warning - Small Fires | 2035 | 8.2634e-06 | 8.7254e-06 | 7.2345e-06 | 6.89e-06 | 0.087211 | 0.040679 | 0.0017655 | 0.044766 | 0 | 0 | 0 | 0 | 0.00066993 | 7.2066e-07 | 0 | 7.2066e-07 | 7.6095e-07 | 0 | 7.6095e-07 | 6.3093e-07 | 0 | 6.3093e-07 | 6.0089e-07 | 0 | 6.0089e-07
[79 empty] | WLDFR | HFTD - Distribution - Tier 3 - 3QU CoRE ¦ 3QU LoRE | Red Flag Warning - Small Fires | 2036 | 8.2634e-06 | 8.7254e-06 | 7.2345e-06 | 6.89e-06 | 0.087211 | 0.040679 | 0.0017655 | 0.044766 | 0 | 0 | 0 | 0 | 0.00066993 | 7.2066e-07 | 0 | 7.2066e-07 | 7.6095e-07 | 0 | 7.6095e-07 | 6.3093e-07 | 0 | 6.3093e-07 | 6.0089e-07 | 0 | 6.0089e-07
[79 empty] | WLDFR | HFTD - Distribution - Tier 3 - 3QU CoRE ¦ 3QU LoRE | Red Flag Warning - Small Fires | 2037 | 8.2634e-06 | 8.7254e-06 | 7.2345e-06 | 6.89e-06 | 0.087211 | 0.040679 | 0.0017655 | 0.044766 | 0 | 0 | 0 | 0 | 0.00066993 | 7.2066e-07 | 0 | 7.2066e-07 | 7.6095e-07 | 0 | 7.6095e-07 | 6.3093e-07 | 0 | 6.3093e-07 | 6.0089e-07 | 0 | 6.0089e-07
[79 empty] | WLDFR | HFTD - Distribution - Tier 3 - 3QU CoRE ¦ 3QU LoRE | Red Flag Warning - Small Fires | 2038 | 8.2634e-06 | 8.7254e-06 | 7.2345e-06 | 6.89e-06 | 0.091184 | 0.042438 | 0.0018418 | 0.046905 | 0 | 0 | 0 | 0 | 0.00066993 | 7.5349e-07 | 0 | 7.5349e-07 | 7.9562e-07 | 0 | 7.9562e-07 | 6.5967e-07 | 0 | 6.5967e-07 | 6.2826e-07 | 0 | 6.2826e-07
[79 empty] | WLDFR | HFTD - Distribution - Tier 3 - 3QU CoRE ¦ 3QU LoRE | Red Flag Warning - Small Fires | 2039 | 8.2634e-06 | 8.7254e-06 | 7.2345e-06 | 6.89e-06 | 0.091184 | 0.042438 | 0.0018418 | 0.046905 | 0 | 0 | 0 | 0 | 0.00066993 | 7.5349e-07 | 0 | 7.5349e-07 | 7.9562e-07 | 0 | 7.9562e-07 | 6.5967e-07 | 0 | 6.5967e-07 | 6.2826e-07 | 0 | 6.2826e-07
[79 empty] | WLDFR | HFTD - Distribution - Tier 3 - 3QU CoRE ¦ 3QU LoRE | Red Flag Warning - Small Fires | 2040 | 8.2634e-06 | 8.7254e-06 | 7.2345e-06 | 6.89e-06 | 0.091184 | 0.042438 | 0.0018418 | 0.046905 | 0 | 0 | 0 | 0 | 0.00066993 | 7.5349e-07 | 0 | 7.5349e-07 | 7.9562e-07 | 0 | 7.9562e-07 | 6.5967e-07 | 0 | 6.5967e-07 | 6.2826e-07 | 0 | 6.2826e-07
[79 empty] | WLDFR | HFTD - Distribution - Tier 3 - 3QU CoRE ¦ 3QU LoRE | Red Flag Warning - Small Fires | 2041 | 8.2634e-06 | 8.7254e-06 | 7.2345e-06 | 6.89e-06 | 0.091184 | 0.042438 | 0.0018418 | 0.046905 | 0 | 0 | 0 | 0 | 0.00066993 | 7.5349e-07 | 0 | 7.5349e-07 | 7.9562e-07 | 0 | 7.9562e-07 | 6.5967e-07 | 0 | 6.5967e-07 | 6.2826e-07 | 0 | 6.2826e-07
[79 empty] | WLDFR | HFTD - Distribution - Tier 3 - 3QU CoRE ¦ 3QU LoRE | Red Flag Warning - Small Fires | 2042 | 8.2634e-06 | 8.7254e-06 | 7.2345e-06 | 6.89e-06 | 0.091184 | 0.042438 | 0.0018418 | 0.046905 | 0 | 0 | 0 | 0 | 0.00066993 | 7.5349e-07 | 0 | 7.5349e-07 | 7.9562e-07 | 0 | 7.9562e-07 | 6.5967e-07 | 0 | 6.5967e-07 | 6.2826e-07 | 0 | 6.2826e-07
[79 empty] | WLDFR | HFTD - Distribution - Tier 3 - 3QU CoRE ¦ 3QU LoRE | Red Flag Warning - Small Fires | 2043 | 8.2634e-06 | 8.7254e-06 | 7.2345e-06 | 6.89e-06 | 0.095486 | 0.044306 | 0.0019228 | 0.049257 | 0 | 0 | 0 | 0 | 0.00066993 | 7.8904e-07 | 0 | 7.8904e-07 | 8.3315e-07 | 0 | 8.3315e-07 | 6.9079e-07 | 0 | 6.9079e-07 | 6.579e-07 | 0 | 6.579e-07
[79 empty] | WLDFR | HFTD - Distribution - Tier 3 - 3QU CoRE ¦ 3QU LoRE | Red Flag Warning - Small Fires | 2044 | 8.2634e-06 | 8.7254e-06 | 7.2345e-06 | 6.89e-06 | 0.095486 | 0.044306 | 0.0019228 | 0.049257 | 0 | 0 | 0 | 0 | 0.00066993 | 7.8904e-07 | 0 | 7.8904e-07 | 8.3315e-07 | 0 | 8.3315e-07 | 6.9079e-07 | 0 | 6.9079e-07 | 6.579e-07 | 0 | 6.579e-07
[79 empty] | WLDFR | HFTD - Distribution - Tier 3 - 3QU CoRE ¦ 3QU LoRE | Red Flag Warning - Small Fires | 2045 | 8.2634e-06 | 8.7254e-06 | 7.2345e-06 | 6.89e-06 | 0.095486 | 0.044306 | 0.0019228 | 0.049257 | 0 | 0 | 0 | 0 | 0.00066993 | 7.8904e-07 | 0 | 7.8904e-07 | 8.3315e-07 | 0 | 8.3315e-07 | 6.9079e-07 | 0 | 6.9079e-07 | 6.579e-07 | 0 | 6.579e-07
[79 empty] | WLDFR | HFTD - Distribution - Tier 3 - 3QU CoRE ¦ 3QU LoRE | Red Flag Warning - Small Fires | 2046 | 8.2634e-06 | 8.7254e-06 | 7.2345e-06 | 6.89e-06 | 0.095486 | 0.044306 | 0.0019228 | 0.049257 | 0 | 0 | 0 | 0 | 0.00066993 | 7.8904e-07 | 0 | 7.8904e-07 | 8.3315e-07 | 0 | 8.3315e-07 | 6.9079e-07 | 0 | 6.9079e-07 | 6.579e-07 | 0 | 6.579e-07
[79 empty] | WLDFR | HFTD - Distribution - Tier 3 - 3QU CoRE ¦ 3QU LoRE | Red Flag Warning - Small Fires | 2047 | 8.2634e-06 | 8.7254e-06 | 7.2345e-06 | 6.89e-06 | 0.095486 | 0.044306 | 0.0019228 | 0.049257 | 0 | 0 | 0 | 0 | 0.00066993 | 7.8904e-07 | 0 | 7.8904e-07 | 8.3315e-07 | 0 | 8.3315e-07 | 6.9079e-07 | 0 | 6.9079e-07 | 6.579e-07 | 0 | 6.579e-07
[79 empty] | WLDFR | HFTD - Distribution - Tier 3 - 3QU CoRE ¦ 3QU LoRE | Red Flag Warning - Small Fires | 2048 | 8.2634e-06 | 8.7254e-06 | 7.2345e-06 | 6.89e-06 | 0.10007 | 0.04626 | 0.0020076 | 0.051804 | 0 | 0 | 0 | 0 | 0.00066993 | 8.2693e-07 | 0 | 8.2693e-07 | 8.7317e-07 | 0 | 8.7317e-07 | 7.2397e-07 | 0 | 7.2397e-07 | 6.895e-07 | 0 | 6.895e-07
[79 empty] | WLDFR | HFTD - Distribution - Tier 3 - 3QU CoRE ¦ 3QU LoRE | Red Flag Warning - Small Fires | 2049 | 8.2634e-06 | 8.7254e-06 | 7.2345e-06 | 6.89e-06 | 0.10007 | 0.04626 | 0.0020076 | 0.051804 | 0 | 0 | 0 | 0 | 0.00066993 | 8.2693e-07 | 0 | 8.2693e-07 | 8.7317e-07 | 0 | 8.7317e-07 | 7.2397e-07 | 0 | 7.2397e-07 | 6.895e-07 | 0 | 6.895e-07
[79 empty] | WLDFR | HFTD - Distribution - Tier 3 - 3QU CoRE ¦ 3QU LoRE | Red Flag Warning - Small Fires | 2050 | 0 | 8.7254e-06 | 7.2345e-06 | 6.89e-06 | 0.10007 | 0.04626 | 0.0020076 | 0.051804 | 0 | 0 | 0 | 0 | 0.00066993 | 0 | 0 | 0 | 8.7317e-07 | 0 | 8.7317e-07 | 7.2397e-07 | 0 | 7.2397e-07 | 6.895e-07 | 0 | 6.895e-07
[79 empty] | WLDFR | HFTD - Distribution - Tier 3 - 3QU CoRE ¦ 3QU LoRE | Red Flag Warning - Small Fires | 2051 | 0 | 0 | 7.2345e-06 | 6.89e-06 | 0.10007 | 0.04626 | 0.0020076 | 0.051804 | 0 | 0 | 0 | 0 | 0.00066993 | 0 | 0 | 0 | 0 | 0 | 0 | 7.2397e-07 | 0 | 7.2397e-07 | 6.895e-07 | 0 | 6.895e-07
[79 empty] | WLDFR | HFTD - Distribution - Tier 3 - 3QU CoRE ¦ 3QU LoRE | Red Flag Warning - Small Fires | 2052 | 0 | 0 | 0 | 6.89e-06 | 0.10007 | 0.04626 | 0.0020076 | 0.051804 | 0 | 0 | 0 | 0 | 0.00066993 | 0 | 0 | 0 | 0 | 0 | 0 | 0 | 0 | 0 | 6.895e-07 | 0 | 6.895e-07
[79 empty] | WLDFR | HFTD - Distribution - Tier 3 - 3QU CoRE ¦ 3QU LoRE | Seismic - Non-Red Flag Warning - Catastrophic Fires | 2020 | 5.2362e-13 | 0 | 0 | 0 | 21083.8428 | 409.2237 | 13469.0878 | 7205.5313 | 0 | 0 | 0 | 0 | 8.6516e-11 | 1.104e-08 | 0 | 1.104e-08 | 0 | 0 | 0 | 0 | 0 | 0 | 0 | 0 | 0
[79 empty] | WLDFR | HFTD - Distribution - Tier 3 - 3QU CoRE ¦ 3QU LoRE | Seismic - Non-Red Flag Warning - Catastrophic Fires | 2021 | 0 | 5.529e-13 | 0 | 0 | 21083.8428 | 409.2237 | 13469.0878 | 7205.5313 | 0 | 0 | 0 | 0 | 8.6516e-11 | 0 | 0 | 0 | 1.1657e-08 | 0 | 1.1657e-08 | 0 | 0 | 0 | 0 | 0 | 0
[79 empty] | WLDFR | HFTD - Distribution - Tier 3 - 3QU CoRE ¦ 3QU LoRE | Seismic - Non-Red Flag Warning - Catastrophic Fires | 2022 | 0 | 0 | 5.1159e-13 | 0 | 21083.8428 | 409.2237 | 13469.0878 | 7205.5313 | 0 | 0 | 0 | 0 | 8.3992e-11 | 0 | 0 | 0 | 0 | 0 | 0 | 1.0786e-08 | 0 | 1.0786e-08 | 0 | 0 | 0
[79 empty] | WLDFR | HFTD - Distribution - Tier 3 - 3QU CoRE ¦ 3QU LoRE | Seismic - Non-Red Flag Warning - Catastrophic Fires | 2023 | 0 | 0 | 0 | 4.8723e-13 | 21835.9781 | 428.6023 | 13939.561 | 7467.8148 | 0 | 0 | 0 | 0 | 8.3992e-11 | 0 | 0 | 0 | 0 | 0 | 0 | 0 | 0 | 0 | 1.0639e-08 | 0 | 1.0639e-08
[79 empty] | WLDFR | HFTD - Distribution - Tier 3 - 3QU CoRE ¦ 3QU LoRE | Seismic - Red Flag Warning - Catastrophic Fires | 2020 | 2.2578e-11 | 0 | 0 | 0 | 21083.8428 | 409.2237 | 13469.0878 | 7205.5313 | 0 | 0 | 0 | 0 | 3.7306e-09 | 4.7604e-07 | 0 | 4.7604e-07 | 0 | 0 | 0 | 0 | 0 | 0 | 0 | 0 | 0
[79 empty] | WLDFR | HFTD - Distribution - Tier 3 - 3QU CoRE ¦ 3QU LoRE | Seismic - Red Flag Warning - Catastrophic Fires | 2021 | 0 | 2.3841e-11 | 0 | 0 | 21083.8428 | 409.2237 | 13469.0878 | 7205.5313 | 0 | 0 | 0 | 0 | 3.7306e-09 | 0 | 0 | 0 | 5.0265e-07 | 0 | 5.0265e-07 | 0 | 0 | 0 | 0 | 0 | 0
[79 empty] | WLDFR | HFTD - Distribution - Tier 3 - 3QU CoRE ¦ 3QU LoRE | Seismic - Red Flag Warning - Catastrophic Fires | 2022 | 0 | 0 | 2.2059e-11 | 0 | 21083.8428 | 409.2237 | 13469.0878 | 7205.5313 | 0 | 0 | 0 | 0 | 3.6217e-09 | 0 | 0 | 0 | 0 | 0 | 0 | 4.651e-07 | 0 | 4.651e-07 | 0 | 0 | 0
[79 empty] | WLDFR | HFTD - Distribution - Tier 3 - 3QU CoRE ¦ 3QU LoRE | Seismic - Red Flag Warning - Catastrophic Fires | 2023 | 0 | 0 | 0 | 2.1009e-11 | 21835.9781 | 428.6023 | 13939.561 | 7467.8148 | 0 | 0 | 0 | 0 | 3.6217e-09 | 0 | 0 | 0 | 0 | 0 | 0 | 0 | 0 | 0 | 4.5875e-07 | 0 | 4.5875e-07
[79 empty] | WLDFR | HFTD - Distribution - Tier 3 - 3QU CoRE ¦ 4QU LoRE | Non-Red Flag Warning - Catastrophic Fires | 2020 | 2.9447e-09 | 0 | 0 | 0 | 14146.1306 | 222.2294 | 8585.7228 | 5338.1784 | 0 | 0 | 0 | 0 | 9.1433e-07 | 4.1656e-05 | 0 | 4.1656e-05 | 0 | 0 | 0 | 0 | 0 | 0 | 0 | 0 | 0
[79 empty] | WLDFR | HFTD - Distribution - Tier 3 - 3QU CoRE ¦ 4QU LoRE | Non-Red Flag Warning - Catastrophic Fires | 2021 | 1.5836e-09 | 3.1093e-09 | 0 | 0 | 14146.1306 | 222.2294 | 8585.7228 | 5338.1784 | 0 | 0 | 0 | 0 | 9.1433e-07 | 2.2402e-05 | 0 | 2.2402e-05 | 4.3985e-05 | 0 | 4.3985e-05 | 0 | 0 | 0 | 0 | 0 | 0
[79 empty] | WLDFR | HFTD - Distribution - Tier 3 - 3QU CoRE ¦ 4QU LoRE | Non-Red Flag Warning - Catastrophic Fires | 2022 | 1.4134e-09 | 1.4924e-09 | 2.807e-09 | 0 | 14146.1306 | 222.2294 | 8585.7228 | 5338.1784 | 0 | 0 | 0 | 0 | 8.8418e-07 | 1.9994e-05 | 0 | 1.9994e-05 | 2.1112e-05 | 0 | 2.1112e-05 | 3.9708e-05 | 0 | 3.9708e-05 | 0 | 0 | 0
[79 empty] | WLDFR | HFTD - Distribution - Tier 3 - 3QU CoRE ¦ 4QU LoRE | Non-Red Flag Warning - Catastrophic Fires | 2023 | 1.4134e-09 | 1.4924e-09 | 1.4859e-09 | 2.6733e-09 | 14664.6376 | 233.2301 | 8896.516 | 5534.8915 | 0 | 0 | 0 | 0 | 8.8418e-07 | 2.0727e-05 | 0 | 2.0727e-05 | 2.1885e-05 | 0 | 2.1885e-05 | 2.1791e-05 | 0 | 2.1791e-05 | 3.9203e-05 | 0 | 3.9203e-05
[79 empty] | WLDFR | HFTD - Distribution - Tier 3 - 3QU CoRE ¦ 4QU LoRE | Non-Red Flag Warning - Catastrophic Fires | 2024 | 1.4134e-09 | 1.4924e-09 | 1.4859e-09 | 1.4152e-09 | 14664.6376 | 233.2301 | 8896.516 | 5534.8915 | 0 | 0 | 0 | 0 | 8.8418e-07 | 2.0727e-05 | 0 | 2.0727e-05 | 2.1885e-05 | 0 | 2.1885e-05 | 2.1791e-05 | 0 | 2.1791e-05 | 2.0753e-05 | 0 | 2.0753e-05
[79 empty] | WLDFR | HFTD - Distribution - Tier 3 - 3QU CoRE ¦ 4QU LoRE | Non-Red Flag Warning - Catastrophic Fires | 2025 | 1.4134e-09 | 1.4924e-09 | 1.4859e-09 | 1.4152e-09 | 14664.6376 | 233.2301 | 8896.516 | 5534.8915 | 0 | 0 | 0 | 0 | 8.8418e-07 | 2.0727e-05 | 0 | 2.0727e-05 | 2.1885e-05 | 0 | 2.1885e-05 | 2.1791e-05 | 0 | 2.1791e-05 | 2.0753e-05 | 0 | 2.0753e-05
[79 empty] | WLDFR | HFTD - Distribution - Tier 3 - 3QU CoRE ¦ 4QU LoRE | Non-Red Flag Warning - Catastrophic Fires | 2026 | 1.4134e-09 | 1.4924e-09 | 1.4859e-09 | 1.4152e-09 | 14664.6376 | 233.2301 | 8896.516 | 5534.8915 | 0 | 0 | 0 | 0 | 8.8418e-07 | 2.0727e-05 | 0 | 2.0727e-05 | 2.1885e-05 | 0 | 2.1885e-05 | 2.1791e-05 | 0 | 2.1791e-05 | 2.0753e-05 | 0 | 2.0753e-05
[79 empty] | WLDFR | HFTD - Distribution - Tier 3 - 3QU CoRE ¦ 4QU LoRE | Non-Red Flag Warning - Catastrophic Fires | 2027 | 1.4134e-09 | 1.4924e-09 | 1.4859e-09 | 1.4152e-09 | 14664.6376 | 233.2301 | 8896.516 | 5534.8915 | 0 | 0 | 0 | 0 | 8.8418e-07 | 2.0727e-05 | 0 | 2.0727e-05 | 2.1885e-05 | 0 | 2.1885e-05 | 2.1791e-05 | 0 | 2.1791e-05 | 2.0753e-05 | 0 | 2.0753e-05
[79 empty] | WLDFR | HFTD - Distribution - Tier 3 - 3QU CoRE ¦ 4QU LoRE | Non-Red Flag Warning - Catastrophic Fires | 2028 | 1.4134e-09 | 1.4924e-09 | 1.4859e-09 | 1.4152e-09 | 15317.9909 | 247.273 | 9287.6491 | 5783.0689 | 0 | 0 | 0 | 0 | 8.8418e-07 | 2.165e-05 | 0 | 2.165e-05 | 2.286e-05 | 0 | 2.286e-05 | 2.2762e-05 | 0 | 2.2762e-05 | 2.1678e-05 | 0 | 2.1678e-05
[79 empty] | WLDFR | HFTD - Distribution - Tier 3 - 3QU CoRE ¦ 4QU LoRE | Non-Red Flag Warning - Catastrophic Fires | 2029 | 1.4134e-09 | 1.4924e-09 | 1.4859e-09 | 1.4152e-09 | 15317.9909 | 247.273 | 9287.6491 | 5783.0689 | 0 | 0 | 0 | 0 | 8.8418e-07 | 2.165e-05 | 0 | 2.165e-05 | 2.286e-05 | 0 | 2.286e-05 | 2.2762e-05 | 0 | 2.2762e-05 | 2.1678e-05 | 0 | 2.1678e-05
[79 empty] | WLDFR | HFTD - Distribution - Tier 3 - 3QU CoRE ¦ 4QU LoRE | Non-Red Flag Warning - Catastrophic Fires | 2030 | 1.4134e-09 | 1.4924e-09 | 1.4859e-09 | 1.4152e-09 | 15317.9909 | 247.273 | 9287.6491 | 5783.0689 | 0 | 0 | 0 | 0 | 8.8418e-07 | 2.165e-05 | 0 | 2.165e-05 | 2.286e-05 | 0 | 2.286e-05 | 2.2762e-05 | 0 | 2.2762e-05 | 2.1678e-05 | 0 | 2.1678e-05
[79 empty] | WLDFR | HFTD - Distribution - Tier 3 - 3QU CoRE ¦ 4QU LoRE | Non-Red Flag Warning - Catastrophic Fires | 2031 | 1.4134e-09 | 1.4924e-09 | 1.4859e-09 | 1.4152e-09 | 15317.9909 | 247.273 | 9287.6491 | 5783.0689 | 0 | 0 | 0 | 0 | 8.8418e-07 | 2.165e-05 | 0 | 2.165e-05 | 2.286e-05 | 0 | 2.286e-05 | 2.2762e-05 | 0 | 2.2762e-05 | 2.1678e-05 | 0 | 2.1678e-05
[79 empty] | WLDFR | HFTD - Distribution - Tier 3 - 3QU CoRE ¦ 4QU LoRE | Non-Red Flag Warning - Catastrophic Fires | 2032 | 1.4134e-09 | 1.4924e-09 | 1.4859e-09 | 1.4152e-09 | 15317.9909 | 247.273 | 9287.6491 | 5783.0689 | 0 | 0 | 0 | 0 | 8.8418e-07 | 2.165e-05 | 0 | 2.165e-05 | 2.286e-05 | 0 | 2.286e-05 | 2.2762e-05 | 0 | 2.2762e-05 | 2.1678e-05 | 0 | 2.1678e-05
[79 empty] | WLDFR | HFTD - Distribution - Tier 3 - 3QU CoRE ¦ 4QU LoRE | Non-Red Flag Warning - Catastrophic Fires | 2033 | 1.4134e-09 | 1.4924e-09 | 1.4859e-09 | 1.4152e-09 | 16044.1264 | 263.1074 | 9721.74 | 6059.2791 | 0 | 0 | 0 | 0 | 8.8418e-07 | 2.2676e-05 | 0 | 2.2676e-05 | 2.3944e-05 | 0 | 2.3944e-05 | 2.3841e-05 | 0 | 2.3841e-05 | 2.2705e-05 | 0 | 2.2705e-05
[79 empty] | WLDFR | HFTD - Distribution - Tier 3 - 3QU CoRE ¦ 4QU LoRE | Non-Red Flag Warning - Catastrophic Fires | 2034 | 1.4134e-09 | 1.4924e-09 | 1.4859e-09 | 1.4152e-09 | 16044.1264 | 263.1074 | 9721.74 | 6059.2791 | 0 | 0 | 0 | 0 | 8.8418e-07 | 2.2676e-05 | 0 | 2.2676e-05 | 2.3944e-05 | 0 | 2.3944e-05 | 2.3841e-05 | 0 | 2.3841e-05 | 2.2705e-05 | 0 | 2.2705e-05
[79 empty] | WLDFR | HFTD - Distribution - Tier 3 - 3QU CoRE ¦ 4QU LoRE | Non-Red Flag Warning - Catastrophic Fires | 2035 | 1.4134e-09 | 1.4924e-09 | 1.4859e-09 | 1.4152e-09 | 16044.1264 | 263.1074 | 9721.74 | 6059.2791 | 0 | 0 | 0 | 0 | 8.8418e-07 | 2.2676e-05 | 0 | 2.2676e-05 | 2.3944e-05 | 0 | 2.3944e-05 | 2.3841e-05 | 0 | 2.3841e-05 | 2.2705e-05 | 0 | 2.2705e-05
[79 empty] | WLDFR | HFTD - Distribution - Tier 3 - 3QU CoRE ¦ 4QU LoRE | Non-Red Flag Warning - Catastrophic Fires | 2036 | 1.4134e-09 | 1.4924e-09 | 1.4859e-09 | 1.4152e-09 | 16044.1264 | 263.1074 | 9721.74 | 6059.2791 | 0 | 0 | 0 | 0 | 8.8418e-07 | 2.2676e-05 | 0 | 2.2676e-05 | 2.3944e-05 | 0 | 2.3944e-05 | 2.3841e-05 | 0 | 2.3841e-05 | 2.2705e-05 | 0 | 2.2705e-05
[79 empty] | WLDFR | HFTD - Distribution - Tier 3 - 3QU CoRE ¦ 4QU LoRE | Non-Red Flag Warning - Catastrophic Fires | 2037 | 1.4134e-09 | 1.4924e-09 | 1.4859e-09 | 1.4152e-09 | 16044.1264 | 263.1074 | 9721.74 | 6059.2791 | 0 | 0 | 0 | 0 | 8.8418e-07 | 2.2676e-05 | 0 | 2.2676e-05 | 2.3944e-05 | 0 | 2.3944e-05 | 2.3841e-05 | 0 | 2.3841e-05 | 2.2705e-05 | 0 | 2.2705e-05
[79 empty] | WLDFR | HFTD - Distribution - Tier 3 - 3QU CoRE ¦ 4QU LoRE | Non-Red Flag Warning - Catastrophic Fires | 2038 | 1.4134e-09 | 1.4924e-09 | 1.4859e-09 | 1.4152e-09 | 16832.3912 | 280.5544 | 10192.2718 | 6359.5651 | 0 | 0 | 0 | 0 | 8.8418e-07 | 2.379e-05 | 0 | 2.379e-05 | 2.5121e-05 | 0 | 2.5121e-05 | 2.5012e-05 | 0 | 2.5012e-05 | 2.3821e-05 | 0 | 2.3821e-05
[79 empty] | WLDFR | HFTD - Distribution - Tier 3 - 3QU CoRE ¦ 4QU LoRE | Non-Red Flag Warning - Catastrophic Fires | 2039 | 1.4134e-09 | 1.4924e-09 | 1.4859e-09 | 1.4152e-09 | 16832.3912 | 280.5544 | 10192.2718 | 6359.5651 | 0 | 0 | 0 | 0 | 8.8418e-07 | 2.379e-05 | 0 | 2.379e-05 | 2.5121e-05 | 0 | 2.5121e-05 | 2.5012e-05 | 0 | 2.5012e-05 | 2.3821e-05 | 0 | 2.3821e-05
[79 empty] | WLDFR | HFTD - Distribution - Tier 3 - 3QU CoRE ¦ 4QU LoRE | Non-Red Flag Warning - Catastrophic Fires | 2040 | 1.4134e-09 | 1.4924e-09 | 1.4859e-09 | 1.4152e-09 | 16832.3912 | 280.5544 | 10192.2718 | 6359.5651 | 0 | 0 | 0 | 0 | 8.8418e-07 | 2.379e-05 | 0 | 2.379e-05 | 2.5121e-05 | 0 | 2.5121e-05 | 2.5012e-05 | 0 | 2.5012e-05 | 2.3821e-05 | 0 | 2.3821e-05
[79 empty] | WLDFR | HFTD - Distribution - Tier 3 - 3QU CoRE ¦ 4QU LoRE | Non-Red Flag Warning - Catastrophic Fires | 2041 | 1.4134e-09 | 1.4924e-09 | 1.4859e-09 | 1.4152e-09 | 16832.3912 | 280.5544 | 10192.2718 | 6359.5651 | 0 | 0 | 0 | 0 | 8.8418e-07 | 2.379e-05 | 0 | 2.379e-05 | 2.5121e-05 | 0 | 2.5121e-05 | 2.5012e-05 | 0 | 2.5012e-05 | 2.3821e-05 | 0 | 2.3821e-05
[79 empty] | WLDFR | HFTD - Distribution - Tier 3 - 3QU CoRE ¦ 4QU LoRE | Non-Red Flag Warning - Catastrophic Fires | 2042 | 1.4134e-09 | 1.4924e-09 | 1.4859e-09 | 1.4152e-09 | 16832.3912 | 280.5544 | 10192.2718 | 6359.5651 | 0 | 0 | 0 | 0 | 8.8418e-07 | 2.379e-05 | 0 | 2.379e-05 | 2.5121e-05 | 0 | 2.5121e-05 | 2.5012e-05 | 0 | 2.5012e-05 | 2.3821e-05 | 0 | 2.3821e-05
[79 empty] | WLDFR | HFTD - Distribution - Tier 3 - 3QU CoRE ¦ 4QU LoRE | Non-Red Flag Warning - Catastrophic Fires | 2043 | 1.4134e-09 | 1.4924e-09 | 1.4859e-09 | 1.4152e-09 | 17672.0852 | 299.42 | 10692.7362 | 6679.929 | 0 | 0 | 0 | 0 | 8.8418e-07 | 2.4977e-05 | 0 | 2.4977e-05 | 2.6374e-05 | 0 | 2.6374e-05 | 2.626e-05 | 0 | 2.626e-05 | 2.5009e-05 | 0 | 2.5009e-05
[79 empty] | WLDFR | HFTD - Distribution - Tier 3 - 3QU CoRE ¦ 4QU LoRE | Non-Red Flag Warning - Catastrophic Fires | 2044 | 1.4134e-09 | 1.4924e-09 | 1.4859e-09 | 1.4152e-09 | 17672.0852 | 299.42 | 10692.7362 | 6679.929 | 0 | 0 | 0 | 0 | 8.8418e-07 | 2.4977e-05 | 0 | 2.4977e-05 | 2.6374e-05 | 0 | 2.6374e-05 | 2.626e-05 | 0 | 2.626e-05 | 2.5009e-05 | 0 | 2.5009e-05
[79 empty] | WLDFR | HFTD - Distribution - Tier 3 - 3QU CoRE ¦ 4QU LoRE | Non-Red Flag Warning - Catastrophic Fires | 2045 | 1.4134e-09 | 1.4924e-09 | 1.4859e-09 | 1.4152e-09 | 17672.0852 | 299.42 | 10692.7362 | 6679.929 | 0 | 0 | 0 | 0 | 8.8418e-07 | 2.4977e-05 | 0 | 2.4977e-05 | 2.6374e-05 | 0 | 2.6374e-05 | 2.626e-05 | 0 | 2.626e-05 | 2.5009e-05 | 0 | 2.5009e-05
[79 empty] | WLDFR | HFTD - Distribution - Tier 3 - 3QU CoRE ¦ 4QU LoRE | Non-Red Flag Warning - Catastrophic Fires | 2046 | 1.4134e-09 | 1.4924e-09 | 1.4859e-09 | 1.4152e-09 | 17672.0852 | 299.42 | 10692.7362 | 6679.929 | 0 | 0 | 0 | 0 | 8.8418e-07 | 2.4977e-05 | 0 | 2.4977e-05 | 2.6374e-05 | 0 | 2.6374e-05 | 2.626e-05 | 0 | 2.626e-05 | 2.5009e-05 | 0 | 2.5009e-05
[79 empty] | WLDFR | HFTD - Distribution - Tier 3 - 3QU CoRE ¦ 4QU LoRE | Non-Red Flag Warning - Catastrophic Fires | 2047 | 1.4134e-09 | 1.4924e-09 | 1.4859e-09 | 1.4152e-09 | 17672.0852 | 299.42 | 10692.7362 | 6679.929 | 0 | 0 | 0 | 0 | 8.8418e-07 | 2.4977e-05 | 0 | 2.4977e-05 | 2.6374e-05 | 0 | 2.6374e-05 | 2.626e-05 | 0 | 2.626e-05 | 2.5009e-05 | 0 | 2.5009e-05
[79 empty] | WLDFR | HFTD - Distribution - Tier 3 - 3QU CoRE ¦ 4QU LoRE | Non-Red Flag Warning - Catastrophic Fires | 2048 | 1.4134e-09 | 1.4924e-09 | 1.4859e-09 | 1.4152e-09 | 18552.3348 | 319.4911 | 11216.5626 | 7016.281 | 0 | 0 | 0 | 0 | 8.8418e-07 | 2.6221e-05 | 0 | 2.6221e-05 | 2.7687e-05 | 0 | 2.7687e-05 | 2.7568e-05 | 0 | 2.7568e-05 | 2.6255e-05 | 0 | 2.6255e-05
[79 empty] | WLDFR | HFTD - Distribution - Tier 3 - 3QU CoRE ¦ 4QU LoRE | Non-Red Flag Warning - Catastrophic Fires | 2049 | 1.4134e-09 | 1.4924e-09 | 1.4859e-09 | 1.4152e-09 | 18552.3348 | 319.4911 | 11216.5626 | 7016.281 | 0 | 0 | 0 | 0 | 8.8418e-07 | 2.6221e-05 | 0 | 2.6221e-05 | 2.7687e-05 | 0 | 2.7687e-05 | 2.7568e-05 | 0 | 2.7568e-05 | 2.6255e-05 | 0 | 2.6255e-05
[79 empty] | WLDFR | HFTD - Distribution - Tier 3 - 3QU CoRE ¦ 4QU LoRE | Non-Red Flag Warning - Catastrophic Fires | 2050 | 0 | 1.4924e-09 | 1.4859e-09 | 1.4152e-09 | 18552.3348 | 319.4911 | 11216.5626 | 7016.281 | 0 | 0 | 0 | 0 | 8.8418e-07 | 0 | 0 | 0 | 2.7687e-05 | 0 | 2.7687e-05 | 2.7568e-05 | 0 | 2.7568e-05 | 2.6255e-05 | 0 | 2.6255e-05
[79 empty] | WLDFR | HFTD - Distribution - Tier 3 - 3QU CoRE ¦ 4QU LoRE | Non-Red Flag Warning - Catastrophic Fires | 2051 | 0 | 0 | 1.4859e-09 | 1.4152e-09 | 18552.3348 | 319.4911 | 11216.5626 | 7016.281 | 0 | 0 | 0 | 0 | 8.8418e-07 | 0 | 0 | 0 | 0 | 0 | 0 | 2.7568e-05 | 0 | 2.7568e-05 | 2.6255e-05 | 0 | 2.6255e-05
[79 empty] | WLDFR | HFTD - Distribution - Tier 3 - 3QU CoRE ¦ 4QU LoRE | Non-Red Flag Warning - Catastrophic Fires | 2052 | 0 | 0 | 0 | 1.4152e-09 | 18552.3348 | 319.4911 | 11216.5626 | 7016.281 | 0 | 0 | 0 | 0 | 8.8418e-07 | 0 | 0 | 0 | 0 | 0 | 0 | 0 | 0 | 0 | 2.6255e-05 | 0 | 2.6255e-05
[79 empty] | WLDFR | HFTD - Distribution - Tier 3 - 3QU CoRE ¦ 4QU LoRE | Non-Red Flag Warning - Destructive Fires | 2020 | 7.5611e-09 | 0 | 0 | 0 | 8807.9522 | 222.2294 | 8585.7228 | 0 | 0 | 0 | 0 | 0 | 1.0774e-06 | 6.6598e-05 | 0 | 6.6598e-05 | 0 | 0 | 0 | 0 | 0 | 0 | 0 | 0 | 0
[79 empty] | WLDFR | HFTD - Distribution - Tier 3 - 3QU CoRE ¦ 4QU LoRE | Non-Red Flag Warning - Destructive Fires | 2021 | 4.0731e-09 | 7.9839e-09 | 0 | 0 | 8807.9522 | 222.2294 | 8585.7228 | 0 | 0 | 0 | 0 | 0 | 1.0774e-06 | 3.5876e-05 | 0 | 3.5876e-05 | 7.0322e-05 | 0 | 7.0322e-05 | 0 | 0 | 0 | 0 | 0 | 0
[79 empty] | WLDFR | HFTD - Distribution - Tier 3 - 3QU CoRE ¦ 4QU LoRE | Non-Red Flag Warning - Destructive Fires | 2022 | 3.615e-09 | 3.8171e-09 | 7.1784e-09 | 0 | 8807.9522 | 222.2294 | 8585.7228 | 0 | 0 | 0 | 0 | 0 | 1.0384e-06 | 3.1841e-05 | 0 | 3.1841e-05 | 3.3621e-05 | 0 | 3.3621e-05 | 6.3227e-05 | 0 | 6.3227e-05 | 0 | 0 | 0
[79 empty] | WLDFR | HFTD - Distribution - Tier 3 - 3QU CoRE ¦ 4QU LoRE | Non-Red Flag Warning - Destructive Fires | 2023 | 3.615e-09 | 3.8171e-09 | 3.8006e-09 | 6.8366e-09 | 9129.7461 | 233.2301 | 8896.516 | 0 | 0 | 0 | 0 | 0 | 1.0384e-06 | 3.3004e-05 | 0 | 3.3004e-05 | 3.4849e-05 | 0 | 3.4849e-05 | 3.4699e-05 | 0 | 3.4699e-05 | 6.2416e-05 | 0 | 6.2416e-05
[79 empty] | WLDFR | HFTD - Distribution - Tier 3 - 3QU CoRE ¦ 4QU LoRE | Non-Red Flag Warning - Destructive Fires | 2024 | 3.615e-09 | 3.8171e-09 | 3.8006e-09 | 3.6196e-09 | 9129.7461 | 233.2301 | 8896.516 | 0 | 0 | 0 | 0 | 0 | 1.0384e-06 | 3.3004e-05 | 0 | 3.3004e-05 | 3.4849e-05 | 0 | 3.4849e-05 | 3.4699e-05 | 0 | 3.4699e-05 | 3.3046e-05 | 0 | 3.3046e-05
[79 empty] | WLDFR | HFTD - Distribution - Tier 3 - 3QU CoRE ¦ 4QU LoRE | Non-Red Flag Warning - Destructive Fires | 2025 | 3.615e-09 | 3.8171e-09 | 3.8006e-09 | 3.6196e-09 | 9129.7461 | 233.2301 | 8896.516 | 0 | 0 | 0 | 0 | 0 | 1.0384e-06 | 3.3004e-05 | 0 | 3.3004e-05 | 3.4849e-05 | 0 | 3.4849e-05 | 3.4699e-05 | 0 | 3.4699e-05 | 3.3046e-05 | 0 | 3.3046e-05
[79 empty] | WLDFR | HFTD - Distribution - Tier 3 - 3QU CoRE ¦ 4QU LoRE | Non-Red Flag Warning - Destructive Fires | 2026 | 3.615e-09 | 3.8171e-09 | 3.8006e-09 | 3.6196e-09 | 9129.7461 | 233.2301 | 8896.516 | 0 | 0 | 0 | 0 | 0 | 1.0384e-06 | 3.3004e-05 | 0 | 3.3004e-05 | 3.4849e-05 | 0 | 3.4849e-05 | 3.4699e-05 | 0 | 3.4699e-05 | 3.3046e-05 | 0 | 3.3046e-05
[79 empty] | WLDFR | HFTD - Distribution - Tier 3 - 3QU CoRE ¦ 4QU LoRE | Non-Red Flag Warning - Destructive Fires | 2027 | 3.615e-09 | 3.8171e-09 | 3.8006e-09 | 3.6196e-09 | 9129.7461 | 233.2301 | 8896.516 | 0 | 0 | 0 | 0 | 0 | 1.0384e-06 | 3.3004e-05 | 0 | 3.3004e-05 | 3.4849e-05 | 0 | 3.4849e-05 | 3.4699e-05 | 0 | 3.4699e-05 | 3.3046e-05 | 0 | 3.3046e-05
[79 empty] | WLDFR | HFTD - Distribution - Tier 3 - 3QU CoRE ¦ 4QU LoRE | Non-Red Flag Warning - Destructive Fires | 2028 | 3.615e-09 | 3.8171e-09 | 3.8006e-09 | 3.6196e-09 | 9534.9221 | 247.273 | 9287.6491 | 0 | 0 | 0 | 0 | 0 | 1.0384e-06 | 3.4468e-05 | 0 | 3.4468e-05 | 3.6396e-05 | 0 | 3.6396e-05 | 3.6238e-05 | 0 | 3.6238e-05 | 3.4513e-05 | 0 | 3.4513e-05
[79 empty] | WLDFR | HFTD - Distribution - Tier 3 - 3QU CoRE ¦ 4QU LoRE | Non-Red Flag Warning - Destructive Fires | 2029 | 3.615e-09 | 3.8171e-09 | 3.8006e-09 | 3.6196e-09 | 9534.9221 | 247.273 | 9287.6491 | 0 | 0 | 0 | 0 | 0 | 1.0384e-06 | 3.4468e-05 | 0 | 3.4468e-05 | 3.6396e-05 | 0 | 3.6396e-05 | 3.6238e-05 | 0 | 3.6238e-05 | 3.4513e-05 | 0 | 3.4513e-05
[79 empty] | WLDFR | HFTD - Distribution - Tier 3 - 3QU CoRE ¦ 4QU LoRE | Non-Red Flag Warning - Destructive Fires | 2030 | 3.615e-09 | 3.8171e-09 | 3.8006e-09 | 3.6196e-09 | 9534.9221 | 247.273 | 9287.6491 | 0 | 0 | 0 | 0 | 0 | 1.0384e-06 | 3.4468e-05 | 0 | 3.4468e-05 | 3.6396e-05 | 0 | 3.6396e-05 | 3.6238e-05 | 0 | 3.6238e-05 | 3.4513e-05 | 0 | 3.4513e-05
[79 empty] | WLDFR | HFTD - Distribution - Tier 3 - 3QU CoRE ¦ 4QU LoRE | Non-Red Flag Warning - Destructive Fires | 2031 | 3.615e-09 | 3.8171e-09 | 3.8006e-09 | 3.6196e-09 | 9534.9221 | 247.273 | 9287.6491 | 0 | 0 | 0 | 0 | 0 | 1.0384e-06 | 3.4468e-05 | 0 | 3.4468e-05 | 3.6396e-05 | 0 | 3.6396e-05 | 3.6238e-05 | 0 | 3.6238e-05 | 3.4513e-05 | 0 | 3.4513e-05
[79 empty] | WLDFR | HFTD - Distribution - Tier 3 - 3QU CoRE ¦ 4QU LoRE | Non-Red Flag Warning - Destructive Fires | 2032 | 3.615e-09 | 3.8171e-09 | 3.8006e-09 | 3.6196e-09 | 9534.9221 | 247.273 | 9287.6491 | 0 | 0 | 0 | 0 | 0 | 1.0384e-06 | 3.4468e-05 | 0 | 3.4468e-05 | 3.6396e-05 | 0 | 3.6396e-05 | 3.6238e-05 | 0 | 3.6238e-05 | 3.4513e-05 | 0 | 3.4513e-05
[79 empty] | WLDFR | HFTD - Distribution - Tier 3 - 3QU CoRE ¦ 4QU LoRE | Non-Red Flag Warning - Destructive Fires | 2033 | 3.615e-09 | 3.8171e-09 | 3.8006e-09 | 3.6196e-09 | 9984.8474 | 263.1074 | 9721.74 | 0 | 0 | 0 | 0 | 0 | 1.0384e-06 | 3.6095e-05 | 0 | 3.6095e-05 | 3.8113e-05 | 0 | 3.8113e-05 | 3.7948e-05 | 0 | 3.7948e-05 | 3.6141e-05 | 0 | 3.6141e-05
[79 empty] | WLDFR | HFTD - Distribution - Tier 3 - 3QU CoRE ¦ 4QU LoRE | Non-Red Flag Warning - Destructive Fires | 2034 | 3.615e-09 | 3.8171e-09 | 3.8006e-09 | 3.6196e-09 | 9984.8474 | 263.1074 | 9721.74 | 0 | 0 | 0 | 0 | 0 | 1.0384e-06 | 3.6095e-05 | 0 | 3.6095e-05 | 3.8113e-05 | 0 | 3.8113e-05 | 3.7948e-05 | 0 | 3.7948e-05 | 3.6141e-05 | 0 | 3.6141e-05
[79 empty] | WLDFR | HFTD - Distribution - Tier 3 - 3QU CoRE ¦ 4QU LoRE | Non-Red Flag Warning - Destructive Fires | 2035 | 3.615e-09 | 3.8171e-09 | 3.8006e-09 | 3.6196e-09 | 9984.8474 | 263.1074 | 9721.74 | 0 | 0 | 0 | 0 | 0 | 1.0384e-06 | 3.6095e-05 | 0 | 3.6095e-05 | 3.8113e-05 | 0 | 3.8113e-05 | 3.7948e-05 | 0 | 3.7948e-05 | 3.6141e-05 | 0 | 3.6141e-05
[79 empty] | WLDFR | HFTD - Distribution - Tier 3 - 3QU CoRE ¦ 4QU LoRE | Non-Red Flag Warning - Destructive Fires | 2036 | 3.615e-09 | 3.8171e-09 | 3.8006e-09 | 3.6196e-09 | 9984.8474 | 263.1074 | 9721.74 | 0 | 0 | 0 | 0 | 0 | 1.0384e-06 | 3.6095e-05 | 0 | 3.6095e-05 | 3.8113e-05 | 0 | 3.8113e-05 | 3.7948e-05 | 0 | 3.7948e-05 | 3.6141e-05 | 0 | 3.6141e-05
[79 empty] | WLDFR | HFTD - Distribution - Tier 3 - 3QU CoRE ¦ 4QU LoRE | Non-Red Flag Warning - Destructive Fires | 2037 | 3.615e-09 | 3.8171e-09 | 3.8006e-09 | 3.6196e-09 | 9984.8474 | 263.1074 | 9721.74 | 0 | 0 | 0 | 0 | 0 | 1.0384e-06 | 3.6095e-05 | 0 | 3.6095e-05 | 3.8113e-05 | 0 | 3.8113e-05 | 3.7948e-05 | 0 | 3.7948e-05 | 3.6141e-05 | 0 | 3.6141e-05
[79 empty] | WLDFR | HFTD - Distribution - Tier 3 - 3QU CoRE ¦ 4QU LoRE | Non-Red Flag Warning - Destructive Fires | 2038 | 3.615e-09 | 3.8171e-09 | 3.8006e-09 | 3.6196e-09 | 10472.8261 | 280.5544 | 10192.2718 | 0 | 0 | 0 | 0 | 0 | 1.0384e-06 | 3.7859e-05 | 0 | 3.7859e-05 | 3.9976e-05 | 0 | 3.9976e-05 | 3.9803e-05 | 0 | 3.9803e-05 | 3.7908e-05 | 0 | 3.7908e-05
[79 empty] | WLDFR | HFTD - Distribution - Tier 3 - 3QU CoRE ¦ 4QU LoRE | Non-Red Flag Warning - Destructive Fires | 2039 | 3.615e-09 | 3.8171e-09 | 3.8006e-09 | 3.6196e-09 | 10472.8261 | 280.5544 | 10192.2718 | 0 | 0 | 0 | 0 | 0 | 1.0384e-06 | 3.7859e-05 | 0 | 3.7859e-05 | 3.9976e-05 | 0 | 3.9976e-05 | 3.9803e-05 | 0 | 3.9803e-05 | 3.7908e-05 | 0 | 3.7908e-05
[79 empty] | WLDFR | HFTD - Distribution - Tier 3 - 3QU CoRE ¦ 4QU LoRE | Non-Red Flag Warning - Destructive Fires | 2040 | 3.615e-09 | 3.8171e-09 | 3.8006e-09 | 3.6196e-09 | 10472.8261 | 280.5544 | 10192.2718 | 0 | 0 | 0 | 0 | 0 | 1.0384e-06 | 3.7859e-05 | 0 | 3.7859e-05 | 3.9976e-05 | 0 | 3.9976e-05 | 3.9803e-05 | 0 | 3.9803e-05 | 3.7908e-05 | 0 | 3.7908e-05
[79 empty] | WLDFR | HFTD - Distribution - Tier 3 - 3QU CoRE ¦ 4QU LoRE | Non-Red Flag Warning - Destructive Fires | 2041 | 3.615e-09 | 3.8171e-09 | 3.8006e-09 | 3.6196e-09 | 10472.8261 | 280.5544 | 10192.2718 | 0 | 0 | 0 | 0 | 0 | 1.0384e-06 | 3.7859e-05 | 0 | 3.7859e-05 | 3.9976e-05 | 0 | 3.9976e-05 | 3.9803e-05 | 0 | 3.9803e-05 | 3.7908e-05 | 0 | 3.7908e-05
[79 empty] | WLDFR | HFTD - Distribution - Tier 3 - 3QU CoRE ¦ 4QU LoRE | Non-Red Flag Warning - Destructive Fires | 2042 | 3.615e-09 | 3.8171e-09 | 3.8006e-09 | 3.6196e-09 | 10472.8261 | 280.5544 | 10192.2718 | 0 | 0 | 0 | 0 | 0 | 1.0384e-06 | 3.7859e-05 | 0 | 3.7859e-05 | 3.9976e-05 | 0 | 3.9976e-05 | 3.9803e-05 | 0 | 3.9803e-05 | 3.7908e-05 | 0 | 3.7908e-05
[79 empty] | WLDFR | HFTD - Distribution - Tier 3 - 3QU CoRE ¦ 4QU LoRE | Non-Red Flag Warning - Destructive Fires | 2043 | 3.615e-09 | 3.8171e-09 | 3.8006e-09 | 3.6196e-09 | 10992.1562 | 299.42 | 10692.7362 | 0 | 0 | 0 | 0 | 0 | 1.0384e-06 | 3.9736e-05 | 0 | 3.9736e-05 | 4.1958e-05 | 0 | 4.1958e-05 | 4.1777e-05 | 0 | 4.1777e-05 | 3.9787e-05 | 0 | 3.9787e-05
[79 empty] | WLDFR | HFTD - Distribution - Tier 3 - 3QU CoRE ¦ 4QU LoRE | Non-Red Flag Warning - Destructive Fires | 2044 | 3.615e-09 | 3.8171e-09 | 3.8006e-09 | 3.6196e-09 | 10992.1562 | 299.42 | 10692.7362 | 0 | 0 | 0 | 0 | 0 | 1.0384e-06 | 3.9736e-05 | 0 | 3.9736e-05 | 4.1958e-05 | 0 | 4.1958e-05 | 4.1777e-05 | 0 | 4.1777e-05 | 3.9787e-05 | 0 | 3.9787e-05
[79 empty] | WLDFR | HFTD - Distribution - Tier 3 - 3QU CoRE ¦ 4QU LoRE | Non-Red Flag Warning - Destructive Fires | 2045 | 3.615e-09 | 3.8171e-09 | 3.8006e-09 | 3.6196e-09 | 10992.1562 | 299.42 | 10692.7362 | 0 | 0 | 0 | 0 | 0 | 1.0384e-06 | 3.9736e-05 | 0 | 3.9736e-05 | 4.1958e-05 | 0 | 4.1958e-05 | 4.1777e-05 | 0 | 4.1777e-05 | 3.9787e-05 | 0 | 3.9787e-05
[79 empty] | WLDFR | HFTD - Distribution - Tier 3 - 3QU CoRE ¦ 4QU LoRE | Non-Red Flag Warning - Destructive Fires | 2046 | 3.615e-09 | 3.8171e-09 | 3.8006e-09 | 3.6196e-09 | 10992.1562 | 299.42 | 10692.7362 | 0 | 0 | 0 | 0 | 0 | 1.0384e-06 | 3.9736e-05 | 0 | 3.9736e-05 | 4.1958e-05 | 0 | 4.1958e-05 | 4.1777e-05 | 0 | 4.1777e-05 | 3.9787e-05 | 0 | 3.9787e-05
[79 empty] | WLDFR | HFTD - Distribution - Tier 3 - 3QU CoRE ¦ 4QU LoRE | Non-Red Flag Warning - Destructive Fires | 2047 | 3.615e-09 | 3.8171e-09 | 3.8006e-09 | 3.6196e-09 | 10992.1562 | 299.42 | 10692.7362 | 0 | 0 | 0 | 0 | 0 | 1.0384e-06 | 3.9736e-05 | 0 | 3.9736e-05 | 4.1958e-05 | 0 | 4.1958e-05 | 4.1777e-05 | 0 | 4.1777e-05 | 3.9787e-05 | 0 | 3.9787e-05
[79 empty] | WLDFR | HFTD - Distribution - Tier 3 - 3QU CoRE ¦ 4QU LoRE | Non-Red Flag Warning - Destructive Fires | 2048 | 3.615e-09 | 3.8171e-09 | 3.8006e-09 | 3.6196e-09 | 11536.0538 | 319.4911 | 11216.5626 | 0 | 0 | 0 | 0 | 0 | 1.0384e-06 | 4.1703e-05 | 0 | 4.1703e-05 | 4.4034e-05 | 0 | 4.4034e-05 | 4.3844e-05 | 0 | 4.3844e-05 | 4.1756e-05 | 0 | 4.1756e-05
[79 empty] | WLDFR | HFTD - Distribution - Tier 3 - 3QU CoRE ¦ 4QU LoRE | Non-Red Flag Warning - Destructive Fires | 2049 | 3.615e-09 | 3.8171e-09 | 3.8006e-09 | 3.6196e-09 | 11536.0538 | 319.4911 | 11216.5626 | 0 | 0 | 0 | 0 | 0 | 1.0384e-06 | 4.1703e-05 | 0 | 4.1703e-05 | 4.4034e-05 | 0 | 4.4034e-05 | 4.3844e-05 | 0 | 4.3844e-05 | 4.1756e-05 | 0 | 4.1756e-05
[79 empty] | WLDFR | HFTD - Distribution - Tier 3 - 3QU CoRE ¦ 4QU LoRE | Non-Red Flag Warning - Destructive Fires | 2050 | 0 | 3.8171e-09 | 3.8006e-09 | 3.6196e-09 | 11536.0538 | 319.4911 | 11216.5626 | 0 | 0 | 0 | 0 | 0 | 1.0384e-06 | 0 | 0 | 0 | 4.4034e-05 | 0 | 4.4034e-05 | 4.3844e-05 | 0 | 4.3844e-05 | 4.1756e-05 | 0 | 4.1756e-05
[79 empty] | WLDFR | HFTD - Distribution - Tier 3 - 3QU CoRE ¦ 4QU LoRE | Non-Red Flag Warning - Destructive Fires | 2051 | 0 | 0 | 3.8006e-09 | 3.6196e-09 | 11536.0538 | 319.4911 | 11216.5626 | 0 | 0 | 0 | 0 | 0 | 1.0384e-06 | 0 | 0 | 0 | 0 | 0 | 0 | 4.3844e-05 | 0 | 4.3844e-05 | 4.1756e-05 | 0 | 4.1756e-05
[79 empty] | WLDFR | HFTD - Distribution - Tier 3 - 3QU CoRE ¦ 4QU LoRE | Non-Red Flag Warning - Destructive Fires | 2052 | 0 | 0 | 0 | 3.6196e-09 | 11536.0538 | 319.4911 | 11216.5626 | 0 | 0 | 0 | 0 | 0 | 1.0384e-06 | 0 | 0 | 0 | 0 | 0 | 0 | 0 | 0 | 0 | 4.1756e-05 | 0 | 4.1756e-05
[79 empty] | WLDFR | HFTD - Distribution - Tier 3 - 3QU CoRE ¦ 4QU LoRE | Non-Red Flag Warning - Large Fires | 2020 | 8.7468e-08 | 0 | 0 | 0 | 5.2406 | 0.69642 | 2.942 | 1.6022 | 0 | 0 | 0 | 0 | 1.1466e-05 | 4.5838e-07 | 0 | 4.5838e-07 | 0 | 0 | 0 | 0 | 0 | 0 | 0 | 0 | 0
[79 empty] | WLDFR | HFTD - Distribution - Tier 3 - 3QU CoRE ¦ 4QU LoRE | Non-Red Flag Warning - Large Fires | 2021 | 4.5053e-08 | 9.2358e-08 | 0 | 0 | 5.2406 | 0.69642 | 2.942 | 1.6022 | 0 | 0 | 0 | 0 | 1.1466e-05 | 2.361e-07 | 0 | 2.361e-07 | 4.8401e-07 | 0 | 4.8401e-07 | 0 | 0 | 0 | 0 | 0 | 0
[79 empty] | WLDFR | HFTD - Distribution - Tier 3 - 3QU CoRE ¦ 4QU LoRE | Non-Red Flag Warning - Large Fires | 2022 | 3.9989e-08 | 4.2225e-08 | 8.3084e-08 | 0 | 5.2406 | 0.69642 | 2.942 | 1.6022 | 0 | 0 | 0 | 0 | 1.1075e-05 | 2.0957e-07 | 0 | 2.0957e-07 | 2.2128e-07 | 0 | 2.2128e-07 | 4.3541e-07 | 0 | 4.3541e-07 | 0 | 0 | 0
[79 empty] | WLDFR | HFTD - Distribution - Tier 3 - 3QU CoRE ¦ 4QU LoRE | Non-Red Flag Warning - Large Fires | 2023 | 3.9989e-08 | 4.2225e-08 | 4.2043e-08 | 7.9128e-08 | 5.475 | 0.71896 | 3.0715 | 1.6846 | 0 | 0 | 0 | 0 | 1.1075e-05 | 2.1894e-07 | 0 | 2.1894e-07 | 2.3118e-07 | 0 | 2.3118e-07 | 2.3019e-07 | 0 | 2.3019e-07 | 4.3323e-07 | 0 | 4.3323e-07
[79 empty] | WLDFR | HFTD - Distribution - Tier 3 - 3QU CoRE ¦ 4QU LoRE | Non-Red Flag Warning - Large Fires | 2024 | 3.9989e-08 | 4.2225e-08 | 4.2043e-08 | 4.0041e-08 | 5.475 | 0.71896 | 3.0715 | 1.6846 | 0 | 0 | 0 | 0 | 1.1075e-05 | 2.1894e-07 | 0 | 2.1894e-07 | 2.3118e-07 | 0 | 2.3118e-07 | 2.3019e-07 | 0 | 2.3019e-07 | 2.1922e-07 | 0 | 2.1922e-07
[79 empty] | WLDFR | HFTD - Distribution - Tier 3 - 3QU CoRE ¦ 4QU LoRE | Non-Red Flag Warning - Large Fires | 2025 | 3.9989e-08 | 4.2225e-08 | 4.2043e-08 | 4.0041e-08 | 5.475 | 0.71896 | 3.0715 | 1.6846 | 0 | 0 | 0 | 0 | 1.1075e-05 | 2.1894e-07 | 0 | 2.1894e-07 | 2.3118e-07 | 0 | 2.3118e-07 | 2.3019e-07 | 0 | 2.3019e-07 | 2.1922e-07 | 0 | 2.1922e-07
[79 empty] | WLDFR | HFTD - Distribution - Tier 3 - 3QU CoRE ¦ 4QU LoRE | Non-Red Flag Warning - Large Fires | 2026 | 3.9989e-08 | 4.2225e-08 | 4.2043e-08 | 4.0041e-08 | 5.475 | 0.71896 | 3.0715 | 1.6846 | 0 | 0 | 0 | 0 | 1.1075e-05 | 2.1894e-07 | 0 | 2.1894e-07 | 2.3118e-07 | 0 | 2.3118e-07 | 2.3019e-07 | 0 | 2.3019e-07 | 2.1922e-07 | 0 | 2.1922e-07
[79 empty] | WLDFR | HFTD - Distribution - Tier 3 - 3QU CoRE ¦ 4QU LoRE | Non-Red Flag Warning - Large Fires | 2027 | 3.9989e-08 | 4.2225e-08 | 4.2043e-08 | 4.0041e-08 | 5.475 | 0.71896 | 3.0715 | 1.6846 | 0 | 0 | 0 | 0 | 1.1075e-05 | 2.1894e-07 | 0 | 2.1894e-07 | 2.3118e-07 | 0 | 2.3118e-07 | 2.3019e-07 | 0 | 2.3019e-07 | 2.1922e-07 | 0 | 2.1922e-07
[79 empty] | WLDFR | HFTD - Distribution - Tier 3 - 3QU CoRE ¦ 4QU LoRE | Non-Red Flag Warning - Large Fires | 2028 | 3.9989e-08 | 4.2225e-08 | 4.2043e-08 | 4.0041e-08 | 5.777 | 0.74734 | 3.238 | 1.7917 | 0 | 0 | 0 | 0 | 1.1075e-05 | 2.3102e-07 | 0 | 2.3102e-07 | 2.4394e-07 | 0 | 2.4394e-07 | 2.4288e-07 | 0 | 2.4288e-07 | 2.3132e-07 | 0 | 2.3132e-07
[79 empty] | WLDFR | HFTD - Distribution - Tier 3 - 3QU CoRE ¦ 4QU LoRE | Non-Red Flag Warning - Large Fires | 2029 | 3.9989e-08 | 4.2225e-08 | 4.2043e-08 | 4.0041e-08 | 5.777 | 0.74734 | 3.238 | 1.7917 | 0 | 0 | 0 | 0 | 1.1075e-05 | 2.3102e-07 | 0 | 2.3102e-07 | 2.4394e-07 | 0 | 2.4394e-07 | 2.4288e-07 | 0 | 2.4288e-07 | 2.3132e-07 | 0 | 2.3132e-07
[79 empty] | WLDFR | HFTD - Distribution - Tier 3 - 3QU CoRE ¦ 4QU LoRE | Non-Red Flag Warning - Large Fires | 2030 | 3.9989e-08 | 4.2225e-08 | 4.2043e-08 | 4.0041e-08 | 5.777 | 0.74734 | 3.238 | 1.7917 | 0 | 0 | 0 | 0 | 1.1075e-05 | 2.3102e-07 | 0 | 2.3102e-07 | 2.4394e-07 | 0 | 2.4394e-07 | 2.4288e-07 | 0 | 2.4288e-07 | 2.3132e-07 | 0 | 2.3132e-07
[79 empty] | WLDFR | HFTD - Distribution - Tier 3 - 3QU CoRE ¦ 4QU LoRE | Non-Red Flag Warning - Large Fires | 2031 | 3.9989e-08 | 4.2225e-08 | 4.2043e-08 | 4.0041e-08 | 5.777 | 0.74734 | 3.238 | 1.7917 | 0 | 0 | 0 | 0 | 1.1075e-05 | 2.3102e-07 | 0 | 2.3102e-07 | 2.4394e-07 | 0 | 2.4394e-07 | 2.4288e-07 | 0 | 2.4288e-07 | 2.3132e-07 | 0 | 2.3132e-07
[79 empty] | WLDFR | HFTD - Distribution - Tier 3 - 3QU CoRE ¦ 4QU LoRE | Non-Red Flag Warning - Large Fires | 2032 | 3.9989e-08 | 4.2225e-08 | 4.2043e-08 | 4.0041e-08 | 5.777 | 0.74734 | 3.238 | 1.7917 | 0 | 0 | 0 | 0 | 1.1075e-05 | 2.3102e-07 | 0 | 2.3102e-07 | 2.4394e-07 | 0 | 2.4394e-07 | 2.4288e-07 | 0 | 2.4288e-07 | 2.3132e-07 | 0 | 2.3132e-07
[79 empty] | WLDFR | HFTD - Distribution - Tier 3 - 3QU CoRE ¦ 4QU LoRE | Non-Red Flag Warning - Large Fires | 2033 | 3.9989e-08 | 4.2225e-08 | 4.2043e-08 | 4.0041e-08 | 6.1205 | 0.77885 | 3.4265 | 1.9151 | 0 | 0 | 0 | 0 | 1.1075e-05 | 2.4475e-07 | 0 | 2.4475e-07 | 2.5844e-07 | 0 | 2.5844e-07 | 2.5732e-07 | 0 | 2.5732e-07 | 2.4507e-07 | 0 | 2.4507e-07
[79 empty] | WLDFR | HFTD - Distribution - Tier 3 - 3QU CoRE ¦ 4QU LoRE | Non-Red Flag Warning - Large Fires | 2034 | 3.9989e-08 | 4.2225e-08 | 4.2043e-08 | 4.0041e-08 | 6.1205 | 0.77885 | 3.4265 | 1.9151 | 0 | 0 | 0 | 0 | 1.1075e-05 | 2.4475e-07 | 0 | 2.4475e-07 | 2.5844e-07 | 0 | 2.5844e-07 | 2.5732e-07 | 0 | 2.5732e-07 | 2.4507e-07 | 0 | 2.4507e-07
[79 empty] | WLDFR | HFTD - Distribution - Tier 3 - 3QU CoRE ¦ 4QU LoRE | Non-Red Flag Warning - Large Fires | 2035 | 3.9989e-08 | 4.2225e-08 | 4.2043e-08 | 4.0041e-08 | 6.1205 | 0.77885 | 3.4265 | 1.9151 | 0 | 0 | 0 | 0 | 1.1075e-05 | 2.4475e-07 | 0 | 2.4475e-07 | 2.5844e-07 | 0 | 2.5844e-07 | 2.5732e-07 | 0 | 2.5732e-07 | 2.4507e-07 | 0 | 2.4507e-07
[79 empty] | WLDFR | HFTD - Distribution - Tier 3 - 3QU CoRE ¦ 4QU LoRE | Non-Red Flag Warning - Large Fires | 2036 | 3.9989e-08 | 4.2225e-08 | 4.2043e-08 | 4.0041e-08 | 6.1205 | 0.77885 | 3.4265 | 1.9151 | 0 | 0 | 0 | 0 | 1.1075e-05 | 2.4475e-07 | 0 | 2.4475e-07 | 2.5844e-07 | 0 | 2.5844e-07 | 2.5732e-07 | 0 | 2.5732e-07 | 2.4507e-07 | 0 | 2.4507e-07
[79 empty] | WLDFR | HFTD - Distribution - Tier 3 - 3QU CoRE ¦ 4QU LoRE | Non-Red Flag Warning - Large Fires | 2037 | 3.9989e-08 | 4.2225e-08 | 4.2043e-08 | 4.0041e-08 | 6.1205 | 0.77885 | 3.4265 | 1.9151 | 0 | 0 | 0 | 0 | 1.1075e-05 | 2.4475e-07 | 0 | 2.4475e-07 | 2.5844e-07 | 0 | 2.5844e-07 | 2.5732e-07 | 0 | 2.5732e-07 | 2.4507e-07 | 0 | 2.4507e-07
[79 empty] | WLDFR | HFTD - Distribution - Tier 3 - 3QU CoRE ¦ 4QU LoRE | Non-Red Flag Warning - Large Fires | 2038 | 3.9989e-08 | 4.2225e-08 | 4.2043e-08 | 4.0041e-08 | 6.5028 | 0.81304 | 3.6355 | 2.0543 | 0 | 0 | 0 | 0 | 1.1075e-05 | 2.6004e-07 | 0 | 2.6004e-07 | 2.7458e-07 | 0 | 2.7458e-07 | 2.734e-07 | 0 | 2.734e-07 | 2.6038e-07 | 0 | 2.6038e-07
[79 empty] | WLDFR | HFTD - Distribution - Tier 3 - 3QU CoRE ¦ 4QU LoRE | Non-Red Flag Warning - Large Fires | 2039 | 3.9989e-08 | 4.2225e-08 | 4.2043e-08 | 4.0041e-08 | 6.5028 | 0.81304 | 3.6355 | 2.0543 | 0 | 0 | 0 | 0 | 1.1075e-05 | 2.6004e-07 | 0 | 2.6004e-07 | 2.7458e-07 | 0 | 2.7458e-07 | 2.734e-07 | 0 | 2.734e-07 | 2.6038e-07 | 0 | 2.6038e-07
[79 empty] | WLDFR | HFTD - Distribution - Tier 3 - 3QU CoRE ¦ 4QU LoRE | Non-Red Flag Warning - Large Fires | 2040 | 3.9989e-08 | 4.2225e-08 | 4.2043e-08 | 4.0041e-08 | 6.5028 | 0.81304 | 3.6355 | 2.0543 | 0 | 0 | 0 | 0 | 1.1075e-05 | 2.6004e-07 | 0 | 2.6004e-07 | 2.7458e-07 | 0 | 2.7458e-07 | 2.734e-07 | 0 | 2.734e-07 | 2.6038e-07 | 0 | 2.6038e-07
[79 empty] | WLDFR | HFTD - Distribution - Tier 3 - 3QU CoRE ¦ 4QU LoRE | Non-Red Flag Warning - Large Fires | 2041 | 3.9989e-08 | 4.2225e-08 | 4.2043e-08 | 4.0041e-08 | 6.5028 | 0.81304 | 3.6355 | 2.0543 | 0 | 0 | 0 | 0 | 1.1075e-05 | 2.6004e-07 | 0 | 2.6004e-07 | 2.7458e-07 | 0 | 2.7458e-07 | 2.734e-07 | 0 | 2.734e-07 | 2.6038e-07 | 0 | 2.6038e-07
[79 empty] | WLDFR | HFTD - Distribution - Tier 3 - 3QU CoRE ¦ 4QU LoRE | Non-Red Flag Warning - Large Fires | 2042 | 3.9989e-08 | 4.2225e-08 | 4.2043e-08 | 4.0041e-08 | 6.5028 | 0.81304 | 3.6355 | 2.0543 | 0 | 0 | 0 | 0 | 1.1075e-05 | 2.6004e-07 | 0 | 2.6004e-07 | 2.7458e-07 | 0 | 2.7458e-07 | 2.734e-07 | 0 | 2.734e-07 | 2.6038e-07 | 0 | 2.6038e-07
[79 empty] | WLDFR | HFTD - Distribution - Tier 3 - 3QU CoRE ¦ 4QU LoRE | Non-Red Flag Warning - Large Fires | 2043 | 3.9989e-08 | 4.2225e-08 | 4.2043e-08 | 4.0041e-08 | 6.9209 | 0.84944 | 3.8632 | 2.2083 | 0 | 0 | 0 | 0 | 1.1075e-05 | 2.7676e-07 | 0 | 2.7676e-07 | 2.9224e-07 | 0 | 2.9224e-07 | 2.9098e-07 | 0 | 2.9098e-07 | 2.7712e-07 | 0 | 2.7712e-07
[79 empty] | WLDFR | HFTD - Distribution - Tier 3 - 3QU CoRE ¦ 4QU LoRE | Non-Red Flag Warning - Large Fires | 2044 | 3.9989e-08 | 4.2225e-08 | 4.2043e-08 | 4.0041e-08 | 6.9209 | 0.84944 | 3.8632 | 2.2083 | 0 | 0 | 0 | 0 | 1.1075e-05 | 2.7676e-07 | 0 | 2.7676e-07 | 2.9224e-07 | 0 | 2.9224e-07 | 2.9098e-07 | 0 | 2.9098e-07 | 2.7712e-07 | 0 | 2.7712e-07
[79 empty] | WLDFR | HFTD - Distribution - Tier 3 - 3QU CoRE ¦ 4QU LoRE | Non-Red Flag Warning - Large Fires | 2045 | 3.9989e-08 | 4.2225e-08 | 4.2043e-08 | 4.0041e-08 | 6.9209 | 0.84944 | 3.8632 | 2.2083 | 0 | 0 | 0 | 0 | 1.1075e-05 | 2.7676e-07 | 0 | 2.7676e-07 | 2.9224e-07 | 0 | 2.9224e-07 | 2.9098e-07 | 0 | 2.9098e-07 | 2.7712e-07 | 0 | 2.7712e-07
[79 empty] | WLDFR | HFTD - Distribution - Tier 3 - 3QU CoRE ¦ 4QU LoRE | Non-Red Flag Warning - Large Fires | 2046 | 3.9989e-08 | 4.2225e-08 | 4.2043e-08 | 4.0041e-08 | 6.9209 | 0.84944 | 3.8632 | 2.2083 | 0 | 0 | 0 | 0 | 1.1075e-05 | 2.7676e-07 | 0 | 2.7676e-07 | 2.9224e-07 | 0 | 2.9224e-07 | 2.9098e-07 | 0 | 2.9098e-07 | 2.7712e-07 | 0 | 2.7712e-07
[79 empty] | WLDFR | HFTD - Distribution - Tier 3 - 3QU CoRE ¦ 4QU LoRE | Non-Red Flag Warning - Large Fires | 2047 | 3.9989e-08 | 4.2225e-08 | 4.2043e-08 | 4.0041e-08 | 6.9209 | 0.84944 | 3.8632 | 2.2083 | 0 | 0 | 0 | 0 | 1.1075e-05 | 2.7676e-07 | 0 | 2.7676e-07 | 2.9224e-07 | 0 | 2.9224e-07 | 2.9098e-07 | 0 | 2.9098e-07 | 2.7712e-07 | 0 | 2.7712e-07
[79 empty] | WLDFR | HFTD - Distribution - Tier 3 - 3QU CoRE ¦ 4QU LoRE | Non-Red Flag Warning - Large Fires | 2048 | 3.9989e-08 | 4.2225e-08 | 4.2043e-08 | 4.0041e-08 | 7.3713 | 0.88759 | 4.1075 | 2.3763 | 0 | 0 | 0 | 0 | 1.1075e-05 | 2.9478e-07 | 0 | 2.9478e-07 | 3.1126e-07 | 0 | 3.1126e-07 | 3.0991e-07 | 0 | 3.0991e-07 | 2.9515e-07 | 0 | 2.9515e-07
[79 empty] | WLDFR | HFTD - Distribution - Tier 3 - 3QU CoRE ¦ 4QU LoRE | Non-Red Flag Warning - Large Fires | 2049 | 3.9989e-08 | 4.2225e-08 | 4.2043e-08 | 4.0041e-08 | 7.3713 | 0.88759 | 4.1075 | 2.3763 | 0 | 0 | 0 | 0 | 1.1075e-05 | 2.9478e-07 | 0 | 2.9478e-07 | 3.1126e-07 | 0 | 3.1126e-07 | 3.0991e-07 | 0 | 3.0991e-07 | 2.9515e-07 | 0 | 2.9515e-07
[79 empty] | WLDFR | HFTD - Distribution - Tier 3 - 3QU CoRE ¦ 4QU LoRE | Non-Red Flag Warning - Large Fires | 2050 | 0 | 4.2225e-08 | 4.2043e-08 | 4.0041e-08 | 7.3713 | 0.88759 | 4.1075 | 2.3763 | 0 | 0 | 0 | 0 | 1.1075e-05 | 0 | 0 | 0 | 3.1126e-07 | 0 | 3.1126e-07 | 3.0991e-07 | 0 | 3.0991e-07 | 2.9515e-07 | 0 | 2.9515e-07
[79 empty] | WLDFR | HFTD - Distribution - Tier 3 - 3QU CoRE ¦ 4QU LoRE | Non-Red Flag Warning - Large Fires | 2051 | 0 | 0 | 4.2043e-08 | 4.0041e-08 | 7.3713 | 0.88759 | 4.1075 | 2.3763 | 0 | 0 | 0 | 0 | 1.1075e-05 | 0 | 0 | 0 | 0 | 0 | 0 | 3.0991e-07 | 0 | 3.0991e-07 | 2.9515e-07 | 0 | 2.9515e-07
[79 empty] | WLDFR | HFTD - Distribution - Tier 3 - 3QU CoRE ¦ 4QU LoRE | Non-Red Flag Warning - Large Fires | 2052 | 0 | 0 | 0 | 4.0041e-08 | 7.3713 | 0.88759 | 4.1075 | 2.3763 | 0 | 0 | 0 | 0 | 1.1075e-05 | 0 | 0 | 0 | 0 | 0 | 0 | 0 | 0 | 0 | 2.9515e-07 | 0 | 2.9515e-07
[79 empty] | WLDFR | HFTD - Distribution - Tier 3 - 3QU CoRE ¦ 4QU LoRE | Non-Red Flag Warning - Small Fires | 2020 | 2.8543e-05 | 0 | 0 | 0 | 0.077901 | 0.036425 | 0.0015809 | 0.039895 | 0 | 0 | 0 | 0 | 0.0032994 | 2.2235e-06 | 0 | 2.2235e-06 | 0 | 0 | 0 | 0 | 0 | 0 | 0 | 0 | 0
[79 empty] | WLDFR | HFTD - Distribution - Tier 3 - 3QU CoRE ¦ 4QU LoRE | Non-Red Flag Warning - Small Fires | 2021 | 1.5442e-05 | 3.0138e-05 | 0 | 0 | 0.077901 | 0.036425 | 0.0015809 | 0.039895 | 0 | 0 | 0 | 0 | 0.0032994 | 1.2029e-06 | 0 | 1.2029e-06 | 2.3478e-06 | 0 | 2.3478e-06 | 0 | 0 | 0 | 0 | 0 | 0
[79 empty] | WLDFR | HFTD - Distribution - Tier 3 - 3QU CoRE ¦ 4QU LoRE | Non-Red Flag Warning - Small Fires | 2022 | 1.3615e-05 | 1.4377e-05 | 2.7076e-05 | 0 | 0.077901 | 0.036425 | 0.0015809 | 0.039895 | 0 | 0 | 0 | 0 | 0.0032174 | 1.0606e-06 | 0 | 1.0606e-06 | 1.1199e-06 | 0 | 1.1199e-06 | 2.1092e-06 | 0 | 2.1092e-06 | 0 | 0 | 0
[79 empty] | WLDFR | HFTD - Distribution - Tier 3 - 3QU CoRE ¦ 4QU LoRE | Non-Red Flag Warning - Small Fires | 2023 | 1.3615e-05 | 1.4377e-05 | 1.4314e-05 | 2.5787e-05 | 0.080408 | 0.03759 | 0.0016314 | 0.041187 | 0 | 0 | 0 | 0 | 0.0032174 | 1.0948e-06 | 0 | 1.0948e-06 | 1.156e-06 | 0 | 1.156e-06 | 1.151e-06 | 0 | 1.151e-06 | 2.0735e-06 | 0 | 2.0735e-06
[79 empty] | WLDFR | HFTD - Distribution - Tier 3 - 3QU CoRE ¦ 4QU LoRE | Non-Red Flag Warning - Small Fires | 2024 | 1.3615e-05 | 1.4377e-05 | 1.4314e-05 | 1.3633e-05 | 0.080408 | 0.03759 | 0.0016314 | 0.041187 | 0 | 0 | 0 | 0 | 0.0032174 | 1.0948e-06 | 0 | 1.0948e-06 | 1.156e-06 | 0 | 1.156e-06 | 1.151e-06 | 0 | 1.151e-06 | 1.0962e-06 | 0 | 1.0962e-06
[79 empty] | WLDFR | HFTD - Distribution - Tier 3 - 3QU CoRE ¦ 4QU LoRE | Non-Red Flag Warning - Small Fires | 2025 | 1.3615e-05 | 1.4377e-05 | 1.4314e-05 | 1.3633e-05 | 0.080408 | 0.03759 | 0.0016314 | 0.041187 | 0 | 0 | 0 | 0 | 0.0032174 | 1.0948e-06 | 0 | 1.0948e-06 | 1.156e-06 | 0 | 1.156e-06 | 1.151e-06 | 0 | 1.151e-06 | 1.0962e-06 | 0 | 1.0962e-06
[79 empty] | WLDFR | HFTD - Distribution - Tier 3 - 3QU CoRE ¦ 4QU LoRE | Non-Red Flag Warning - Small Fires | 2026 | 1.3615e-05 | 1.4377e-05 | 1.4314e-05 | 1.3633e-05 | 0.080408 | 0.03759 | 0.0016314 | 0.041187 | 0 | 0 | 0 | 0 | 0.0032174 | 1.0948e-06 | 0 | 1.0948e-06 | 1.156e-06 | 0 | 1.156e-06 | 1.151e-06 | 0 | 1.151e-06 | 1.0962e-06 | 0 | 1.0962e-06
[79 empty] | WLDFR | HFTD - Distribution - Tier 3 - 3QU CoRE ¦ 4QU LoRE | Non-Red Flag Warning - Small Fires | 2027 | 1.3615e-05 | 1.4377e-05 | 1.4314e-05 | 1.3633e-05 | 0.080408 | 0.03759 | 0.0016314 | 0.041187 | 0 | 0 | 0 | 0 | 0.0032174 | 1.0948e-06 | 0 | 1.0948e-06 | 1.156e-06 | 0 | 1.156e-06 | 1.151e-06 | 0 | 1.151e-06 | 1.0962e-06 | 0 | 1.0962e-06
[79 empty] | WLDFR | HFTD - Distribution - Tier 3 - 3QU CoRE ¦ 4QU LoRE | Non-Red Flag Warning - Small Fires | 2028 | 1.3615e-05 | 1.4377e-05 | 1.4314e-05 | 1.3633e-05 | 0.083606 | 0.039055 | 0.001695 | 0.042856 | 0 | 0 | 0 | 0 | 0.0032174 | 1.1383e-06 | 0 | 1.1383e-06 | 1.202e-06 | 0 | 1.202e-06 | 1.1968e-06 | 0 | 1.1968e-06 | 1.1398e-06 | 0 | 1.1398e-06
[79 empty] | WLDFR | HFTD - Distribution - Tier 3 - 3QU CoRE ¦ 4QU LoRE | Non-Red Flag Warning - Small Fires | 2029 | 1.3615e-05 | 1.4377e-05 | 1.4314e-05 | 1.3633e-05 | 0.083606 | 0.039055 | 0.001695 | 0.042856 | 0 | 0 | 0 | 0 | 0.0032174 | 1.1383e-06 | 0 | 1.1383e-06 | 1.202e-06 | 0 | 1.202e-06 | 1.1968e-06 | 0 | 1.1968e-06 | 1.1398e-06 | 0 | 1.1398e-06
[79 empty] | WLDFR | HFTD - Distribution - Tier 3 - 3QU CoRE ¦ 4QU LoRE | Non-Red Flag Warning - Small Fires | 2030 | 1.3615e-05 | 1.4377e-05 | 1.4314e-05 | 1.3633e-05 | 0.083606 | 0.039055 | 0.001695 | 0.042856 | 0 | 0 | 0 | 0 | 0.0032174 | 1.1383e-06 | 0 | 1.1383e-06 | 1.202e-06 | 0 | 1.202e-06 | 1.1968e-06 | 0 | 1.1968e-06 | 1.1398e-06 | 0 | 1.1398e-06
[79 empty] | WLDFR | HFTD - Distribution - Tier 3 - 3QU CoRE ¦ 4QU LoRE | Non-Red Flag Warning - Small Fires | 2031 | 1.3615e-05 | 1.4377e-05 | 1.4314e-05 | 1.3633e-05 | 0.083606 | 0.039055 | 0.001695 | 0.042856 | 0 | 0 | 0 | 0 | 0.0032174 | 1.1383e-06 | 0 | 1.1383e-06 | 1.202e-06 | 0 | 1.202e-06 | 1.1968e-06 | 0 | 1.1968e-06 | 1.1398e-06 | 0 | 1.1398e-06
[79 empty] | WLDFR | HFTD - Distribution - Tier 3 - 3QU CoRE ¦ 4QU LoRE | Non-Red Flag Warning - Small Fires | 2032 | 1.3615e-05 | 1.4377e-05 | 1.4314e-05 | 1.3633e-05 | 0.083606 | 0.039055 | 0.001695 | 0.042856 | 0 | 0 | 0 | 0 | 0.0032174 | 1.1383e-06 | 0 | 1.1383e-06 | 1.202e-06 | 0 | 1.202e-06 | 1.1968e-06 | 0 | 1.1968e-06 | 1.1398e-06 | 0 | 1.1398e-06
[79 empty] | WLDFR | HFTD - Distribution - Tier 3 - 3QU CoRE ¦ 4QU LoRE | Non-Red Flag Warning - Small Fires | 2033 | 1.3615e-05 | 1.4377e-05 | 1.4314e-05 | 1.3633e-05 | 0.087211 | 0.040679 | 0.0017655 | 0.044766 | 0 | 0 | 0 | 0 | 0.0032174 | 1.1874e-06 | 0 | 1.1874e-06 | 1.2538e-06 | 0 | 1.2538e-06 | 1.2484e-06 | 0 | 1.2484e-06 | 1.1889e-06 | 0 | 1.1889e-06
[79 empty] | WLDFR | HFTD - Distribution - Tier 3 - 3QU CoRE ¦ 4QU LoRE | Non-Red Flag Warning - Small Fires | 2034 | 1.3615e-05 | 1.4377e-05 | 1.4314e-05 | 1.3633e-05 | 0.087211 | 0.040679 | 0.0017655 | 0.044766 | 0 | 0 | 0 | 0 | 0.0032174 | 1.1874e-06 | 0 | 1.1874e-06 | 1.2538e-06 | 0 | 1.2538e-06 | 1.2484e-06 | 0 | 1.2484e-06 | 1.1889e-06 | 0 | 1.1889e-06
[79 empty] | WLDFR | HFTD - Distribution - Tier 3 - 3QU CoRE ¦ 4QU LoRE | Non-Red Flag Warning - Small Fires | 2035 | 1.3615e-05 | 1.4377e-05 | 1.4314e-05 | 1.3633e-05 | 0.087211 | 0.040679 | 0.0017655 | 0.044766 | 0 | 0 | 0 | 0 | 0.0032174 | 1.1874e-06 | 0 | 1.1874e-06 | 1.2538e-06 | 0 | 1.2538e-06 | 1.2484e-06 | 0 | 1.2484e-06 | 1.1889e-06 | 0 | 1.1889e-06
[79 empty] | WLDFR | HFTD - Distribution - Tier 3 - 3QU CoRE ¦ 4QU LoRE | Non-Red Flag Warning - Small Fires | 2036 | 1.3615e-05 | 1.4377e-05 | 1.4314e-05 | 1.3633e-05 | 0.087211 | 0.040679 | 0.0017655 | 0.044766 | 0 | 0 | 0 | 0 | 0.0032174 | 1.1874e-06 | 0 | 1.1874e-06 | 1.2538e-06 | 0 | 1.2538e-06 | 1.2484e-06 | 0 | 1.2484e-06 | 1.1889e-06 | 0 | 1.1889e-06
[79 empty] | WLDFR | HFTD - Distribution - Tier 3 - 3QU CoRE ¦ 4QU LoRE | Non-Red Flag Warning - Small Fires | 2037 | 1.3615e-05 | 1.4377e-05 | 1.4314e-05 | 1.3633e-05 | 0.087211 | 0.040679 | 0.0017655 | 0.044766 | 0 | 0 | 0 | 0 | 0.0032174 | 1.1874e-06 | 0 | 1.1874e-06 | 1.2538e-06 | 0 | 1.2538e-06 | 1.2484e-06 | 0 | 1.2484e-06 | 1.1889e-06 | 0 | 1.1889e-06
[79 empty] | WLDFR | HFTD - Distribution - Tier 3 - 3QU CoRE ¦ 4QU LoRE | Non-Red Flag Warning - Small Fires | 2038 | 1.3615e-05 | 1.4377e-05 | 1.4314e-05 | 1.3633e-05 | 0.091184 | 0.042438 | 0.0018418 | 0.046905 | 0 | 0 | 0 | 0 | 0.0032174 | 1.2415e-06 | 0 | 1.2415e-06 | 1.3109e-06 | 0 | 1.3109e-06 | 1.3053e-06 | 0 | 1.3053e-06 | 1.2431e-06 | 0 | 1.2431e-06
[79 empty] | WLDFR | HFTD - Distribution - Tier 3 - 3QU CoRE ¦ 4QU LoRE | Non-Red Flag Warning - Small Fires | 2039 | 1.3615e-05 | 1.4377e-05 | 1.4314e-05 | 1.3633e-05 | 0.091184 | 0.042438 | 0.0018418 | 0.046905 | 0 | 0 | 0 | 0 | 0.0032174 | 1.2415e-06 | 0 | 1.2415e-06 | 1.3109e-06 | 0 | 1.3109e-06 | 1.3053e-06 | 0 | 1.3053e-06 | 1.2431e-06 | 0 | 1.2431e-06
[79 empty] | WLDFR | HFTD - Distribution - Tier 3 - 3QU CoRE ¦ 4QU LoRE | Non-Red Flag Warning - Small Fires | 2040 | 1.3615e-05 | 1.4377e-05 | 1.4314e-05 | 1.3633e-05 | 0.091184 | 0.042438 | 0.0018418 | 0.046905 | 0 | 0 | 0 | 0 | 0.0032174 | 1.2415e-06 | 0 | 1.2415e-06 | 1.3109e-06 | 0 | 1.3109e-06 | 1.3053e-06 | 0 | 1.3053e-06 | 1.2431e-06 | 0 | 1.2431e-06
[79 empty] | WLDFR | HFTD - Distribution - Tier 3 - 3QU CoRE ¦ 4QU LoRE | Non-Red Flag Warning - Small Fires | 2041 | 1.3615e-05 | 1.4377e-05 | 1.4314e-05 | 1.3633e-05 | 0.091184 | 0.042438 | 0.0018418 | 0.046905 | 0 | 0 | 0 | 0 | 0.0032174 | 1.2415e-06 | 0 | 1.2415e-06 | 1.3109e-06 | 0 | 1.3109e-06 | 1.3053e-06 | 0 | 1.3053e-06 | 1.2431e-06 | 0 | 1.2431e-06
[79 empty] | WLDFR | HFTD - Distribution - Tier 3 - 3QU CoRE ¦ 4QU LoRE | Non-Red Flag Warning - Small Fires | 2042 | 1.3615e-05 | 1.4377e-05 | 1.4314e-05 | 1.3633e-05 | 0.091184 | 0.042438 | 0.0018418 | 0.046905 | 0 | 0 | 0 | 0 | 0.0032174 | 1.2415e-06 | 0 | 1.2415e-06 | 1.3109e-06 | 0 | 1.3109e-06 | 1.3053e-06 | 0 | 1.3053e-06 | 1.2431e-06 | 0 | 1.2431e-06
[79 empty] | WLDFR | HFTD - Distribution - Tier 3 - 3QU CoRE ¦ 4QU LoRE | Non-Red Flag Warning - Small Fires | 2043 | 1.3615e-05 | 1.4377e-05 | 1.4314e-05 | 1.3633e-05 | 0.095486 | 0.044306 | 0.0019228 | 0.049257 | 0 | 0 | 0 | 0 | 0.0032174 | 1.3001e-06 | 0 | 1.3001e-06 | 1.3728e-06 | 0 | 1.3728e-06 | 1.3668e-06 | 0 | 1.3668e-06 | 1.3017e-06 | 0 | 1.3017e-06
[79 empty] | WLDFR | HFTD - Distribution - Tier 3 - 3QU CoRE ¦ 4QU LoRE | Non-Red Flag Warning - Small Fires | 2044 | 1.3615e-05 | 1.4377e-05 | 1.4314e-05 | 1.3633e-05 | 0.095486 | 0.044306 | 0.0019228 | 0.049257 | 0 | 0 | 0 | 0 | 0.0032174 | 1.3001e-06 | 0 | 1.3001e-06 | 1.3728e-06 | 0 | 1.3728e-06 | 1.3668e-06 | 0 | 1.3668e-06 | 1.3017e-06 | 0 | 1.3017e-06
[79 empty] | WLDFR | HFTD - Distribution - Tier 3 - 3QU CoRE ¦ 4QU LoRE | Non-Red Flag Warning - Small Fires | 2045 | 1.3615e-05 | 1.4377e-05 | 1.4314e-05 | 1.3633e-05 | 0.095486 | 0.044306 | 0.0019228 | 0.049257 | 0 | 0 | 0 | 0 | 0.0032174 | 1.3001e-06 | 0 | 1.3001e-06 | 1.3728e-06 | 0 | 1.3728e-06 | 1.3668e-06 | 0 | 1.3668e-06 | 1.3017e-06 | 0 | 1.3017e-06
[79 empty] | WLDFR | HFTD - Distribution - Tier 3 - 3QU CoRE ¦ 4QU LoRE | Non-Red Flag Warning - Small Fires | 2046 | 1.3615e-05 | 1.4377e-05 | 1.4314e-05 | 1.3633e-05 | 0.095486 | 0.044306 | 0.0019228 | 0.049257 | 0 | 0 | 0 | 0 | 0.0032174 | 1.3001e-06 | 0 | 1.3001e-06 | 1.3728e-06 | 0 | 1.3728e-06 | 1.3668e-06 | 0 | 1.3668e-06 | 1.3017e-06 | 0 | 1.3017e-06
[79 empty] | WLDFR | HFTD - Distribution - Tier 3 - 3QU CoRE ¦ 4QU LoRE | Non-Red Flag Warning - Small Fires | 2047 | 1.3615e-05 | 1.4377e-05 | 1.4314e-05 | 1.3633e-05 | 0.095486 | 0.044306 | 0.0019228 | 0.049257 | 0 | 0 | 0 | 0 | 0.0032174 | 1.3001e-06 | 0 | 1.3001e-06 | 1.3728e-06 | 0 | 1.3728e-06 | 1.3668e-06 | 0 | 1.3668e-06 | 1.3017e-06 | 0 | 1.3017e-06
[79 empty] | WLDFR | HFTD - Distribution - Tier 3 - 3QU CoRE ¦ 4QU LoRE | Non-Red Flag Warning - Small Fires | 2048 | 1.3615e-05 | 1.4377e-05 | 1.4314e-05 | 1.3633e-05 | 0.10007 | 0.04626 | 0.0020076 | 0.051804 | 0 | 0 | 0 | 0 | 0.0032174 | 1.3625e-06 | 0 | 1.3625e-06 | 1.4387e-06 | 0 | 1.4387e-06 | 1.4325e-06 | 0 | 1.4325e-06 | 1.3643e-06 | 0 | 1.3643e-06
[79 empty] | WLDFR | HFTD - Distribution - Tier 3 - 3QU CoRE ¦ 4QU LoRE | Non-Red Flag Warning - Small Fires | 2049 | 1.3615e-05 | 1.4377e-05 | 1.4314e-05 | 1.3633e-05 | 0.10007 | 0.04626 | 0.0020076 | 0.051804 | 0 | 0 | 0 | 0 | 0.0032174 | 1.3625e-06 | 0 | 1.3625e-06 | 1.4387e-06 | 0 | 1.4387e-06 | 1.4325e-06 | 0 | 1.4325e-06 | 1.3643e-06 | 0 | 1.3643e-06
[79 empty] | WLDFR | HFTD - Distribution - Tier 3 - 3QU CoRE ¦ 4QU LoRE | Non-Red Flag Warning - Small Fires | 2050 | 0 | 1.4377e-05 | 1.4314e-05 | 1.3633e-05 | 0.10007 | 0.04626 | 0.0020076 | 0.051804 | 0 | 0 | 0 | 0 | 0.0032174 | 0 | 0 | 0 | 1.4387e-06 | 0 | 1.4387e-06 | 1.4325e-06 | 0 | 1.4325e-06 | 1.3643e-06 | 0 | 1.3643e-06
[79 empty] | WLDFR | HFTD - Distribution - Tier 3 - 3QU CoRE ¦ 4QU LoRE | Non-Red Flag Warning - Small Fires | 2051 | 0 | 0 | 1.4314e-05 | 1.3633e-05 | 0.10007 | 0.04626 | 0.0020076 | 0.051804 | 0 | 0 | 0 | 0 | 0.0032174 | 0 | 0 | 0 | 0 | 0 | 0 | 1.4325e-06 | 0 | 1.4325e-06 | 1.3643e-06 | 0 | 1.3643e-06
[79 empty] | WLDFR | HFTD - Distribution - Tier 3 - 3QU CoRE ¦ 4QU LoRE | Non-Red Flag Warning - Small Fires | 2052 | 0 | 0 | 0 | 1.3633e-05 | 0.10007 | 0.04626 | 0.0020076 | 0.051804 | 0 | 0 | 0 | 0 | 0.0032174 | 0 | 0 | 0 | 0 | 0 | 0 | 0 | 0 | 0 | 1.3643e-06 | 0 | 1.3643e-06
[79 empty] | WLDFR | HFTD - Distribution - Tier 3 - 3QU CoRE ¦ 4QU LoRE | Red Flag Warning - Catastrophic Fires | 2020 | 2.9801e-07 | 0 | 0 | 0 | 14146.1306 | 222.2294 | 8585.7228 | 5338.1784 | 0 | 0 | 0 | 0 | 2.412e-05 | 0.0042157 | 0 | 0.0042157 | 0 | 0 | 0 | 0 | 0 | 0 | 0 | 0 | 0
[79 empty] | WLDFR | HFTD - Distribution - Tier 3 - 3QU CoRE ¦ 4QU LoRE | Red Flag Warning - Catastrophic Fires | 2021 | 1.9677e-07 | 3.1467e-07 | 0 | 0 | 14146.1306 | 222.2294 | 8585.7228 | 5338.1784 | 0 | 0 | 0 | 0 | 2.412e-05 | 0.0027835 | 0 | 0.0027835 | 0.0044514 | 0 | 0.0044514 | 0 | 0 | 0 | 0 | 0 | 0
[79 empty] | WLDFR | HFTD - Distribution - Tier 3 - 3QU CoRE ¦ 4QU LoRE | Red Flag Warning - Catastrophic Fires | 2022 | 1.7566e-07 | 1.8548e-07 | 2.8294e-07 | 0 | 14146.1306 | 222.2294 | 8585.7228 | 5338.1784 | 0 | 0 | 0 | 0 | 2.3485e-05 | 0.0024849 | 0 | 0.0024849 | 0.0026238 | 0 | 0.0026238 | 0.0040025 | 0 | 0.0040025 | 0 | 0 | 0
[79 empty] | WLDFR | HFTD - Distribution - Tier 3 - 3QU CoRE ¦ 4QU LoRE | Red Flag Warning - Catastrophic Fires | 2023 | 1.7566e-07 | 1.8548e-07 | 1.8468e-07 | 2.6947e-07 | 14664.6376 | 233.2301 | 8896.516 | 5534.8915 | 0 | 0 | 0 | 0 | 2.3485e-05 | 0.002576 | 0 | 0.002576 | 0.00272 | 0 | 0.00272 | 0.0027082 | 0 | 0.0027082 | 0.0039517 | 0 | 0.0039517
[79 empty] | WLDFR | HFTD - Distribution - Tier 3 - 3QU CoRE ¦ 4QU LoRE | Red Flag Warning - Catastrophic Fires | 2024 | 1.7566e-07 | 1.8548e-07 | 1.8468e-07 | 1.7588e-07 | 14664.6376 | 233.2301 | 8896.516 | 5534.8915 | 0 | 0 | 0 | 0 | 2.3485e-05 | 0.002576 | 0 | 0.002576 | 0.00272 | 0 | 0.00272 | 0.0027082 | 0 | 0.0027082 | 0.0025793 | 0 | 0.0025793
[79 empty] | WLDFR | HFTD - Distribution - Tier 3 - 3QU CoRE ¦ 4QU LoRE | Red Flag Warning - Catastrophic Fires | 2025 | 1.7566e-07 | 1.8548e-07 | 1.8468e-07 | 1.7588e-07 | 14664.6376 | 233.2301 | 8896.516 | 5534.8915 | 0 | 0 | 0 | 0 | 2.3485e-05 | 0.002576 | 0 | 0.002576 | 0.00272 | 0 | 0.00272 | 0.0027082 | 0 | 0.0027082 | 0.0025793 | 0 | 0.0025793
[79 empty] | WLDFR | HFTD - Distribution - Tier 3 - 3QU CoRE ¦ 4QU LoRE | Red Flag Warning - Catastrophic Fires | 2026 | 1.7566e-07 | 1.8548e-07 | 1.8468e-07 | 1.7588e-07 | 14664.6376 | 233.2301 | 8896.516 | 5534.8915 | 0 | 0 | 0 | 0 | 2.3485e-05 | 0.002576 | 0 | 0.002576 | 0.00272 | 0 | 0.00272 | 0.0027082 | 0 | 0.0027082 | 0.0025793 | 0 | 0.0025793
[79 empty] | WLDFR | HFTD - Distribution - Tier 3 - 3QU CoRE ¦ 4QU LoRE | Red Flag Warning - Catastrophic Fires | 2027 | 1.7566e-07 | 1.8548e-07 | 1.8468e-07 | 1.7588e-07 | 14664.6376 | 233.2301 | 8896.516 | 5534.8915 | 0 | 0 | 0 | 0 | 2.3485e-05 | 0.002576 | 0 | 0.002576 | 0.00272 | 0 | 0.00272 | 0.0027082 | 0 | 0.0027082 | 0.0025793 | 0 | 0.0025793
[79 empty] | WLDFR | HFTD - Distribution - Tier 3 - 3QU CoRE ¦ 4QU LoRE | Red Flag Warning - Catastrophic Fires | 2028 | 1.7566e-07 | 1.8548e-07 | 1.8468e-07 | 1.7588e-07 | 15317.9909 | 247.273 | 9287.6491 | 5783.0689 | 0 | 0 | 0 | 0 | 2.3485e-05 | 0.0026907 | 0 | 0.0026907 | 0.0028412 | 0 | 0.0028412 | 0.0028289 | 0 | 0.0028289 | 0.0026942 | 0 | 0.0026942
[79 empty] | WLDFR | HFTD - Distribution - Tier 3 - 3QU CoRE ¦ 4QU LoRE | Red Flag Warning - Catastrophic Fires | 2029 | 1.7566e-07 | 1.8548e-07 | 1.8468e-07 | 1.7588e-07 | 15317.9909 | 247.273 | 9287.6491 | 5783.0689 | 0 | 0 | 0 | 0 | 2.3485e-05 | 0.0026907 | 0 | 0.0026907 | 0.0028412 | 0 | 0.0028412 | 0.0028289 | 0 | 0.0028289 | 0.0026942 | 0 | 0.0026942
[79 empty] | WLDFR | HFTD - Distribution - Tier 3 - 3QU CoRE ¦ 4QU LoRE | Red Flag Warning - Catastrophic Fires | 2030 | 1.7566e-07 | 1.8548e-07 | 1.8468e-07 | 1.7588e-07 | 15317.9909 | 247.273 | 9287.6491 | 5783.0689 | 0 | 0 | 0 | 0 | 2.3485e-05 | 0.0026907 | 0 | 0.0026907 | 0.0028412 | 0 | 0.0028412 | 0.0028289 | 0 | 0.0028289 | 0.0026942 | 0 | 0.0026942
[79 empty] | WLDFR | HFTD - Distribution - Tier 3 - 3QU CoRE ¦ 4QU LoRE | Red Flag Warning - Catastrophic Fires | 2031 | 1.7566e-07 | 1.8548e-07 | 1.8468e-07 | 1.7588e-07 | 15317.9909 | 247.273 | 9287.6491 | 5783.0689 | 0 | 0 | 0 | 0 | 2.3485e-05 | 0.0026907 | 0 | 0.0026907 | 0.0028412 | 0 | 0.0028412 | 0.0028289 | 0 | 0.0028289 | 0.0026942 | 0 | 0.0026942
[79 empty] | WLDFR | HFTD - Distribution - Tier 3 - 3QU CoRE ¦ 4QU LoRE | Red Flag Warning - Catastrophic Fires | 2032 | 1.7566e-07 | 1.8548e-07 | 1.8468e-07 | 1.7588e-07 | 15317.9909 | 247.273 | 9287.6491 | 5783.0689 | 0 | 0 | 0 | 0 | 2.3485e-05 | 0.0026907 | 0 | 0.0026907 | 0.0028412 | 0 | 0.0028412 | 0.0028289 | 0 | 0.0028289 | 0.0026942 | 0 | 0.0026942
[79 empty] | WLDFR | HFTD - Distribution - Tier 3 - 3QU CoRE ¦ 4QU LoRE | Red Flag Warning - Catastrophic Fires | 2033 | 1.7566e-07 | 1.8548e-07 | 1.8468e-07 | 1.7588e-07 | 16044.1264 | 263.1074 | 9721.74 | 6059.2791 | 0 | 0 | 0 | 0 | 2.3485e-05 | 0.0028183 | 0 | 0.0028183 | 0.0029758 | 0 | 0.0029758 | 0.002963 | 0 | 0.002963 | 0.0028219 | 0 | 0.0028219
[79 empty] | WLDFR | HFTD - Distribution - Tier 3 - 3QU CoRE ¦ 4QU LoRE | Red Flag Warning - Catastrophic Fires | 2034 | 1.7566e-07 | 1.8548e-07 | 1.8468e-07 | 1.7588e-07 | 16044.1264 | 263.1074 | 9721.74 | 6059.2791 | 0 | 0 | 0 | 0 | 2.3485e-05 | 0.0028183 | 0 | 0.0028183 | 0.0029758 | 0 | 0.0029758 | 0.002963 | 0 | 0.002963 | 0.0028219 | 0 | 0.0028219
[79 empty] | WLDFR | HFTD - Distribution - Tier 3 - 3QU CoRE ¦ 4QU LoRE | Red Flag Warning - Catastrophic Fires | 2035 | 1.7566e-07 | 1.8548e-07 | 1.8468e-07 | 1.7588e-07 | 16044.1264 | 263.1074 | 9721.74 | 6059.2791 | 0 | 0 | 0 | 0 | 2.3485e-05 | 0.0028183 | 0 | 0.0028183 | 0.0029758 | 0 | 0.0029758 | 0.002963 | 0 | 0.002963 | 0.0028219 | 0 | 0.0028219
[79 empty] | WLDFR | HFTD - Distribution - Tier 3 - 3QU CoRE ¦ 4QU LoRE | Red Flag Warning - Catastrophic Fires | 2036 | 1.7566e-07 | 1.8548e-07 | 1.8468e-07 | 1.7588e-07 | 16044.1264 | 263.1074 | 9721.74 | 6059.2791 | 0 | 0 | 0 | 0 | 2.3485e-05 | 0.0028183 | 0 | 0.0028183 | 0.0029758 | 0 | 0.0029758 | 0.002963 | 0 | 0.002963 | 0.0028219 | 0 | 0.0028219
[79 empty] | WLDFR | HFTD - Distribution - Tier 3 - 3QU CoRE ¦ 4QU LoRE | Red Flag Warning - Catastrophic Fires | 2037 | 1.7566e-07 | 1.8548e-07 | 1.8468e-07 | 1.7588e-07 | 16044.1264 | 263.1074 | 9721.74 | 6059.2791 | 0 | 0 | 0 | 0 | 2.3485e-05 | 0.0028183 | 0 | 0.0028183 | 0.0029758 | 0 | 0.0029758 | 0.002963 | 0 | 0.002963 | 0.0028219 | 0 | 0.0028219
[79 empty] | WLDFR | HFTD - Distribution - Tier 3 - 3QU CoRE ¦ 4QU LoRE | Red Flag Warning - Catastrophic Fires | 2038 | 1.7566e-07 | 1.8548e-07 | 1.8468e-07 | 1.7588e-07 | 16832.3912 | 280.5544 | 10192.2718 | 6359.5651 | 0 | 0 | 0 | 0 | 2.3485e-05 | 0.0029567 | 0 | 0.0029567 | 0.0031221 | 0 | 0.0031221 | 0.0031086 | 0 | 0.0031086 | 0.0029605 | 0 | 0.0029605
[79 empty] | WLDFR | HFTD - Distribution - Tier 3 - 3QU CoRE ¦ 4QU LoRE | Red Flag Warning - Catastrophic Fires | 2039 | 1.7566e-07 | 1.8548e-07 | 1.8468e-07 | 1.7588e-07 | 16832.3912 | 280.5544 | 10192.2718 | 6359.5651 | 0 | 0 | 0 | 0 | 2.3485e-05 | 0.0029567 | 0 | 0.0029567 | 0.0031221 | 0 | 0.0031221 | 0.0031086 | 0 | 0.0031086 | 0.0029605 | 0 | 0.0029605
[79 empty] | WLDFR | HFTD - Distribution - Tier 3 - 3QU CoRE ¦ 4QU LoRE | Red Flag Warning - Catastrophic Fires | 2040 | 1.7566e-07 | 1.8548e-07 | 1.8468e-07 | 1.7588e-07 | 16832.3912 | 280.5544 | 10192.2718 | 6359.5651 | 0 | 0 | 0 | 0 | 2.3485e-05 | 0.0029567 | 0 | 0.0029567 | 0.0031221 | 0 | 0.0031221 | 0.0031086 | 0 | 0.0031086 | 0.0029605 | 0 | 0.0029605
[79 empty] | WLDFR | HFTD - Distribution - Tier 3 - 3QU CoRE ¦ 4QU LoRE | Red Flag Warning - Catastrophic Fires | 2041 | 1.7566e-07 | 1.8548e-07 | 1.8468e-07 | 1.7588e-07 | 16832.3912 | 280.5544 | 10192.2718 | 6359.5651 | 0 | 0 | 0 | 0 | 2.3485e-05 | 0.0029567 | 0 | 0.0029567 | 0.0031221 | 0 | 0.0031221 | 0.0031086 | 0 | 0.0031086 | 0.0029605 | 0 | 0.0029605
[79 empty] | WLDFR | HFTD - Distribution - Tier 3 - 3QU CoRE ¦ 4QU LoRE | Red Flag Warning - Catastrophic Fires | 2042 | 1.7566e-07 | 1.8548e-07 | 1.8468e-07 | 1.7588e-07 | 16832.3912 | 280.5544 | 10192.2718 | 6359.5651 | 0 | 0 | 0 | 0 | 2.3485e-05 | 0.0029567 | 0 | 0.0029567 | 0.0031221 | 0 | 0.0031221 | 0.0031086 | 0 | 0.0031086 | 0.0029605 | 0 | 0.0029605
[79 empty] | WLDFR | HFTD - Distribution - Tier 3 - 3QU CoRE ¦ 4QU LoRE | Red Flag Warning - Catastrophic Fires | 2043 | 1.7566e-07 | 1.8548e-07 | 1.8468e-07 | 1.7588e-07 | 17672.0852 | 299.42 | 10692.7362 | 6679.929 | 0 | 0 | 0 | 0 | 2.3485e-05 | 0.0031042 | 0 | 0.0031042 | 0.0032778 | 0 | 0.0032778 | 0.0032636 | 0 | 0.0032636 | 0.0031082 | 0 | 0.0031082
[79 empty] | WLDFR | HFTD - Distribution - Tier 3 - 3QU CoRE ¦ 4QU LoRE | Red Flag Warning - Catastrophic Fires | 2044 | 1.7566e-07 | 1.8548e-07 | 1.8468e-07 | 1.7588e-07 | 17672.0852 | 299.42 | 10692.7362 | 6679.929 | 0 | 0 | 0 | 0 | 2.3485e-05 | 0.0031042 | 0 | 0.0031042 | 0.0032778 | 0 | 0.0032778 | 0.0032636 | 0 | 0.0032636 | 0.0031082 | 0 | 0.0031082
[79 empty] | WLDFR | HFTD - Distribution - Tier 3 - 3QU CoRE ¦ 4QU LoRE | Red Flag Warning - Catastrophic Fires | 2045 | 1.7566e-07 | 1.8548e-07 | 1.8468e-07 | 1.7588e-07 | 17672.0852 | 299.42 | 10692.7362 | 6679.929 | 0 | 0 | 0 | 0 | 2.3485e-05 | 0.0031042 | 0 | 0.0031042 | 0.0032778 | 0 | 0.0032778 | 0.0032636 | 0 | 0.0032636 | 0.0031082 | 0 | 0.0031082
[79 empty] | WLDFR | HFTD - Distribution - Tier 3 - 3QU CoRE ¦ 4QU LoRE | Red Flag Warning - Catastrophic Fires | 2046 | 1.7566e-07 | 1.8548e-07 | 1.8468e-07 | 1.7588e-07 | 17672.0852 | 299.42 | 10692.7362 | 6679.929 | 0 | 0 | 0 | 0 | 2.3485e-05 | 0.0031042 | 0 | 0.0031042 | 0.0032778 | 0 | 0.0032778 | 0.0032636 | 0 | 0.0032636 | 0.0031082 | 0 | 0.0031082
[79 empty] | WLDFR | HFTD - Distribution - Tier 3 - 3QU CoRE ¦ 4QU LoRE | Red Flag Warning - Catastrophic Fires | 2047 | 1.7566e-07 | 1.8548e-07 | 1.8468e-07 | 1.7588e-07 | 17672.0852 | 299.42 | 10692.7362 | 6679.929 | 0 | 0 | 0 | 0 | 2.3485e-05 | 0.0031042 | 0 | 0.0031042 | 0.0032778 | 0 | 0.0032778 | 0.0032636 | 0 | 0.0032636 | 0.0031082 | 0 | 0.0031082
[79 empty] | WLDFR | HFTD - Distribution - Tier 3 - 3QU CoRE ¦ 4QU LoRE | Red Flag Warning - Catastrophic Fires | 2048 | 1.7566e-07 | 1.8548e-07 | 1.8468e-07 | 1.7588e-07 | 18552.3348 | 319.4911 | 11216.5626 | 7016.281 | 0 | 0 | 0 | 0 | 2.3485e-05 | 0.0032589 | 0 | 0.0032589 | 0.0034411 | 0 | 0.0034411 | 0.0034262 | 0 | 0.0034262 | 0.003263 | 0 | 0.003263
[79 empty] | WLDFR | HFTD - Distribution - Tier 3 - 3QU CoRE ¦ 4QU LoRE | Red Flag Warning - Catastrophic Fires | 2049 | 1.7566e-07 | 1.8548e-07 | 1.8468e-07 | 1.7588e-07 | 18552.3348 | 319.4911 | 11216.5626 | 7016.281 | 0 | 0 | 0 | 0 | 2.3485e-05 | 0.0032589 | 0 | 0.0032589 | 0.0034411 | 0 | 0.0034411 | 0.0034262 | 0 | 0.0034262 | 0.003263 | 0 | 0.003263
[79 empty] | WLDFR | HFTD - Distribution - Tier 3 - 3QU CoRE ¦ 4QU LoRE | Red Flag Warning - Catastrophic Fires | 2050 | 0 | 1.8548e-07 | 1.8468e-07 | 1.7588e-07 | 18552.3348 | 319.4911 | 11216.5626 | 7016.281 | 0 | 0 | 0 | 0 | 2.3485e-05 | 0 | 0 | 0 | 0.0034411 | 0 | 0.0034411 | 0.0034262 | 0 | 0.0034262 | 0.003263 | 0 | 0.003263
[79 empty] | WLDFR | HFTD - Distribution - Tier 3 - 3QU CoRE ¦ 4QU LoRE | Red Flag Warning - Catastrophic Fires | 2051 | 0 | 0 | 1.8468e-07 | 1.7588e-07 | 18552.3348 | 319.4911 | 11216.5626 | 7016.281 | 0 | 0 | 0 | 0 | 2.3485e-05 | 0 | 0 | 0 | 0 | 0 | 0 | 0.0034262 | 0 | 0.0034262 | 0.003263 | 0 | 0.003263
[79 empty] | WLDFR | HFTD - Distribution - Tier 3 - 3QU CoRE ¦ 4QU LoRE | Red Flag Warning - Catastrophic Fires | 2052 | 0 | 0 | 0 | 1.7588e-07 | 18552.3348 | 319.4911 | 11216.5626 | 7016.281 | 0 | 0 | 0 | 0 | 2.3485e-05 | 0 | 0 | 0 | 0 | 0 | 0 | 0 | 0 | 0 | 0.003263 | 0 | 0.003263
[79 empty] | WLDFR | HFTD - Distribution - Tier 3 - 3QU CoRE ¦ 4QU LoRE | Red Flag Warning - Destructive Fires | 2020 | 3.8496e-08 | 0 | 0 | 0 | 8807.9522 | 222.2294 | 8585.7228 | 0 | 0 | 0 | 0 | 0 | 3.5888e-06 | 0.00033907 | 0 | 0.00033907 | 0 | 0 | 0 | 0 | 0 | 0 | 0 | 0 | 0
[79 empty] | WLDFR | HFTD - Distribution - Tier 3 - 3QU CoRE ¦ 4QU LoRE | Red Flag Warning - Destructive Fires | 2021 | 2.545e-08 | 4.0648e-08 | 0 | 0 | 8807.9522 | 222.2294 | 8585.7228 | 0 | 0 | 0 | 0 | 0 | 3.5888e-06 | 0.00022416 | 0 | 0.00022416 | 0.00035803 | 0 | 0.00035803 | 0 | 0 | 0 | 0 | 0 | 0
[79 empty] | WLDFR | HFTD - Distribution - Tier 3 - 3QU CoRE ¦ 4QU LoRE | Red Flag Warning - Destructive Fires | 2022 | 2.2592e-08 | 2.3855e-08 | 3.6387e-08 | 0 | 8807.9522 | 222.2294 | 8585.7228 | 0 | 0 | 0 | 0 | 0 | 3.4924e-06 | 0.00019899 | 0 | 0.00019899 | 0.00021012 | 0 | 0.00021012 | 0.0003205 | 0 | 0.0003205 | 0 | 0 | 0
[79 empty] | WLDFR | HFTD - Distribution - Tier 3 - 3QU CoRE ¦ 4QU LoRE | Red Flag Warning - Destructive Fires | 2023 | 2.2592e-08 | 2.3855e-08 | 2.3752e-08 | 3.4654e-08 | 9129.7461 | 233.2301 | 8896.516 | 0 | 0 | 0 | 0 | 0 | 3.4924e-06 | 0.00020626 | 0 | 0.00020626 | 0.00021779 | 0 | 0.00021779 | 0.00021685 | 0 | 0.00021685 | 0.00031639 | 0 | 0.00031639
[79 empty] | WLDFR | HFTD - Distribution - Tier 3 - 3QU CoRE ¦ 4QU LoRE | Red Flag Warning - Destructive Fires | 2024 | 2.2592e-08 | 2.3855e-08 | 2.3752e-08 | 2.2621e-08 | 9129.7461 | 233.2301 | 8896.516 | 0 | 0 | 0 | 0 | 0 | 3.4924e-06 | 0.00020626 | 0 | 0.00020626 | 0.00021779 | 0 | 0.00021779 | 0.00021685 | 0 | 0.00021685 | 0.00020653 | 0 | 0.00020653
[79 empty] | WLDFR | HFTD - Distribution - Tier 3 - 3QU CoRE ¦ 4QU LoRE | Red Flag Warning - Destructive Fires | 2025 | 2.2592e-08 | 2.3855e-08 | 2.3752e-08 | 2.2621e-08 | 9129.7461 | 233.2301 | 8896.516 | 0 | 0 | 0 | 0 | 0 | 3.4924e-06 | 0.00020626 | 0 | 0.00020626 | 0.00021779 | 0 | 0.00021779 | 0.00021685 | 0 | 0.00021685 | 0.00020653 | 0 | 0.00020653
[79 empty] | WLDFR | HFTD - Distribution - Tier 3 - 3QU CoRE ¦ 4QU LoRE | Red Flag Warning - Destructive Fires | 2026 | 2.2592e-08 | 2.3855e-08 | 2.3752e-08 | 2.2621e-08 | 9129.7461 | 233.2301 | 8896.516 | 0 | 0 | 0 | 0 | 0 | 3.4924e-06 | 0.00020626 | 0 | 0.00020626 | 0.00021779 | 0 | 0.00021779 | 0.00021685 | 0 | 0.00021685 | 0.00020653 | 0 | 0.00020653
[79 empty] | WLDFR | HFTD - Distribution - Tier 3 - 3QU CoRE ¦ 4QU LoRE | Red Flag Warning - Destructive Fires | 2027 | 2.2592e-08 | 2.3855e-08 | 2.3752e-08 | 2.2621e-08 | 9129.7461 | 233.2301 | 8896.516 | 0 | 0 | 0 | 0 | 0 | 3.4924e-06 | 0.00020626 | 0 | 0.00020626 | 0.00021779 | 0 | 0.00021779 | 0.00021685 | 0 | 0.00021685 | 0.00020653 | 0 | 0.00020653
[79 empty] | WLDFR | HFTD - Distribution - Tier 3 - 3QU CoRE ¦ 4QU LoRE | Red Flag Warning - Destructive Fires | 2028 | 2.2592e-08 | 2.3855e-08 | 2.3752e-08 | 2.2621e-08 | 9534.9221 | 247.273 | 9287.6491 | 0 | 0 | 0 | 0 | 0 | 3.4924e-06 | 0.00021542 | 0 | 0.00021542 | 0.00022746 | 0 | 0.00022746 | 0.00022648 | 0 | 0.00022648 | 0.00021569 | 0 | 0.00021569
[79 empty] | WLDFR | HFTD - Distribution - Tier 3 - 3QU CoRE ¦ 4QU LoRE | Red Flag Warning - Destructive Fires | 2029 | 2.2592e-08 | 2.3855e-08 | 2.3752e-08 | 2.2621e-08 | 9534.9221 | 247.273 | 9287.6491 | 0 | 0 | 0 | 0 | 0 | 3.4924e-06 | 0.00021542 | 0 | 0.00021542 | 0.00022746 | 0 | 0.00022746 | 0.00022648 | 0 | 0.00022648 | 0.00021569 | 0 | 0.00021569
[79 empty] | WLDFR | HFTD - Distribution - Tier 3 - 3QU CoRE ¦ 4QU LoRE | Red Flag Warning - Destructive Fires | 2030 | 2.2592e-08 | 2.3855e-08 | 2.3752e-08 | 2.2621e-08 | 9534.9221 | 247.273 | 9287.6491 | 0 | 0 | 0 | 0 | 0 | 3.4924e-06 | 0.00021542 | 0 | 0.00021542 | 0.00022746 | 0 | 0.00022746 | 0.00022648 | 0 | 0.00022648 | 0.00021569 | 0 | 0.00021569
[79 empty] | WLDFR | HFTD - Distribution - Tier 3 - 3QU CoRE ¦ 4QU LoRE | Red Flag Warning - Destructive Fires | 2031 | 2.2592e-08 | 2.3855e-08 | 2.3752e-08 | 2.2621e-08 | 9534.9221 | 247.273 | 9287.6491 | 0 | 0 | 0 | 0 | 0 | 3.4924e-06 | 0.00021542 | 0 | 0.00021542 | 0.00022746 | 0 | 0.00022746 | 0.00022648 | 0 | 0.00022648 | 0.00021569 | 0 | 0.00021569
[79 empty] | WLDFR | HFTD - Distribution - Tier 3 - 3QU CoRE ¦ 4QU LoRE | Red Flag Warning - Destructive Fires | 2032 | 2.2592e-08 | 2.3855e-08 | 2.3752e-08 | 2.2621e-08 | 9534.9221 | 247.273 | 9287.6491 | 0 | 0 | 0 | 0 | 0 | 3.4924e-06 | 0.00021542 | 0 | 0.00021542 | 0.00022746 | 0 | 0.00022746 | 0.00022648 | 0 | 0.00022648 | 0.00021569 | 0 | 0.00021569
[79 empty] | WLDFR | HFTD - Distribution - Tier 3 - 3QU CoRE ¦ 4QU LoRE | Red Flag Warning - Destructive Fires | 2033 | 2.2592e-08 | 2.3855e-08 | 2.3752e-08 | 2.2621e-08 | 9984.8474 | 263.1074 | 9721.74 | 0 | 0 | 0 | 0 | 0 | 3.4924e-06 | 0.00022558 | 0 | 0.00022558 | 0.00023819 | 0 | 0.00023819 | 0.00023716 | 0 | 0.00023716 | 0.00022587 | 0 | 0.00022587
[79 empty] | WLDFR | HFTD - Distribution - Tier 3 - 3QU CoRE ¦ 4QU LoRE | Red Flag Warning - Destructive Fires | 2034 | 2.2592e-08 | 2.3855e-08 | 2.3752e-08 | 2.2621e-08 | 9984.8474 | 263.1074 | 9721.74 | 0 | 0 | 0 | 0 | 0 | 3.4924e-06 | 0.00022558 | 0 | 0.00022558 | 0.00023819 | 0 | 0.00023819 | 0.00023716 | 0 | 0.00023716 | 0.00022587 | 0 | 0.00022587
[79 empty] | WLDFR | HFTD - Distribution - Tier 3 - 3QU CoRE ¦ 4QU LoRE | Red Flag Warning - Destructive Fires | 2035 | 2.2592e-08 | 2.3855e-08 | 2.3752e-08 | 2.2621e-08 | 9984.8474 | 263.1074 | 9721.74 | 0 | 0 | 0 | 0 | 0 | 3.4924e-06 | 0.00022558 | 0 | 0.00022558 | 0.00023819 | 0 | 0.00023819 | 0.00023716 | 0 | 0.00023716 | 0.00022587 | 0 | 0.00022587
[79 empty] | WLDFR | HFTD - Distribution - Tier 3 - 3QU CoRE ¦ 4QU LoRE | Red Flag Warning - Destructive Fires | 2036 | 2.2592e-08 | 2.3855e-08 | 2.3752e-08 | 2.2621e-08 | 9984.8474 | 263.1074 | 9721.74 | 0 | 0 | 0 | 0 | 0 | 3.4924e-06 | 0.00022558 | 0 | 0.00022558 | 0.00023819 | 0 | 0.00023819 | 0.00023716 | 0 | 0.00023716 | 0.00022587 | 0 | 0.00022587
[79 empty] | WLDFR | HFTD - Distribution - Tier 3 - 3QU CoRE ¦ 4QU LoRE | Red Flag Warning - Destructive Fires | 2037 | 2.2592e-08 | 2.3855e-08 | 2.3752e-08 | 2.2621e-08 | 9984.8474 | 263.1074 | 9721.74 | 0 | 0 | 0 | 0 | 0 | 3.4924e-06 | 0.00022558 | 0 | 0.00022558 | 0.00023819 | 0 | 0.00023819 | 0.00023716 | 0 | 0.00023716 | 0.00022587 | 0 | 0.00022587
[79 empty] | WLDFR | HFTD - Distribution - Tier 3 - 3QU CoRE ¦ 4QU LoRE | Red Flag Warning - Destructive Fires | 2038 | 2.2592e-08 | 2.3855e-08 | 2.3752e-08 | 2.2621e-08 | 10472.8261 | 280.5544 | 10192.2718 | 0 | 0 | 0 | 0 | 0 | 3.4924e-06 | 0.00023661 | 0 | 0.00023661 | 0.00024983 | 0 | 0.00024983 | 0.00024876 | 0 | 0.00024876 | 0.00023691 | 0 | 0.00023691
[79 empty] | WLDFR | HFTD - Distribution - Tier 3 - 3QU CoRE ¦ 4QU LoRE | Red Flag Warning - Destructive Fires | 2039 | 2.2592e-08 | 2.3855e-08 | 2.3752e-08 | 2.2621e-08 | 10472.8261 | 280.5544 | 10192.2718 | 0 | 0 | 0 | 0 | 0 | 3.4924e-06 | 0.00023661 | 0 | 0.00023661 | 0.00024983 | 0 | 0.00024983 | 0.00024876 | 0 | 0.00024876 | 0.00023691 | 0 | 0.00023691
[79 empty] | WLDFR | HFTD - Distribution - Tier 3 - 3QU CoRE ¦ 4QU LoRE | Red Flag Warning - Destructive Fires | 2040 | 2.2592e-08 | 2.3855e-08 | 2.3752e-08 | 2.2621e-08 | 10472.8261 | 280.5544 | 10192.2718 | 0 | 0 | 0 | 0 | 0 | 3.4924e-06 | 0.00023661 | 0 | 0.00023661 | 0.00024983 | 0 | 0.00024983 | 0.00024876 | 0 | 0.00024876 | 0.00023691 | 0 | 0.00023691
[79 empty] | WLDFR | HFTD - Distribution - Tier 3 - 3QU CoRE ¦ 4QU LoRE | Red Flag Warning - Destructive Fires | 2041 | 2.2592e-08 | 2.3855e-08 | 2.3752e-08 | 2.2621e-08 | 10472.8261 | 280.5544 | 10192.2718 | 0 | 0 | 0 | 0 | 0 | 3.4924e-06 | 0.00023661 | 0 | 0.00023661 | 0.00024983 | 0 | 0.00024983 | 0.00024876 | 0 | 0.00024876 | 0.00023691 | 0 | 0.00023691
[79 empty] | WLDFR | HFTD - Distribution - Tier 3 - 3QU CoRE ¦ 4QU LoRE | Red Flag Warning - Destructive Fires | 2042 | 2.2592e-08 | 2.3855e-08 | 2.3752e-08 | 2.2621e-08 | 10472.8261 | 280.5544 | 10192.2718 | 0 | 0 | 0 | 0 | 0 | 3.4924e-06 | 0.00023661 | 0 | 0.00023661 | 0.00024983 | 0 | 0.00024983 | 0.00024876 | 0 | 0.00024876 | 0.00023691 | 0 | 0.00023691
[79 empty] | WLDFR | HFTD - Distribution - Tier 3 - 3QU CoRE ¦ 4QU LoRE | Red Flag Warning - Destructive Fires | 2043 | 2.2592e-08 | 2.3855e-08 | 2.3752e-08 | 2.2621e-08 | 10992.1562 | 299.42 | 10692.7362 | 0 | 0 | 0 | 0 | 0 | 3.4924e-06 | 0.00024834 | 0 | 0.00024834 | 0.00026222 | 0 | 0.00026222 | 0.00026109 | 0 | 0.00026109 | 0.00024866 | 0 | 0.00024866
[79 empty] | WLDFR | HFTD - Distribution - Tier 3 - 3QU CoRE ¦ 4QU LoRE | Red Flag Warning - Destructive Fires | 2044 | 2.2592e-08 | 2.3855e-08 | 2.3752e-08 | 2.2621e-08 | 10992.1562 | 299.42 | 10692.7362 | 0 | 0 | 0 | 0 | 0 | 3.4924e-06 | 0.00024834 | 0 | 0.00024834 | 0.00026222 | 0 | 0.00026222 | 0.00026109 | 0 | 0.00026109 | 0.00024866 | 0 | 0.00024866
[79 empty] | WLDFR | HFTD - Distribution - Tier 3 - 3QU CoRE ¦ 4QU LoRE | Red Flag Warning - Destructive Fires | 2045 | 2.2592e-08 | 2.3855e-08 | 2.3752e-08 | 2.2621e-08 | 10992.1562 | 299.42 | 10692.7362 | 0 | 0 | 0 | 0 | 0 | 3.4924e-06 | 0.00024834 | 0 | 0.00024834 | 0.00026222 | 0 | 0.00026222 | 0.00026109 | 0 | 0.00026109 | 0.00024866 | 0 | 0.00024866
[79 empty] | WLDFR | HFTD - Distribution - Tier 3 - 3QU CoRE ¦ 4QU LoRE | Red Flag Warning - Destructive Fires | 2046 | 2.2592e-08 | 2.3855e-08 | 2.3752e-08 | 2.2621e-08 | 10992.1562 | 299.42 | 10692.7362 | 0 | 0 | 0 | 0 | 0 | 3.4924e-06 | 0.00024834 | 0 | 0.00024834 | 0.00026222 | 0 | 0.00026222 | 0.00026109 | 0 | 0.00026109 | 0.00024866 | 0 | 0.00024866
[79 empty] | WLDFR | HFTD - Distribution - Tier 3 - 3QU CoRE ¦ 4QU LoRE | Red Flag Warning - Destructive Fires | 2047 | 2.2592e-08 | 2.3855e-08 | 2.3752e-08 | 2.2621e-08 | 10992.1562 | 299.42 | 10692.7362 | 0 | 0 | 0 | 0 | 0 | 3.4924e-06 | 0.00024834 | 0 | 0.00024834 | 0.00026222 | 0 | 0.00026222 | 0.00026109 | 0 | 0.00026109 | 0.00024866 | 0 | 0.00024866
[79 empty] | WLDFR | HFTD - Distribution - Tier 3 - 3QU CoRE ¦ 4QU LoRE | Red Flag Warning - Destructive Fires | 2048 | 2.2592e-08 | 2.3855e-08 | 2.3752e-08 | 2.2621e-08 | 11536.0538 | 319.4911 | 11216.5626 | 0 | 0 | 0 | 0 | 0 | 3.4924e-06 | 0.00026063 | 0 | 0.00026063 | 0.0002752 | 0 | 0.0002752 | 0.00027401 | 0 | 0.00027401 | 0.00026096 | 0 | 0.00026096
[79 empty] | WLDFR | HFTD - Distribution - Tier 3 - 3QU CoRE ¦ 4QU LoRE | Red Flag Warning - Destructive Fires | 2049 | 2.2592e-08 | 2.3855e-08 | 2.3752e-08 | 2.2621e-08 | 11536.0538 | 319.4911 | 11216.5626 | 0 | 0 | 0 | 0 | 0 | 3.4924e-06 | 0.00026063 | 0 | 0.00026063 | 0.0002752 | 0 | 0.0002752 | 0.00027401 | 0 | 0.00027401 | 0.00026096 | 0 | 0.00026096
[79 empty] | WLDFR | HFTD - Distribution - Tier 3 - 3QU CoRE ¦ 4QU LoRE | Red Flag Warning - Destructive Fires | 2050 | 0 | 2.3855e-08 | 2.3752e-08 | 2.2621e-08 | 11536.0538 | 319.4911 | 11216.5626 | 0 | 0 | 0 | 0 | 0 | 3.4924e-06 | 0 | 0 | 0 | 0.0002752 | 0 | 0.0002752 | 0.00027401 | 0 | 0.00027401 | 0.00026096 | 0 | 0.00026096
[79 empty] | WLDFR | HFTD - Distribution - Tier 3 - 3QU CoRE ¦ 4QU LoRE | Red Flag Warning - Destructive Fires | 2051 | 0 | 0 | 2.3752e-08 | 2.2621e-08 | 11536.0538 | 319.4911 | 11216.5626 | 0 | 0 | 0 | 0 | 0 | 3.4924e-06 | 0 | 0 | 0 | 0 | 0 | 0 | 0.00027401 | 0 | 0.00027401 | 0.00026096 | 0 | 0.00026096
[79 empty] | WLDFR | HFTD - Distribution - Tier 3 - 3QU CoRE ¦ 4QU LoRE | Red Flag Warning - Destructive Fires | 2052 | 0 | 0 | 0 | 2.2621e-08 | 11536.0538 | 319.4911 | 11216.5626 | 0 | 0 | 0 | 0 | 0 | 3.4924e-06 | 0 | 0 | 0 | 0 | 0 | 0 | 0 | 0 | 0 | 0.00026096 | 0 | 0.00026096
[79 empty] | WLDFR | HFTD - Distribution - Tier 3 - 3QU CoRE ¦ 4QU LoRE | Red Flag Warning - Large Fires | 2020 | 2.4071e-07 | 0 | 0 | 0 | 5.2406 | 0.69642 | 2.942 | 1.6022 | 0 | 0 | 0 | 0 | 2.486e-05 | 1.2614e-06 | 0 | 1.2614e-06 | 0 | 0 | 0 | 0 | 0 | 0 | 0 | 0 | 0
[79 empty] | WLDFR | HFTD - Distribution - Tier 3 - 3QU CoRE ¦ 4QU LoRE | Red Flag Warning - Large Fires | 2021 | 1.5397e-07 | 2.5417e-07 | 0 | 0 | 5.2406 | 0.69642 | 2.942 | 1.6022 | 0 | 0 | 0 | 0 | 2.486e-05 | 8.069e-07 | 0 | 8.069e-07 | 1.332e-06 | 0 | 1.332e-06 | 0 | 0 | 0 | 0 | 0 | 0
[79 empty] | WLDFR | HFTD - Distribution - Tier 3 - 3QU CoRE ¦ 4QU LoRE | Red Flag Warning - Large Fires | 2022 | 1.367e-07 | 1.4434e-07 | 2.2765e-07 | 0 | 5.2406 | 0.69642 | 2.942 | 1.6022 | 0 | 0 | 0 | 0 | 2.412e-05 | 7.1638e-07 | 0 | 7.1638e-07 | 7.5643e-07 | 0 | 7.5643e-07 | 1.193e-06 | 0 | 1.193e-06 | 0 | 0 | 0
[79 empty] | WLDFR | HFTD - Distribution - Tier 3 - 3QU CoRE ¦ 4QU LoRE | Red Flag Warning - Large Fires | 2023 | 1.367e-07 | 1.4434e-07 | 1.4372e-07 | 2.1681e-07 | 5.475 | 0.71896 | 3.0715 | 1.6846 | 0 | 0 | 0 | 0 | 2.412e-05 | 7.4843e-07 | 0 | 7.4843e-07 | 7.9027e-07 | 0 | 7.9027e-07 | 7.8686e-07 | 0 | 7.8686e-07 | 1.187e-06 | 0 | 1.187e-06
[79 empty] | WLDFR | HFTD - Distribution - Tier 3 - 3QU CoRE ¦ 4QU LoRE | Red Flag Warning - Large Fires | 2024 | 1.367e-07 | 1.4434e-07 | 1.4372e-07 | 1.3687e-07 | 5.475 | 0.71896 | 3.0715 | 1.6846 | 0 | 0 | 0 | 0 | 2.412e-05 | 7.4843e-07 | 0 | 7.4843e-07 | 7.9027e-07 | 0 | 7.9027e-07 | 7.8686e-07 | 0 | 7.8686e-07 | 7.4939e-07 | 0 | 7.4939e-07
[79 empty] | WLDFR | HFTD - Distribution - Tier 3 - 3QU CoRE ¦ 4QU LoRE | Red Flag Warning - Large Fires | 2025 | 1.367e-07 | 1.4434e-07 | 1.4372e-07 | 1.3687e-07 | 5.475 | 0.71896 | 3.0715 | 1.6846 | 0 | 0 | 0 | 0 | 2.412e-05 | 7.4843e-07 | 0 | 7.4843e-07 | 7.9027e-07 | 0 | 7.9027e-07 | 7.8686e-07 | 0 | 7.8686e-07 | 7.4939e-07 | 0 | 7.4939e-07
[79 empty] | WLDFR | HFTD - Distribution - Tier 3 - 3QU CoRE ¦ 4QU LoRE | Red Flag Warning - Large Fires | 2026 | 1.367e-07 | 1.4434e-07 | 1.4372e-07 | 1.3687e-07 | 5.475 | 0.71896 | 3.0715 | 1.6846 | 0 | 0 | 0 | 0 | 2.412e-05 | 7.4843e-07 | 0 | 7.4843e-07 | 7.9027e-07 | 0 | 7.9027e-07 | 7.8686e-07 | 0 | 7.8686e-07 | 7.4939e-07 | 0 | 7.4939e-07
[79 empty] | WLDFR | HFTD - Distribution - Tier 3 - 3QU CoRE ¦ 4QU LoRE | Red Flag Warning - Large Fires | 2027 | 1.367e-07 | 1.4434e-07 | 1.4372e-07 | 1.3687e-07 | 5.475 | 0.71896 | 3.0715 | 1.6846 | 0 | 0 | 0 | 0 | 2.412e-05 | 7.4843e-07 | 0 | 7.4843e-07 | 7.9027e-07 | 0 | 7.9027e-07 | 7.8686e-07 | 0 | 7.8686e-07 | 7.4939e-07 | 0 | 7.4939e-07
[79 empty] | WLDFR | HFTD - Distribution - Tier 3 - 3QU CoRE ¦ 4QU LoRE | Red Flag Warning - Large Fires | 2028 | 1.367e-07 | 1.4434e-07 | 1.4372e-07 | 1.3687e-07 | 5.777 | 0.74734 | 3.238 | 1.7917 | 0 | 0 | 0 | 0 | 2.412e-05 | 7.8971e-07 | 0 | 7.8971e-07 | 8.3386e-07 | 0 | 8.3386e-07 | 8.3026e-07 | 0 | 8.3026e-07 | 7.9072e-07 | 0 | 7.9072e-07
[79 empty] | WLDFR | HFTD - Distribution - Tier 3 - 3QU CoRE ¦ 4QU LoRE | Red Flag Warning - Large Fires | 2029 | 1.367e-07 | 1.4434e-07 | 1.4372e-07 | 1.3687e-07 | 5.777 | 0.74734 | 3.238 | 1.7917 | 0 | 0 | 0 | 0 | 2.412e-05 | 7.8971e-07 | 0 | 7.8971e-07 | 8.3386e-07 | 0 | 8.3386e-07 | 8.3026e-07 | 0 | 8.3026e-07 | 7.9072e-07 | 0 | 7.9072e-07
[79 empty] | WLDFR | HFTD - Distribution - Tier 3 - 3QU CoRE ¦ 4QU LoRE | Red Flag Warning - Large Fires | 2030 | 1.367e-07 | 1.4434e-07 | 1.4372e-07 | 1.3687e-07 | 5.777 | 0.74734 | 3.238 | 1.7917 | 0 | 0 | 0 | 0 | 2.412e-05 | 7.8971e-07 | 0 | 7.8971e-07 | 8.3386e-07 | 0 | 8.3386e-07 | 8.3026e-07 | 0 | 8.3026e-07 | 7.9072e-07 | 0 | 7.9072e-07
[79 empty] | WLDFR | HFTD - Distribution - Tier 3 - 3QU CoRE ¦ 4QU LoRE | Red Flag Warning - Large Fires | 2031 | 1.367e-07 | 1.4434e-07 | 1.4372e-07 | 1.3687e-07 | 5.777 | 0.74734 | 3.238 | 1.7917 | 0 | 0 | 0 | 0 | 2.412e-05 | 7.8971e-07 | 0 | 7.8971e-07 | 8.3386e-07 | 0 | 8.3386e-07 | 8.3026e-07 | 0 | 8.3026e-07 | 7.9072e-07 | 0 | 7.9072e-07
[79 empty] | WLDFR | HFTD - Distribution - Tier 3 - 3QU CoRE ¦ 4QU LoRE | Red Flag Warning - Large Fires | 2032 | 1.367e-07 | 1.4434e-07 | 1.4372e-07 | 1.3687e-07 | 5.777 | 0.74734 | 3.238 | 1.7917 | 0 | 0 | 0 | 0 | 2.412e-05 | 7.8971e-07 | 0 | 7.8971e-07 | 8.3386e-07 | 0 | 8.3386e-07 | 8.3026e-07 | 0 | 8.3026e-07 | 7.9072e-07 | 0 | 7.9072e-07
[79 empty] | WLDFR | HFTD - Distribution - Tier 3 - 3QU CoRE ¦ 4QU LoRE | Red Flag Warning - Large Fires | 2033 | 1.367e-07 | 1.4434e-07 | 1.4372e-07 | 1.3687e-07 | 6.1205 | 0.77885 | 3.4265 | 1.9151 | 0 | 0 | 0 | 0 | 2.412e-05 | 8.3666e-07 | 0 | 8.3666e-07 | 8.8344e-07 | 0 | 8.8344e-07 | 8.7963e-07 | 0 | 8.7963e-07 | 8.3774e-07 | 0 | 8.3774e-07
[79 empty] | WLDFR | HFTD - Distribution - Tier 3 - 3QU CoRE ¦ 4QU LoRE | Red Flag Warning - Large Fires | 2034 | 1.367e-07 | 1.4434e-07 | 1.4372e-07 | 1.3687e-07 | 6.1205 | 0.77885 | 3.4265 | 1.9151 | 0 | 0 | 0 | 0 | 2.412e-05 | 8.3666e-07 | 0 | 8.3666e-07 | 8.8344e-07 | 0 | 8.8344e-07 | 8.7963e-07 | 0 | 8.7963e-07 | 8.3774e-07 | 0 | 8.3774e-07
[79 empty] | WLDFR | HFTD - Distribution - Tier 3 - 3QU CoRE ¦ 4QU LoRE | Red Flag Warning - Large Fires | 2035 | 1.367e-07 | 1.4434e-07 | 1.4372e-07 | 1.3687e-07 | 6.1205 | 0.77885 | 3.4265 | 1.9151 | 0 | 0 | 0 | 0 | 2.412e-05 | 8.3666e-07 | 0 | 8.3666e-07 | 8.8344e-07 | 0 | 8.8344e-07 | 8.7963e-07 | 0 | 8.7963e-07 | 8.3774e-07 | 0 | 8.3774e-07
[79 empty] | WLDFR | HFTD - Distribution - Tier 3 - 3QU CoRE ¦ 4QU LoRE | Red Flag Warning - Large Fires | 2036 | 1.367e-07 | 1.4434e-07 | 1.4372e-07 | 1.3687e-07 | 6.1205 | 0.77885 | 3.4265 | 1.9151 | 0 | 0 | 0 | 0 | 2.412e-05 | 8.3666e-07 | 0 | 8.3666e-07 | 8.8344e-07 | 0 | 8.8344e-07 | 8.7963e-07 | 0 | 8.7963e-07 | 8.3774e-07 | 0 | 8.3774e-07
[79 empty] | WLDFR | HFTD - Distribution - Tier 3 - 3QU CoRE ¦ 4QU LoRE | Red Flag Warning - Large Fires | 2037 | 1.367e-07 | 1.4434e-07 | 1.4372e-07 | 1.3687e-07 | 6.1205 | 0.77885 | 3.4265 | 1.9151 | 0 | 0 | 0 | 0 | 2.412e-05 | 8.3666e-07 | 0 | 8.3666e-07 | 8.8344e-07 | 0 | 8.8344e-07 | 8.7963e-07 | 0 | 8.7963e-07 | 8.3774e-07 | 0 | 8.3774e-07
[79 empty] | WLDFR | HFTD - Distribution - Tier 3 - 3QU CoRE ¦ 4QU LoRE | Red Flag Warning - Large Fires | 2038 | 1.367e-07 | 1.4434e-07 | 1.4372e-07 | 1.3687e-07 | 6.5028 | 0.81304 | 3.6355 | 2.0543 | 0 | 0 | 0 | 0 | 2.412e-05 | 8.8893e-07 | 0 | 8.8893e-07 | 9.3863e-07 | 0 | 9.3863e-07 | 9.3457e-07 | 0 | 9.3457e-07 | 8.9007e-07 | 0 | 8.9007e-07
[79 empty] | WLDFR | HFTD - Distribution - Tier 3 - 3QU CoRE ¦ 4QU LoRE | Red Flag Warning - Large Fires | 2039 | 1.367e-07 | 1.4434e-07 | 1.4372e-07 | 1.3687e-07 | 6.5028 | 0.81304 | 3.6355 | 2.0543 | 0 | 0 | 0 | 0 | 2.412e-05 | 8.8893e-07 | 0 | 8.8893e-07 | 9.3863e-07 | 0 | 9.3863e-07 | 9.3457e-07 | 0 | 9.3457e-07 | 8.9007e-07 | 0 | 8.9007e-07
[79 empty] | WLDFR | HFTD - Distribution - Tier 3 - 3QU CoRE ¦ 4QU LoRE | Red Flag Warning - Large Fires | 2040 | 1.367e-07 | 1.4434e-07 | 1.4372e-07 | 1.3687e-07 | 6.5028 | 0.81304 | 3.6355 | 2.0543 | 0 | 0 | 0 | 0 | 2.412e-05 | 8.8893e-07 | 0 | 8.8893e-07 | 9.3863e-07 | 0 | 9.3863e-07 | 9.3457e-07 | 0 | 9.3457e-07 | 8.9007e-07 | 0 | 8.9007e-07
[79 empty] | WLDFR | HFTD - Distribution - Tier 3 - 3QU CoRE ¦ 4QU LoRE | Red Flag Warning - Large Fires | 2041 | 1.367e-07 | 1.4434e-07 | 1.4372e-07 | 1.3687e-07 | 6.5028 | 0.81304 | 3.6355 | 2.0543 | 0 | 0 | 0 | 0 | 2.412e-05 | 8.8893e-07 | 0 | 8.8893e-07 | 9.3863e-07 | 0 | 9.3863e-07 | 9.3457e-07 | 0 | 9.3457e-07 | 8.9007e-07 | 0 | 8.9007e-07
[79 empty] | WLDFR | HFTD - Distribution - Tier 3 - 3QU CoRE ¦ 4QU LoRE | Red Flag Warning - Large Fires | 2042 | 1.367e-07 | 1.4434e-07 | 1.4372e-07 | 1.3687e-07 | 6.5028 | 0.81304 | 3.6355 | 2.0543 | 0 | 0 | 0 | 0 | 2.412e-05 | 8.8893e-07 | 0 | 8.8893e-07 | 9.3863e-07 | 0 | 9.3863e-07 | 9.3457e-07 | 0 | 9.3457e-07 | 8.9007e-07 | 0 | 8.9007e-07
[79 empty] | WLDFR | HFTD - Distribution - Tier 3 - 3QU CoRE ¦ 4QU LoRE | Red Flag Warning - Large Fires | 2043 | 1.367e-07 | 1.4434e-07 | 1.4372e-07 | 1.3687e-07 | 6.9209 | 0.84944 | 3.8632 | 2.2083 | 0 | 0 | 0 | 0 | 2.412e-05 | 9.4608e-07 | 0 | 9.4608e-07 | 9.9898e-07 | 0 | 9.9898e-07 | 9.9466e-07 | 0 | 9.9466e-07 | 9.473e-07 | 0 | 9.473e-07
[79 empty] | WLDFR | HFTD - Distribution - Tier 3 - 3QU CoRE ¦ 4QU LoRE | Red Flag Warning - Large Fires | 2044 | 1.367e-07 | 1.4434e-07 | 1.4372e-07 | 1.3687e-07 | 6.9209 | 0.84944 | 3.8632 | 2.2083 | 0 | 0 | 0 | 0 | 2.412e-05 | 9.4608e-07 | 0 | 9.4608e-07 | 9.9898e-07 | 0 | 9.9898e-07 | 9.9466e-07 | 0 | 9.9466e-07 | 9.473e-07 | 0 | 9.473e-07
[79 empty] | WLDFR | HFTD - Distribution - Tier 3 - 3QU CoRE ¦ 4QU LoRE | Red Flag Warning - Large Fires | 2045 | 1.367e-07 | 1.4434e-07 | 1.4372e-07 | 1.3687e-07 | 6.9209 | 0.84944 | 3.8632 | 2.2083 | 0 | 0 | 0 | 0 | 2.412e-05 | 9.4608e-07 | 0 | 9.4608e-07 | 9.9898e-07 | 0 | 9.9898e-07 | 9.9466e-07 | 0 | 9.9466e-07 | 9.473e-07 | 0 | 9.473e-07
[79 empty] | WLDFR | HFTD - Distribution - Tier 3 - 3QU CoRE ¦ 4QU LoRE | Red Flag Warning - Large Fires | 2046 | 1.367e-07 | 1.4434e-07 | 1.4372e-07 | 1.3687e-07 | 6.9209 | 0.84944 | 3.8632 | 2.2083 | 0 | 0 | 0 | 0 | 2.412e-05 | 9.4608e-07 | 0 | 9.4608e-07 | 9.9898e-07 | 0 | 9.9898e-07 | 9.9466e-07 | 0 | 9.9466e-07 | 9.473e-07 | 0 | 9.473e-07
[79 empty] | WLDFR | HFTD - Distribution - Tier 3 - 3QU CoRE ¦ 4QU LoRE | Red Flag Warning - Large Fires | 2047 | 1.367e-07 | 1.4434e-07 | 1.4372e-07 | 1.3687e-07 | 6.9209 | 0.84944 | 3.8632 | 2.2083 | 0 | 0 | 0 | 0 | 2.412e-05 | 9.4608e-07 | 0 | 9.4608e-07 | 9.9898e-07 | 0 | 9.9898e-07 | 9.9466e-07 | 0 | 9.9466e-07 | 9.473e-07 | 0 | 9.473e-07
[79 empty] | WLDFR | HFTD - Distribution - Tier 3 - 3QU CoRE ¦ 4QU LoRE | Red Flag Warning - Large Fires | 2048 | 1.367e-07 | 1.4434e-07 | 1.4372e-07 | 1.3687e-07 | 7.3713 | 0.88759 | 4.1075 | 2.3763 | 0 | 0 | 0 | 0 | 2.412e-05 | 1.0077e-06 | 0 | 1.0077e-06 | 1.064e-06 | 0 | 1.064e-06 | 1.0594e-06 | 0 | 1.0594e-06 | 1.0089e-06 | 0 | 1.0089e-06
[79 empty] | WLDFR | HFTD - Distribution - Tier 3 - 3QU CoRE ¦ 4QU LoRE | Red Flag Warning - Large Fires | 2049 | 1.367e-07 | 1.4434e-07 | 1.4372e-07 | 1.3687e-07 | 7.3713 | 0.88759 | 4.1075 | 2.3763 | 0 | 0 | 0 | 0 | 2.412e-05 | 1.0077e-06 | 0 | 1.0077e-06 | 1.064e-06 | 0 | 1.064e-06 | 1.0594e-06 | 0 | 1.0594e-06 | 1.0089e-06 | 0 | 1.0089e-06
[79 empty] | WLDFR | HFTD - Distribution - Tier 3 - 3QU CoRE ¦ 4QU LoRE | Red Flag Warning - Large Fires | 2050 | 0 | 1.4434e-07 | 1.4372e-07 | 1.3687e-07 | 7.3713 | 0.88759 | 4.1075 | 2.3763 | 0 | 0 | 0 | 0 | 2.412e-05 | 0 | 0 | 0 | 1.064e-06 | 0 | 1.064e-06 | 1.0594e-06 | 0 | 1.0594e-06 | 1.0089e-06 | 0 | 1.0089e-06
[79 empty] | WLDFR | HFTD - Distribution - Tier 3 - 3QU CoRE ¦ 4QU LoRE | Red Flag Warning - Large Fires | 2051 | 0 | 0 | 1.4372e-07 | 1.3687e-07 | 7.3713 | 0.88759 | 4.1075 | 2.3763 | 0 | 0 | 0 | 0 | 2.412e-05 | 0 | 0 | 0 | 0 | 0 | 0 | 1.0594e-06 | 0 | 1.0594e-06 | 1.0089e-06 | 0 | 1.0089e-06
[79 empty] | WLDFR | HFTD - Distribution - Tier 3 - 3QU CoRE ¦ 4QU LoRE | Red Flag Warning - Large Fires | 2052 | 0 | 0 | 0 | 1.3687e-07 | 7.3713 | 0.88759 | 4.1075 | 2.3763 | 0 | 0 | 0 | 0 | 2.412e-05 | 0 | 0 | 0 | 0 | 0 | 0 | 0 | 0 | 0 | 1.0089e-06 | 0 | 1.0089e-06
[79 empty] | WLDFR | HFTD - Distribution - Tier 3 - 3QU CoRE ¦ 4QU LoRE | Red Flag Warning - Small Fires | 2020 | 7.1961e-06 | 0 | 0 | 0 | 0.077901 | 0.036425 | 0.0015809 | 0.039895 | 0 | 0 | 0 | 0 | 0.00050322 | 5.6058e-07 | 0 | 5.6058e-07 | 0 | 0 | 0 | 0 | 0 | 0 | 0 | 0 | 0
[79 empty] | WLDFR | HFTD - Distribution - Tier 3 - 3QU CoRE ¦ 4QU LoRE | Red Flag Warning - Small Fires | 2021 | 4.7723e-06 | 7.5984e-06 | 0 | 0 | 0.077901 | 0.036425 | 0.0015809 | 0.039895 | 0 | 0 | 0 | 0 | 0.00050322 | 3.7177e-07 | 0 | 3.7177e-07 | 5.9192e-07 | 0 | 5.9192e-07 | 0 | 0 | 0 | 0 | 0 | 0
[79 empty] | WLDFR | HFTD - Distribution - Tier 3 - 3QU CoRE ¦ 4QU LoRE | Red Flag Warning - Small Fires | 2022 | 4.209e-06 | 4.4443e-06 | 6.7863e-06 | 0 | 0.077901 | 0.036425 | 0.0015809 | 0.039895 | 0 | 0 | 0 | 0 | 0.00048846 | 3.2788e-07 | 0 | 3.2788e-07 | 3.4622e-07 | 0 | 3.4622e-07 | 5.2865e-07 | 0 | 5.2865e-07 | 0 | 0 | 0
[79 empty] | WLDFR | HFTD - Distribution - Tier 3 - 3QU CoRE ¦ 4QU LoRE | Red Flag Warning - Small Fires | 2023 | 4.209e-06 | 4.4443e-06 | 4.4251e-06 | 6.4631e-06 | 0.080408 | 0.03759 | 0.0016314 | 0.041187 | 0 | 0 | 0 | 0 | 0.00048846 | 3.3844e-07 | 0 | 3.3844e-07 | 3.5736e-07 | 0 | 3.5736e-07 | 3.5582e-07 | 0 | 3.5582e-07 | 5.1969e-07 | 0 | 5.1969e-07
[79 empty] | WLDFR | HFTD - Distribution - Tier 3 - 3QU CoRE ¦ 4QU LoRE | Red Flag Warning - Small Fires | 2024 | 4.209e-06 | 4.4443e-06 | 4.4251e-06 | 4.2144e-06 | 0.080408 | 0.03759 | 0.0016314 | 0.041187 | 0 | 0 | 0 | 0 | 0.00048846 | 3.3844e-07 | 0 | 3.3844e-07 | 3.5736e-07 | 0 | 3.5736e-07 | 3.5582e-07 | 0 | 3.5582e-07 | 3.3887e-07 | 0 | 3.3887e-07
[79 empty] | WLDFR | HFTD - Distribution - Tier 3 - 3QU CoRE ¦ 4QU LoRE | Red Flag Warning - Small Fires | 2025 | 4.209e-06 | 4.4443e-06 | 4.4251e-06 | 4.2144e-06 | 0.080408 | 0.03759 | 0.0016314 | 0.041187 | 0 | 0 | 0 | 0 | 0.00048846 | 3.3844e-07 | 0 | 3.3844e-07 | 3.5736e-07 | 0 | 3.5736e-07 | 3.5582e-07 | 0 | 3.5582e-07 | 3.3887e-07 | 0 | 3.3887e-07
[79 empty] | WLDFR | HFTD - Distribution - Tier 3 - 3QU CoRE ¦ 4QU LoRE | Red Flag Warning - Small Fires | 2026 | 4.209e-06 | 4.4443e-06 | 4.4251e-06 | 4.2144e-06 | 0.080408 | 0.03759 | 0.0016314 | 0.041187 | 0 | 0 | 0 | 0 | 0.00048846 | 3.3844e-07 | 0 | 3.3844e-07 | 3.5736e-07 | 0 | 3.5736e-07 | 3.5582e-07 | 0 | 3.5582e-07 | 3.3887e-07 | 0 | 3.3887e-07
[79 empty] | WLDFR | HFTD - Distribution - Tier 3 - 3QU CoRE ¦ 4QU LoRE | Red Flag Warning - Small Fires | 2027 | 4.209e-06 | 4.4443e-06 | 4.4251e-06 | 4.2144e-06 | 0.080408 | 0.03759 | 0.0016314 | 0.041187 | 0 | 0 | 0 | 0 | 0.00048846 | 3.3844e-07 | 0 | 3.3844e-07 | 3.5736e-07 | 0 | 3.5736e-07 | 3.5582e-07 | 0 | 3.5582e-07 | 3.3887e-07 | 0 | 3.3887e-07
[79 empty] | WLDFR | HFTD - Distribution - Tier 3 - 3QU CoRE ¦ 4QU LoRE | Red Flag Warning - Small Fires | 2028 | 4.209e-06 | 4.4443e-06 | 4.4251e-06 | 4.2144e-06 | 0.083606 | 0.039055 | 0.001695 | 0.042856 | 0 | 0 | 0 | 0 | 0.00048846 | 3.519e-07 | 0 | 3.519e-07 | 3.7157e-07 | 0 | 3.7157e-07 | 3.6997e-07 | 0 | 3.6997e-07 | 3.5235e-07 | 0 | 3.5235e-07
[79 empty] | WLDFR | HFTD - Distribution - Tier 3 - 3QU CoRE ¦ 4QU LoRE | Red Flag Warning - Small Fires | 2029 | 4.209e-06 | 4.4443e-06 | 4.4251e-06 | 4.2144e-06 | 0.083606 | 0.039055 | 0.001695 | 0.042856 | 0 | 0 | 0 | 0 | 0.00048846 | 3.519e-07 | 0 | 3.519e-07 | 3.7157e-07 | 0 | 3.7157e-07 | 3.6997e-07 | 0 | 3.6997e-07 | 3.5235e-07 | 0 | 3.5235e-07
[79 empty] | WLDFR | HFTD - Distribution - Tier 3 - 3QU CoRE ¦ 4QU LoRE | Red Flag Warning - Small Fires | 2030 | 4.209e-06 | 4.4443e-06 | 4.4251e-06 | 4.2144e-06 | 0.083606 | 0.039055 | 0.001695 | 0.042856 | 0 | 0 | 0 | 0 | 0.00048846 | 3.519e-07 | 0 | 3.519e-07 | 3.7157e-07 | 0 | 3.7157e-07 | 3.6997e-07 | 0 | 3.6997e-07 | 3.5235e-07 | 0 | 3.5235e-07
[79 empty] | WLDFR | HFTD - Distribution - Tier 3 - 3QU CoRE ¦ 4QU LoRE | Red Flag Warning - Small Fires | 2031 | 4.209e-06 | 4.4443e-06 | 4.4251e-06 | 4.2144e-06 | 0.083606 | 0.039055 | 0.001695 | 0.042856 | 0 | 0 | 0 | 0 | 0.00048846 | 3.519e-07 | 0 | 3.519e-07 | 3.7157e-07 | 0 | 3.7157e-07 | 3.6997e-07 | 0 | 3.6997e-07 | 3.5235e-07 | 0 | 3.5235e-07
[79 empty] | WLDFR | HFTD - Distribution - Tier 3 - 3QU CoRE ¦ 4QU LoRE | Red Flag Warning - Small Fires | 2032 | 4.209e-06 | 4.4443e-06 | 4.4251e-06 | 4.2144e-06 | 0.083606 | 0.039055 | 0.001695 | 0.042856 | 0 | 0 | 0 | 0 | 0.00048846 | 3.519e-07 | 0 | 3.519e-07 | 3.7157e-07 | 0 | 3.7157e-07 | 3.6997e-07 | 0 | 3.6997e-07 | 3.5235e-07 | 0 | 3.5235e-07
[79 empty] | WLDFR | HFTD - Distribution - Tier 3 - 3QU CoRE ¦ 4QU LoRE | Red Flag Warning - Small Fires | 2033 | 4.209e-06 | 4.4443e-06 | 4.4251e-06 | 4.2144e-06 | 0.087211 | 0.040679 | 0.0017655 | 0.044766 | 0 | 0 | 0 | 0 | 0.00048846 | 3.6707e-07 | 0 | 3.6707e-07 | 3.8759e-07 | 0 | 3.8759e-07 | 3.8592e-07 | 0 | 3.8592e-07 | 3.6754e-07 | 0 | 3.6754e-07
[79 empty] | WLDFR | HFTD - Distribution - Tier 3 - 3QU CoRE ¦ 4QU LoRE | Red Flag Warning - Small Fires | 2034 | 4.209e-06 | 4.4443e-06 | 4.4251e-06 | 4.2144e-06 | 0.087211 | 0.040679 | 0.0017655 | 0.044766 | 0 | 0 | 0 | 0 | 0.00048846 | 3.6707e-07 | 0 | 3.6707e-07 | 3.8759e-07 | 0 | 3.8759e-07 | 3.8592e-07 | 0 | 3.8592e-07 | 3.6754e-07 | 0 | 3.6754e-07
[79 empty] | WLDFR | HFTD - Distribution - Tier 3 - 3QU CoRE ¦ 4QU LoRE | Red Flag Warning - Small Fires | 2035 | 4.209e-06 | 4.4443e-06 | 4.4251e-06 | 4.2144e-06 | 0.087211 | 0.040679 | 0.0017655 | 0.044766 | 0 | 0 | 0 | 0 | 0.00048846 | 3.6707e-07 | 0 | 3.6707e-07 | 3.8759e-07 | 0 | 3.8759e-07 | 3.8592e-07 | 0 | 3.8592e-07 | 3.6754e-07 | 0 | 3.6754e-07
[79 empty] | WLDFR | HFTD - Distribution - Tier 3 - 3QU CoRE ¦ 4QU LoRE | Red Flag Warning - Small Fires | 2036 | 4.209e-06 | 4.4443e-06 | 4.4251e-06 | 4.2144e-06 | 0.087211 | 0.040679 | 0.0017655 | 0.044766 | 0 | 0 | 0 | 0 | 0.00048846 | 3.6707e-07 | 0 | 3.6707e-07 | 3.8759e-07 | 0 | 3.8759e-07 | 3.8592e-07 | 0 | 3.8592e-07 | 3.6754e-07 | 0 | 3.6754e-07
[79 empty] | WLDFR | HFTD - Distribution - Tier 3 - 3QU CoRE ¦ 4QU LoRE | Red Flag Warning - Small Fires | 2037 | 4.209e-06 | 4.4443e-06 | 4.4251e-06 | 4.2144e-06 | 0.087211 | 0.040679 | 0.0017655 | 0.044766 | 0 | 0 | 0 | 0 | 0.00048846 | 3.6707e-07 | 0 | 3.6707e-07 | 3.8759e-07 | 0 | 3.8759e-07 | 3.8592e-07 | 0 | 3.8592e-07 | 3.6754e-07 | 0 | 3.6754e-07
[79 empty] | WLDFR | HFTD - Distribution - Tier 3 - 3QU CoRE ¦ 4QU LoRE | Red Flag Warning - Small Fires | 2038 | 4.209e-06 | 4.4443e-06 | 4.4251e-06 | 4.2144e-06 | 0.091184 | 0.042438 | 0.0018418 | 0.046905 | 0 | 0 | 0 | 0 | 0.00048846 | 3.8379e-07 | 0 | 3.8379e-07 | 4.0525e-07 | 0 | 4.0525e-07 | 4.035e-07 | 0 | 4.035e-07 | 3.8429e-07 | 0 | 3.8429e-07
[79 empty] | WLDFR | HFTD - Distribution - Tier 3 - 3QU CoRE ¦ 4QU LoRE | Red Flag Warning - Small Fires | 2039 | 4.209e-06 | 4.4443e-06 | 4.4251e-06 | 4.2144e-06 | 0.091184 | 0.042438 | 0.0018418 | 0.046905 | 0 | 0 | 0 | 0 | 0.00048846 | 3.8379e-07 | 0 | 3.8379e-07 | 4.0525e-07 | 0 | 4.0525e-07 | 4.035e-07 | 0 | 4.035e-07 | 3.8429e-07 | 0 | 3.8429e-07
[79 empty] | WLDFR | HFTD - Distribution - Tier 3 - 3QU CoRE ¦ 4QU LoRE | Red Flag Warning - Small Fires | 2040 | 4.209e-06 | 4.4443e-06 | 4.4251e-06 | 4.2144e-06 | 0.091184 | 0.042438 | 0.0018418 | 0.046905 | 0 | 0 | 0 | 0 | 0.00048846 | 3.8379e-07 | 0 | 3.8379e-07 | 4.0525e-07 | 0 | 4.0525e-07 | 4.035e-07 | 0 | 4.035e-07 | 3.8429e-07 | 0 | 3.8429e-07
[79 empty] | WLDFR | HFTD - Distribution - Tier 3 - 3QU CoRE ¦ 4QU LoRE | Red Flag Warning - Small Fires | 2041 | 4.209e-06 | 4.4443e-06 | 4.4251e-06 | 4.2144e-06 | 0.091184 | 0.042438 | 0.0018418 | 0.046905 | 0 | 0 | 0 | 0 | 0.00048846 | 3.8379e-07 | 0 | 3.8379e-07 | 4.0525e-07 | 0 | 4.0525e-07 | 4.035e-07 | 0 | 4.035e-07 | 3.8429e-07 | 0 | 3.8429e-07
[79 empty] | WLDFR | HFTD - Distribution - Tier 3 - 3QU CoRE ¦ 4QU LoRE | Red Flag Warning - Small Fires | 2042 | 4.209e-06 | 4.4443e-06 | 4.4251e-06 | 4.2144e-06 | 0.091184 | 0.042438 | 0.0018418 | 0.046905 | 0 | 0 | 0 | 0 | 0.00048846 | 3.8379e-07 | 0 | 3.8379e-07 | 4.0525e-07 | 0 | 4.0525e-07 | 4.035e-07 | 0 | 4.035e-07 | 3.8429e-07 | 0 | 3.8429e-07
[79 empty] | WLDFR | HFTD - Distribution - Tier 3 - 3QU CoRE ¦ 4QU LoRE | Red Flag Warning - Small Fires | 2043 | 4.209e-06 | 4.4443e-06 | 4.4251e-06 | 4.2144e-06 | 0.095486 | 0.044306 | 0.0019228 | 0.049257 | 0 | 0 | 0 | 0 | 0.00048846 | 4.019e-07 | 0 | 4.019e-07 | 4.2437e-07 | 0 | 4.2437e-07 | 4.2254e-07 | 0 | 4.2254e-07 | 4.0242e-07 | 0 | 4.0242e-07
[79 empty] | WLDFR | HFTD - Distribution - Tier 3 - 3QU CoRE ¦ 4QU LoRE | Red Flag Warning - Small Fires | 2044 | 4.209e-06 | 4.4443e-06 | 4.4251e-06 | 4.2144e-06 | 0.095486 | 0.044306 | 0.0019228 | 0.049257 | 0 | 0 | 0 | 0 | 0.00048846 | 4.019e-07 | 0 | 4.019e-07 | 4.2437e-07 | 0 | 4.2437e-07 | 4.2254e-07 | 0 | 4.2254e-07 | 4.0242e-07 | 0 | 4.0242e-07
[79 empty] | WLDFR | HFTD - Distribution - Tier 3 - 3QU CoRE ¦ 4QU LoRE | Red Flag Warning - Small Fires | 2045 | 4.209e-06 | 4.4443e-06 | 4.4251e-06 | 4.2144e-06 | 0.095486 | 0.044306 | 0.0019228 | 0.049257 | 0 | 0 | 0 | 0 | 0.00048846 | 4.019e-07 | 0 | 4.019e-07 | 4.2437e-07 | 0 | 4.2437e-07 | 4.2254e-07 | 0 | 4.2254e-07 | 4.0242e-07 | 0 | 4.0242e-07
[79 empty] | WLDFR | HFTD - Distribution - Tier 3 - 3QU CoRE ¦ 4QU LoRE | Red Flag Warning - Small Fires | 2046 | 4.209e-06 | 4.4443e-06 | 4.4251e-06 | 4.2144e-06 | 0.095486 | 0.044306 | 0.0019228 | 0.049257 | 0 | 0 | 0 | 0 | 0.00048846 | 4.019e-07 | 0 | 4.019e-07 | 4.2437e-07 | 0 | 4.2437e-07 | 4.2254e-07 | 0 | 4.2254e-07 | 4.0242e-07 | 0 | 4.0242e-07
[79 empty] | WLDFR | HFTD - Distribution - Tier 3 - 3QU CoRE ¦ 4QU LoRE | Red Flag Warning - Small Fires | 2047 | 4.209e-06 | 4.4443e-06 | 4.4251e-06 | 4.2144e-06 | 0.095486 | 0.044306 | 0.0019228 | 0.049257 | 0 | 0 | 0 | 0 | 0.00048846 | 4.019e-07 | 0 | 4.019e-07 | 4.2437e-07 | 0 | 4.2437e-07 | 4.2254e-07 | 0 | 4.2254e-07 | 4.0242e-07 | 0 | 4.0242e-07
[79 empty] | WLDFR | HFTD - Distribution - Tier 3 - 3QU CoRE ¦ 4QU LoRE | Red Flag Warning - Small Fires | 2048 | 4.209e-06 | 4.4443e-06 | 4.4251e-06 | 4.2144e-06 | 0.10007 | 0.04626 | 0.0020076 | 0.051804 | 0 | 0 | 0 | 0 | 0.00048846 | 4.212e-07 | 0 | 4.212e-07 | 4.4475e-07 | 0 | 4.4475e-07 | 4.4283e-07 | 0 | 4.4283e-07 | 4.2174e-07 | 0 | 4.2174e-07
[79 empty] | WLDFR | HFTD - Distribution - Tier 3 - 3QU CoRE ¦ 4QU LoRE | Red Flag Warning - Small Fires | 2049 | 4.209e-06 | 4.4443e-06 | 4.4251e-06 | 4.2144e-06 | 0.10007 | 0.04626 | 0.0020076 | 0.051804 | 0 | 0 | 0 | 0 | 0.00048846 | 4.212e-07 | 0 | 4.212e-07 | 4.4475e-07 | 0 | 4.4475e-07 | 4.4283e-07 | 0 | 4.4283e-07 | 4.2174e-07 | 0 | 4.2174e-07
[79 empty] | WLDFR | HFTD - Distribution - Tier 3 - 3QU CoRE ¦ 4QU LoRE | Red Flag Warning - Small Fires | 2050 | 0 | 4.4443e-06 | 4.4251e-06 | 4.2144e-06 | 0.10007 | 0.04626 | 0.0020076 | 0.051804 | 0 | 0 | 0 | 0 | 0.00048846 | 0 | 0 | 0 | 4.4475e-07 | 0 | 4.4475e-07 | 4.4283e-07 | 0 | 4.4283e-07 | 4.2174e-07 | 0 | 4.2174e-07
[79 empty] | WLDFR | HFTD - Distribution - Tier 3 - 3QU CoRE ¦ 4QU LoRE | Red Flag Warning - Small Fires | 2051 | 0 | 0 | 4.4251e-06 | 4.2144e-06 | 0.10007 | 0.04626 | 0.0020076 | 0.051804 | 0 | 0 | 0 | 0 | 0.00048846 | 0 | 0 | 0 | 0 | 0 | 0 | 4.4283e-07 | 0 | 4.4283e-07 | 4.2174e-07 | 0 | 4.2174e-07
[79 empty] | WLDFR | HFTD - Distribution - Tier 3 - 3QU CoRE ¦ 4QU LoRE | Red Flag Warning - Small Fires | 2052 | 0 | 0 | 0 | 4.2144e-06 | 0.10007 | 0.04626 | 0.0020076 | 0.051804 | 0 | 0 | 0 | 0 | 0.00048846 | 0 | 0 | 0 | 0 | 0 | 0 | 0 | 0 | 0 | 4.2174e-07 | 0 | 4.2174e-07
[79 empty] | WLDFR | HFTD - Distribution - Tier 3 - 3QU CoRE ¦ 4QU LoRE | Seismic - Non-Red Flag Warning - Catastrophic Fires | 2020 | 5.7928e-13 | 0 | 0 | 0 | 21083.8428 | 409.2237 | 13469.0878 | 7205.5313 | 0 | 0 | 0 | 0 | 9.5714e-11 | 1.2214e-08 | 0 | 1.2214e-08 | 0 | 0 | 0 | 0 | 0 | 0 | 0 | 0 | 0
[79 empty] | WLDFR | HFTD - Distribution - Tier 3 - 3QU CoRE ¦ 4QU LoRE | Seismic - Non-Red Flag Warning - Catastrophic Fires | 2021 | 0 | 6.1167e-13 | 0 | 0 | 21083.8428 | 409.2237 | 13469.0878 | 7205.5313 | 0 | 0 | 0 | 0 | 9.5714e-11 | 0 | 0 | 0 | 1.2896e-08 | 0 | 1.2896e-08 | 0 | 0 | 0 | 0 | 0 | 0
[79 empty] | WLDFR | HFTD - Distribution - Tier 3 - 3QU CoRE ¦ 4QU LoRE | Seismic - Non-Red Flag Warning - Catastrophic Fires | 2022 | 0 | 0 | 5.5366e-13 | 0 | 21083.8428 | 409.2237 | 13469.0878 | 7205.5313 | 0 | 0 | 0 | 0 | 9.09e-11 | 0 | 0 | 0 | 0 | 0 | 0 | 1.1673e-08 | 0 | 1.1673e-08 | 0 | 0 | 0
[79 empty] | WLDFR | HFTD - Distribution - Tier 3 - 3QU CoRE ¦ 4QU LoRE | Seismic - Non-Red Flag Warning - Catastrophic Fires | 2023 | 0 | 0 | 0 | 5.273e-13 | 21835.9781 | 428.6023 | 13939.561 | 7467.8148 | 0 | 0 | 0 | 0 | 9.09e-11 | 0 | 0 | 0 | 0 | 0 | 0 | 0 | 0 | 0 | 1.1514e-08 | 0 | 1.1514e-08
[79 empty] | WLDFR | HFTD - Distribution - Tier 3 - 3QU CoRE ¦ 4QU LoRE | Seismic - Red Flag Warning - Catastrophic Fires | 2020 | 2.4979e-11 | 0 | 0 | 0 | 21083.8428 | 409.2237 | 13469.0878 | 7205.5313 | 0 | 0 | 0 | 0 | 4.1271e-09 | 5.2664e-07 | 0 | 5.2664e-07 | 0 | 0 | 0 | 0 | 0 | 0 | 0 | 0 | 0
[79 empty] | WLDFR | HFTD - Distribution - Tier 3 - 3QU CoRE ¦ 4QU LoRE | Seismic - Red Flag Warning - Catastrophic Fires | 2021 | 0 | 2.6375e-11 | 0 | 0 | 21083.8428 | 409.2237 | 13469.0878 | 7205.5313 | 0 | 0 | 0 | 0 | 4.1271e-09 | 0 | 0 | 0 | 5.5609e-07 | 0 | 5.5609e-07 | 0 | 0 | 0 | 0 | 0 | 0
[79 empty] | WLDFR | HFTD - Distribution - Tier 3 - 3QU CoRE ¦ 4QU LoRE | Seismic - Red Flag Warning - Catastrophic Fires | 2022 | 0 | 0 | 2.3874e-11 | 0 | 21083.8428 | 409.2237 | 13469.0878 | 7205.5313 | 0 | 0 | 0 | 0 | 3.9196e-09 | 0 | 0 | 0 | 0 | 0 | 0 | 5.0335e-07 | 0 | 5.0335e-07 | 0 | 0 | 0
[79 empty] | WLDFR | HFTD - Distribution - Tier 3 - 3QU CoRE ¦ 4QU LoRE | Seismic - Red Flag Warning - Catastrophic Fires | 2023 | 0 | 0 | 0 | 2.2737e-11 | 21835.9781 | 428.6023 | 13939.561 | 7467.8148 | 0 | 0 | 0 | 0 | 3.9196e-09 | 0 | 0 | 0 | 0 | 0 | 0 | 0 | 0 | 0 | 4.9648e-07 | 0 | 4.9648e-07
[79 empty] | WLDFR | HFTD - Distribution - Tier 3 - 3QU CoRE ¦ 5QU LoRE | Non-Red Flag Warning - Catastrophic Fires | 2020 | 2.14e-09 | 0 | 0 | 0 | 14146.1306 | 222.2294 | 8585.7228 | 5338.1784 | 0 | 0 | 0 | 0 | 6.0418e-07 | 3.0273e-05 | 0 | 3.0273e-05 | 0 | 0 | 0 | 0 | 0 | 0 | 0 | 0 | 0
[79 empty] | WLDFR | HFTD - Distribution - Tier 3 - 3QU CoRE ¦ 5QU LoRE | Non-Red Flag Warning - Catastrophic Fires | 2021 | 1.2241e-09 | 2.2597e-09 | 0 | 0 | 14146.1306 | 222.2294 | 8585.7228 | 5338.1784 | 0 | 0 | 0 | 0 | 6.0418e-07 | 1.7317e-05 | 0 | 1.7317e-05 | 3.1965e-05 | 0 | 3.1965e-05 | 0 | 0 | 0 | 0 | 0 | 0
[79 empty] | WLDFR | HFTD - Distribution - Tier 3 - 3QU CoRE ¦ 5QU LoRE | Non-Red Flag Warning - Catastrophic Fires | 2022 | 9.5064e-10 | 1.0038e-09 | 2.152e-09 | 0 | 14146.1306 | 222.2294 | 8585.7228 | 5338.1784 | 0 | 0 | 0 | 0 | 4.7886e-07 | 1.3448e-05 | 0 | 1.3448e-05 | 1.42e-05 | 0 | 1.42e-05 | 3.0443e-05 | 0 | 3.0443e-05 | 0 | 0 | 0
[79 empty] | WLDFR | HFTD - Distribution - Tier 3 - 3QU CoRE ¦ 5QU LoRE | Non-Red Flag Warning - Catastrophic Fires | 2023 | 9.5064e-10 | 1.0038e-09 | 1.2179e-09 | 2.0495e-09 | 14664.6376 | 233.2301 | 8896.516 | 5534.8915 | 0 | 0 | 0 | 0 | 4.7886e-07 | 1.3941e-05 | 0 | 1.3941e-05 | 1.472e-05 | 0 | 1.472e-05 | 1.786e-05 | 0 | 1.786e-05 | 3.0056e-05 | 0 | 3.0056e-05
[79 empty] | WLDFR | HFTD - Distribution - Tier 3 - 3QU CoRE ¦ 5QU LoRE | Non-Red Flag Warning - Catastrophic Fires | 2024 | 9.5064e-10 | 1.0038e-09 | 1.2179e-09 | 1.1599e-09 | 14664.6376 | 233.2301 | 8896.516 | 5534.8915 | 0 | 0 | 0 | 0 | 4.7886e-07 | 1.3941e-05 | 0 | 1.3941e-05 | 1.472e-05 | 0 | 1.472e-05 | 1.786e-05 | 0 | 1.786e-05 | 1.701e-05 | 0 | 1.701e-05
[79 empty] | WLDFR | HFTD - Distribution - Tier 3 - 3QU CoRE ¦ 5QU LoRE | Non-Red Flag Warning - Catastrophic Fires | 2025 | 9.5064e-10 | 1.0038e-09 | 1.2179e-09 | 1.1599e-09 | 14664.6376 | 233.2301 | 8896.516 | 5534.8915 | 0 | 0 | 0 | 0 | 4.7886e-07 | 1.3941e-05 | 0 | 1.3941e-05 | 1.472e-05 | 0 | 1.472e-05 | 1.786e-05 | 0 | 1.786e-05 | 1.701e-05 | 0 | 1.701e-05
[79 empty] | WLDFR | HFTD - Distribution - Tier 3 - 3QU CoRE ¦ 5QU LoRE | Non-Red Flag Warning - Catastrophic Fires | 2026 | 9.5064e-10 | 1.0038e-09 | 1.2179e-09 | 1.1599e-09 | 14664.6376 | 233.2301 | 8896.516 | 5534.8915 | 0 | 0 | 0 | 0 | 4.7886e-07 | 1.3941e-05 | 0 | 1.3941e-05 | 1.472e-05 | 0 | 1.472e-05 | 1.786e-05 | 0 | 1.786e-05 | 1.701e-05 | 0 | 1.701e-05
[79 empty] | WLDFR | HFTD - Distribution - Tier 3 - 3QU CoRE ¦ 5QU LoRE | Non-Red Flag Warning - Catastrophic Fires | 2027 | 9.5064e-10 | 1.0038e-09 | 1.2179e-09 | 1.1599e-09 | 14664.6376 | 233.2301 | 8896.516 | 5534.8915 | 0 | 0 | 0 | 0 | 4.7886e-07 | 1.3941e-05 | 0 | 1.3941e-05 | 1.472e-05 | 0 | 1.472e-05 | 1.786e-05 | 0 | 1.786e-05 | 1.701e-05 | 0 | 1.701e-05
[79 empty] | WLDFR | HFTD - Distribution - Tier 3 - 3QU CoRE ¦ 5QU LoRE | Non-Red Flag Warning - Catastrophic Fires | 2028 | 9.5064e-10 | 1.0038e-09 | 1.2179e-09 | 1.1599e-09 | 15317.9909 | 247.273 | 9287.6491 | 5783.0689 | 0 | 0 | 0 | 0 | 4.7886e-07 | 1.4562e-05 | 0 | 1.4562e-05 | 1.5376e-05 | 0 | 1.5376e-05 | 1.8656e-05 | 0 | 1.8656e-05 | 1.7768e-05 | 0 | 1.7768e-05
[79 empty] | WLDFR | HFTD - Distribution - Tier 3 - 3QU CoRE ¦ 5QU LoRE | Non-Red Flag Warning - Catastrophic Fires | 2029 | 9.5064e-10 | 1.0038e-09 | 1.2179e-09 | 1.1599e-09 | 15317.9909 | 247.273 | 9287.6491 | 5783.0689 | 0 | 0 | 0 | 0 | 4.7886e-07 | 1.4562e-05 | 0 | 1.4562e-05 | 1.5376e-05 | 0 | 1.5376e-05 | 1.8656e-05 | 0 | 1.8656e-05 | 1.7768e-05 | 0 | 1.7768e-05
[79 empty] | WLDFR | HFTD - Distribution - Tier 3 - 3QU CoRE ¦ 5QU LoRE | Non-Red Flag Warning - Catastrophic Fires | 2030 | 9.5064e-10 | 1.0038e-09 | 1.2179e-09 | 1.1599e-09 | 15317.9909 | 247.273 | 9287.6491 | 5783.0689 | 0 | 0 | 0 | 0 | 4.7886e-07 | 1.4562e-05 | 0 | 1.4562e-05 | 1.5376e-05 | 0 | 1.5376e-05 | 1.8656e-05 | 0 | 1.8656e-05 | 1.7768e-05 | 0 | 1.7768e-05
[79 empty] | WLDFR | HFTD - Distribution - Tier 3 - 3QU CoRE ¦ 5QU LoRE | Non-Red Flag Warning - Catastrophic Fires | 2031 | 9.5064e-10 | 1.0038e-09 | 1.2179e-09 | 1.1599e-09 | 15317.9909 | 247.273 | 9287.6491 | 5783.0689 | 0 | 0 | 0 | 0 | 4.7886e-07 | 1.4562e-05 | 0 | 1.4562e-05 | 1.5376e-05 | 0 | 1.5376e-05 | 1.8656e-05 | 0 | 1.8656e-05 | 1.7768e-05 | 0 | 1.7768e-05
[79 empty] | WLDFR | HFTD - Distribution - Tier 3 - 3QU CoRE ¦ 5QU LoRE | Non-Red Flag Warning - Catastrophic Fires | 2032 | 9.5064e-10 | 1.0038e-09 | 1.2179e-09 | 1.1599e-09 | 15317.9909 | 247.273 | 9287.6491 | 5783.0689 | 0 | 0 | 0 | 0 | 4.7886e-07 | 1.4562e-05 | 0 | 1.4562e-05 | 1.5376e-05 | 0 | 1.5376e-05 | 1.8656e-05 | 0 | 1.8656e-05 | 1.7768e-05 | 0 | 1.7768e-05
[79 empty] | WLDFR | HFTD - Distribution - Tier 3 - 3QU CoRE ¦ 5QU LoRE | Non-Red Flag Warning - Catastrophic Fires | 2033 | 9.5064e-10 | 1.0038e-09 | 1.2179e-09 | 1.1599e-09 | 16044.1264 | 263.1074 | 9721.74 | 6059.2791 | 0 | 0 | 0 | 0 | 4.7886e-07 | 1.5252e-05 | 0 | 1.5252e-05 | 1.6105e-05 | 0 | 1.6105e-05 | 1.954e-05 | 0 | 1.954e-05 | 1.861e-05 | 0 | 1.861e-05
[79 empty] | WLDFR | HFTD - Distribution - Tier 3 - 3QU CoRE ¦ 5QU LoRE | Non-Red Flag Warning - Catastrophic Fires | 2034 | 9.5064e-10 | 1.0038e-09 | 1.2179e-09 | 1.1599e-09 | 16044.1264 | 263.1074 | 9721.74 | 6059.2791 | 0 | 0 | 0 | 0 | 4.7886e-07 | 1.5252e-05 | 0 | 1.5252e-05 | 1.6105e-05 | 0 | 1.6105e-05 | 1.954e-05 | 0 | 1.954e-05 | 1.861e-05 | 0 | 1.861e-05
[79 empty] | WLDFR | HFTD - Distribution - Tier 3 - 3QU CoRE ¦ 5QU LoRE | Non-Red Flag Warning - Catastrophic Fires | 2035 | 9.5064e-10 | 1.0038e-09 | 1.2179e-09 | 1.1599e-09 | 16044.1264 | 263.1074 | 9721.74 | 6059.2791 | 0 | 0 | 0 | 0 | 4.7886e-07 | 1.5252e-05 | 0 | 1.5252e-05 | 1.6105e-05 | 0 | 1.6105e-05 | 1.954e-05 | 0 | 1.954e-05 | 1.861e-05 | 0 | 1.861e-05
[79 empty] | WLDFR | HFTD - Distribution - Tier 3 - 3QU CoRE ¦ 5QU LoRE | Non-Red Flag Warning - Catastrophic Fires | 2036 | 9.5064e-10 | 1.0038e-09 | 1.2179e-09 | 1.1599e-09 | 16044.1264 | 263.1074 | 9721.74 | 6059.2791 | 0 | 0 | 0 | 0 | 4.7886e-07 | 1.5252e-05 | 0 | 1.5252e-05 | 1.6105e-05 | 0 | 1.6105e-05 | 1.954e-05 | 0 | 1.954e-05 | 1.861e-05 | 0 | 1.861e-05
[79 empty] | WLDFR | HFTD - Distribution - Tier 3 - 3QU CoRE ¦ 5QU LoRE | Non-Red Flag Warning - Catastrophic Fires | 2037 | 9.5064e-10 | 1.0038e-09 | 1.2179e-09 | 1.1599e-09 | 16044.1264 | 263.1074 | 9721.74 | 6059.2791 | 0 | 0 | 0 | 0 | 4.7886e-07 | 1.5252e-05 | 0 | 1.5252e-05 | 1.6105e-05 | 0 | 1.6105e-05 | 1.954e-05 | 0 | 1.954e-05 | 1.861e-05 | 0 | 1.861e-05
[79 empty] | WLDFR | HFTD - Distribution - Tier 3 - 3QU CoRE ¦ 5QU LoRE | Non-Red Flag Warning - Catastrophic Fires | 2038 | 9.5064e-10 | 1.0038e-09 | 1.2179e-09 | 1.1599e-09 | 16832.3912 | 280.5544 | 10192.2718 | 6359.5651 | 0 | 0 | 0 | 0 | 4.7886e-07 | 1.6002e-05 | 0 | 1.6002e-05 | 1.6896e-05 | 0 | 1.6896e-05 | 2.05e-05 | 0 | 2.05e-05 | 1.9524e-05 | 0 | 1.9524e-05
[79 empty] | WLDFR | HFTD - Distribution - Tier 3 - 3QU CoRE ¦ 5QU LoRE | Non-Red Flag Warning - Catastrophic Fires | 2039 | 9.5064e-10 | 1.0038e-09 | 1.2179e-09 | 1.1599e-09 | 16832.3912 | 280.5544 | 10192.2718 | 6359.5651 | 0 | 0 | 0 | 0 | 4.7886e-07 | 1.6002e-05 | 0 | 1.6002e-05 | 1.6896e-05 | 0 | 1.6896e-05 | 2.05e-05 | 0 | 2.05e-05 | 1.9524e-05 | 0 | 1.9524e-05
[79 empty] | WLDFR | HFTD - Distribution - Tier 3 - 3QU CoRE ¦ 5QU LoRE | Non-Red Flag Warning - Catastrophic Fires | 2040 | 9.5064e-10 | 1.0038e-09 | 1.2179e-09 | 1.1599e-09 | 16832.3912 | 280.5544 | 10192.2718 | 6359.5651 | 0 | 0 | 0 | 0 | 4.7886e-07 | 1.6002e-05 | 0 | 1.6002e-05 | 1.6896e-05 | 0 | 1.6896e-05 | 2.05e-05 | 0 | 2.05e-05 | 1.9524e-05 | 0 | 1.9524e-05
[79 empty] | WLDFR | HFTD - Distribution - Tier 3 - 3QU CoRE ¦ 5QU LoRE | Non-Red Flag Warning - Catastrophic Fires | 2041 | 9.5064e-10 | 1.0038e-09 | 1.2179e-09 | 1.1599e-09 | 16832.3912 | 280.5544 | 10192.2718 | 6359.5651 | 0 | 0 | 0 | 0 | 4.7886e-07 | 1.6002e-05 | 0 | 1.6002e-05 | 1.6896e-05 | 0 | 1.6896e-05 | 2.05e-05 | 0 | 2.05e-05 | 1.9524e-05 | 0 | 1.9524e-05
[79 empty] | WLDFR | HFTD - Distribution - Tier 3 - 3QU CoRE ¦ 5QU LoRE | Non-Red Flag Warning - Catastrophic Fires | 2042 | 9.5064e-10 | 1.0038e-09 | 1.2179e-09 | 1.1599e-09 | 16832.3912 | 280.5544 | 10192.2718 | 6359.5651 | 0 | 0 | 0 | 0 | 4.7886e-07 | 1.6002e-05 | 0 | 1.6002e-05 | 1.6896e-05 | 0 | 1.6896e-05 | 2.05e-05 | 0 | 2.05e-05 | 1.9524e-05 | 0 | 1.9524e-05
[79 empty] | WLDFR | HFTD - Distribution - Tier 3 - 3QU CoRE ¦ 5QU LoRE | Non-Red Flag Warning - Catastrophic Fires | 2043 | 9.5064e-10 | 1.0038e-09 | 1.2179e-09 | 1.1599e-09 | 17672.0852 | 299.42 | 10692.7362 | 6679.929 | 0 | 0 | 0 | 0 | 4.7886e-07 | 1.68e-05 | 0 | 1.68e-05 | 1.7739e-05 | 0 | 1.7739e-05 | 2.1523e-05 | 0 | 2.1523e-05 | 2.0498e-05 | 0 | 2.0498e-05
[79 empty] | WLDFR | HFTD - Distribution - Tier 3 - 3QU CoRE ¦ 5QU LoRE | Non-Red Flag Warning - Catastrophic Fires | 2044 | 9.5064e-10 | 1.0038e-09 | 1.2179e-09 | 1.1599e-09 | 17672.0852 | 299.42 | 10692.7362 | 6679.929 | 0 | 0 | 0 | 0 | 4.7886e-07 | 1.68e-05 | 0 | 1.68e-05 | 1.7739e-05 | 0 | 1.7739e-05 | 2.1523e-05 | 0 | 2.1523e-05 | 2.0498e-05 | 0 | 2.0498e-05
[79 empty] | WLDFR | HFTD - Distribution - Tier 3 - 3QU CoRE ¦ 5QU LoRE | Non-Red Flag Warning - Catastrophic Fires | 2045 | 9.5064e-10 | 1.0038e-09 | 1.2179e-09 | 1.1599e-09 | 17672.0852 | 299.42 | 10692.7362 | 6679.929 | 0 | 0 | 0 | 0 | 4.7886e-07 | 1.68e-05 | 0 | 1.68e-05 | 1.7739e-05 | 0 | 1.7739e-05 | 2.1523e-05 | 0 | 2.1523e-05 | 2.0498e-05 | 0 | 2.0498e-05
[79 empty] | WLDFR | HFTD - Distribution - Tier 3 - 3QU CoRE ¦ 5QU LoRE | Non-Red Flag Warning - Catastrophic Fires | 2046 | 9.5064e-10 | 1.0038e-09 | 1.2179e-09 | 1.1599e-09 | 17672.0852 | 299.42 | 10692.7362 | 6679.929 | 0 | 0 | 0 | 0 | 4.7886e-07 | 1.68e-05 | 0 | 1.68e-05 | 1.7739e-05 | 0 | 1.7739e-05 | 2.1523e-05 | 0 | 2.1523e-05 | 2.0498e-05 | 0 | 2.0498e-05
[79 empty] | WLDFR | HFTD - Distribution - Tier 3 - 3QU CoRE ¦ 5QU LoRE | Non-Red Flag Warning - Catastrophic Fires | 2047 | 9.5064e-10 | 1.0038e-09 | 1.2179e-09 | 1.1599e-09 | 17672.0852 | 299.42 | 10692.7362 | 6679.929 | 0 | 0 | 0 | 0 | 4.7886e-07 | 1.68e-05 | 0 | 1.68e-05 | 1.7739e-05 | 0 | 1.7739e-05 | 2.1523e-05 | 0 | 2.1523e-05 | 2.0498e-05 | 0 | 2.0498e-05
[79 empty] | WLDFR | HFTD - Distribution - Tier 3 - 3QU CoRE ¦ 5QU LoRE | Non-Red Flag Warning - Catastrophic Fires | 2048 | 9.5064e-10 | 1.0038e-09 | 1.2179e-09 | 1.1599e-09 | 18552.3348 | 319.4911 | 11216.5626 | 7016.281 | 0 | 0 | 0 | 0 | 4.7886e-07 | 1.7637e-05 | 0 | 1.7637e-05 | 1.8623e-05 | 0 | 1.8623e-05 | 2.2595e-05 | 0 | 2.2595e-05 | 2.1519e-05 | 0 | 2.1519e-05
[79 empty] | WLDFR | HFTD - Distribution - Tier 3 - 3QU CoRE ¦ 5QU LoRE | Non-Red Flag Warning - Catastrophic Fires | 2049 | 9.5064e-10 | 1.0038e-09 | 1.2179e-09 | 1.1599e-09 | 18552.3348 | 319.4911 | 11216.5626 | 7016.281 | 0 | 0 | 0 | 0 | 4.7886e-07 | 1.7637e-05 | 0 | 1.7637e-05 | 1.8623e-05 | 0 | 1.8623e-05 | 2.2595e-05 | 0 | 2.2595e-05 | 2.1519e-05 | 0 | 2.1519e-05
[79 empty] | WLDFR | HFTD - Distribution - Tier 3 - 3QU CoRE ¦ 5QU LoRE | Non-Red Flag Warning - Catastrophic Fires | 2050 | 0 | 1.0038e-09 | 1.2179e-09 | 1.1599e-09 | 18552.3348 | 319.4911 | 11216.5626 | 7016.281 | 0 | 0 | 0 | 0 | 4.7886e-07 | 0 | 0 | 0 | 1.8623e-05 | 0 | 1.8623e-05 | 2.2595e-05 | 0 | 2.2595e-05 | 2.1519e-05 | 0 | 2.1519e-05
[79 empty] | WLDFR | HFTD - Distribution - Tier 3 - 3QU CoRE ¦ 5QU LoRE | Non-Red Flag Warning - Catastrophic Fires | 2051 | 0 | 0 | 1.2179e-09 | 1.1599e-09 | 18552.3348 | 319.4911 | 11216.5626 | 7016.281 | 0 | 0 | 0 | 0 | 4.7886e-07 | 0 | 0 | 0 | 0 | 0 | 0 | 2.2595e-05 | 0 | 2.2595e-05 | 2.1519e-05 | 0 | 2.1519e-05
[79 empty] | WLDFR | HFTD - Distribution - Tier 3 - 3QU CoRE ¦ 5QU LoRE | Non-Red Flag Warning - Catastrophic Fires | 2052 | 0 | 0 | 0 | 1.1599e-09 | 18552.3348 | 319.4911 | 11216.5626 | 7016.281 | 0 | 0 | 0 | 0 | 4.7886e-07 | 0 | 0 | 0 | 0 | 0 | 0 | 0 | 0 | 0 | 2.1519e-05 | 0 | 2.1519e-05
[79 empty] | WLDFR | HFTD - Distribution - Tier 3 - 3QU CoRE ¦ 5QU LoRE | Non-Red Flag Warning - Destructive Fires | 2020 | 5.6147e-09 | 0 | 0 | 0 | 8807.9522 | 222.2294 | 8585.7228 | 0 | 0 | 0 | 0 | 0 | 7.2378e-07 | 4.9454e-05 | 0 | 4.9454e-05 | 0 | 0 | 0 | 0 | 0 | 0 | 0 | 0 | 0
[79 empty] | WLDFR | HFTD - Distribution - Tier 3 - 3QU CoRE ¦ 5QU LoRE | Non-Red Flag Warning - Destructive Fires | 2021 | 3.2106e-09 | 5.9286e-09 | 0 | 0 | 8807.9522 | 222.2294 | 8585.7228 | 0 | 0 | 0 | 0 | 0 | 7.2378e-07 | 2.8279e-05 | 0 | 2.8279e-05 | 5.2219e-05 | 0 | 5.2219e-05 | 0 | 0 | 0 | 0 | 0 | 0
[79 empty] | WLDFR | HFTD - Distribution - Tier 3 - 3QU CoRE ¦ 5QU LoRE | Non-Red Flag Warning - Destructive Fires | 2022 | 2.5032e-09 | 2.6432e-09 | 5.6697e-09 | 0 | 8807.9522 | 222.2294 | 8585.7228 | 0 | 0 | 0 | 0 | 0 | 6.3477e-07 | 2.2048e-05 | 0 | 2.2048e-05 | 2.3281e-05 | 0 | 2.3281e-05 | 4.9938e-05 | 0 | 4.9938e-05 | 0 | 0 | 0
[79 empty] | WLDFR | HFTD - Distribution - Tier 3 - 3QU CoRE ¦ 5QU LoRE | Non-Red Flag Warning - Destructive Fires | 2023 | 2.5032e-09 | 2.6432e-09 | 3.207e-09 | 5.3997e-09 | 9129.7461 | 233.2301 | 8896.516 | 0 | 0 | 0 | 0 | 0 | 6.3477e-07 | 2.2854e-05 | 0 | 2.2854e-05 | 2.4132e-05 | 0 | 2.4132e-05 | 2.9279e-05 | 0 | 2.9279e-05 | 4.9298e-05 | 0 | 4.9298e-05
[79 empty] | WLDFR | HFTD - Distribution - Tier 3 - 3QU CoRE ¦ 5QU LoRE | Non-Red Flag Warning - Destructive Fires | 2024 | 2.5032e-09 | 2.6432e-09 | 3.207e-09 | 3.0543e-09 | 9129.7461 | 233.2301 | 8896.516 | 0 | 0 | 0 | 0 | 0 | 6.3477e-07 | 2.2854e-05 | 0 | 2.2854e-05 | 2.4132e-05 | 0 | 2.4132e-05 | 2.9279e-05 | 0 | 2.9279e-05 | 2.7885e-05 | 0 | 2.7885e-05
[79 empty] | WLDFR | HFTD - Distribution - Tier 3 - 3QU CoRE ¦ 5QU LoRE | Non-Red Flag Warning - Destructive Fires | 2025 | 2.5032e-09 | 2.6432e-09 | 3.207e-09 | 3.0543e-09 | 9129.7461 | 233.2301 | 8896.516 | 0 | 0 | 0 | 0 | 0 | 6.3477e-07 | 2.2854e-05 | 0 | 2.2854e-05 | 2.4132e-05 | 0 | 2.4132e-05 | 2.9279e-05 | 0 | 2.9279e-05 | 2.7885e-05 | 0 | 2.7885e-05
[79 empty] | WLDFR | HFTD - Distribution - Tier 3 - 3QU CoRE ¦ 5QU LoRE | Non-Red Flag Warning - Destructive Fires | 2026 | 2.5032e-09 | 2.6432e-09 | 3.207e-09 | 3.0543e-09 | 9129.7461 | 233.2301 | 8896.516 | 0 | 0 | 0 | 0 | 0 | 6.3477e-07 | 2.2854e-05 | 0 | 2.2854e-05 | 2.4132e-05 | 0 | 2.4132e-05 | 2.9279e-05 | 0 | 2.9279e-05 | 2.7885e-05 | 0 | 2.7885e-05
[79 empty] | WLDFR | HFTD - Distribution - Tier 3 - 3QU CoRE ¦ 5QU LoRE | Non-Red Flag Warning - Destructive Fires | 2027 | 2.5032e-09 | 2.6432e-09 | 3.207e-09 | 3.0543e-09 | 9129.7461 | 233.2301 | 8896.516 | 0 | 0 | 0 | 0 | 0 | 6.3477e-07 | 2.2854e-05 | 0 | 2.2854e-05 | 2.4132e-05 | 0 | 2.4132e-05 | 2.9279e-05 | 0 | 2.9279e-05 | 2.7885e-05 | 0 | 2.7885e-05
[79 empty] | WLDFR | HFTD - Distribution - Tier 3 - 3QU CoRE ¦ 5QU LoRE | Non-Red Flag Warning - Destructive Fires | 2028 | 2.5032e-09 | 2.6432e-09 | 3.207e-09 | 3.0543e-09 | 9534.9221 | 247.273 | 9287.6491 | 0 | 0 | 0 | 0 | 0 | 6.3477e-07 | 2.3868e-05 | 0 | 2.3868e-05 | 2.5203e-05 | 0 | 2.5203e-05 | 3.0579e-05 | 0 | 3.0579e-05 | 2.9123e-05 | 0 | 2.9123e-05
[79 empty] | WLDFR | HFTD - Distribution - Tier 3 - 3QU CoRE ¦ 5QU LoRE | Non-Red Flag Warning - Destructive Fires | 2029 | 2.5032e-09 | 2.6432e-09 | 3.207e-09 | 3.0543e-09 | 9534.9221 | 247.273 | 9287.6491 | 0 | 0 | 0 | 0 | 0 | 6.3477e-07 | 2.3868e-05 | 0 | 2.3868e-05 | 2.5203e-05 | 0 | 2.5203e-05 | 3.0579e-05 | 0 | 3.0579e-05 | 2.9123e-05 | 0 | 2.9123e-05
[79 empty] | WLDFR | HFTD - Distribution - Tier 3 - 3QU CoRE ¦ 5QU LoRE | Non-Red Flag Warning - Destructive Fires | 2030 | 2.5032e-09 | 2.6432e-09 | 3.207e-09 | 3.0543e-09 | 9534.9221 | 247.273 | 9287.6491 | 0 | 0 | 0 | 0 | 0 | 6.3477e-07 | 2.3868e-05 | 0 | 2.3868e-05 | 2.5203e-05 | 0 | 2.5203e-05 | 3.0579e-05 | 0 | 3.0579e-05 | 2.9123e-05 | 0 | 2.9123e-05
[79 empty] | WLDFR | HFTD - Distribution - Tier 3 - 3QU CoRE ¦ 5QU LoRE | Non-Red Flag Warning - Destructive Fires | 2031 | 2.5032e-09 | 2.6432e-09 | 3.207e-09 | 3.0543e-09 | 9534.9221 | 247.273 | 9287.6491 | 0 | 0 | 0 | 0 | 0 | 6.3477e-07 | 2.3868e-05 | 0 | 2.3868e-05 | 2.5203e-05 | 0 | 2.5203e-05 | 3.0579e-05 | 0 | 3.0579e-05 | 2.9123e-05 | 0 | 2.9123e-05
[79 empty] | WLDFR | HFTD - Distribution - Tier 3 - 3QU CoRE ¦ 5QU LoRE | Non-Red Flag Warning - Destructive Fires | 2032 | 2.5032e-09 | 2.6432e-09 | 3.207e-09 | 3.0543e-09 | 9534.9221 | 247.273 | 9287.6491 | 0 | 0 | 0 | 0 | 0 | 6.3477e-07 | 2.3868e-05 | 0 | 2.3868e-05 | 2.5203e-05 | 0 | 2.5203e-05 | 3.0579e-05 | 0 | 3.0579e-05 | 2.9123e-05 | 0 | 2.9123e-05
[79 empty] | WLDFR | HFTD - Distribution - Tier 3 - 3QU CoRE ¦ 5QU LoRE | Non-Red Flag Warning - Destructive Fires | 2033 | 2.5032e-09 | 2.6432e-09 | 3.207e-09 | 3.0543e-09 | 9984.8474 | 263.1074 | 9721.74 | 0 | 0 | 0 | 0 | 0 | 6.3477e-07 | 2.4994e-05 | 0 | 2.4994e-05 | 2.6392e-05 | 0 | 2.6392e-05 | 3.2022e-05 | 0 | 3.2022e-05 | 3.0497e-05 | 0 | 3.0497e-05
[79 empty] | WLDFR | HFTD - Distribution - Tier 3 - 3QU CoRE ¦ 5QU LoRE | Non-Red Flag Warning - Destructive Fires | 2034 | 2.5032e-09 | 2.6432e-09 | 3.207e-09 | 3.0543e-09 | 9984.8474 | 263.1074 | 9721.74 | 0 | 0 | 0 | 0 | 0 | 6.3477e-07 | 2.4994e-05 | 0 | 2.4994e-05 | 2.6392e-05 | 0 | 2.6392e-05 | 3.2022e-05 | 0 | 3.2022e-05 | 3.0497e-05 | 0 | 3.0497e-05
[79 empty] | WLDFR | HFTD - Distribution - Tier 3 - 3QU CoRE ¦ 5QU LoRE | Non-Red Flag Warning - Destructive Fires | 2035 | 2.5032e-09 | 2.6432e-09 | 3.207e-09 | 3.0543e-09 | 9984.8474 | 263.1074 | 9721.74 | 0 | 0 | 0 | 0 | 0 | 6.3477e-07 | 2.4994e-05 | 0 | 2.4994e-05 | 2.6392e-05 | 0 | 2.6392e-05 | 3.2022e-05 | 0 | 3.2022e-05 | 3.0497e-05 | 0 | 3.0497e-05
[79 empty] | WLDFR | HFTD - Distribution - Tier 3 - 3QU CoRE ¦ 5QU LoRE | Non-Red Flag Warning - Destructive Fires | 2036 | 2.5032e-09 | 2.6432e-09 | 3.207e-09 | 3.0543e-09 | 9984.8474 | 263.1074 | 9721.74 | 0 | 0 | 0 | 0 | 0 | 6.3477e-07 | 2.4994e-05 | 0 | 2.4994e-05 | 2.6392e-05 | 0 | 2.6392e-05 | 3.2022e-05 | 0 | 3.2022e-05 | 3.0497e-05 | 0 | 3.0497e-05
[79 empty] | WLDFR | HFTD - Distribution - Tier 3 - 3QU CoRE ¦ 5QU LoRE | Non-Red Flag Warning - Destructive Fires | 2037 | 2.5032e-09 | 2.6432e-09 | 3.207e-09 | 3.0543e-09 | 9984.8474 | 263.1074 | 9721.74 | 0 | 0 | 0 | 0 | 0 | 6.3477e-07 | 2.4994e-05 | 0 | 2.4994e-05 | 2.6392e-05 | 0 | 2.6392e-05 | 3.2022e-05 | 0 | 3.2022e-05 | 3.0497e-05 | 0 | 3.0497e-05
[79 empty] | WLDFR | HFTD - Distribution - Tier 3 - 3QU CoRE ¦ 5QU LoRE | Non-Red Flag Warning - Destructive Fires | 2038 | 2.5032e-09 | 2.6432e-09 | 3.207e-09 | 3.0543e-09 | 10472.8261 | 280.5544 | 10192.2718 | 0 | 0 | 0 | 0 | 0 | 6.3477e-07 | 2.6216e-05 | 0 | 2.6216e-05 | 2.7682e-05 | 0 | 2.7682e-05 | 3.3587e-05 | 0 | 3.3587e-05 | 3.1987e-05 | 0 | 3.1987e-05
[79 empty] | WLDFR | HFTD - Distribution - Tier 3 - 3QU CoRE ¦ 5QU LoRE | Non-Red Flag Warning - Destructive Fires | 2039 | 2.5032e-09 | 2.6432e-09 | 3.207e-09 | 3.0543e-09 | 10472.8261 | 280.5544 | 10192.2718 | 0 | 0 | 0 | 0 | 0 | 6.3477e-07 | 2.6216e-05 | 0 | 2.6216e-05 | 2.7682e-05 | 0 | 2.7682e-05 | 3.3587e-05 | 0 | 3.3587e-05 | 3.1987e-05 | 0 | 3.1987e-05
[79 empty] | WLDFR | HFTD - Distribution - Tier 3 - 3QU CoRE ¦ 5QU LoRE | Non-Red Flag Warning - Destructive Fires | 2040 | 2.5032e-09 | 2.6432e-09 | 3.207e-09 | 3.0543e-09 | 10472.8261 | 280.5544 | 10192.2718 | 0 | 0 | 0 | 0 | 0 | 6.3477e-07 | 2.6216e-05 | 0 | 2.6216e-05 | 2.7682e-05 | 0 | 2.7682e-05 | 3.3587e-05 | 0 | 3.3587e-05 | 3.1987e-05 | 0 | 3.1987e-05
[79 empty] | WLDFR | HFTD - Distribution - Tier 3 - 3QU CoRE ¦ 5QU LoRE | Non-Red Flag Warning - Destructive Fires | 2041 | 2.5032e-09 | 2.6432e-09 | 3.207e-09 | 3.0543e-09 | 10472.8261 | 280.5544 | 10192.2718 | 0 | 0 | 0 | 0 | 0 | 6.3477e-07 | 2.6216e-05 | 0 | 2.6216e-05 | 2.7682e-05 | 0 | 2.7682e-05 | 3.3587e-05 | 0 | 3.3587e-05 | 3.1987e-05 | 0 | 3.1987e-05
[79 empty] | WLDFR | HFTD - Distribution - Tier 3 - 3QU CoRE ¦ 5QU LoRE | Non-Red Flag Warning - Destructive Fires | 2042 | 2.5032e-09 | 2.6432e-09 | 3.207e-09 | 3.0543e-09 | 10472.8261 | 280.5544 | 10192.2718 | 0 | 0 | 0 | 0 | 0 | 6.3477e-07 | 2.6216e-05 | 0 | 2.6216e-05 | 2.7682e-05 | 0 | 2.7682e-05 | 3.3587e-05 | 0 | 3.3587e-05 | 3.1987e-05 | 0 | 3.1987e-05
[79 empty] | WLDFR | HFTD - Distribution - Tier 3 - 3QU CoRE ¦ 5QU LoRE | Non-Red Flag Warning - Destructive Fires | 2043 | 2.5032e-09 | 2.6432e-09 | 3.207e-09 | 3.0543e-09 | 10992.1562 | 299.42 | 10692.7362 | 0 | 0 | 0 | 0 | 0 | 6.3477e-07 | 2.7516e-05 | 0 | 2.7516e-05 | 2.9054e-05 | 0 | 2.9054e-05 | 3.5252e-05 | 0 | 3.5252e-05 | 3.3573e-05 | 0 | 3.3573e-05
[79 empty] | WLDFR | HFTD - Distribution - Tier 3 - 3QU CoRE ¦ 5QU LoRE | Non-Red Flag Warning - Destructive Fires | 2044 | 2.5032e-09 | 2.6432e-09 | 3.207e-09 | 3.0543e-09 | 10992.1562 | 299.42 | 10692.7362 | 0 | 0 | 0 | 0 | 0 | 6.3477e-07 | 2.7516e-05 | 0 | 2.7516e-05 | 2.9054e-05 | 0 | 2.9054e-05 | 3.5252e-05 | 0 | 3.5252e-05 | 3.3573e-05 | 0 | 3.3573e-05
[79 empty] | WLDFR | HFTD - Distribution - Tier 3 - 3QU CoRE ¦ 5QU LoRE | Non-Red Flag Warning - Destructive Fires | 2045 | 2.5032e-09 | 2.6432e-09 | 3.207e-09 | 3.0543e-09 | 10992.1562 | 299.42 | 10692.7362 | 0 | 0 | 0 | 0 | 0 | 6.3477e-07 | 2.7516e-05 | 0 | 2.7516e-05 | 2.9054e-05 | 0 | 2.9054e-05 | 3.5252e-05 | 0 | 3.5252e-05 | 3.3573e-05 | 0 | 3.3573e-05
[79 empty] | WLDFR | HFTD - Distribution - Tier 3 - 3QU CoRE ¦ 5QU LoRE | Non-Red Flag Warning - Destructive Fires | 2046 | 2.5032e-09 | 2.6432e-09 | 3.207e-09 | 3.0543e-09 | 10992.1562 | 299.42 | 10692.7362 | 0 | 0 | 0 | 0 | 0 | 6.3477e-07 | 2.7516e-05 | 0 | 2.7516e-05 | 2.9054e-05 | 0 | 2.9054e-05 | 3.5252e-05 | 0 | 3.5252e-05 | 3.3573e-05 | 0 | 3.3573e-05
[79 empty] | WLDFR | HFTD - Distribution - Tier 3 - 3QU CoRE ¦ 5QU LoRE | Non-Red Flag Warning - Destructive Fires | 2047 | 2.5032e-09 | 2.6432e-09 | 3.207e-09 | 3.0543e-09 | 10992.1562 | 299.42 | 10692.7362 | 0 | 0 | 0 | 0 | 0 | 6.3477e-07 | 2.7516e-05 | 0 | 2.7516e-05 | 2.9054e-05 | 0 | 2.9054e-05 | 3.5252e-05 | 0 | 3.5252e-05 | 3.3573e-05 | 0 | 3.3573e-05
[79 empty] | WLDFR | HFTD - Distribution - Tier 3 - 3QU CoRE ¦ 5QU LoRE | Non-Red Flag Warning - Destructive Fires | 2048 | 2.5032e-09 | 2.6432e-09 | 3.207e-09 | 3.0543e-09 | 11536.0538 | 319.4911 | 11216.5626 | 0 | 0 | 0 | 0 | 0 | 6.3477e-07 | 2.8877e-05 | 0 | 2.8877e-05 | 3.0492e-05 | 0 | 3.0492e-05 | 3.6996e-05 | 0 | 3.6996e-05 | 3.5235e-05 | 0 | 3.5235e-05
[79 empty] | WLDFR | HFTD - Distribution - Tier 3 - 3QU CoRE ¦ 5QU LoRE | Non-Red Flag Warning - Destructive Fires | 2049 | 2.5032e-09 | 2.6432e-09 | 3.207e-09 | 3.0543e-09 | 11536.0538 | 319.4911 | 11216.5626 | 0 | 0 | 0 | 0 | 0 | 6.3477e-07 | 2.8877e-05 | 0 | 2.8877e-05 | 3.0492e-05 | 0 | 3.0492e-05 | 3.6996e-05 | 0 | 3.6996e-05 | 3.5235e-05 | 0 | 3.5235e-05
[79 empty] | WLDFR | HFTD - Distribution - Tier 3 - 3QU CoRE ¦ 5QU LoRE | Non-Red Flag Warning - Destructive Fires | 2050 | 0 | 2.6432e-09 | 3.207e-09 | 3.0543e-09 | 11536.0538 | 319.4911 | 11216.5626 | 0 | 0 | 0 | 0 | 0 | 6.3477e-07 | 0 | 0 | 0 | 3.0492e-05 | 0 | 3.0492e-05 | 3.6996e-05 | 0 | 3.6996e-05 | 3.5235e-05 | 0 | 3.5235e-05
[79 empty] | WLDFR | HFTD - Distribution - Tier 3 - 3QU CoRE ¦ 5QU LoRE | Non-Red Flag Warning - Destructive Fires | 2051 | 0 | 0 | 3.207e-09 | 3.0543e-09 | 11536.0538 | 319.4911 | 11216.5626 | 0 | 0 | 0 | 0 | 0 | 6.3477e-07 | 0 | 0 | 0 | 0 | 0 | 0 | 3.6996e-05 | 0 | 3.6996e-05 | 3.5235e-05 | 0 | 3.5235e-05
[79 empty] | WLDFR | HFTD - Distribution - Tier 3 - 3QU CoRE ¦ 5QU LoRE | Non-Red Flag Warning - Destructive Fires | 2052 | 0 | 0 | 0 | 3.0543e-09 | 11536.0538 | 319.4911 | 11216.5626 | 0 | 0 | 0 | 0 | 0 | 6.3477e-07 | 0 | 0 | 0 | 0 | 0 | 0 | 0 | 0 | 0 | 3.5235e-05 | 0 | 3.5235e-05
[79 empty] | WLDFR | HFTD - Distribution - Tier 3 - 3QU CoRE ¦ 5QU LoRE | Non-Red Flag Warning - Large Fires | 2020 | 8.5855e-08 | 0 | 0 | 0 | 5.2406 | 0.69642 | 2.942 | 1.6022 | 0 | 0 | 0 | 0 | 9.4545e-06 | 4.4993e-07 | 0 | 4.4993e-07 | 0 | 0 | 0 | 0 | 0 | 0 | 0 | 0 | 0
[79 empty] | WLDFR | HFTD - Distribution - Tier 3 - 3QU CoRE ¦ 5QU LoRE | Non-Red Flag Warning - Large Fires | 2021 | 4.9193e-08 | 9.0655e-08 | 0 | 0 | 5.2406 | 0.69642 | 2.942 | 1.6022 | 0 | 0 | 0 | 0 | 9.4545e-06 | 2.578e-07 | 0 | 2.578e-07 | 4.7508e-07 | 0 | 4.7508e-07 | 0 | 0 | 0 | 0 | 0 | 0
[79 empty] | WLDFR | HFTD - Distribution - Tier 3 - 3QU CoRE ¦ 5QU LoRE | Non-Red Flag Warning - Large Fires | 2022 | 3.4013e-08 | 3.5914e-08 | 7.658e-08 | 0 | 5.2406 | 0.69642 | 2.942 | 1.6022 | 0 | 0 | 0 | 0 | 7.8035e-06 | 1.7825e-07 | 0 | 1.7825e-07 | 1.8821e-07 | 0 | 1.8821e-07 | 4.0132e-07 | 0 | 4.0132e-07 | 0 | 0 | 0
[79 empty] | WLDFR | HFTD - Distribution - Tier 3 - 3QU CoRE ¦ 5QU LoRE | Non-Red Flag Warning - Large Fires | 2023 | 3.4013e-08 | 3.5914e-08 | 4.3575e-08 | 7.2933e-08 | 5.475 | 0.71896 | 3.0715 | 1.6846 | 0 | 0 | 0 | 0 | 7.8035e-06 | 1.8622e-07 | 0 | 1.8622e-07 | 1.9663e-07 | 0 | 1.9663e-07 | 2.3858e-07 | 0 | 2.3858e-07 | 3.9931e-07 | 0 | 3.9931e-07
[79 empty] | WLDFR | HFTD - Distribution - Tier 3 - 3QU CoRE ¦ 5QU LoRE | Non-Red Flag Warning - Large Fires | 2024 | 3.4013e-08 | 3.5914e-08 | 4.3575e-08 | 4.15e-08 | 5.475 | 0.71896 | 3.0715 | 1.6846 | 0 | 0 | 0 | 0 | 7.8035e-06 | 1.8622e-07 | 0 | 1.8622e-07 | 1.9663e-07 | 0 | 1.9663e-07 | 2.3858e-07 | 0 | 2.3858e-07 | 2.2722e-07 | 0 | 2.2722e-07
[79 empty] | WLDFR | HFTD - Distribution - Tier 3 - 3QU CoRE ¦ 5QU LoRE | Non-Red Flag Warning - Large Fires | 2025 | 3.4013e-08 | 3.5914e-08 | 4.3575e-08 | 4.15e-08 | 5.475 | 0.71896 | 3.0715 | 1.6846 | 0 | 0 | 0 | 0 | 7.8035e-06 | 1.8622e-07 | 0 | 1.8622e-07 | 1.9663e-07 | 0 | 1.9663e-07 | 2.3858e-07 | 0 | 2.3858e-07 | 2.2722e-07 | 0 | 2.2722e-07
[79 empty] | WLDFR | HFTD - Distribution - Tier 3 - 3QU CoRE ¦ 5QU LoRE | Non-Red Flag Warning - Large Fires | 2026 | 3.4013e-08 | 3.5914e-08 | 4.3575e-08 | 4.15e-08 | 5.475 | 0.71896 | 3.0715 | 1.6846 | 0 | 0 | 0 | 0 | 7.8035e-06 | 1.8622e-07 | 0 | 1.8622e-07 | 1.9663e-07 | 0 | 1.9663e-07 | 2.3858e-07 | 0 | 2.3858e-07 | 2.2722e-07 | 0 | 2.2722e-07
[79 empty] | WLDFR | HFTD - Distribution - Tier 3 - 3QU CoRE ¦ 5QU LoRE | Non-Red Flag Warning - Large Fires | 2027 | 3.4013e-08 | 3.5914e-08 | 4.3575e-08 | 4.15e-08 | 5.475 | 0.71896 | 3.0715 | 1.6846 | 0 | 0 | 0 | 0 | 7.8035e-06 | 1.8622e-07 | 0 | 1.8622e-07 | 1.9663e-07 | 0 | 1.9663e-07 | 2.3858e-07 | 0 | 2.3858e-07 | 2.2722e-07 | 0 | 2.2722e-07
[79 empty] | WLDFR | HFTD - Distribution - Tier 3 - 3QU CoRE ¦ 5QU LoRE | Non-Red Flag Warning - Large Fires | 2028 | 3.4013e-08 | 3.5914e-08 | 4.3575e-08 | 4.15e-08 | 5.777 | 0.74734 | 3.238 | 1.7917 | 0 | 0 | 0 | 0 | 7.8035e-06 | 1.9649e-07 | 0 | 1.9649e-07 | 2.0748e-07 | 0 | 2.0748e-07 | 2.5174e-07 | 0 | 2.5174e-07 | 2.3975e-07 | 0 | 2.3975e-07
[79 empty] | WLDFR | HFTD - Distribution - Tier 3 - 3QU CoRE ¦ 5QU LoRE | Non-Red Flag Warning - Large Fires | 2029 | 3.4013e-08 | 3.5914e-08 | 4.3575e-08 | 4.15e-08 | 5.777 | 0.74734 | 3.238 | 1.7917 | 0 | 0 | 0 | 0 | 7.8035e-06 | 1.9649e-07 | 0 | 1.9649e-07 | 2.0748e-07 | 0 | 2.0748e-07 | 2.5174e-07 | 0 | 2.5174e-07 | 2.3975e-07 | 0 | 2.3975e-07
[79 empty] | WLDFR | HFTD - Distribution - Tier 3 - 3QU CoRE ¦ 5QU LoRE | Non-Red Flag Warning - Large Fires | 2030 | 3.4013e-08 | 3.5914e-08 | 4.3575e-08 | 4.15e-08 | 5.777 | 0.74734 | 3.238 | 1.7917 | 0 | 0 | 0 | 0 | 7.8035e-06 | 1.9649e-07 | 0 | 1.9649e-07 | 2.0748e-07 | 0 | 2.0748e-07 | 2.5174e-07 | 0 | 2.5174e-07 | 2.3975e-07 | 0 | 2.3975e-07
[79 empty] | WLDFR | HFTD - Distribution - Tier 3 - 3QU CoRE ¦ 5QU LoRE | Non-Red Flag Warning - Large Fires | 2031 | 3.4013e-08 | 3.5914e-08 | 4.3575e-08 | 4.15e-08 | 5.777 | 0.74734 | 3.238 | 1.7917 | 0 | 0 | 0 | 0 | 7.8035e-06 | 1.9649e-07 | 0 | 1.9649e-07 | 2.0748e-07 | 0 | 2.0748e-07 | 2.5174e-07 | 0 | 2.5174e-07 | 2.3975e-07 | 0 | 2.3975e-07
[79 empty] | WLDFR | HFTD - Distribution - Tier 3 - 3QU CoRE ¦ 5QU LoRE | Non-Red Flag Warning - Large Fires | 2032 | 3.4013e-08 | 3.5914e-08 | 4.3575e-08 | 4.15e-08 | 5.777 | 0.74734 | 3.238 | 1.7917 | 0 | 0 | 0 | 0 | 7.8035e-06 | 1.9649e-07 | 0 | 1.9649e-07 | 2.0748e-07 | 0 | 2.0748e-07 | 2.5174e-07 | 0 | 2.5174e-07 | 2.3975e-07 | 0 | 2.3975e-07
[79 empty] | WLDFR | HFTD - Distribution - Tier 3 - 3QU CoRE ¦ 5QU LoRE | Non-Red Flag Warning - Large Fires | 2033 | 3.4013e-08 | 3.5914e-08 | 4.3575e-08 | 4.15e-08 | 6.1205 | 0.77885 | 3.4265 | 1.9151 | 0 | 0 | 0 | 0 | 7.8035e-06 | 2.0818e-07 | 0 | 2.0818e-07 | 2.1981e-07 | 0 | 2.1981e-07 | 2.667e-07 | 0 | 2.667e-07 | 2.54e-07 | 0 | 2.54e-07
[79 empty] | WLDFR | HFTD - Distribution - Tier 3 - 3QU CoRE ¦ 5QU LoRE | Non-Red Flag Warning - Large Fires | 2034 | 3.4013e-08 | 3.5914e-08 | 4.3575e-08 | 4.15e-08 | 6.1205 | 0.77885 | 3.4265 | 1.9151 | 0 | 0 | 0 | 0 | 7.8035e-06 | 2.0818e-07 | 0 | 2.0818e-07 | 2.1981e-07 | 0 | 2.1981e-07 | 2.667e-07 | 0 | 2.667e-07 | 2.54e-07 | 0 | 2.54e-07
[79 empty] | WLDFR | HFTD - Distribution - Tier 3 - 3QU CoRE ¦ 5QU LoRE | Non-Red Flag Warning - Large Fires | 2035 | 3.4013e-08 | 3.5914e-08 | 4.3575e-08 | 4.15e-08 | 6.1205 | 0.77885 | 3.4265 | 1.9151 | 0 | 0 | 0 | 0 | 7.8035e-06 | 2.0818e-07 | 0 | 2.0818e-07 | 2.1981e-07 | 0 | 2.1981e-07 | 2.667e-07 | 0 | 2.667e-07 | 2.54e-07 | 0 | 2.54e-07
[79 empty] | WLDFR | HFTD - Distribution - Tier 3 - 3QU CoRE ¦ 5QU LoRE | Non-Red Flag Warning - Large Fires | 2036 | 3.4013e-08 | 3.5914e-08 | 4.3575e-08 | 4.15e-08 | 6.1205 | 0.77885 | 3.4265 | 1.9151 | 0 | 0 | 0 | 0 | 7.8035e-06 | 2.0818e-07 | 0 | 2.0818e-07 | 2.1981e-07 | 0 | 2.1981e-07 | 2.667e-07 | 0 | 2.667e-07 | 2.54e-07 | 0 | 2.54e-07
[79 empty] | WLDFR | HFTD - Distribution - Tier 3 - 3QU CoRE ¦ 5QU LoRE | Non-Red Flag Warning - Large Fires | 2037 | 3.4013e-08 | 3.5914e-08 | 4.3575e-08 | 4.15e-08 | 6.1205 | 0.77885 | 3.4265 | 1.9151 | 0 | 0 | 0 | 0 | 7.8035e-06 | 2.0818e-07 | 0 | 2.0818e-07 | 2.1981e-07 | 0 | 2.1981e-07 | 2.667e-07 | 0 | 2.667e-07 | 2.54e-07 | 0 | 2.54e-07
[79 empty] | WLDFR | HFTD - Distribution - Tier 3 - 3QU CoRE ¦ 5QU LoRE | Non-Red Flag Warning - Large Fires | 2038 | 3.4013e-08 | 3.5914e-08 | 4.3575e-08 | 4.15e-08 | 6.5028 | 0.81304 | 3.6355 | 2.0543 | 0 | 0 | 0 | 0 | 7.8035e-06 | 2.2118e-07 | 0 | 2.2118e-07 | 2.3355e-07 | 0 | 2.3355e-07 | 2.8336e-07 | 0 | 2.8336e-07 | 2.6987e-07 | 0 | 2.6987e-07
[79 empty] | WLDFR | HFTD - Distribution - Tier 3 - 3QU CoRE ¦ 5QU LoRE | Non-Red Flag Warning - Large Fires | 2039 | 3.4013e-08 | 3.5914e-08 | 4.3575e-08 | 4.15e-08 | 6.5028 | 0.81304 | 3.6355 | 2.0543 | 0 | 0 | 0 | 0 | 7.8035e-06 | 2.2118e-07 | 0 | 2.2118e-07 | 2.3355e-07 | 0 | 2.3355e-07 | 2.8336e-07 | 0 | 2.8336e-07 | 2.6987e-07 | 0 | 2.6987e-07
[79 empty] | WLDFR | HFTD - Distribution - Tier 3 - 3QU CoRE ¦ 5QU LoRE | Non-Red Flag Warning - Large Fires | 2040 | 3.4013e-08 | 3.5914e-08 | 4.3575e-08 | 4.15e-08 | 6.5028 | 0.81304 | 3.6355 | 2.0543 | 0 | 0 | 0 | 0 | 7.8035e-06 | 2.2118e-07 | 0 | 2.2118e-07 | 2.3355e-07 | 0 | 2.3355e-07 | 2.8336e-07 | 0 | 2.8336e-07 | 2.6987e-07 | 0 | 2.6987e-07
[79 empty] | WLDFR | HFTD - Distribution - Tier 3 - 3QU CoRE ¦ 5QU LoRE | Non-Red Flag Warning - Large Fires | 2041 | 3.4013e-08 | 3.5914e-08 | 4.3575e-08 | 4.15e-08 | 6.5028 | 0.81304 | 3.6355 | 2.0543 | 0 | 0 | 0 | 0 | 7.8035e-06 | 2.2118e-07 | 0 | 2.2118e-07 | 2.3355e-07 | 0 | 2.3355e-07 | 2.8336e-07 | 0 | 2.8336e-07 | 2.6987e-07 | 0 | 2.6987e-07
[79 empty] | WLDFR | HFTD - Distribution - Tier 3 - 3QU CoRE ¦ 5QU LoRE | Non-Red Flag Warning - Large Fires | 2042 | 3.4013e-08 | 3.5914e-08 | 4.3575e-08 | 4.15e-08 | 6.5028 | 0.81304 | 3.6355 | 2.0543 | 0 | 0 | 0 | 0 | 7.8035e-06 | 2.2118e-07 | 0 | 2.2118e-07 | 2.3355e-07 | 0 | 2.3355e-07 | 2.8336e-07 | 0 | 2.8336e-07 | 2.6987e-07 | 0 | 2.6987e-07
[79 empty] | WLDFR | HFTD - Distribution - Tier 3 - 3QU CoRE ¦ 5QU LoRE | Non-Red Flag Warning - Large Fires | 2043 | 3.4013e-08 | 3.5914e-08 | 4.3575e-08 | 4.15e-08 | 6.9209 | 0.84944 | 3.8632 | 2.2083 | 0 | 0 | 0 | 0 | 7.8035e-06 | 2.354e-07 | 0 | 2.354e-07 | 2.4856e-07 | 0 | 2.4856e-07 | 3.0158e-07 | 0 | 3.0158e-07 | 2.8722e-07 | 0 | 2.8722e-07
[79 empty] | WLDFR | HFTD - Distribution - Tier 3 - 3QU CoRE ¦ 5QU LoRE | Non-Red Flag Warning - Large Fires | 2044 | 3.4013e-08 | 3.5914e-08 | 4.3575e-08 | 4.15e-08 | 6.9209 | 0.84944 | 3.8632 | 2.2083 | 0 | 0 | 0 | 0 | 7.8035e-06 | 2.354e-07 | 0 | 2.354e-07 | 2.4856e-07 | 0 | 2.4856e-07 | 3.0158e-07 | 0 | 3.0158e-07 | 2.8722e-07 | 0 | 2.8722e-07
[79 empty] | WLDFR | HFTD - Distribution - Tier 3 - 3QU CoRE ¦ 5QU LoRE | Non-Red Flag Warning - Large Fires | 2045 | 3.4013e-08 | 3.5914e-08 | 4.3575e-08 | 4.15e-08 | 6.9209 | 0.84944 | 3.8632 | 2.2083 | 0 | 0 | 0 | 0 | 7.8035e-06 | 2.354e-07 | 0 | 2.354e-07 | 2.4856e-07 | 0 | 2.4856e-07 | 3.0158e-07 | 0 | 3.0158e-07 | 2.8722e-07 | 0 | 2.8722e-07
[79 empty] | WLDFR | HFTD - Distribution - Tier 3 - 3QU CoRE ¦ 5QU LoRE | Non-Red Flag Warning - Large Fires | 2046 | 3.4013e-08 | 3.5914e-08 | 4.3575e-08 | 4.15e-08 | 6.9209 | 0.84944 | 3.8632 | 2.2083 | 0 | 0 | 0 | 0 | 7.8035e-06 | 2.354e-07 | 0 | 2.354e-07 | 2.4856e-07 | 0 | 2.4856e-07 | 3.0158e-07 | 0 | 3.0158e-07 | 2.8722e-07 | 0 | 2.8722e-07
[79 empty] | WLDFR | HFTD - Distribution - Tier 3 - 3QU CoRE ¦ 5QU LoRE | Non-Red Flag Warning - Large Fires | 2047 | 3.4013e-08 | 3.5914e-08 | 4.3575e-08 | 4.15e-08 | 6.9209 | 0.84944 | 3.8632 | 2.2083 | 0 | 0 | 0 | 0 | 7.8035e-06 | 2.354e-07 | 0 | 2.354e-07 | 2.4856e-07 | 0 | 2.4856e-07 | 3.0158e-07 | 0 | 3.0158e-07 | 2.8722e-07 | 0 | 2.8722e-07
[79 empty] | WLDFR | HFTD - Distribution - Tier 3 - 3QU CoRE ¦ 5QU LoRE | Non-Red Flag Warning - Large Fires | 2048 | 3.4013e-08 | 3.5914e-08 | 4.3575e-08 | 4.15e-08 | 7.3713 | 0.88759 | 4.1075 | 2.3763 | 0 | 0 | 0 | 0 | 7.8035e-06 | 2.5072e-07 | 0 | 2.5072e-07 | 2.6474e-07 | 0 | 2.6474e-07 | 3.2121e-07 | 0 | 3.2121e-07 | 3.0591e-07 | 0 | 3.0591e-07
[79 empty] | WLDFR | HFTD - Distribution - Tier 3 - 3QU CoRE ¦ 5QU LoRE | Non-Red Flag Warning - Large Fires | 2049 | 3.4013e-08 | 3.5914e-08 | 4.3575e-08 | 4.15e-08 | 7.3713 | 0.88759 | 4.1075 | 2.3763 | 0 | 0 | 0 | 0 | 7.8035e-06 | 2.5072e-07 | 0 | 2.5072e-07 | 2.6474e-07 | 0 | 2.6474e-07 | 3.2121e-07 | 0 | 3.2121e-07 | 3.0591e-07 | 0 | 3.0591e-07
[79 empty] | WLDFR | HFTD - Distribution - Tier 3 - 3QU CoRE ¦ 5QU LoRE | Non-Red Flag Warning - Large Fires | 2050 | 0 | 3.5914e-08 | 4.3575e-08 | 4.15e-08 | 7.3713 | 0.88759 | 4.1075 | 2.3763 | 0 | 0 | 0 | 0 | 7.8035e-06 | 0 | 0 | 0 | 2.6474e-07 | 0 | 2.6474e-07 | 3.2121e-07 | 0 | 3.2121e-07 | 3.0591e-07 | 0 | 3.0591e-07
[79 empty] | WLDFR | HFTD - Distribution - Tier 3 - 3QU CoRE ¦ 5QU LoRE | Non-Red Flag Warning - Large Fires | 2051 | 0 | 0 | 4.3575e-08 | 4.15e-08 | 7.3713 | 0.88759 | 4.1075 | 2.3763 | 0 | 0 | 0 | 0 | 7.8035e-06 | 0 | 0 | 0 | 0 | 0 | 0 | 3.2121e-07 | 0 | 3.2121e-07 | 3.0591e-07 | 0 | 3.0591e-07
[79 empty] | WLDFR | HFTD - Distribution - Tier 3 - 3QU CoRE ¦ 5QU LoRE | Non-Red Flag Warning - Large Fires | 2052 | 0 | 0 | 0 | 4.15e-08 | 7.3713 | 0.88759 | 4.1075 | 2.3763 | 0 | 0 | 0 | 0 | 7.8035e-06 | 0 | 0 | 0 | 0 | 0 | 0 | 0 | 0 | 0 | 3.0591e-07 | 0 | 3.0591e-07
[79 empty] | WLDFR | HFTD - Distribution - Tier 3 - 3QU CoRE ¦ 5QU LoRE | Non-Red Flag Warning - Small Fires | 2020 | 2.2906e-05 | 0 | 0 | 0 | 0.077901 | 0.036425 | 0.0015809 | 0.039895 | 0 | 0 | 0 | 0 | 0.0024772 | 1.7844e-06 | 0 | 1.7844e-06 | 0 | 0 | 0 | 0 | 0 | 0 | 0 | 0 | 0
[79 empty] | WLDFR | HFTD - Distribution - Tier 3 - 3QU CoRE ¦ 5QU LoRE | Non-Red Flag Warning - Small Fires | 2021 | 1.3057e-05 | 2.4187e-05 | 0 | 0 | 0.077901 | 0.036425 | 0.0015809 | 0.039895 | 0 | 0 | 0 | 0 | 0.0024772 | 1.0172e-06 | 0 | 1.0172e-06 | 1.8842e-06 | 0 | 1.8842e-06 | 0 | 0 | 0 | 0 | 0 | 0
[79 empty] | WLDFR | HFTD - Distribution - Tier 3 - 3QU CoRE ¦ 5QU LoRE | Non-Red Flag Warning - Small Fires | 2022 | 9.9195e-06 | 1.0474e-05 | 2.2513e-05 | 0 | 0.077901 | 0.036425 | 0.0015809 | 0.039895 | 0 | 0 | 0 | 0 | 0.0021815 | 7.7274e-07 | 0 | 7.7274e-07 | 8.1594e-07 | 0 | 8.1594e-07 | 1.7538e-06 | 0 | 1.7538e-06 | 0 | 0 | 0
[79 empty] | WLDFR | HFTD - Distribution - Tier 3 - 3QU CoRE ¦ 5QU LoRE | Non-Red Flag Warning - Small Fires | 2023 | 9.9195e-06 | 1.0474e-05 | 1.2708e-05 | 2.1441e-05 | 0.080408 | 0.03759 | 0.0016314 | 0.041187 | 0 | 0 | 0 | 0 | 0.0021815 | 7.9761e-07 | 0 | 7.9761e-07 | 8.4221e-07 | 0 | 8.4221e-07 | 1.0219e-06 | 0 | 1.0219e-06 | 1.724e-06 | 0 | 1.724e-06
[79 empty] | WLDFR | HFTD - Distribution - Tier 3 - 3QU CoRE ¦ 5QU LoRE | Non-Red Flag Warning - Small Fires | 2024 | 9.9195e-06 | 1.0474e-05 | 1.2708e-05 | 1.2103e-05 | 0.080408 | 0.03759 | 0.0016314 | 0.041187 | 0 | 0 | 0 | 0 | 0.0021815 | 7.9761e-07 | 0 | 7.9761e-07 | 8.4221e-07 | 0 | 8.4221e-07 | 1.0219e-06 | 0 | 1.0219e-06 | 9.732e-07 | 0 | 9.732e-07
[79 empty] | WLDFR | HFTD - Distribution - Tier 3 - 3QU CoRE ¦ 5QU LoRE | Non-Red Flag Warning - Small Fires | 2025 | 9.9195e-06 | 1.0474e-05 | 1.2708e-05 | 1.2103e-05 | 0.080408 | 0.03759 | 0.0016314 | 0.041187 | 0 | 0 | 0 | 0 | 0.0021815 | 7.9761e-07 | 0 | 7.9761e-07 | 8.4221e-07 | 0 | 8.4221e-07 | 1.0219e-06 | 0 | 1.0219e-06 | 9.732e-07 | 0 | 9.732e-07
[79 empty] | WLDFR | HFTD - Distribution - Tier 3 - 3QU CoRE ¦ 5QU LoRE | Non-Red Flag Warning - Small Fires | 2026 | 9.9195e-06 | 1.0474e-05 | 1.2708e-05 | 1.2103e-05 | 0.080408 | 0.03759 | 0.0016314 | 0.041187 | 0 | 0 | 0 | 0 | 0.0021815 | 7.9761e-07 | 0 | 7.9761e-07 | 8.4221e-07 | 0 | 8.4221e-07 | 1.0219e-06 | 0 | 1.0219e-06 | 9.732e-07 | 0 | 9.732e-07
[79 empty] | WLDFR | HFTD - Distribution - Tier 3 - 3QU CoRE ¦ 5QU LoRE | Non-Red Flag Warning - Small Fires | 2027 | 9.9195e-06 | 1.0474e-05 | 1.2708e-05 | 1.2103e-05 | 0.080408 | 0.03759 | 0.0016314 | 0.041187 | 0 | 0 | 0 | 0 | 0.0021815 | 7.9761e-07 | 0 | 7.9761e-07 | 8.4221e-07 | 0 | 8.4221e-07 | 1.0219e-06 | 0 | 1.0219e-06 | 9.732e-07 | 0 | 9.732e-07
[79 empty] | WLDFR | HFTD - Distribution - Tier 3 - 3QU CoRE ¦ 5QU LoRE | Non-Red Flag Warning - Small Fires | 2028 | 9.9195e-06 | 1.0474e-05 | 1.2708e-05 | 1.2103e-05 | 0.083606 | 0.039055 | 0.001695 | 0.042856 | 0 | 0 | 0 | 0 | 0.0021815 | 8.2934e-07 | 0 | 8.2934e-07 | 8.7571e-07 | 0 | 8.7571e-07 | 1.0625e-06 | 0 | 1.0625e-06 | 1.0119e-06 | 0 | 1.0119e-06
[79 empty] | WLDFR | HFTD - Distribution - Tier 3 - 3QU CoRE ¦ 5QU LoRE | Non-Red Flag Warning - Small Fires | 2029 | 9.9195e-06 | 1.0474e-05 | 1.2708e-05 | 1.2103e-05 | 0.083606 | 0.039055 | 0.001695 | 0.042856 | 0 | 0 | 0 | 0 | 0.0021815 | 8.2934e-07 | 0 | 8.2934e-07 | 8.7571e-07 | 0 | 8.7571e-07 | 1.0625e-06 | 0 | 1.0625e-06 | 1.0119e-06 | 0 | 1.0119e-06
[79 empty] | WLDFR | HFTD - Distribution - Tier 3 - 3QU CoRE ¦ 5QU LoRE | Non-Red Flag Warning - Small Fires | 2030 | 9.9195e-06 | 1.0474e-05 | 1.2708e-05 | 1.2103e-05 | 0.083606 | 0.039055 | 0.001695 | 0.042856 | 0 | 0 | 0 | 0 | 0.0021815 | 8.2934e-07 | 0 | 8.2934e-07 | 8.7571e-07 | 0 | 8.7571e-07 | 1.0625e-06 | 0 | 1.0625e-06 | 1.0119e-06 | 0 | 1.0119e-06
[79 empty] | WLDFR | HFTD - Distribution - Tier 3 - 3QU CoRE ¦ 5QU LoRE | Non-Red Flag Warning - Small Fires | 2031 | 9.9195e-06 | 1.0474e-05 | 1.2708e-05 | 1.2103e-05 | 0.083606 | 0.039055 | 0.001695 | 0.042856 | 0 | 0 | 0 | 0 | 0.0021815 | 8.2934e-07 | 0 | 8.2934e-07 | 8.7571e-07 | 0 | 8.7571e-07 | 1.0625e-06 | 0 | 1.0625e-06 | 1.0119e-06 | 0 | 1.0119e-06
[79 empty] | WLDFR | HFTD - Distribution - Tier 3 - 3QU CoRE ¦ 5QU LoRE | Non-Red Flag Warning - Small Fires | 2032 | 9.9195e-06 | 1.0474e-05 | 1.2708e-05 | 1.2103e-05 | 0.083606 | 0.039055 | 0.001695 | 0.042856 | 0 | 0 | 0 | 0 | 0.0021815 | 8.2934e-07 | 0 | 8.2934e-07 | 8.7571e-07 | 0 | 8.7571e-07 | 1.0625e-06 | 0 | 1.0625e-06 | 1.0119e-06 | 0 | 1.0119e-06
[79 empty] | WLDFR | HFTD - Distribution - Tier 3 - 3QU CoRE ¦ 5QU LoRE | Non-Red Flag Warning - Small Fires | 2033 | 9.9195e-06 | 1.0474e-05 | 1.2708e-05 | 1.2103e-05 | 0.087211 | 0.040679 | 0.0017655 | 0.044766 | 0 | 0 | 0 | 0 | 0.0021815 | 8.6509e-07 | 0 | 8.6509e-07 | 9.1346e-07 | 0 | 9.1346e-07 | 1.1083e-06 | 0 | 1.1083e-06 | 1.0555e-06 | 0 | 1.0555e-06
[79 empty] | WLDFR | HFTD - Distribution - Tier 3 - 3QU CoRE ¦ 5QU LoRE | Non-Red Flag Warning - Small Fires | 2034 | 9.9195e-06 | 1.0474e-05 | 1.2708e-05 | 1.2103e-05 | 0.087211 | 0.040679 | 0.0017655 | 0.044766 | 0 | 0 | 0 | 0 | 0.0021815 | 8.6509e-07 | 0 | 8.6509e-07 | 9.1346e-07 | 0 | 9.1346e-07 | 1.1083e-06 | 0 | 1.1083e-06 | 1.0555e-06 | 0 | 1.0555e-06
[79 empty] | WLDFR | HFTD - Distribution - Tier 3 - 3QU CoRE ¦ 5QU LoRE | Non-Red Flag Warning - Small Fires | 2035 | 9.9195e-06 | 1.0474e-05 | 1.2708e-05 | 1.2103e-05 | 0.087211 | 0.040679 | 0.0017655 | 0.044766 | 0 | 0 | 0 | 0 | 0.0021815 | 8.6509e-07 | 0 | 8.6509e-07 | 9.1346e-07 | 0 | 9.1346e-07 | 1.1083e-06 | 0 | 1.1083e-06 | 1.0555e-06 | 0 | 1.0555e-06
[79 empty] | WLDFR | HFTD - Distribution - Tier 3 - 3QU CoRE ¦ 5QU LoRE | Non-Red Flag Warning - Small Fires | 2036 | 9.9195e-06 | 1.0474e-05 | 1.2708e-05 | 1.2103e-05 | 0.087211 | 0.040679 | 0.0017655 | 0.044766 | 0 | 0 | 0 | 0 | 0.0021815 | 8.6509e-07 | 0 | 8.6509e-07 | 9.1346e-07 | 0 | 9.1346e-07 | 1.1083e-06 | 0 | 1.1083e-06 | 1.0555e-06 | 0 | 1.0555e-06
[79 empty] | WLDFR | HFTD - Distribution - Tier 3 - 3QU CoRE ¦ 5QU LoRE | Non-Red Flag Warning - Small Fires | 2037 | 9.9195e-06 | 1.0474e-05 | 1.2708e-05 | 1.2103e-05 | 0.087211 | 0.040679 | 0.0017655 | 0.044766 | 0 | 0 | 0 | 0 | 0.0021815 | 8.6509e-07 | 0 | 8.6509e-07 | 9.1346e-07 | 0 | 9.1346e-07 | 1.1083e-06 | 0 | 1.1083e-06 | 1.0555e-06 | 0 | 1.0555e-06
[79 empty] | WLDFR | HFTD - Distribution - Tier 3 - 3QU CoRE ¦ 5QU LoRE | Non-Red Flag Warning - Small Fires | 2038 | 9.9195e-06 | 1.0474e-05 | 1.2708e-05 | 1.2103e-05 | 0.091184 | 0.042438 | 0.0018418 | 0.046905 | 0 | 0 | 0 | 0 | 0.0021815 | 9.045e-07 | 0 | 9.045e-07 | 9.5508e-07 | 0 | 9.5508e-07 | 1.1588e-06 | 0 | 1.1588e-06 | 1.1036e-06 | 0 | 1.1036e-06
[79 empty] | WLDFR | HFTD - Distribution - Tier 3 - 3QU CoRE ¦ 5QU LoRE | Non-Red Flag Warning - Small Fires | 2039 | 9.9195e-06 | 1.0474e-05 | 1.2708e-05 | 1.2103e-05 | 0.091184 | 0.042438 | 0.0018418 | 0.046905 | 0 | 0 | 0 | 0 | 0.0021815 | 9.045e-07 | 0 | 9.045e-07 | 9.5508e-07 | 0 | 9.5508e-07 | 1.1588e-06 | 0 | 1.1588e-06 | 1.1036e-06 | 0 | 1.1036e-06
[79 empty] | WLDFR | HFTD - Distribution - Tier 3 - 3QU CoRE ¦ 5QU LoRE | Non-Red Flag Warning - Small Fires | 2040 | 9.9195e-06 | 1.0474e-05 | 1.2708e-05 | 1.2103e-05 | 0.091184 | 0.042438 | 0.0018418 | 0.046905 | 0 | 0 | 0 | 0 | 0.0021815 | 9.045e-07 | 0 | 9.045e-07 | 9.5508e-07 | 0 | 9.5508e-07 | 1.1588e-06 | 0 | 1.1588e-06 | 1.1036e-06 | 0 | 1.1036e-06
[79 empty] | WLDFR | HFTD - Distribution - Tier 3 - 3QU CoRE ¦ 5QU LoRE | Non-Red Flag Warning - Small Fires | 2041 | 9.9195e-06 | 1.0474e-05 | 1.2708e-05 | 1.2103e-05 | 0.091184 | 0.042438 | 0.0018418 | 0.046905 | 0 | 0 | 0 | 0 | 0.0021815 | 9.045e-07 | 0 | 9.045e-07 | 9.5508e-07 | 0 | 9.5508e-07 | 1.1588e-06 | 0 | 1.1588e-06 | 1.1036e-06 | 0 | 1.1036e-06
[79 empty] | WLDFR | HFTD - Distribution - Tier 3 - 3QU CoRE ¦ 5QU LoRE | Non-Red Flag Warning - Small Fires | 2042 | 9.9195e-06 | 1.0474e-05 | 1.2708e-05 | 1.2103e-05 | 0.091184 | 0.042438 | 0.0018418 | 0.046905 | 0 | 0 | 0 | 0 | 0.0021815 | 9.045e-07 | 0 | 9.045e-07 | 9.5508e-07 | 0 | 9.5508e-07 | 1.1588e-06 | 0 | 1.1588e-06 | 1.1036e-06 | 0 | 1.1036e-06
[79 empty] | WLDFR | HFTD - Distribution - Tier 3 - 3QU CoRE ¦ 5QU LoRE | Non-Red Flag Warning - Small Fires | 2043 | 9.9195e-06 | 1.0474e-05 | 1.2708e-05 | 1.2103e-05 | 0.095486 | 0.044306 | 0.0019228 | 0.049257 | 0 | 0 | 0 | 0 | 0.0021815 | 9.4717e-07 | 0 | 9.4717e-07 | 1.0001e-06 | 0 | 1.0001e-06 | 1.2135e-06 | 0 | 1.2135e-06 | 1.1557e-06 | 0 | 1.1557e-06
[79 empty] | WLDFR | HFTD - Distribution - Tier 3 - 3QU CoRE ¦ 5QU LoRE | Non-Red Flag Warning - Small Fires | 2044 | 9.9195e-06 | 1.0474e-05 | 1.2708e-05 | 1.2103e-05 | 0.095486 | 0.044306 | 0.0019228 | 0.049257 | 0 | 0 | 0 | 0 | 0.0021815 | 9.4717e-07 | 0 | 9.4717e-07 | 1.0001e-06 | 0 | 1.0001e-06 | 1.2135e-06 | 0 | 1.2135e-06 | 1.1557e-06 | 0 | 1.1557e-06
[79 empty] | WLDFR | HFTD - Distribution - Tier 3 - 3QU CoRE ¦ 5QU LoRE | Non-Red Flag Warning - Small Fires | 2045 | 9.9195e-06 | 1.0474e-05 | 1.2708e-05 | 1.2103e-05 | 0.095486 | 0.044306 | 0.0019228 | 0.049257 | 0 | 0 | 0 | 0 | 0.0021815 | 9.4717e-07 | 0 | 9.4717e-07 | 1.0001e-06 | 0 | 1.0001e-06 | 1.2135e-06 | 0 | 1.2135e-06 | 1.1557e-06 | 0 | 1.1557e-06
[79 empty] | WLDFR | HFTD - Distribution - Tier 3 - 3QU CoRE ¦ 5QU LoRE | Non-Red Flag Warning - Small Fires | 2046 | 9.9195e-06 | 1.0474e-05 | 1.2708e-05 | 1.2103e-05 | 0.095486 | 0.044306 | 0.0019228 | 0.049257 | 0 | 0 | 0 | 0 | 0.0021815 | 9.4717e-07 | 0 | 9.4717e-07 | 1.0001e-06 | 0 | 1.0001e-06 | 1.2135e-06 | 0 | 1.2135e-06 | 1.1557e-06 | 0 | 1.1557e-06
[79 empty] | WLDFR | HFTD - Distribution - Tier 3 - 3QU CoRE ¦ 5QU LoRE | Non-Red Flag Warning - Small Fires | 2047 | 9.9195e-06 | 1.0474e-05 | 1.2708e-05 | 1.2103e-05 | 0.095486 | 0.044306 | 0.0019228 | 0.049257 | 0 | 0 | 0 | 0 | 0.0021815 | 9.4717e-07 | 0 | 9.4717e-07 | 1.0001e-06 | 0 | 1.0001e-06 | 1.2135e-06 | 0 | 1.2135e-06 | 1.1557e-06 | 0 | 1.1557e-06
[79 empty] | WLDFR | HFTD - Distribution - Tier 3 - 3QU CoRE ¦ 5QU LoRE | Non-Red Flag Warning - Small Fires | 2048 | 9.9195e-06 | 1.0474e-05 | 1.2708e-05 | 1.2103e-05 | 0.10007 | 0.04626 | 0.0020076 | 0.051804 | 0 | 0 | 0 | 0 | 0.0021815 | 9.9266e-07 | 0 | 9.9266e-07 | 1.0482e-06 | 0 | 1.0482e-06 | 1.2718e-06 | 0 | 1.2718e-06 | 1.2112e-06 | 0 | 1.2112e-06
[79 empty] | WLDFR | HFTD - Distribution - Tier 3 - 3QU CoRE ¦ 5QU LoRE | Non-Red Flag Warning - Small Fires | 2049 | 9.9195e-06 | 1.0474e-05 | 1.2708e-05 | 1.2103e-05 | 0.10007 | 0.04626 | 0.0020076 | 0.051804 | 0 | 0 | 0 | 0 | 0.0021815 | 9.9266e-07 | 0 | 9.9266e-07 | 1.0482e-06 | 0 | 1.0482e-06 | 1.2718e-06 | 0 | 1.2718e-06 | 1.2112e-06 | 0 | 1.2112e-06
[79 empty] | WLDFR | HFTD - Distribution - Tier 3 - 3QU CoRE ¦ 5QU LoRE | Non-Red Flag Warning - Small Fires | 2050 | 0 | 1.0474e-05 | 1.2708e-05 | 1.2103e-05 | 0.10007 | 0.04626 | 0.0020076 | 0.051804 | 0 | 0 | 0 | 0 | 0.0021815 | 0 | 0 | 0 | 1.0482e-06 | 0 | 1.0482e-06 | 1.2718e-06 | 0 | 1.2718e-06 | 1.2112e-06 | 0 | 1.2112e-06
[79 empty] | WLDFR | HFTD - Distribution - Tier 3 - 3QU CoRE ¦ 5QU LoRE | Non-Red Flag Warning - Small Fires | 2051 | 0 | 0 | 1.2708e-05 | 1.2103e-05 | 0.10007 | 0.04626 | 0.0020076 | 0.051804 | 0 | 0 | 0 | 0 | 0.0021815 | 0 | 0 | 0 | 0 | 0 | 0 | 1.2718e-06 | 0 | 1.2718e-06 | 1.2112e-06 | 0 | 1.2112e-06
[79 empty] | WLDFR | HFTD - Distribution - Tier 3 - 3QU CoRE ¦ 5QU LoRE | Non-Red Flag Warning - Small Fires | 2052 | 0 | 0 | 0 | 1.2103e-05 | 0.10007 | 0.04626 | 0.0020076 | 0.051804 | 0 | 0 | 0 | 0 | 0.0021815 | 0 | 0 | 0 | 0 | 0 | 0 | 0 | 0 | 0 | 1.2112e-06 | 0 | 1.2112e-06
[79 empty] | WLDFR | HFTD - Distribution - Tier 3 - 3QU CoRE ¦ 5QU LoRE | Red Flag Warning - Catastrophic Fires | 2020 | 2.2014e-07 | 0 | 0 | 0 | 14146.1306 | 222.2294 | 8585.7228 | 5338.1784 | 0 | 0 | 0 | 0 | 1.6121e-05 | 0.0031141 | 0 | 0.0031141 | 0 | 0 | 0 | 0 | 0 | 0 | 0 | 0 | 0
[79 empty] | WLDFR | HFTD - Distribution - Tier 3 - 3QU CoRE ¦ 5QU LoRE | Red Flag Warning - Catastrophic Fires | 2021 | 1.5201e-07 | 2.3245e-07 | 0 | 0 | 14146.1306 | 222.2294 | 8585.7228 | 5338.1784 | 0 | 0 | 0 | 0 | 1.6121e-05 | 0.0021504 | 0 | 0.0021504 | 0.0032882 | 0 | 0.0032882 | 0 | 0 | 0 | 0 | 0 | 0
[79 empty] | WLDFR | HFTD - Distribution - Tier 3 - 3QU CoRE ¦ 5QU LoRE | Red Flag Warning - Catastrophic Fires | 2022 | 1.1805e-07 | 1.2465e-07 | 2.2071e-07 | 0 | 14146.1306 | 222.2294 | 8585.7228 | 5338.1784 | 0 | 0 | 0 | 0 | 1.435e-05 | 0.0016699 | 0 | 0.0016699 | 0.0017633 | 0 | 0.0017633 | 0.0031222 | 0 | 0.0031222 | 0 | 0 | 0
[79 empty] | WLDFR | HFTD - Distribution - Tier 3 - 3QU CoRE ¦ 5QU LoRE | Red Flag Warning - Catastrophic Fires | 2023 | 1.1805e-07 | 1.2465e-07 | 1.5124e-07 | 2.102e-07 | 14664.6376 | 233.2301 | 8896.516 | 5534.8915 | 0 | 0 | 0 | 0 | 1.435e-05 | 0.0017311 | 0 | 0.0017311 | 0.0018279 | 0 | 0.0018279 | 0.0022178 | 0 | 0.0022178 | 0.0030825 | 0 | 0.0030825
[79 empty] | WLDFR | HFTD - Distribution - Tier 3 - 3QU CoRE ¦ 5QU LoRE | Red Flag Warning - Catastrophic Fires | 2024 | 1.1805e-07 | 1.2465e-07 | 1.5124e-07 | 1.4403e-07 | 14664.6376 | 233.2301 | 8896.516 | 5534.8915 | 0 | 0 | 0 | 0 | 1.435e-05 | 0.0017311 | 0 | 0.0017311 | 0.0018279 | 0 | 0.0018279 | 0.0022178 | 0 | 0.0022178 | 0.0021122 | 0 | 0.0021122
[79 empty] | WLDFR | HFTD - Distribution - Tier 3 - 3QU CoRE ¦ 5QU LoRE | Red Flag Warning - Catastrophic Fires | 2025 | 1.1805e-07 | 1.2465e-07 | 1.5124e-07 | 1.4403e-07 | 14664.6376 | 233.2301 | 8896.516 | 5534.8915 | 0 | 0 | 0 | 0 | 1.435e-05 | 0.0017311 | 0 | 0.0017311 | 0.0018279 | 0 | 0.0018279 | 0.0022178 | 0 | 0.0022178 | 0.0021122 | 0 | 0.0021122
[79 empty] | WLDFR | HFTD - Distribution - Tier 3 - 3QU CoRE ¦ 5QU LoRE | Red Flag Warning - Catastrophic Fires | 2026 | 1.1805e-07 | 1.2465e-07 | 1.5124e-07 | 1.4403e-07 | 14664.6376 | 233.2301 | 8896.516 | 5534.8915 | 0 | 0 | 0 | 0 | 1.435e-05 | 0.0017311 | 0 | 0.0017311 | 0.0018279 | 0 | 0.0018279 | 0.0022178 | 0 | 0.0022178 | 0.0021122 | 0 | 0.0021122
[79 empty] | WLDFR | HFTD - Distribution - Tier 3 - 3QU CoRE ¦ 5QU LoRE | Red Flag Warning - Catastrophic Fires | 2027 | 1.1805e-07 | 1.2465e-07 | 1.5124e-07 | 1.4403e-07 | 14664.6376 | 233.2301 | 8896.516 | 5534.8915 | 0 | 0 | 0 | 0 | 1.435e-05 | 0.0017311 | 0 | 0.0017311 | 0.0018279 | 0 | 0.0018279 | 0.0022178 | 0 | 0.0022178 | 0.0021122 | 0 | 0.0021122
[79 empty] | WLDFR | HFTD - Distribution - Tier 3 - 3QU CoRE ¦ 5QU LoRE | Red Flag Warning - Catastrophic Fires | 2028 | 1.1805e-07 | 1.2465e-07 | 1.5124e-07 | 1.4403e-07 | 15317.9909 | 247.273 | 9287.6491 | 5783.0689 | 0 | 0 | 0 | 0 | 1.435e-05 | 0.0018082 | 0 | 0.0018082 | 0.0019093 | 0 | 0.0019093 | 0.0023166 | 0 | 0.0023166 | 0.0022063 | 0 | 0.0022063
[79 empty] | WLDFR | HFTD - Distribution - Tier 3 - 3QU CoRE ¦ 5QU LoRE | Red Flag Warning - Catastrophic Fires | 2029 | 1.1805e-07 | 1.2465e-07 | 1.5124e-07 | 1.4403e-07 | 15317.9909 | 247.273 | 9287.6491 | 5783.0689 | 0 | 0 | 0 | 0 | 1.435e-05 | 0.0018082 | 0 | 0.0018082 | 0.0019093 | 0 | 0.0019093 | 0.0023166 | 0 | 0.0023166 | 0.0022063 | 0 | 0.0022063
[79 empty] | WLDFR | HFTD - Distribution - Tier 3 - 3QU CoRE ¦ 5QU LoRE | Red Flag Warning - Catastrophic Fires | 2030 | 1.1805e-07 | 1.2465e-07 | 1.5124e-07 | 1.4403e-07 | 15317.9909 | 247.273 | 9287.6491 | 5783.0689 | 0 | 0 | 0 | 0 | 1.435e-05 | 0.0018082 | 0 | 0.0018082 | 0.0019093 | 0 | 0.0019093 | 0.0023166 | 0 | 0.0023166 | 0.0022063 | 0 | 0.0022063
[79 empty] | WLDFR | HFTD - Distribution - Tier 3 - 3QU CoRE ¦ 5QU LoRE | Red Flag Warning - Catastrophic Fires | 2031 | 1.1805e-07 | 1.2465e-07 | 1.5124e-07 | 1.4403e-07 | 15317.9909 | 247.273 | 9287.6491 | 5783.0689 | 0 | 0 | 0 | 0 | 1.435e-05 | 0.0018082 | 0 | 0.0018082 | 0.0019093 | 0 | 0.0019093 | 0.0023166 | 0 | 0.0023166 | 0.0022063 | 0 | 0.0022063
[79 empty] | WLDFR | HFTD - Distribution - Tier 3 - 3QU CoRE ¦ 5QU LoRE | Red Flag Warning - Catastrophic Fires | 2032 | 1.1805e-07 | 1.2465e-07 | 1.5124e-07 | 1.4403e-07 | 15317.9909 | 247.273 | 9287.6491 | 5783.0689 | 0 | 0 | 0 | 0 | 1.435e-05 | 0.0018082 | 0 | 0.0018082 | 0.0019093 | 0 | 0.0019093 | 0.0023166 | 0 | 0.0023166 | 0.0022063 | 0 | 0.0022063
[79 empty] | WLDFR | HFTD - Distribution - Tier 3 - 3QU CoRE ¦ 5QU LoRE | Red Flag Warning - Catastrophic Fires | 2033 | 1.1805e-07 | 1.2465e-07 | 1.5124e-07 | 1.4403e-07 | 16044.1264 | 263.1074 | 9721.74 | 6059.2791 | 0 | 0 | 0 | 0 | 1.435e-05 | 0.001894 | 0 | 0.001894 | 0.0019999 | 0 | 0.0019999 | 0.0024265 | 0 | 0.0024265 | 0.0023109 | 0 | 0.0023109
[79 empty] | WLDFR | HFTD - Distribution - Tier 3 - 3QU CoRE ¦ 5QU LoRE | Red Flag Warning - Catastrophic Fires | 2034 | 1.1805e-07 | 1.2465e-07 | 1.5124e-07 | 1.4403e-07 | 16044.1264 | 263.1074 | 9721.74 | 6059.2791 | 0 | 0 | 0 | 0 | 1.435e-05 | 0.001894 | 0 | 0.001894 | 0.0019999 | 0 | 0.0019999 | 0.0024265 | 0 | 0.0024265 | 0.0023109 | 0 | 0.0023109
[79 empty] | WLDFR | HFTD - Distribution - Tier 3 - 3QU CoRE ¦ 5QU LoRE | Red Flag Warning - Catastrophic Fires | 2035 | 1.1805e-07 | 1.2465e-07 | 1.5124e-07 | 1.4403e-07 | 16044.1264 | 263.1074 | 9721.74 | 6059.2791 | 0 | 0 | 0 | 0 | 1.435e-05 | 0.001894 | 0 | 0.001894 | 0.0019999 | 0 | 0.0019999 | 0.0024265 | 0 | 0.0024265 | 0.0023109 | 0 | 0.0023109
[79 empty] | WLDFR | HFTD - Distribution - Tier 3 - 3QU CoRE ¦ 5QU LoRE | Red Flag Warning - Catastrophic Fires | 2036 | 1.1805e-07 | 1.2465e-07 | 1.5124e-07 | 1.4403e-07 | 16044.1264 | 263.1074 | 9721.74 | 6059.2791 | 0 | 0 | 0 | 0 | 1.435e-05 | 0.001894 | 0 | 0.001894 | 0.0019999 | 0 | 0.0019999 | 0.0024265 | 0 | 0.0024265 | 0.0023109 | 0 | 0.0023109
[79 empty] | WLDFR | HFTD - Distribution - Tier 3 - 3QU CoRE ¦ 5QU LoRE | Red Flag Warning - Catastrophic Fires | 2037 | 1.1805e-07 | 1.2465e-07 | 1.5124e-07 | 1.4403e-07 | 16044.1264 | 263.1074 | 9721.74 | 6059.2791 | 0 | 0 | 0 | 0 | 1.435e-05 | 0.001894 | 0 | 0.001894 | 0.0019999 | 0 | 0.0019999 | 0.0024265 | 0 | 0.0024265 | 0.0023109 | 0 | 0.0023109
[79 empty] | WLDFR | HFTD - Distribution - Tier 3 - 3QU CoRE ¦ 5QU LoRE | Red Flag Warning - Catastrophic Fires | 2038 | 1.1805e-07 | 1.2465e-07 | 1.5124e-07 | 1.4403e-07 | 16832.3912 | 280.5544 | 10192.2718 | 6359.5651 | 0 | 0 | 0 | 0 | 1.435e-05 | 0.001987 | 0 | 0.001987 | 0.0020981 | 0 | 0.0020981 | 0.0025457 | 0 | 0.0025457 | 0.0024244 | 0 | 0.0024244
[79 empty] | WLDFR | HFTD - Distribution - Tier 3 - 3QU CoRE ¦ 5QU LoRE | Red Flag Warning - Catastrophic Fires | 2039 | 1.1805e-07 | 1.2465e-07 | 1.5124e-07 | 1.4403e-07 | 16832.3912 | 280.5544 | 10192.2718 | 6359.5651 | 0 | 0 | 0 | 0 | 1.435e-05 | 0.001987 | 0 | 0.001987 | 0.0020981 | 0 | 0.0020981 | 0.0025457 | 0 | 0.0025457 | 0.0024244 | 0 | 0.0024244
[79 empty] | WLDFR | HFTD - Distribution - Tier 3 - 3QU CoRE ¦ 5QU LoRE | Red Flag Warning - Catastrophic Fires | 2040 | 1.1805e-07 | 1.2465e-07 | 1.5124e-07 | 1.4403e-07 | 16832.3912 | 280.5544 | 10192.2718 | 6359.5651 | 0 | 0 | 0 | 0 | 1.435e-05 | 0.001987 | 0 | 0.001987 | 0.0020981 | 0 | 0.0020981 | 0.0025457 | 0 | 0.0025457 | 0.0024244 | 0 | 0.0024244
[79 empty] | WLDFR | HFTD - Distribution - Tier 3 - 3QU CoRE ¦ 5QU LoRE | Red Flag Warning - Catastrophic Fires | 2041 | 1.1805e-07 | 1.2465e-07 | 1.5124e-07 | 1.4403e-07 | 16832.3912 | 280.5544 | 10192.2718 | 6359.5651 | 0 | 0 | 0 | 0 | 1.435e-05 | 0.001987 | 0 | 0.001987 | 0.0020981 | 0 | 0.0020981 | 0.0025457 | 0 | 0.0025457 | 0.0024244 | 0 | 0.0024244
[79 empty] | WLDFR | HFTD - Distribution - Tier 3 - 3QU CoRE ¦ 5QU LoRE | Red Flag Warning - Catastrophic Fires | 2042 | 1.1805e-07 | 1.2465e-07 | 1.5124e-07 | 1.4403e-07 | 16832.3912 | 280.5544 | 10192.2718 | 6359.5651 | 0 | 0 | 0 | 0 | 1.435e-05 | 0.001987 | 0 | 0.001987 | 0.0020981 | 0 | 0.0020981 | 0.0025457 | 0 | 0.0025457 | 0.0024244 | 0 | 0.0024244
[79 empty] | WLDFR | HFTD - Distribution - Tier 3 - 3QU CoRE ¦ 5QU LoRE | Red Flag Warning - Catastrophic Fires | 2043 | 1.1805e-07 | 1.2465e-07 | 1.5124e-07 | 1.4403e-07 | 17672.0852 | 299.42 | 10692.7362 | 6679.929 | 0 | 0 | 0 | 0 | 1.435e-05 | 0.0020861 | 0 | 0.0020861 | 0.0022028 | 0 | 0.0022028 | 0.0026727 | 0 | 0.0026727 | 0.0025454 | 0 | 0.0025454
[79 empty] | WLDFR | HFTD - Distribution - Tier 3 - 3QU CoRE ¦ 5QU LoRE | Red Flag Warning - Catastrophic Fires | 2044 | 1.1805e-07 | 1.2465e-07 | 1.5124e-07 | 1.4403e-07 | 17672.0852 | 299.42 | 10692.7362 | 6679.929 | 0 | 0 | 0 | 0 | 1.435e-05 | 0.0020861 | 0 | 0.0020861 | 0.0022028 | 0 | 0.0022028 | 0.0026727 | 0 | 0.0026727 | 0.0025454 | 0 | 0.0025454
[79 empty] | WLDFR | HFTD - Distribution - Tier 3 - 3QU CoRE ¦ 5QU LoRE | Red Flag Warning - Catastrophic Fires | 2045 | 1.1805e-07 | 1.2465e-07 | 1.5124e-07 | 1.4403e-07 | 17672.0852 | 299.42 | 10692.7362 | 6679.929 | 0 | 0 | 0 | 0 | 1.435e-05 | 0.0020861 | 0 | 0.0020861 | 0.0022028 | 0 | 0.0022028 | 0.0026727 | 0 | 0.0026727 | 0.0025454 | 0 | 0.0025454
[79 empty] | WLDFR | HFTD - Distribution - Tier 3 - 3QU CoRE ¦ 5QU LoRE | Red Flag Warning - Catastrophic Fires | 2046 | 1.1805e-07 | 1.2465e-07 | 1.5124e-07 | 1.4403e-07 | 17672.0852 | 299.42 | 10692.7362 | 6679.929 | 0 | 0 | 0 | 0 | 1.435e-05 | 0.0020861 | 0 | 0.0020861 | 0.0022028 | 0 | 0.0022028 | 0.0026727 | 0 | 0.0026727 | 0.0025454 | 0 | 0.0025454
[79 empty] | WLDFR | HFTD - Distribution - Tier 3 - 3QU CoRE ¦ 5QU LoRE | Red Flag Warning - Catastrophic Fires | 2047 | 1.1805e-07 | 1.2465e-07 | 1.5124e-07 | 1.4403e-07 | 17672.0852 | 299.42 | 10692.7362 | 6679.929 | 0 | 0 | 0 | 0 | 1.435e-05 | 0.0020861 | 0 | 0.0020861 | 0.0022028 | 0 | 0.0022028 | 0.0026727 | 0 | 0.0026727 | 0.0025454 | 0 | 0.0025454
[79 empty] | WLDFR | HFTD - Distribution - Tier 3 - 3QU CoRE ¦ 5QU LoRE | Red Flag Warning - Catastrophic Fires | 2048 | 1.1805e-07 | 1.2465e-07 | 1.5124e-07 | 1.4403e-07 | 18552.3348 | 319.4911 | 11216.5626 | 7016.281 | 0 | 0 | 0 | 0 | 1.435e-05 | 0.0021901 | 0 | 0.0021901 | 0.0023125 | 0 | 0.0023125 | 0.0028058 | 0 | 0.0028058 | 0.0026722 | 0 | 0.0026722
[79 empty] | WLDFR | HFTD - Distribution - Tier 3 - 3QU CoRE ¦ 5QU LoRE | Red Flag Warning - Catastrophic Fires | 2049 | 1.1805e-07 | 1.2465e-07 | 1.5124e-07 | 1.4403e-07 | 18552.3348 | 319.4911 | 11216.5626 | 7016.281 | 0 | 0 | 0 | 0 | 1.435e-05 | 0.0021901 | 0 | 0.0021901 | 0.0023125 | 0 | 0.0023125 | 0.0028058 | 0 | 0.0028058 | 0.0026722 | 0 | 0.0026722
[79 empty] | WLDFR | HFTD - Distribution - Tier 3 - 3QU CoRE ¦ 5QU LoRE | Red Flag Warning - Catastrophic Fires | 2050 | 0 | 1.2465e-07 | 1.5124e-07 | 1.4403e-07 | 18552.3348 | 319.4911 | 11216.5626 | 7016.281 | 0 | 0 | 0 | 0 | 1.435e-05 | 0 | 0 | 0 | 0.0023125 | 0 | 0.0023125 | 0.0028058 | 0 | 0.0028058 | 0.0026722 | 0 | 0.0026722
[79 empty] | WLDFR | HFTD - Distribution - Tier 3 - 3QU CoRE ¦ 5QU LoRE | Red Flag Warning - Catastrophic Fires | 2051 | 0 | 0 | 1.5124e-07 | 1.4403e-07 | 18552.3348 | 319.4911 | 11216.5626 | 7016.281 | 0 | 0 | 0 | 0 | 1.435e-05 | 0 | 0 | 0 | 0 | 0 | 0 | 0.0028058 | 0 | 0.0028058 | 0.0026722 | 0 | 0.0026722
[79 empty] | WLDFR | HFTD - Distribution - Tier 3 - 3QU CoRE ¦ 5QU LoRE | Red Flag Warning - Catastrophic Fires | 2052 | 0 | 0 | 0 | 1.4403e-07 | 18552.3348 | 319.4911 | 11216.5626 | 7016.281 | 0 | 0 | 0 | 0 | 1.435e-05 | 0 | 0 | 0 | 0 | 0 | 0 | 0 | 0 | 0 | 0.0026722 | 0 | 0.0026722
[79 empty] | WLDFR | HFTD - Distribution - Tier 3 - 3QU CoRE ¦ 5QU LoRE | Red Flag Warning - Destructive Fires | 2020 | 2.9041e-08 | 0 | 0 | 0 | 8807.9522 | 222.2294 | 8585.7228 | 0 | 0 | 0 | 0 | 0 | 2.4086e-06 | 0.00025579 | 0 | 0.00025579 | 0 | 0 | 0 | 0 | 0 | 0 | 0 | 0 | 0
[79 empty] | WLDFR | HFTD - Distribution - Tier 3 - 3QU CoRE ¦ 5QU LoRE | Red Flag Warning - Destructive Fires | 2021 | 2.0049e-08 | 3.0664e-08 | 0 | 0 | 8807.9522 | 222.2294 | 8585.7228 | 0 | 0 | 0 | 0 | 0 | 2.4086e-06 | 0.00017659 | 0 | 0.00017659 | 0.00027009 | 0 | 0.00027009 | 0 | 0 | 0 | 0 | 0 | 0
[79 empty] | WLDFR | HFTD - Distribution - Tier 3 - 3QU CoRE ¦ 5QU LoRE | Red Flag Warning - Destructive Fires | 2022 | 1.5631e-08 | 1.6505e-08 | 2.9236e-08 | 0 | 8807.9522 | 222.2294 | 8585.7228 | 0 | 0 | 0 | 0 | 0 | 2.0904e-06 | 0.00013768 | 0 | 0.00013768 | 0.00014537 | 0 | 0.00014537 | 0.00025751 | 0 | 0.00025751 | 0 | 0 | 0
[79 empty] | WLDFR | HFTD - Distribution - Tier 3 - 3QU CoRE ¦ 5QU LoRE | Red Flag Warning - Destructive Fires | 2023 | 1.5631e-08 | 1.6505e-08 | 2.0026e-08 | 2.7844e-08 | 9129.7461 | 233.2301 | 8896.516 | 0 | 0 | 0 | 0 | 0 | 2.0904e-06 | 0.00014271 | 0 | 0.00014271 | 0.00015069 | 0 | 0.00015069 | 0.00018283 | 0 | 0.00018283 | 0.00025421 | 0 | 0.00025421
[79 empty] | WLDFR | HFTD - Distribution - Tier 3 - 3QU CoRE ¦ 5QU LoRE | Red Flag Warning - Destructive Fires | 2024 | 1.5631e-08 | 1.6505e-08 | 2.0026e-08 | 1.9072e-08 | 9129.7461 | 233.2301 | 8896.516 | 0 | 0 | 0 | 0 | 0 | 2.0904e-06 | 0.00014271 | 0 | 0.00014271 | 0.00015069 | 0 | 0.00015069 | 0.00018283 | 0 | 0.00018283 | 0.00017412 | 0 | 0.00017412
[79 empty] | WLDFR | HFTD - Distribution - Tier 3 - 3QU CoRE ¦ 5QU LoRE | Red Flag Warning - Destructive Fires | 2025 | 1.5631e-08 | 1.6505e-08 | 2.0026e-08 | 1.9072e-08 | 9129.7461 | 233.2301 | 8896.516 | 0 | 0 | 0 | 0 | 0 | 2.0904e-06 | 0.00014271 | 0 | 0.00014271 | 0.00015069 | 0 | 0.00015069 | 0.00018283 | 0 | 0.00018283 | 0.00017412 | 0 | 0.00017412
[79 empty] | WLDFR | HFTD - Distribution - Tier 3 - 3QU CoRE ¦ 5QU LoRE | Red Flag Warning - Destructive Fires | 2026 | 1.5631e-08 | 1.6505e-08 | 2.0026e-08 | 1.9072e-08 | 9129.7461 | 233.2301 | 8896.516 | 0 | 0 | 0 | 0 | 0 | 2.0904e-06 | 0.00014271 | 0 | 0.00014271 | 0.00015069 | 0 | 0.00015069 | 0.00018283 | 0 | 0.00018283 | 0.00017412 | 0 | 0.00017412
[79 empty] | WLDFR | HFTD - Distribution - Tier 3 - 3QU CoRE ¦ 5QU LoRE | Red Flag Warning - Destructive Fires | 2027 | 1.5631e-08 | 1.6505e-08 | 2.0026e-08 | 1.9072e-08 | 9129.7461 | 233.2301 | 8896.516 | 0 | 0 | 0 | 0 | 0 | 2.0904e-06 | 0.00014271 | 0 | 0.00014271 | 0.00015069 | 0 | 0.00015069 | 0.00018283 | 0 | 0.00018283 | 0.00017412 | 0 | 0.00017412
[79 empty] | WLDFR | HFTD - Distribution - Tier 3 - 3QU CoRE ¦ 5QU LoRE | Red Flag Warning - Destructive Fires | 2028 | 1.5631e-08 | 1.6505e-08 | 2.0026e-08 | 1.9072e-08 | 9534.9221 | 247.273 | 9287.6491 | 0 | 0 | 0 | 0 | 0 | 2.0904e-06 | 0.00014904 | 0 | 0.00014904 | 0.00015737 | 0 | 0.00015737 | 0.00019094 | 0 | 0.00019094 | 0.00018185 | 0 | 0.00018185
[79 empty] | WLDFR | HFTD - Distribution - Tier 3 - 3QU CoRE ¦ 5QU LoRE | Red Flag Warning - Destructive Fires | 2029 | 1.5631e-08 | 1.6505e-08 | 2.0026e-08 | 1.9072e-08 | 9534.9221 | 247.273 | 9287.6491 | 0 | 0 | 0 | 0 | 0 | 2.0904e-06 | 0.00014904 | 0 | 0.00014904 | 0.00015737 | 0 | 0.00015737 | 0.00019094 | 0 | 0.00019094 | 0.00018185 | 0 | 0.00018185
[79 empty] | WLDFR | HFTD - Distribution - Tier 3 - 3QU CoRE ¦ 5QU LoRE | Red Flag Warning - Destructive Fires | 2030 | 1.5631e-08 | 1.6505e-08 | 2.0026e-08 | 1.9072e-08 | 9534.9221 | 247.273 | 9287.6491 | 0 | 0 | 0 | 0 | 0 | 2.0904e-06 | 0.00014904 | 0 | 0.00014904 | 0.00015737 | 0 | 0.00015737 | 0.00019094 | 0 | 0.00019094 | 0.00018185 | 0 | 0.00018185
[79 empty] | WLDFR | HFTD - Distribution - Tier 3 - 3QU CoRE ¦ 5QU LoRE | Red Flag Warning - Destructive Fires | 2031 | 1.5631e-08 | 1.6505e-08 | 2.0026e-08 | 1.9072e-08 | 9534.9221 | 247.273 | 9287.6491 | 0 | 0 | 0 | 0 | 0 | 2.0904e-06 | 0.00014904 | 0 | 0.00014904 | 0.00015737 | 0 | 0.00015737 | 0.00019094 | 0 | 0.00019094 | 0.00018185 | 0 | 0.00018185
[79 empty] | WLDFR | HFTD - Distribution - Tier 3 - 3QU CoRE ¦ 5QU LoRE | Red Flag Warning - Destructive Fires | 2032 | 1.5631e-08 | 1.6505e-08 | 2.0026e-08 | 1.9072e-08 | 9534.9221 | 247.273 | 9287.6491 | 0 | 0 | 0 | 0 | 0 | 2.0904e-06 | 0.00014904 | 0 | 0.00014904 | 0.00015737 | 0 | 0.00015737 | 0.00019094 | 0 | 0.00019094 | 0.00018185 | 0 | 0.00018185
[79 empty] | WLDFR | HFTD - Distribution - Tier 3 - 3QU CoRE ¦ 5QU LoRE | Red Flag Warning - Destructive Fires | 2033 | 1.5631e-08 | 1.6505e-08 | 2.0026e-08 | 1.9072e-08 | 9984.8474 | 263.1074 | 9721.74 | 0 | 0 | 0 | 0 | 0 | 2.0904e-06 | 0.00015607 | 0 | 0.00015607 | 0.0001648 | 0 | 0.0001648 | 0.00019995 | 0 | 0.00019995 | 0.00019043 | 0 | 0.00019043
[79 empty] | WLDFR | HFTD - Distribution - Tier 3 - 3QU CoRE ¦ 5QU LoRE | Red Flag Warning - Destructive Fires | 2034 | 1.5631e-08 | 1.6505e-08 | 2.0026e-08 | 1.9072e-08 | 9984.8474 | 263.1074 | 9721.74 | 0 | 0 | 0 | 0 | 0 | 2.0904e-06 | 0.00015607 | 0 | 0.00015607 | 0.0001648 | 0 | 0.0001648 | 0.00019995 | 0 | 0.00019995 | 0.00019043 | 0 | 0.00019043
[79 empty] | WLDFR | HFTD - Distribution - Tier 3 - 3QU CoRE ¦ 5QU LoRE | Red Flag Warning - Destructive Fires | 2035 | 1.5631e-08 | 1.6505e-08 | 2.0026e-08 | 1.9072e-08 | 9984.8474 | 263.1074 | 9721.74 | 0 | 0 | 0 | 0 | 0 | 2.0904e-06 | 0.00015607 | 0 | 0.00015607 | 0.0001648 | 0 | 0.0001648 | 0.00019995 | 0 | 0.00019995 | 0.00019043 | 0 | 0.00019043
[79 empty] | WLDFR | HFTD - Distribution - Tier 3 - 3QU CoRE ¦ 5QU LoRE | Red Flag Warning - Destructive Fires | 2036 | 1.5631e-08 | 1.6505e-08 | 2.0026e-08 | 1.9072e-08 | 9984.8474 | 263.1074 | 9721.74 | 0 | 0 | 0 | 0 | 0 | 2.0904e-06 | 0.00015607 | 0 | 0.00015607 | 0.0001648 | 0 | 0.0001648 | 0.00019995 | 0 | 0.00019995 | 0.00019043 | 0 | 0.00019043
[79 empty] | WLDFR | HFTD - Distribution - Tier 3 - 3QU CoRE ¦ 5QU LoRE | Red Flag Warning - Destructive Fires | 2037 | 1.5631e-08 | 1.6505e-08 | 2.0026e-08 | 1.9072e-08 | 9984.8474 | 263.1074 | 9721.74 | 0 | 0 | 0 | 0 | 0 | 2.0904e-06 | 0.00015607 | 0 | 0.00015607 | 0.0001648 | 0 | 0.0001648 | 0.00019995 | 0 | 0.00019995 | 0.00019043 | 0 | 0.00019043
[79 empty] | WLDFR | HFTD - Distribution - Tier 3 - 3QU CoRE ¦ 5QU LoRE | Red Flag Warning - Destructive Fires | 2038 | 1.5631e-08 | 1.6505e-08 | 2.0026e-08 | 1.9072e-08 | 10472.8261 | 280.5544 | 10192.2718 | 0 | 0 | 0 | 0 | 0 | 2.0904e-06 | 0.0001637 | 0 | 0.0001637 | 0.00017285 | 0 | 0.00017285 | 0.00020973 | 0 | 0.00020973 | 0.00019974 | 0 | 0.00019974
[79 empty] | WLDFR | HFTD - Distribution - Tier 3 - 3QU CoRE ¦ 5QU LoRE | Red Flag Warning - Destructive Fires | 2039 | 1.5631e-08 | 1.6505e-08 | 2.0026e-08 | 1.9072e-08 | 10472.8261 | 280.5544 | 10192.2718 | 0 | 0 | 0 | 0 | 0 | 2.0904e-06 | 0.0001637 | 0 | 0.0001637 | 0.00017285 | 0 | 0.00017285 | 0.00020973 | 0 | 0.00020973 | 0.00019974 | 0 | 0.00019974
[79 empty] | WLDFR | HFTD - Distribution - Tier 3 - 3QU CoRE ¦ 5QU LoRE | Red Flag Warning - Destructive Fires | 2040 | 1.5631e-08 | 1.6505e-08 | 2.0026e-08 | 1.9072e-08 | 10472.8261 | 280.5544 | 10192.2718 | 0 | 0 | 0 | 0 | 0 | 2.0904e-06 | 0.0001637 | 0 | 0.0001637 | 0.00017285 | 0 | 0.00017285 | 0.00020973 | 0 | 0.00020973 | 0.00019974 | 0 | 0.00019974
[79 empty] | WLDFR | HFTD - Distribution - Tier 3 - 3QU CoRE ¦ 5QU LoRE | Red Flag Warning - Destructive Fires | 2041 | 1.5631e-08 | 1.6505e-08 | 2.0026e-08 | 1.9072e-08 | 10472.8261 | 280.5544 | 10192.2718 | 0 | 0 | 0 | 0 | 0 | 2.0904e-06 | 0.0001637 | 0 | 0.0001637 | 0.00017285 | 0 | 0.00017285 | 0.00020973 | 0 | 0.00020973 | 0.00019974 | 0 | 0.00019974
[79 empty] | WLDFR | HFTD - Distribution - Tier 3 - 3QU CoRE ¦ 5QU LoRE | Red Flag Warning - Destructive Fires | 2042 | 1.5631e-08 | 1.6505e-08 | 2.0026e-08 | 1.9072e-08 | 10472.8261 | 280.5544 | 10192.2718 | 0 | 0 | 0 | 0 | 0 | 2.0904e-06 | 0.0001637 | 0 | 0.0001637 | 0.00017285 | 0 | 0.00017285 | 0.00020973 | 0 | 0.00020973 | 0.00019974 | 0 | 0.00019974
[79 empty] | WLDFR | HFTD - Distribution - Tier 3 - 3QU CoRE ¦ 5QU LoRE | Red Flag Warning - Destructive Fires | 2043 | 1.5631e-08 | 1.6505e-08 | 2.0026e-08 | 1.9072e-08 | 10992.1562 | 299.42 | 10692.7362 | 0 | 0 | 0 | 0 | 0 | 2.0904e-06 | 0.00017182 | 0 | 0.00017182 | 0.00018142 | 0 | 0.00018142 | 0.00022012 | 0 | 0.00022012 | 0.00020964 | 0 | 0.00020964
[79 empty] | WLDFR | HFTD - Distribution - Tier 3 - 3QU CoRE ¦ 5QU LoRE | Red Flag Warning - Destructive Fires | 2044 | 1.5631e-08 | 1.6505e-08 | 2.0026e-08 | 1.9072e-08 | 10992.1562 | 299.42 | 10692.7362 | 0 | 0 | 0 | 0 | 0 | 2.0904e-06 | 0.00017182 | 0 | 0.00017182 | 0.00018142 | 0 | 0.00018142 | 0.00022012 | 0 | 0.00022012 | 0.00020964 | 0 | 0.00020964
[79 empty] | WLDFR | HFTD - Distribution - Tier 3 - 3QU CoRE ¦ 5QU LoRE | Red Flag Warning - Destructive Fires | 2045 | 1.5631e-08 | 1.6505e-08 | 2.0026e-08 | 1.9072e-08 | 10992.1562 | 299.42 | 10692.7362 | 0 | 0 | 0 | 0 | 0 | 2.0904e-06 | 0.00017182 | 0 | 0.00017182 | 0.00018142 | 0 | 0.00018142 | 0.00022012 | 0 | 0.00022012 | 0.00020964 | 0 | 0.00020964
[79 empty] | WLDFR | HFTD - Distribution - Tier 3 - 3QU CoRE ¦ 5QU LoRE | Red Flag Warning - Destructive Fires | 2046 | 1.5631e-08 | 1.6505e-08 | 2.0026e-08 | 1.9072e-08 | 10992.1562 | 299.42 | 10692.7362 | 0 | 0 | 0 | 0 | 0 | 2.0904e-06 | 0.00017182 | 0 | 0.00017182 | 0.00018142 | 0 | 0.00018142 | 0.00022012 | 0 | 0.00022012 | 0.00020964 | 0 | 0.00020964
[79 empty] | WLDFR | HFTD - Distribution - Tier 3 - 3QU CoRE ¦ 5QU LoRE | Red Flag Warning - Destructive Fires | 2047 | 1.5631e-08 | 1.6505e-08 | 2.0026e-08 | 1.9072e-08 | 10992.1562 | 299.42 | 10692.7362 | 0 | 0 | 0 | 0 | 0 | 2.0904e-06 | 0.00017182 | 0 | 0.00017182 | 0.00018142 | 0 | 0.00018142 | 0.00022012 | 0 | 0.00022012 | 0.00020964 | 0 | 0.00020964
[79 empty] | WLDFR | HFTD - Distribution - Tier 3 - 3QU CoRE ¦ 5QU LoRE | Red Flag Warning - Destructive Fires | 2048 | 1.5631e-08 | 1.6505e-08 | 2.0026e-08 | 1.9072e-08 | 11536.0538 | 319.4911 | 11216.5626 | 0 | 0 | 0 | 0 | 0 | 2.0904e-06 | 0.00018032 | 0 | 0.00018032 | 0.0001904 | 0 | 0.0001904 | 0.00023102 | 0 | 0.00023102 | 0.00022002 | 0 | 0.00022002
[79 empty] | WLDFR | HFTD - Distribution - Tier 3 - 3QU CoRE ¦ 5QU LoRE | Red Flag Warning - Destructive Fires | 2049 | 1.5631e-08 | 1.6505e-08 | 2.0026e-08 | 1.9072e-08 | 11536.0538 | 319.4911 | 11216.5626 | 0 | 0 | 0 | 0 | 0 | 2.0904e-06 | 0.00018032 | 0 | 0.00018032 | 0.0001904 | 0 | 0.0001904 | 0.00023102 | 0 | 0.00023102 | 0.00022002 | 0 | 0.00022002
[79 empty] | WLDFR | HFTD - Distribution - Tier 3 - 3QU CoRE ¦ 5QU LoRE | Red Flag Warning - Destructive Fires | 2050 | 0 | 1.6505e-08 | 2.0026e-08 | 1.9072e-08 | 11536.0538 | 319.4911 | 11216.5626 | 0 | 0 | 0 | 0 | 0 | 2.0904e-06 | 0 | 0 | 0 | 0.0001904 | 0 | 0.0001904 | 0.00023102 | 0 | 0.00023102 | 0.00022002 | 0 | 0.00022002
[79 empty] | WLDFR | HFTD - Distribution - Tier 3 - 3QU CoRE ¦ 5QU LoRE | Red Flag Warning - Destructive Fires | 2051 | 0 | 0 | 2.0026e-08 | 1.9072e-08 | 11536.0538 | 319.4911 | 11216.5626 | 0 | 0 | 0 | 0 | 0 | 2.0904e-06 | 0 | 0 | 0 | 0 | 0 | 0 | 0.00023102 | 0 | 0.00023102 | 0.00022002 | 0 | 0.00022002
[79 empty] | WLDFR | HFTD - Distribution - Tier 3 - 3QU CoRE ¦ 5QU LoRE | Red Flag Warning - Destructive Fires | 2052 | 0 | 0 | 0 | 1.9072e-08 | 11536.0538 | 319.4911 | 11216.5626 | 0 | 0 | 0 | 0 | 0 | 2.0904e-06 | 0 | 0 | 0 | 0 | 0 | 0 | 0 | 0 | 0 | 0.00022002 | 0 | 0.00022002
[79 empty] | WLDFR | HFTD - Distribution - Tier 3 - 3QU CoRE ¦ 5QU LoRE | Red Flag Warning - Large Fires | 2020 | 2.4292e-07 | 0 | 0 | 0 | 5.2406 | 0.69642 | 2.942 | 1.6022 | 0 | 0 | 0 | 0 | 1.8431e-05 | 1.273e-06 | 0 | 1.273e-06 | 0 | 0 | 0 | 0 | 0 | 0 | 0 | 0 | 0
[79 empty] | WLDFR | HFTD - Distribution - Tier 3 - 3QU CoRE ¦ 5QU LoRE | Red Flag Warning - Large Fires | 2021 | 1.6795e-07 | 2.565e-07 | 0 | 0 | 5.2406 | 0.69642 | 2.942 | 1.6022 | 0 | 0 | 0 | 0 | 1.8431e-05 | 8.8013e-07 | 0 | 8.8013e-07 | 1.3442e-06 | 0 | 1.3442e-06 | 0 | 0 | 0 | 0 | 0 | 0
[79 empty] | WLDFR | HFTD - Distribution - Tier 3 - 3QU CoRE ¦ 5QU LoRE | Red Flag Warning - Large Fires | 2022 | 1.1612e-07 | 1.2261e-07 | 2.1625e-07 | 0 | 5.2406 | 0.69642 | 2.942 | 1.6022 | 0 | 0 | 0 | 0 | 1.4985e-05 | 6.0852e-07 | 0 | 6.0852e-07 | 6.4254e-07 | 0 | 6.4254e-07 | 1.1333e-06 | 0 | 1.1333e-06 | 0 | 0 | 0
[79 empty] | WLDFR | HFTD - Distribution - Tier 3 - 3QU CoRE ¦ 5QU LoRE | Red Flag Warning - Large Fires | 2023 | 1.1612e-07 | 1.2261e-07 | 1.4876e-07 | 2.0596e-07 | 5.475 | 0.71896 | 3.0715 | 1.6846 | 0 | 0 | 0 | 0 | 1.4985e-05 | 6.3575e-07 | 0 | 6.3575e-07 | 6.7129e-07 | 0 | 6.7129e-07 | 8.1449e-07 | 0 | 8.1449e-07 | 1.1276e-06 | 0 | 1.1276e-06
[79 empty] | WLDFR | HFTD - Distribution - Tier 3 - 3QU CoRE ¦ 5QU LoRE | Red Flag Warning - Large Fires | 2024 | 1.1612e-07 | 1.2261e-07 | 1.4876e-07 | 1.4168e-07 | 5.475 | 0.71896 | 3.0715 | 1.6846 | 0 | 0 | 0 | 0 | 1.4985e-05 | 6.3575e-07 | 0 | 6.3575e-07 | 6.7129e-07 | 0 | 6.7129e-07 | 8.1449e-07 | 0 | 8.1449e-07 | 7.757e-07 | 0 | 7.757e-07
[79 empty] | WLDFR | HFTD - Distribution - Tier 3 - 3QU CoRE ¦ 5QU LoRE | Red Flag Warning - Large Fires | 2025 | 1.1612e-07 | 1.2261e-07 | 1.4876e-07 | 1.4168e-07 | 5.475 | 0.71896 | 3.0715 | 1.6846 | 0 | 0 | 0 | 0 | 1.4985e-05 | 6.3575e-07 | 0 | 6.3575e-07 | 6.7129e-07 | 0 | 6.7129e-07 | 8.1449e-07 | 0 | 8.1449e-07 | 7.757e-07 | 0 | 7.757e-07
[79 empty] | WLDFR | HFTD - Distribution - Tier 3 - 3QU CoRE ¦ 5QU LoRE | Red Flag Warning - Large Fires | 2026 | 1.1612e-07 | 1.2261e-07 | 1.4876e-07 | 1.4168e-07 | 5.475 | 0.71896 | 3.0715 | 1.6846 | 0 | 0 | 0 | 0 | 1.4985e-05 | 6.3575e-07 | 0 | 6.3575e-07 | 6.7129e-07 | 0 | 6.7129e-07 | 8.1449e-07 | 0 | 8.1449e-07 | 7.757e-07 | 0 | 7.757e-07
[79 empty] | WLDFR | HFTD - Distribution - Tier 3 - 3QU CoRE ¦ 5QU LoRE | Red Flag Warning - Large Fires | 2027 | 1.1612e-07 | 1.2261e-07 | 1.4876e-07 | 1.4168e-07 | 5.475 | 0.71896 | 3.0715 | 1.6846 | 0 | 0 | 0 | 0 | 1.4985e-05 | 6.3575e-07 | 0 | 6.3575e-07 | 6.7129e-07 | 0 | 6.7129e-07 | 8.1449e-07 | 0 | 8.1449e-07 | 7.757e-07 | 0 | 7.757e-07
[79 empty] | WLDFR | HFTD - Distribution - Tier 3 - 3QU CoRE ¦ 5QU LoRE | Red Flag Warning - Large Fires | 2028 | 1.1612e-07 | 1.2261e-07 | 1.4876e-07 | 1.4168e-07 | 5.777 | 0.74734 | 3.238 | 1.7917 | 0 | 0 | 0 | 0 | 1.4985e-05 | 6.7081e-07 | 0 | 6.7081e-07 | 7.0832e-07 | 0 | 7.0832e-07 | 8.5941e-07 | 0 | 8.5941e-07 | 8.1849e-07 | 0 | 8.1849e-07
[79 empty] | WLDFR | HFTD - Distribution - Tier 3 - 3QU CoRE ¦ 5QU LoRE | Red Flag Warning - Large Fires | 2029 | 1.1612e-07 | 1.2261e-07 | 1.4876e-07 | 1.4168e-07 | 5.777 | 0.74734 | 3.238 | 1.7917 | 0 | 0 | 0 | 0 | 1.4985e-05 | 6.7081e-07 | 0 | 6.7081e-07 | 7.0832e-07 | 0 | 7.0832e-07 | 8.5941e-07 | 0 | 8.5941e-07 | 8.1849e-07 | 0 | 8.1849e-07
[79 empty] | WLDFR | HFTD - Distribution - Tier 3 - 3QU CoRE ¦ 5QU LoRE | Red Flag Warning - Large Fires | 2030 | 1.1612e-07 | 1.2261e-07 | 1.4876e-07 | 1.4168e-07 | 5.777 | 0.74734 | 3.238 | 1.7917 | 0 | 0 | 0 | 0 | 1.4985e-05 | 6.7081e-07 | 0 | 6.7081e-07 | 7.0832e-07 | 0 | 7.0832e-07 | 8.5941e-07 | 0 | 8.5941e-07 | 8.1849e-07 | 0 | 8.1849e-07
[79 empty] | WLDFR | HFTD - Distribution - Tier 3 - 3QU CoRE ¦ 5QU LoRE | Red Flag Warning - Large Fires | 2031 | 1.1612e-07 | 1.2261e-07 | 1.4876e-07 | 1.4168e-07 | 5.777 | 0.74734 | 3.238 | 1.7917 | 0 | 0 | 0 | 0 | 1.4985e-05 | 6.7081e-07 | 0 | 6.7081e-07 | 7.0832e-07 | 0 | 7.0832e-07 | 8.5941e-07 | 0 | 8.5941e-07 | 8.1849e-07 | 0 | 8.1849e-07
[79 empty] | WLDFR | HFTD - Distribution - Tier 3 - 3QU CoRE ¦ 5QU LoRE | Red Flag Warning - Large Fires | 2032 | 1.1612e-07 | 1.2261e-07 | 1.4876e-07 | 1.4168e-07 | 5.777 | 0.74734 | 3.238 | 1.7917 | 0 | 0 | 0 | 0 | 1.4985e-05 | 6.7081e-07 | 0 | 6.7081e-07 | 7.0832e-07 | 0 | 7.0832e-07 | 8.5941e-07 | 0 | 8.5941e-07 | 8.1849e-07 | 0 | 8.1849e-07
[79 empty] | WLDFR | HFTD - Distribution - Tier 3 - 3QU CoRE ¦ 5QU LoRE | Red Flag Warning - Large Fires | 2033 | 1.1612e-07 | 1.2261e-07 | 1.4876e-07 | 1.4168e-07 | 6.1205 | 0.77885 | 3.4265 | 1.9151 | 0 | 0 | 0 | 0 | 1.4985e-05 | 7.107e-07 | 0 | 7.107e-07 | 7.5043e-07 | 0 | 7.5043e-07 | 9.1051e-07 | 0 | 9.1051e-07 | 8.6715e-07 | 0 | 8.6715e-07
[79 empty] | WLDFR | HFTD - Distribution - Tier 3 - 3QU CoRE ¦ 5QU LoRE | Red Flag Warning - Large Fires | 2034 | 1.1612e-07 | 1.2261e-07 | 1.4876e-07 | 1.4168e-07 | 6.1205 | 0.77885 | 3.4265 | 1.9151 | 0 | 0 | 0 | 0 | 1.4985e-05 | 7.107e-07 | 0 | 7.107e-07 | 7.5043e-07 | 0 | 7.5043e-07 | 9.1051e-07 | 0 | 9.1051e-07 | 8.6715e-07 | 0 | 8.6715e-07
[79 empty] | WLDFR | HFTD - Distribution - Tier 3 - 3QU CoRE ¦ 5QU LoRE | Red Flag Warning - Large Fires | 2035 | 1.1612e-07 | 1.2261e-07 | 1.4876e-07 | 1.4168e-07 | 6.1205 | 0.77885 | 3.4265 | 1.9151 | 0 | 0 | 0 | 0 | 1.4985e-05 | 7.107e-07 | 0 | 7.107e-07 | 7.5043e-07 | 0 | 7.5043e-07 | 9.1051e-07 | 0 | 9.1051e-07 | 8.6715e-07 | 0 | 8.6715e-07
[79 empty] | WLDFR | HFTD - Distribution - Tier 3 - 3QU CoRE ¦ 5QU LoRE | Red Flag Warning - Large Fires | 2036 | 1.1612e-07 | 1.2261e-07 | 1.4876e-07 | 1.4168e-07 | 6.1205 | 0.77885 | 3.4265 | 1.9151 | 0 | 0 | 0 | 0 | 1.4985e-05 | 7.107e-07 | 0 | 7.107e-07 | 7.5043e-07 | 0 | 7.5043e-07 | 9.1051e-07 | 0 | 9.1051e-07 | 8.6715e-07 | 0 | 8.6715e-07
[79 empty] | WLDFR | HFTD - Distribution - Tier 3 - 3QU CoRE ¦ 5QU LoRE | Red Flag Warning - Large Fires | 2037 | 1.1612e-07 | 1.2261e-07 | 1.4876e-07 | 1.4168e-07 | 6.1205 | 0.77885 | 3.4265 | 1.9151 | 0 | 0 | 0 | 0 | 1.4985e-05 | 7.107e-07 | 0 | 7.107e-07 | 7.5043e-07 | 0 | 7.5043e-07 | 9.1051e-07 | 0 | 9.1051e-07 | 8.6715e-07 | 0 | 8.6715e-07
[79 empty] | WLDFR | HFTD - Distribution - Tier 3 - 3QU CoRE ¦ 5QU LoRE | Red Flag Warning - Large Fires | 2038 | 1.1612e-07 | 1.2261e-07 | 1.4876e-07 | 1.4168e-07 | 6.5028 | 0.81304 | 3.6355 | 2.0543 | 0 | 0 | 0 | 0 | 1.4985e-05 | 7.5509e-07 | 0 | 7.5509e-07 | 7.9731e-07 | 0 | 7.9731e-07 | 9.6738e-07 | 0 | 9.6738e-07 | 9.2132e-07 | 0 | 9.2132e-07
[79 empty] | WLDFR | HFTD - Distribution - Tier 3 - 3QU CoRE ¦ 5QU LoRE | Red Flag Warning - Large Fires | 2039 | 1.1612e-07 | 1.2261e-07 | 1.4876e-07 | 1.4168e-07 | 6.5028 | 0.81304 | 3.6355 | 2.0543 | 0 | 0 | 0 | 0 | 1.4985e-05 | 7.5509e-07 | 0 | 7.5509e-07 | 7.9731e-07 | 0 | 7.9731e-07 | 9.6738e-07 | 0 | 9.6738e-07 | 9.2132e-07 | 0 | 9.2132e-07
[79 empty] | WLDFR | HFTD - Distribution - Tier 3 - 3QU CoRE ¦ 5QU LoRE | Red Flag Warning - Large Fires | 2040 | 1.1612e-07 | 1.2261e-07 | 1.4876e-07 | 1.4168e-07 | 6.5028 | 0.81304 | 3.6355 | 2.0543 | 0 | 0 | 0 | 0 | 1.4985e-05 | 7.5509e-07 | 0 | 7.5509e-07 | 7.9731e-07 | 0 | 7.9731e-07 | 9.6738e-07 | 0 | 9.6738e-07 | 9.2132e-07 | 0 | 9.2132e-07
[79 empty] | WLDFR | HFTD - Distribution - Tier 3 - 3QU CoRE ¦ 5QU LoRE | Red Flag Warning - Large Fires | 2041 | 1.1612e-07 | 1.2261e-07 | 1.4876e-07 | 1.4168e-07 | 6.5028 | 0.81304 | 3.6355 | 2.0543 | 0 | 0 | 0 | 0 | 1.4985e-05 | 7.5509e-07 | 0 | 7.5509e-07 | 7.9731e-07 | 0 | 7.9731e-07 | 9.6738e-07 | 0 | 9.6738e-07 | 9.2132e-07 | 0 | 9.2132e-07
[79 empty] | WLDFR | HFTD - Distribution - Tier 3 - 3QU CoRE ¦ 5QU LoRE | Red Flag Warning - Large Fires | 2042 | 1.1612e-07 | 1.2261e-07 | 1.4876e-07 | 1.4168e-07 | 6.5028 | 0.81304 | 3.6355 | 2.0543 | 0 | 0 | 0 | 0 | 1.4985e-05 | 7.5509e-07 | 0 | 7.5509e-07 | 7.9731e-07 | 0 | 7.9731e-07 | 9.6738e-07 | 0 | 9.6738e-07 | 9.2132e-07 | 0 | 9.2132e-07
[79 empty] | WLDFR | HFTD - Distribution - Tier 3 - 3QU CoRE ¦ 5QU LoRE | Red Flag Warning - Large Fires | 2043 | 1.1612e-07 | 1.2261e-07 | 1.4876e-07 | 1.4168e-07 | 6.9209 | 0.84944 | 3.8632 | 2.2083 | 0 | 0 | 0 | 0 | 1.4985e-05 | 8.0364e-07 | 0 | 8.0364e-07 | 8.4857e-07 | 0 | 8.4857e-07 | 1.0296e-06 | 0 | 1.0296e-06 | 9.8056e-07 | 0 | 9.8056e-07
[79 empty] | WLDFR | HFTD - Distribution - Tier 3 - 3QU CoRE ¦ 5QU LoRE | Red Flag Warning - Large Fires | 2044 | 1.1612e-07 | 1.2261e-07 | 1.4876e-07 | 1.4168e-07 | 6.9209 | 0.84944 | 3.8632 | 2.2083 | 0 | 0 | 0 | 0 | 1.4985e-05 | 8.0364e-07 | 0 | 8.0364e-07 | 8.4857e-07 | 0 | 8.4857e-07 | 1.0296e-06 | 0 | 1.0296e-06 | 9.8056e-07 | 0 | 9.8056e-07
[79 empty] | WLDFR | HFTD - Distribution - Tier 3 - 3QU CoRE ¦ 5QU LoRE | Red Flag Warning - Large Fires | 2045 | 1.1612e-07 | 1.2261e-07 | 1.4876e-07 | 1.4168e-07 | 6.9209 | 0.84944 | 3.8632 | 2.2083 | 0 | 0 | 0 | 0 | 1.4985e-05 | 8.0364e-07 | 0 | 8.0364e-07 | 8.4857e-07 | 0 | 8.4857e-07 | 1.0296e-06 | 0 | 1.0296e-06 | 9.8056e-07 | 0 | 9.8056e-07
[79 empty] | WLDFR | HFTD - Distribution - Tier 3 - 3QU CoRE ¦ 5QU LoRE | Red Flag Warning - Large Fires | 2046 | 1.1612e-07 | 1.2261e-07 | 1.4876e-07 | 1.4168e-07 | 6.9209 | 0.84944 | 3.8632 | 2.2083 | 0 | 0 | 0 | 0 | 1.4985e-05 | 8.0364e-07 | 0 | 8.0364e-07 | 8.4857e-07 | 0 | 8.4857e-07 | 1.0296e-06 | 0 | 1.0296e-06 | 9.8056e-07 | 0 | 9.8056e-07
[79 empty] | WLDFR | HFTD - Distribution - Tier 3 - 3QU CoRE ¦ 5QU LoRE | Red Flag Warning - Large Fires | 2047 | 1.1612e-07 | 1.2261e-07 | 1.4876e-07 | 1.4168e-07 | 6.9209 | 0.84944 | 3.8632 | 2.2083 | 0 | 0 | 0 | 0 | 1.4985e-05 | 8.0364e-07 | 0 | 8.0364e-07 | 8.4857e-07 | 0 | 8.4857e-07 | 1.0296e-06 | 0 | 1.0296e-06 | 9.8056e-07 | 0 | 9.8056e-07
[79 empty] | WLDFR | HFTD - Distribution - Tier 3 - 3QU CoRE ¦ 5QU LoRE | Red Flag Warning - Large Fires | 2048 | 1.1612e-07 | 1.2261e-07 | 1.4876e-07 | 1.4168e-07 | 7.3713 | 0.88759 | 4.1075 | 2.3763 | 0 | 0 | 0 | 0 | 1.4985e-05 | 8.5594e-07 | 0 | 8.5594e-07 | 9.038e-07 | 0 | 9.038e-07 | 1.0966e-06 | 0 | 1.0966e-06 | 1.0444e-06 | 0 | 1.0444e-06
[79 empty] | WLDFR | HFTD - Distribution - Tier 3 - 3QU CoRE ¦ 5QU LoRE | Red Flag Warning - Large Fires | 2049 | 1.1612e-07 | 1.2261e-07 | 1.4876e-07 | 1.4168e-07 | 7.3713 | 0.88759 | 4.1075 | 2.3763 | 0 | 0 | 0 | 0 | 1.4985e-05 | 8.5594e-07 | 0 | 8.5594e-07 | 9.038e-07 | 0 | 9.038e-07 | 1.0966e-06 | 0 | 1.0966e-06 | 1.0444e-06 | 0 | 1.0444e-06
[79 empty] | WLDFR | HFTD - Distribution - Tier 3 - 3QU CoRE ¦ 5QU LoRE | Red Flag Warning - Large Fires | 2050 | 0 | 1.2261e-07 | 1.4876e-07 | 1.4168e-07 | 7.3713 | 0.88759 | 4.1075 | 2.3763 | 0 | 0 | 0 | 0 | 1.4985e-05 | 0 | 0 | 0 | 9.038e-07 | 0 | 9.038e-07 | 1.0966e-06 | 0 | 1.0966e-06 | 1.0444e-06 | 0 | 1.0444e-06
[79 empty] | WLDFR | HFTD - Distribution - Tier 3 - 3QU CoRE ¦ 5QU LoRE | Red Flag Warning - Large Fires | 2051 | 0 | 0 | 1.4876e-07 | 1.4168e-07 | 7.3713 | 0.88759 | 4.1075 | 2.3763 | 0 | 0 | 0 | 0 | 1.4985e-05 | 0 | 0 | 0 | 0 | 0 | 0 | 1.0966e-06 | 0 | 1.0966e-06 | 1.0444e-06 | 0 | 1.0444e-06
[79 empty] | WLDFR | HFTD - Distribution - Tier 3 - 3QU CoRE ¦ 5QU LoRE | Red Flag Warning - Large Fires | 2052 | 0 | 0 | 0 | 1.4168e-07 | 7.3713 | 0.88759 | 4.1075 | 2.3763 | 0 | 0 | 0 | 0 | 1.4985e-05 | 0 | 0 | 0 | 0 | 0 | 0 | 0 | 0 | 0 | 1.0444e-06 | 0 | 1.0444e-06
[79 empty] | WLDFR | HFTD - Distribution - Tier 3 - 3QU CoRE ¦ 5QU LoRE | Red Flag Warning - Small Fires | 2020 | 5.8551e-06 | 0 | 0 | 0 | 0.077901 | 0.036425 | 0.0015809 | 0.039895 | 0 | 0 | 0 | 0 | 0.00037757 | 4.5611e-07 | 0 | 4.5611e-07 | 0 | 0 | 0 | 0 | 0 | 0 | 0 | 0 | 0
[79 empty] | WLDFR | HFTD - Distribution - Tier 3 - 3QU CoRE ¦ 5QU LoRE | Red Flag Warning - Small Fires | 2021 | 4.033e-06 | 6.1824e-06 | 0 | 0 | 0.077901 | 0.036425 | 0.0015809 | 0.039895 | 0 | 0 | 0 | 0 | 0.00037757 | 3.1417e-07 | 0 | 3.1417e-07 | 4.8161e-07 | 0 | 4.8161e-07 | 0 | 0 | 0 | 0 | 0 | 0
[79 empty] | WLDFR | HFTD - Distribution - Tier 3 - 3QU CoRE ¦ 5QU LoRE | Red Flag Warning - Small Fires | 2022 | 3.0637e-06 | 3.235e-06 | 5.7389e-06 | 0 | 0.077901 | 0.036425 | 0.0015809 | 0.039895 | 0 | 0 | 0 | 0 | 0.0003464 | 2.3866e-07 | 0 | 2.3866e-07 | 2.5201e-07 | 0 | 2.5201e-07 | 4.4706e-07 | 0 | 4.4706e-07 | 0 | 0 | 0
[79 empty] | WLDFR | HFTD - Distribution - Tier 3 - 3QU CoRE ¦ 5QU LoRE | Red Flag Warning - Small Fires | 2023 | 3.0637e-06 | 3.235e-06 | 3.9251e-06 | 5.4656e-06 | 0.080408 | 0.03759 | 0.0016314 | 0.041187 | 0 | 0 | 0 | 0 | 0.0003464 | 2.4635e-07 | 0 | 2.4635e-07 | 2.6012e-07 | 0 | 2.6012e-07 | 3.1561e-07 | 0 | 3.1561e-07 | 4.3948e-07 | 0 | 4.3948e-07
[79 empty] | WLDFR | HFTD - Distribution - Tier 3 - 3QU CoRE ¦ 5QU LoRE | Red Flag Warning - Small Fires | 2024 | 3.0637e-06 | 3.235e-06 | 3.9251e-06 | 3.7382e-06 | 0.080408 | 0.03759 | 0.0016314 | 0.041187 | 0 | 0 | 0 | 0 | 0.0003464 | 2.4635e-07 | 0 | 2.4635e-07 | 2.6012e-07 | 0 | 2.6012e-07 | 3.1561e-07 | 0 | 3.1561e-07 | 3.0058e-07 | 0 | 3.0058e-07
[79 empty] | WLDFR | HFTD - Distribution - Tier 3 - 3QU CoRE ¦ 5QU LoRE | Red Flag Warning - Small Fires | 2025 | 3.0637e-06 | 3.235e-06 | 3.9251e-06 | 3.7382e-06 | 0.080408 | 0.03759 | 0.0016314 | 0.041187 | 0 | 0 | 0 | 0 | 0.0003464 | 2.4635e-07 | 0 | 2.4635e-07 | 2.6012e-07 | 0 | 2.6012e-07 | 3.1561e-07 | 0 | 3.1561e-07 | 3.0058e-07 | 0 | 3.0058e-07
[79 empty] | WLDFR | HFTD - Distribution - Tier 3 - 3QU CoRE ¦ 5QU LoRE | Red Flag Warning - Small Fires | 2026 | 3.0637e-06 | 3.235e-06 | 3.9251e-06 | 3.7382e-06 | 0.080408 | 0.03759 | 0.0016314 | 0.041187 | 0 | 0 | 0 | 0 | 0.0003464 | 2.4635e-07 | 0 | 2.4635e-07 | 2.6012e-07 | 0 | 2.6012e-07 | 3.1561e-07 | 0 | 3.1561e-07 | 3.0058e-07 | 0 | 3.0058e-07
[79 empty] | WLDFR | HFTD - Distribution - Tier 3 - 3QU CoRE ¦ 5QU LoRE | Red Flag Warning - Small Fires | 2027 | 3.0637e-06 | 3.235e-06 | 3.9251e-06 | 3.7382e-06 | 0.080408 | 0.03759 | 0.0016314 | 0.041187 | 0 | 0 | 0 | 0 | 0.0003464 | 2.4635e-07 | 0 | 2.4635e-07 | 2.6012e-07 | 0 | 2.6012e-07 | 3.1561e-07 | 0 | 3.1561e-07 | 3.0058e-07 | 0 | 3.0058e-07
[79 empty] | WLDFR | HFTD - Distribution - Tier 3 - 3QU CoRE ¦ 5QU LoRE | Red Flag Warning - Small Fires | 2028 | 3.0637e-06 | 3.235e-06 | 3.9251e-06 | 3.7382e-06 | 0.083606 | 0.039055 | 0.001695 | 0.042856 | 0 | 0 | 0 | 0 | 0.0003464 | 2.5615e-07 | 0 | 2.5615e-07 | 2.7047e-07 | 0 | 2.7047e-07 | 3.2816e-07 | 0 | 3.2816e-07 | 3.1253e-07 | 0 | 3.1253e-07
[79 empty] | WLDFR | HFTD - Distribution - Tier 3 - 3QU CoRE ¦ 5QU LoRE | Red Flag Warning - Small Fires | 2029 | 3.0637e-06 | 3.235e-06 | 3.9251e-06 | 3.7382e-06 | 0.083606 | 0.039055 | 0.001695 | 0.042856 | 0 | 0 | 0 | 0 | 0.0003464 | 2.5615e-07 | 0 | 2.5615e-07 | 2.7047e-07 | 0 | 2.7047e-07 | 3.2816e-07 | 0 | 3.2816e-07 | 3.1253e-07 | 0 | 3.1253e-07
[79 empty] | WLDFR | HFTD - Distribution - Tier 3 - 3QU CoRE ¦ 5QU LoRE | Red Flag Warning - Small Fires | 2030 | 3.0637e-06 | 3.235e-06 | 3.9251e-06 | 3.7382e-06 | 0.083606 | 0.039055 | 0.001695 | 0.042856 | 0 | 0 | 0 | 0 | 0.0003464 | 2.5615e-07 | 0 | 2.5615e-07 | 2.7047e-07 | 0 | 2.7047e-07 | 3.2816e-07 | 0 | 3.2816e-07 | 3.1253e-07 | 0 | 3.1253e-07
[79 empty] | WLDFR | HFTD - Distribution - Tier 3 - 3QU CoRE ¦ 5QU LoRE | Red Flag Warning - Small Fires | 2031 | 3.0637e-06 | 3.235e-06 | 3.9251e-06 | 3.7382e-06 | 0.083606 | 0.039055 | 0.001695 | 0.042856 | 0 | 0 | 0 | 0 | 0.0003464 | 2.5615e-07 | 0 | 2.5615e-07 | 2.7047e-07 | 0 | 2.7047e-07 | 3.2816e-07 | 0 | 3.2816e-07 | 3.1253e-07 | 0 | 3.1253e-07
[79 empty] | WLDFR | HFTD - Distribution - Tier 3 - 3QU CoRE ¦ 5QU LoRE | Red Flag Warning - Small Fires | 2032 | 3.0637e-06 | 3.235e-06 | 3.9251e-06 | 3.7382e-06 | 0.083606 | 0.039055 | 0.001695 | 0.042856 | 0 | 0 | 0 | 0 | 0.0003464 | 2.5615e-07 | 0 | 2.5615e-07 | 2.7047e-07 | 0 | 2.7047e-07 | 3.2816e-07 | 0 | 3.2816e-07 | 3.1253e-07 | 0 | 3.1253e-07
[79 empty] | WLDFR | HFTD - Distribution - Tier 3 - 3QU CoRE ¦ 5QU LoRE | Red Flag Warning - Small Fires | 2033 | 3.0637e-06 | 3.235e-06 | 3.9251e-06 | 3.7382e-06 | 0.087211 | 0.040679 | 0.0017655 | 0.044766 | 0 | 0 | 0 | 0 | 0.0003464 | 2.6719e-07 | 0 | 2.6719e-07 | 2.8213e-07 | 0 | 2.8213e-07 | 3.4231e-07 | 0 | 3.4231e-07 | 3.2601e-07 | 0 | 3.2601e-07
[79 empty] | WLDFR | HFTD - Distribution - Tier 3 - 3QU CoRE ¦ 5QU LoRE | Red Flag Warning - Small Fires | 2034 | 3.0637e-06 | 3.235e-06 | 3.9251e-06 | 3.7382e-06 | 0.087211 | 0.040679 | 0.0017655 | 0.044766 | 0 | 0 | 0 | 0 | 0.0003464 | 2.6719e-07 | 0 | 2.6719e-07 | 2.8213e-07 | 0 | 2.8213e-07 | 3.4231e-07 | 0 | 3.4231e-07 | 3.2601e-07 | 0 | 3.2601e-07
[79 empty] | WLDFR | HFTD - Distribution - Tier 3 - 3QU CoRE ¦ 5QU LoRE | Red Flag Warning - Small Fires | 2035 | 3.0637e-06 | 3.235e-06 | 3.9251e-06 | 3.7382e-06 | 0.087211 | 0.040679 | 0.0017655 | 0.044766 | 0 | 0 | 0 | 0 | 0.0003464 | 2.6719e-07 | 0 | 2.6719e-07 | 2.8213e-07 | 0 | 2.8213e-07 | 3.4231e-07 | 0 | 3.4231e-07 | 3.2601e-07 | 0 | 3.2601e-07
[79 empty] | WLDFR | HFTD - Distribution - Tier 3 - 3QU CoRE ¦ 5QU LoRE | Red Flag Warning - Small Fires | 2036 | 3.0637e-06 | 3.235e-06 | 3.9251e-06 | 3.7382e-06 | 0.087211 | 0.040679 | 0.0017655 | 0.044766 | 0 | 0 | 0 | 0 | 0.0003464 | 2.6719e-07 | 0 | 2.6719e-07 | 2.8213e-07 | 0 | 2.8213e-07 | 3.4231e-07 | 0 | 3.4231e-07 | 3.2601e-07 | 0 | 3.2601e-07
[79 empty] | WLDFR | HFTD - Distribution - Tier 3 - 3QU CoRE ¦ 5QU LoRE | Red Flag Warning - Small Fires | 2037 | 3.0637e-06 | 3.235e-06 | 3.9251e-06 | 3.7382e-06 | 0.087211 | 0.040679 | 0.0017655 | 0.044766 | 0 | 0 | 0 | 0 | 0.0003464 | 2.6719e-07 | 0 | 2.6719e-07 | 2.8213e-07 | 0 | 2.8213e-07 | 3.4231e-07 | 0 | 3.4231e-07 | 3.2601e-07 | 0 | 3.2601e-07
[79 empty] | WLDFR | HFTD - Distribution - Tier 3 - 3QU CoRE ¦ 5QU LoRE | Red Flag Warning - Small Fires | 2038 | 3.0637e-06 | 3.235e-06 | 3.9251e-06 | 3.7382e-06 | 0.091184 | 0.042438 | 0.0018418 | 0.046905 | 0 | 0 | 0 | 0 | 0.0003464 | 2.7936e-07 | 0 | 2.7936e-07 | 2.9498e-07 | 0 | 2.9498e-07 | 3.579e-07 | 0 | 3.579e-07 | 3.4086e-07 | 0 | 3.4086e-07
[79 empty] | WLDFR | HFTD - Distribution - Tier 3 - 3QU CoRE ¦ 5QU LoRE | Red Flag Warning - Small Fires | 2039 | 3.0637e-06 | 3.235e-06 | 3.9251e-06 | 3.7382e-06 | 0.091184 | 0.042438 | 0.0018418 | 0.046905 | 0 | 0 | 0 | 0 | 0.0003464 | 2.7936e-07 | 0 | 2.7936e-07 | 2.9498e-07 | 0 | 2.9498e-07 | 3.579e-07 | 0 | 3.579e-07 | 3.4086e-07 | 0 | 3.4086e-07
[79 empty] | WLDFR | HFTD - Distribution - Tier 3 - 3QU CoRE ¦ 5QU LoRE | Red Flag Warning - Small Fires | 2040 | 3.0637e-06 | 3.235e-06 | 3.9251e-06 | 3.7382e-06 | 0.091184 | 0.042438 | 0.0018418 | 0.046905 | 0 | 0 | 0 | 0 | 0.0003464 | 2.7936e-07 | 0 | 2.7936e-07 | 2.9498e-07 | 0 | 2.9498e-07 | 3.579e-07 | 0 | 3.579e-07 | 3.4086e-07 | 0 | 3.4086e-07
[79 empty] | WLDFR | HFTD - Distribution - Tier 3 - 3QU CoRE ¦ 5QU LoRE | Red Flag Warning - Small Fires | 2041 | 3.0637e-06 | 3.235e-06 | 3.9251e-06 | 3.7382e-06 | 0.091184 | 0.042438 | 0.0018418 | 0.046905 | 0 | 0 | 0 | 0 | 0.0003464 | 2.7936e-07 | 0 | 2.7936e-07 | 2.9498e-07 | 0 | 2.9498e-07 | 3.579e-07 | 0 | 3.579e-07 | 3.4086e-07 | 0 | 3.4086e-07
[79 empty] | WLDFR | HFTD - Distribution - Tier 3 - 3QU CoRE ¦ 5QU LoRE | Red Flag Warning - Small Fires | 2042 | 3.0637e-06 | 3.235e-06 | 3.9251e-06 | 3.7382e-06 | 0.091184 | 0.042438 | 0.0018418 | 0.046905 | 0 | 0 | 0 | 0 | 0.0003464 | 2.7936e-07 | 0 | 2.7936e-07 | 2.9498e-07 | 0 | 2.9498e-07 | 3.579e-07 | 0 | 3.579e-07 | 3.4086e-07 | 0 | 3.4086e-07
[79 empty] | WLDFR | HFTD - Distribution - Tier 3 - 3QU CoRE ¦ 5QU LoRE | Red Flag Warning - Small Fires | 2043 | 3.0637e-06 | 3.235e-06 | 3.9251e-06 | 3.7382e-06 | 0.095486 | 0.044306 | 0.0019228 | 0.049257 | 0 | 0 | 0 | 0 | 0.0003464 | 2.9254e-07 | 0 | 2.9254e-07 | 3.089e-07 | 0 | 3.089e-07 | 3.7479e-07 | 0 | 3.7479e-07 | 3.5694e-07 | 0 | 3.5694e-07
[79 empty] | WLDFR | HFTD - Distribution - Tier 3 - 3QU CoRE ¦ 5QU LoRE | Red Flag Warning - Small Fires | 2044 | 3.0637e-06 | 3.235e-06 | 3.9251e-06 | 3.7382e-06 | 0.095486 | 0.044306 | 0.0019228 | 0.049257 | 0 | 0 | 0 | 0 | 0.0003464 | 2.9254e-07 | 0 | 2.9254e-07 | 3.089e-07 | 0 | 3.089e-07 | 3.7479e-07 | 0 | 3.7479e-07 | 3.5694e-07 | 0 | 3.5694e-07
[79 empty] | WLDFR | HFTD - Distribution - Tier 3 - 3QU CoRE ¦ 5QU LoRE | Red Flag Warning - Small Fires | 2045 | 3.0637e-06 | 3.235e-06 | 3.9251e-06 | 3.7382e-06 | 0.095486 | 0.044306 | 0.0019228 | 0.049257 | 0 | 0 | 0 | 0 | 0.0003464 | 2.9254e-07 | 0 | 2.9254e-07 | 3.089e-07 | 0 | 3.089e-07 | 3.7479e-07 | 0 | 3.7479e-07 | 3.5694e-07 | 0 | 3.5694e-07
[79 empty] | WLDFR | HFTD - Distribution - Tier 3 - 3QU CoRE ¦ 5QU LoRE | Red Flag Warning - Small Fires | 2046 | 3.0637e-06 | 3.235e-06 | 3.9251e-06 | 3.7382e-06 | 0.095486 | 0.044306 | 0.0019228 | 0.049257 | 0 | 0 | 0 | 0 | 0.0003464 | 2.9254e-07 | 0 | 2.9254e-07 | 3.089e-07 | 0 | 3.089e-07 | 3.7479e-07 | 0 | 3.7479e-07 | 3.5694e-07 | 0 | 3.5694e-07
[79 empty] | WLDFR | HFTD - Distribution - Tier 3 - 3QU CoRE ¦ 5QU LoRE | Red Flag Warning - Small Fires | 2047 | 3.0637e-06 | 3.235e-06 | 3.9251e-06 | 3.7382e-06 | 0.095486 | 0.044306 | 0.0019228 | 0.049257 | 0 | 0 | 0 | 0 | 0.0003464 | 2.9254e-07 | 0 | 2.9254e-07 | 3.089e-07 | 0 | 3.089e-07 | 3.7479e-07 | 0 | 3.7479e-07 | 3.5694e-07 | 0 | 3.5694e-07
[79 empty] | WLDFR | HFTD - Distribution - Tier 3 - 3QU CoRE ¦ 5QU LoRE | Red Flag Warning - Small Fires | 2048 | 3.0637e-06 | 3.235e-06 | 3.9251e-06 | 3.7382e-06 | 0.10007 | 0.04626 | 0.0020076 | 0.051804 | 0 | 0 | 0 | 0 | 0.0003464 | 3.0659e-07 | 0 | 3.0659e-07 | 3.2373e-07 | 0 | 3.2373e-07 | 3.9279e-07 | 0 | 3.9279e-07 | 3.7408e-07 | 0 | 3.7408e-07
[79 empty] | WLDFR | HFTD - Distribution - Tier 3 - 3QU CoRE ¦ 5QU LoRE | Red Flag Warning - Small Fires | 2049 | 3.0637e-06 | 3.235e-06 | 3.9251e-06 | 3.7382e-06 | 0.10007 | 0.04626 | 0.0020076 | 0.051804 | 0 | 0 | 0 | 0 | 0.0003464 | 3.0659e-07 | 0 | 3.0659e-07 | 3.2373e-07 | 0 | 3.2373e-07 | 3.9279e-07 | 0 | 3.9279e-07 | 3.7408e-07 | 0 | 3.7408e-07
[79 empty] | WLDFR | HFTD - Distribution - Tier 3 - 3QU CoRE ¦ 5QU LoRE | Red Flag Warning - Small Fires | 2050 | 0 | 3.235e-06 | 3.9251e-06 | 3.7382e-06 | 0.10007 | 0.04626 | 0.0020076 | 0.051804 | 0 | 0 | 0 | 0 | 0.0003464 | 0 | 0 | 0 | 3.2373e-07 | 0 | 3.2373e-07 | 3.9279e-07 | 0 | 3.9279e-07 | 3.7408e-07 | 0 | 3.7408e-07
[79 empty] | WLDFR | HFTD - Distribution - Tier 3 - 3QU CoRE ¦ 5QU LoRE | Red Flag Warning - Small Fires | 2051 | 0 | 0 | 3.9251e-06 | 3.7382e-06 | 0.10007 | 0.04626 | 0.0020076 | 0.051804 | 0 | 0 | 0 | 0 | 0.0003464 | 0 | 0 | 0 | 0 | 0 | 0 | 3.9279e-07 | 0 | 3.9279e-07 | 3.7408e-07 | 0 | 3.7408e-07
[79 empty] | WLDFR | HFTD - Distribution - Tier 3 - 3QU CoRE ¦ 5QU LoRE | Red Flag Warning - Small Fires | 2052 | 0 | 0 | 0 | 3.7382e-06 | 0.10007 | 0.04626 | 0.0020076 | 0.051804 | 0 | 0 | 0 | 0 | 0.0003464 | 0 | 0 | 0 | 0 | 0 | 0 | 0 | 0 | 0 | 3.7408e-07 | 0 | 3.7408e-07
[79 empty] | WLDFR | HFTD - Distribution - Tier 3 - 3QU CoRE ¦ 5QU LoRE | Seismic - Non-Red Flag Warning - Catastrophic Fires | 2020 | 1.3672e-12 | 0 | 0 | 0 | 21083.8428 | 409.2237 | 13469.0878 | 7205.5313 | 0 | 0 | 0 | 0 | 2.259e-10 | 2.8826e-08 | 0 | 2.8826e-08 | 0 | 0 | 0 | 0 | 0 | 0 | 0 | 0 | 0
[79 empty] | WLDFR | HFTD - Distribution - Tier 3 - 3QU CoRE ¦ 5QU LoRE | Seismic - Non-Red Flag Warning - Catastrophic Fires | 2021 | 0 | 1.4437e-12 | 0 | 0 | 21083.8428 | 409.2237 | 13469.0878 | 7205.5313 | 0 | 0 | 0 | 0 | 2.259e-10 | 0 | 0 | 0 | 3.0438e-08 | 0 | 3.0438e-08 | 0 | 0 | 0 | 0 | 0 | 0
[79 empty] | WLDFR | HFTD - Distribution - Tier 3 - 3QU CoRE ¦ 5QU LoRE | Seismic - Non-Red Flag Warning - Catastrophic Fires | 2022 | 0 | 0 | 1.0756e-12 | 0 | 21083.8428 | 409.2237 | 13469.0878 | 7205.5313 | 0 | 0 | 0 | 0 | 1.766e-10 | 0 | 0 | 0 | 0 | 0 | 0 | 2.2679e-08 | 0 | 2.2679e-08 | 0 | 0 | 0
[79 empty] | WLDFR | HFTD - Distribution - Tier 3 - 3QU CoRE ¦ 5QU LoRE | Seismic - Non-Red Flag Warning - Catastrophic Fires | 2023 | 0 | 0 | 0 | 1.0244e-12 | 21835.9781 | 428.6023 | 13939.561 | 7467.8148 | 0 | 0 | 0 | 0 | 1.766e-10 | 0 | 0 | 0 | 0 | 0 | 0 | 0 | 0 | 0 | 2.2369e-08 | 0 | 2.2369e-08
[79 empty] | WLDFR | HFTD - Distribution - Tier 3 - 3QU CoRE ¦ 5QU LoRE | Seismic - Red Flag Warning - Catastrophic Fires | 2020 | 5.8954e-11 | 0 | 0 | 0 | 21083.8428 | 409.2237 | 13469.0878 | 7205.5313 | 0 | 0 | 0 | 0 | 9.7409e-09 | 1.243e-06 | 0 | 1.243e-06 | 0 | 0 | 0 | 0 | 0 | 0 | 0 | 0 | 0
[79 empty] | WLDFR | HFTD - Distribution - Tier 3 - 3QU CoRE ¦ 5QU LoRE | Seismic - Red Flag Warning - Catastrophic Fires | 2021 | 0 | 6.2251e-11 | 0 | 0 | 21083.8428 | 409.2237 | 13469.0878 | 7205.5313 | 0 | 0 | 0 | 0 | 9.7409e-09 | 0 | 0 | 0 | 1.3125e-06 | 0 | 1.3125e-06 | 0 | 0 | 0 | 0 | 0 | 0
[79 empty] | WLDFR | HFTD - Distribution - Tier 3 - 3QU CoRE ¦ 5QU LoRE | Seismic - Red Flag Warning - Catastrophic Fires | 2022 | 0 | 0 | 4.6381e-11 | 0 | 21083.8428 | 409.2237 | 13469.0878 | 7205.5313 | 0 | 0 | 0 | 0 | 7.6148e-09 | 0 | 0 | 0 | 0 | 0 | 0 | 9.7789e-07 | 0 | 9.7789e-07 | 0 | 0 | 0
[79 empty] | WLDFR | HFTD - Distribution - Tier 3 - 3QU CoRE ¦ 5QU LoRE | Seismic - Red Flag Warning - Catastrophic Fires | 2023 | 0 | 0 | 0 | 4.4172e-11 | 21835.9781 | 428.6023 | 13939.561 | 7467.8148 | 0 | 0 | 0 | 0 | 7.6148e-09 | 0 | 0 | 0 | 0 | 0 | 0 | 0 | 0 | 0 | 9.6455e-07 | 0 | 9.6455e-07
[79 empty] | WLDFR | HFTD - Distribution - Tier 3 - 4QU CoRE ¦ 1QU LoRE | Non-Red Flag Warning - Catastrophic Fires | 2020 | 2.3115e-09 | 0 | 0 | 0 | 14146.1306 | 222.2294 | 8585.7228 | 5338.1784 | 0 | 0 | 0 | 0 | 8.7062e-07 | 3.2699e-05 | 0 | 3.2699e-05 | 0 | 0 | 0 | 0 | 0 | 0 | 0 | 0 | 0
[79 empty] | WLDFR | HFTD - Distribution - Tier 3 - 4QU CoRE ¦ 1QU LoRE | Non-Red Flag Warning - Catastrophic Fires | 2021 | 1.2429e-09 | 2.4407e-09 | 0 | 0 | 14146.1306 | 222.2294 | 8585.7228 | 5338.1784 | 0 | 0 | 0 | 0 | 8.7062e-07 | 1.7582e-05 | 0 | 1.7582e-05 | 3.4527e-05 | 0 | 3.4527e-05 | 0 | 0 | 0 | 0 | 0 | 0
[79 empty] | WLDFR | HFTD - Distribution - Tier 3 - 4QU CoRE ¦ 1QU LoRE | Non-Red Flag Warning - Catastrophic Fires | 2022 | 1.2298e-09 | 1.2985e-09 | 2.3035e-09 | 0 | 14146.1306 | 222.2294 | 8585.7228 | 5338.1784 | 0 | 0 | 0 | 0 | 8.6008e-07 | 1.7397e-05 | 0 | 1.7397e-05 | 1.8369e-05 | 0 | 1.8369e-05 | 3.2586e-05 | 0 | 3.2586e-05 | 0 | 0 | 0
[79 empty] | WLDFR | HFTD - Distribution - Tier 3 - 4QU CoRE ¦ 1QU LoRE | Non-Red Flag Warning - Catastrophic Fires | 2023 | 1.2298e-09 | 1.2985e-09 | 1.2354e-09 | 2.1938e-09 | 14664.6376 | 233.2301 | 8896.516 | 5534.8915 | 0 | 0 | 0 | 0 | 8.6008e-07 | 1.8034e-05 | 0 | 1.8034e-05 | 1.9043e-05 | 0 | 1.9043e-05 | 1.8116e-05 | 0 | 1.8116e-05 | 3.2172e-05 | 0 | 3.2172e-05
[79 empty] | WLDFR | HFTD - Distribution - Tier 3 - 4QU CoRE ¦ 1QU LoRE | Non-Red Flag Warning - Catastrophic Fires | 2024 | 1.2298e-09 | 1.2985e-09 | 1.2354e-09 | 1.1765e-09 | 14664.6376 | 233.2301 | 8896.516 | 5534.8915 | 0 | 0 | 0 | 0 | 8.6008e-07 | 1.8034e-05 | 0 | 1.8034e-05 | 1.9043e-05 | 0 | 1.9043e-05 | 1.8116e-05 | 0 | 1.8116e-05 | 1.7254e-05 | 0 | 1.7254e-05
[79 empty] | WLDFR | HFTD - Distribution - Tier 3 - 4QU CoRE ¦ 1QU LoRE | Non-Red Flag Warning - Catastrophic Fires | 2025 | 1.2298e-09 | 1.2985e-09 | 1.2354e-09 | 1.1765e-09 | 14664.6376 | 233.2301 | 8896.516 | 5534.8915 | 0 | 0 | 0 | 0 | 8.6008e-07 | 1.8034e-05 | 0 | 1.8034e-05 | 1.9043e-05 | 0 | 1.9043e-05 | 1.8116e-05 | 0 | 1.8116e-05 | 1.7254e-05 | 0 | 1.7254e-05
[79 empty] | WLDFR | HFTD - Distribution - Tier 3 - 4QU CoRE ¦ 1QU LoRE | Non-Red Flag Warning - Catastrophic Fires | 2026 | 1.2298e-09 | 1.2985e-09 | 1.2354e-09 | 1.1765e-09 | 14664.6376 | 233.2301 | 8896.516 | 5534.8915 | 0 | 0 | 0 | 0 | 8.6008e-07 | 1.8034e-05 | 0 | 1.8034e-05 | 1.9043e-05 | 0 | 1.9043e-05 | 1.8116e-05 | 0 | 1.8116e-05 | 1.7254e-05 | 0 | 1.7254e-05
[79 empty] | WLDFR | HFTD - Distribution - Tier 3 - 4QU CoRE ¦ 1QU LoRE | Non-Red Flag Warning - Catastrophic Fires | 2027 | 1.2298e-09 | 1.2985e-09 | 1.2354e-09 | 1.1765e-09 | 14664.6376 | 233.2301 | 8896.516 | 5534.8915 | 0 | 0 | 0 | 0 | 8.6008e-07 | 1.8034e-05 | 0 | 1.8034e-05 | 1.9043e-05 | 0 | 1.9043e-05 | 1.8116e-05 | 0 | 1.8116e-05 | 1.7254e-05 | 0 | 1.7254e-05
[79 empty] | WLDFR | HFTD - Distribution - Tier 3 - 4QU CoRE ¦ 1QU LoRE | Non-Red Flag Warning - Catastrophic Fires | 2028 | 1.2298e-09 | 1.2985e-09 | 1.2354e-09 | 1.1765e-09 | 15317.9909 | 247.273 | 9287.6491 | 5783.0689 | 0 | 0 | 0 | 0 | 8.6008e-07 | 1.8838e-05 | 0 | 1.8838e-05 | 1.9891e-05 | 0 | 1.9891e-05 | 1.8923e-05 | 0 | 1.8923e-05 | 1.8022e-05 | 0 | 1.8022e-05
[79 empty] | WLDFR | HFTD - Distribution - Tier 3 - 4QU CoRE ¦ 1QU LoRE | Non-Red Flag Warning - Catastrophic Fires | 2029 | 1.2298e-09 | 1.2985e-09 | 1.2354e-09 | 1.1765e-09 | 15317.9909 | 247.273 | 9287.6491 | 5783.0689 | 0 | 0 | 0 | 0 | 8.6008e-07 | 1.8838e-05 | 0 | 1.8838e-05 | 1.9891e-05 | 0 | 1.9891e-05 | 1.8923e-05 | 0 | 1.8923e-05 | 1.8022e-05 | 0 | 1.8022e-05
[79 empty] | WLDFR | HFTD - Distribution - Tier 3 - 4QU CoRE ¦ 1QU LoRE | Non-Red Flag Warning - Catastrophic Fires | 2030 | 1.2298e-09 | 1.2985e-09 | 1.2354e-09 | 1.1765e-09 | 15317.9909 | 247.273 | 9287.6491 | 5783.0689 | 0 | 0 | 0 | 0 | 8.6008e-07 | 1.8838e-05 | 0 | 1.8838e-05 | 1.9891e-05 | 0 | 1.9891e-05 | 1.8923e-05 | 0 | 1.8923e-05 | 1.8022e-05 | 0 | 1.8022e-05
[79 empty] | WLDFR | HFTD - Distribution - Tier 3 - 4QU CoRE ¦ 1QU LoRE | Non-Red Flag Warning - Catastrophic Fires | 2031 | 1.2298e-09 | 1.2985e-09 | 1.2354e-09 | 1.1765e-09 | 15317.9909 | 247.273 | 9287.6491 | 5783.0689 | 0 | 0 | 0 | 0 | 8.6008e-07 | 1.8838e-05 | 0 | 1.8838e-05 | 1.9891e-05 | 0 | 1.9891e-05 | 1.8923e-05 | 0 | 1.8923e-05 | 1.8022e-05 | 0 | 1.8022e-05
[79 empty] | WLDFR | HFTD - Distribution - Tier 3 - 4QU CoRE ¦ 1QU LoRE | Non-Red Flag Warning - Catastrophic Fires | 2032 | 1.2298e-09 | 1.2985e-09 | 1.2354e-09 | 1.1765e-09 | 15317.9909 | 247.273 | 9287.6491 | 5783.0689 | 0 | 0 | 0 | 0 | 8.6008e-07 | 1.8838e-05 | 0 | 1.8838e-05 | 1.9891e-05 | 0 | 1.9891e-05 | 1.8923e-05 | 0 | 1.8923e-05 | 1.8022e-05 | 0 | 1.8022e-05
[79 empty] | WLDFR | HFTD - Distribution - Tier 3 - 4QU CoRE ¦ 1QU LoRE | Non-Red Flag Warning - Catastrophic Fires | 2033 | 1.2298e-09 | 1.2985e-09 | 1.2354e-09 | 1.1765e-09 | 16044.1264 | 263.1074 | 9721.74 | 6059.2791 | 0 | 0 | 0 | 0 | 8.6008e-07 | 1.9731e-05 | 0 | 1.9731e-05 | 2.0834e-05 | 0 | 2.0834e-05 | 1.982e-05 | 0 | 1.982e-05 | 1.8877e-05 | 0 | 1.8877e-05
[79 empty] | WLDFR | HFTD - Distribution - Tier 3 - 4QU CoRE ¦ 1QU LoRE | Non-Red Flag Warning - Catastrophic Fires | 2034 | 1.2298e-09 | 1.2985e-09 | 1.2354e-09 | 1.1765e-09 | 16044.1264 | 263.1074 | 9721.74 | 6059.2791 | 0 | 0 | 0 | 0 | 8.6008e-07 | 1.9731e-05 | 0 | 1.9731e-05 | 2.0834e-05 | 0 | 2.0834e-05 | 1.982e-05 | 0 | 1.982e-05 | 1.8877e-05 | 0 | 1.8877e-05
[79 empty] | WLDFR | HFTD - Distribution - Tier 3 - 4QU CoRE ¦ 1QU LoRE | Non-Red Flag Warning - Catastrophic Fires | 2035 | 1.2298e-09 | 1.2985e-09 | 1.2354e-09 | 1.1765e-09 | 16044.1264 | 263.1074 | 9721.74 | 6059.2791 | 0 | 0 | 0 | 0 | 8.6008e-07 | 1.9731e-05 | 0 | 1.9731e-05 | 2.0834e-05 | 0 | 2.0834e-05 | 1.982e-05 | 0 | 1.982e-05 | 1.8877e-05 | 0 | 1.8877e-05
[79 empty] | WLDFR | HFTD - Distribution - Tier 3 - 4QU CoRE ¦ 1QU LoRE | Non-Red Flag Warning - Catastrophic Fires | 2036 | 1.2298e-09 | 1.2985e-09 | 1.2354e-09 | 1.1765e-09 | 16044.1264 | 263.1074 | 9721.74 | 6059.2791 | 0 | 0 | 0 | 0 | 8.6008e-07 | 1.9731e-05 | 0 | 1.9731e-05 | 2.0834e-05 | 0 | 2.0834e-05 | 1.982e-05 | 0 | 1.982e-05 | 1.8877e-05 | 0 | 1.8877e-05
[79 empty] | WLDFR | HFTD - Distribution - Tier 3 - 4QU CoRE ¦ 1QU LoRE | Non-Red Flag Warning - Catastrophic Fires | 2037 | 1.2298e-09 | 1.2985e-09 | 1.2354e-09 | 1.1765e-09 | 16044.1264 | 263.1074 | 9721.74 | 6059.2791 | 0 | 0 | 0 | 0 | 8.6008e-07 | 1.9731e-05 | 0 | 1.9731e-05 | 2.0834e-05 | 0 | 2.0834e-05 | 1.982e-05 | 0 | 1.982e-05 | 1.8877e-05 | 0 | 1.8877e-05
[79 empty] | WLDFR | HFTD - Distribution - Tier 3 - 4QU CoRE ¦ 1QU LoRE | Non-Red Flag Warning - Catastrophic Fires | 2038 | 1.2298e-09 | 1.2985e-09 | 1.2354e-09 | 1.1765e-09 | 16832.3912 | 280.5544 | 10192.2718 | 6359.5651 | 0 | 0 | 0 | 0 | 8.6008e-07 | 2.07e-05 | 0 | 2.07e-05 | 2.1857e-05 | 0 | 2.1857e-05 | 2.0794e-05 | 0 | 2.0794e-05 | 1.9804e-05 | 0 | 1.9804e-05
[79 empty] | WLDFR | HFTD - Distribution - Tier 3 - 4QU CoRE ¦ 1QU LoRE | Non-Red Flag Warning - Catastrophic Fires | 2039 | 1.2298e-09 | 1.2985e-09 | 1.2354e-09 | 1.1765e-09 | 16832.3912 | 280.5544 | 10192.2718 | 6359.5651 | 0 | 0 | 0 | 0 | 8.6008e-07 | 2.07e-05 | 0 | 2.07e-05 | 2.1857e-05 | 0 | 2.1857e-05 | 2.0794e-05 | 0 | 2.0794e-05 | 1.9804e-05 | 0 | 1.9804e-05
[79 empty] | WLDFR | HFTD - Distribution - Tier 3 - 4QU CoRE ¦ 1QU LoRE | Non-Red Flag Warning - Catastrophic Fires | 2040 | 1.2298e-09 | 1.2985e-09 | 1.2354e-09 | 1.1765e-09 | 16832.3912 | 280.5544 | 10192.2718 | 6359.5651 | 0 | 0 | 0 | 0 | 8.6008e-07 | 2.07e-05 | 0 | 2.07e-05 | 2.1857e-05 | 0 | 2.1857e-05 | 2.0794e-05 | 0 | 2.0794e-05 | 1.9804e-05 | 0 | 1.9804e-05
[79 empty] | WLDFR | HFTD - Distribution - Tier 3 - 4QU CoRE ¦ 1QU LoRE | Non-Red Flag Warning - Catastrophic Fires | 2041 | 1.2298e-09 | 1.2985e-09 | 1.2354e-09 | 1.1765e-09 | 16832.3912 | 280.5544 | 10192.2718 | 6359.5651 | 0 | 0 | 0 | 0 | 8.6008e-07 | 2.07e-05 | 0 | 2.07e-05 | 2.1857e-05 | 0 | 2.1857e-05 | 2.0794e-05 | 0 | 2.0794e-05 | 1.9804e-05 | 0 | 1.9804e-05
[79 empty] | WLDFR | HFTD - Distribution - Tier 3 - 4QU CoRE ¦ 1QU LoRE | Non-Red Flag Warning - Catastrophic Fires | 2042 | 1.2298e-09 | 1.2985e-09 | 1.2354e-09 | 1.1765e-09 | 16832.3912 | 280.5544 | 10192.2718 | 6359.5651 | 0 | 0 | 0 | 0 | 8.6008e-07 | 2.07e-05 | 0 | 2.07e-05 | 2.1857e-05 | 0 | 2.1857e-05 | 2.0794e-05 | 0 | 2.0794e-05 | 1.9804e-05 | 0 | 1.9804e-05
[79 empty] | WLDFR | HFTD - Distribution - Tier 3 - 4QU CoRE ¦ 1QU LoRE | Non-Red Flag Warning - Catastrophic Fires | 2043 | 1.2298e-09 | 1.2985e-09 | 1.2354e-09 | 1.1765e-09 | 17672.0852 | 299.42 | 10692.7362 | 6679.929 | 0 | 0 | 0 | 0 | 8.6008e-07 | 2.1733e-05 | 0 | 2.1733e-05 | 2.2948e-05 | 0 | 2.2948e-05 | 2.1831e-05 | 0 | 2.1831e-05 | 2.0792e-05 | 0 | 2.0792e-05
[79 empty] | WLDFR | HFTD - Distribution - Tier 3 - 4QU CoRE ¦ 1QU LoRE | Non-Red Flag Warning - Catastrophic Fires | 2044 | 1.2298e-09 | 1.2985e-09 | 1.2354e-09 | 1.1765e-09 | 17672.0852 | 299.42 | 10692.7362 | 6679.929 | 0 | 0 | 0 | 0 | 8.6008e-07 | 2.1733e-05 | 0 | 2.1733e-05 | 2.2948e-05 | 0 | 2.2948e-05 | 2.1831e-05 | 0 | 2.1831e-05 | 2.0792e-05 | 0 | 2.0792e-05
[79 empty] | WLDFR | HFTD - Distribution - Tier 3 - 4QU CoRE ¦ 1QU LoRE | Non-Red Flag Warning - Catastrophic Fires | 2045 | 1.2298e-09 | 1.2985e-09 | 1.2354e-09 | 1.1765e-09 | 17672.0852 | 299.42 | 10692.7362 | 6679.929 | 0 | 0 | 0 | 0 | 8.6008e-07 | 2.1733e-05 | 0 | 2.1733e-05 | 2.2948e-05 | 0 | 2.2948e-05 | 2.1831e-05 | 0 | 2.1831e-05 | 2.0792e-05 | 0 | 2.0792e-05
[79 empty] | WLDFR | HFTD - Distribution - Tier 3 - 4QU CoRE ¦ 1QU LoRE | Non-Red Flag Warning - Catastrophic Fires | 2046 | 1.2298e-09 | 1.2985e-09 | 1.2354e-09 | 1.1765e-09 | 17672.0852 | 299.42 | 10692.7362 | 6679.929 | 0 | 0 | 0 | 0 | 8.6008e-07 | 2.1733e-05 | 0 | 2.1733e-05 | 2.2948e-05 | 0 | 2.2948e-05 | 2.1831e-05 | 0 | 2.1831e-05 | 2.0792e-05 | 0 | 2.0792e-05
[79 empty] | WLDFR | HFTD - Distribution - Tier 3 - 4QU CoRE ¦ 1QU LoRE | Non-Red Flag Warning - Catastrophic Fires | 2047 | 1.2298e-09 | 1.2985e-09 | 1.2354e-09 | 1.1765e-09 | 17672.0852 | 299.42 | 10692.7362 | 6679.929 | 0 | 0 | 0 | 0 | 8.6008e-07 | 2.1733e-05 | 0 | 2.1733e-05 | 2.2948e-05 | 0 | 2.2948e-05 | 2.1831e-05 | 0 | 2.1831e-05 | 2.0792e-05 | 0 | 2.0792e-05
[79 empty] | WLDFR | HFTD - Distribution - Tier 3 - 4QU CoRE ¦ 1QU LoRE | Non-Red Flag Warning - Catastrophic Fires | 2048 | 1.2298e-09 | 1.2985e-09 | 1.2354e-09 | 1.1765e-09 | 18552.3348 | 319.4911 | 11216.5626 | 7016.281 | 0 | 0 | 0 | 0 | 8.6008e-07 | 2.2815e-05 | 0 | 2.2815e-05 | 2.4091e-05 | 0 | 2.4091e-05 | 2.2919e-05 | 0 | 2.2919e-05 | 2.1828e-05 | 0 | 2.1828e-05
[79 empty] | WLDFR | HFTD - Distribution - Tier 3 - 4QU CoRE ¦ 1QU LoRE | Non-Red Flag Warning - Catastrophic Fires | 2049 | 1.2298e-09 | 1.2985e-09 | 1.2354e-09 | 1.1765e-09 | 18552.3348 | 319.4911 | 11216.5626 | 7016.281 | 0 | 0 | 0 | 0 | 8.6008e-07 | 2.2815e-05 | 0 | 2.2815e-05 | 2.4091e-05 | 0 | 2.4091e-05 | 2.2919e-05 | 0 | 2.2919e-05 | 2.1828e-05 | 0 | 2.1828e-05
[79 empty] | WLDFR | HFTD - Distribution - Tier 3 - 4QU CoRE ¦ 1QU LoRE | Non-Red Flag Warning - Catastrophic Fires | 2050 | 0 | 1.2985e-09 | 1.2354e-09 | 1.1765e-09 | 18552.3348 | 319.4911 | 11216.5626 | 7016.281 | 0 | 0 | 0 | 0 | 8.6008e-07 | 0 | 0 | 0 | 2.4091e-05 | 0 | 2.4091e-05 | 2.2919e-05 | 0 | 2.2919e-05 | 2.1828e-05 | 0 | 2.1828e-05
[79 empty] | WLDFR | HFTD - Distribution - Tier 3 - 4QU CoRE ¦ 1QU LoRE | Non-Red Flag Warning - Catastrophic Fires | 2051 | 0 | 0 | 1.2354e-09 | 1.1765e-09 | 18552.3348 | 319.4911 | 11216.5626 | 7016.281 | 0 | 0 | 0 | 0 | 8.6008e-07 | 0 | 0 | 0 | 0 | 0 | 0 | 2.2919e-05 | 0 | 2.2919e-05 | 2.1828e-05 | 0 | 2.1828e-05
[79 empty] | WLDFR | HFTD - Distribution - Tier 3 - 4QU CoRE ¦ 1QU LoRE | Non-Red Flag Warning - Catastrophic Fires | 2052 | 0 | 0 | 0 | 1.1765e-09 | 18552.3348 | 319.4911 | 11216.5626 | 7016.281 | 0 | 0 | 0 | 0 | 8.6008e-07 | 0 | 0 | 0 | 0 | 0 | 0 | 0 | 0 | 0 | 2.1828e-05 | 0 | 2.1828e-05
[79 empty] | WLDFR | HFTD - Distribution - Tier 3 - 4QU CoRE ¦ 1QU LoRE | Non-Red Flag Warning - Destructive Fires | 2020 | 6.3369e-09 | 0 | 0 | 0 | 8807.9522 | 222.2294 | 8585.7228 | 0 | 0 | 0 | 0 | 0 | 1.0138e-06 | 5.5815e-05 | 0 | 5.5815e-05 | 0 | 0 | 0 | 0 | 0 | 0 | 0 | 0 | 0
[79 empty] | WLDFR | HFTD - Distribution - Tier 3 - 4QU CoRE ¦ 1QU LoRE | Non-Red Flag Warning - Destructive Fires | 2021 | 3.4165e-09 | 6.6912e-09 | 0 | 0 | 8807.9522 | 222.2294 | 8585.7228 | 0 | 0 | 0 | 0 | 0 | 1.0138e-06 | 3.0092e-05 | 0 | 3.0092e-05 | 5.8935e-05 | 0 | 5.8935e-05 | 0 | 0 | 0 | 0 | 0 | 0
[79 empty] | WLDFR | HFTD - Distribution - Tier 3 - 4QU CoRE ¦ 1QU LoRE | Non-Red Flag Warning - Destructive Fires | 2022 | 3.3851e-09 | 3.5744e-09 | 6.3241e-09 | 0 | 8807.9522 | 222.2294 | 8585.7228 | 0 | 0 | 0 | 0 | 0 | 1.0034e-06 | 2.9816e-05 | 0 | 2.9816e-05 | 3.1483e-05 | 0 | 3.1483e-05 | 5.5702e-05 | 0 | 5.5702e-05 | 0 | 0 | 0
[79 empty] | WLDFR | HFTD - Distribution - Tier 3 - 4QU CoRE ¦ 1QU LoRE | Non-Red Flag Warning - Destructive Fires | 2023 | 3.3851e-09 | 3.5744e-09 | 3.4005e-09 | 6.0229e-09 | 9129.7461 | 233.2301 | 8896.516 | 0 | 0 | 0 | 0 | 0 | 1.0034e-06 | 3.0905e-05 | 0 | 3.0905e-05 | 3.2633e-05 | 0 | 3.2633e-05 | 3.1046e-05 | 0 | 3.1046e-05 | 5.4988e-05 | 0 | 5.4988e-05
[79 empty] | WLDFR | HFTD - Distribution - Tier 3 - 4QU CoRE ¦ 1QU LoRE | Non-Red Flag Warning - Destructive Fires | 2024 | 3.3851e-09 | 3.5744e-09 | 3.4005e-09 | 3.2386e-09 | 9129.7461 | 233.2301 | 8896.516 | 0 | 0 | 0 | 0 | 0 | 1.0034e-06 | 3.0905e-05 | 0 | 3.0905e-05 | 3.2633e-05 | 0 | 3.2633e-05 | 3.1046e-05 | 0 | 3.1046e-05 | 2.9567e-05 | 0 | 2.9567e-05
[79 empty] | WLDFR | HFTD - Distribution - Tier 3 - 4QU CoRE ¦ 1QU LoRE | Non-Red Flag Warning - Destructive Fires | 2025 | 3.3851e-09 | 3.5744e-09 | 3.4005e-09 | 3.2386e-09 | 9129.7461 | 233.2301 | 8896.516 | 0 | 0 | 0 | 0 | 0 | 1.0034e-06 | 3.0905e-05 | 0 | 3.0905e-05 | 3.2633e-05 | 0 | 3.2633e-05 | 3.1046e-05 | 0 | 3.1046e-05 | 2.9567e-05 | 0 | 2.9567e-05
[79 empty] | WLDFR | HFTD - Distribution - Tier 3 - 4QU CoRE ¦ 1QU LoRE | Non-Red Flag Warning - Destructive Fires | 2026 | 3.3851e-09 | 3.5744e-09 | 3.4005e-09 | 3.2386e-09 | 9129.7461 | 233.2301 | 8896.516 | 0 | 0 | 0 | 0 | 0 | 1.0034e-06 | 3.0905e-05 | 0 | 3.0905e-05 | 3.2633e-05 | 0 | 3.2633e-05 | 3.1046e-05 | 0 | 3.1046e-05 | 2.9567e-05 | 0 | 2.9567e-05
[79 empty] | WLDFR | HFTD - Distribution - Tier 3 - 4QU CoRE ¦ 1QU LoRE | Non-Red Flag Warning - Destructive Fires | 2027 | 3.3851e-09 | 3.5744e-09 | 3.4005e-09 | 3.2386e-09 | 9129.7461 | 233.2301 | 8896.516 | 0 | 0 | 0 | 0 | 0 | 1.0034e-06 | 3.0905e-05 | 0 | 3.0905e-05 | 3.2633e-05 | 0 | 3.2633e-05 | 3.1046e-05 | 0 | 3.1046e-05 | 2.9567e-05 | 0 | 2.9567e-05
[79 empty] | WLDFR | HFTD - Distribution - Tier 3 - 4QU CoRE ¦ 1QU LoRE | Non-Red Flag Warning - Destructive Fires | 2028 | 3.3851e-09 | 3.5744e-09 | 3.4005e-09 | 3.2386e-09 | 9534.9221 | 247.273 | 9287.6491 | 0 | 0 | 0 | 0 | 0 | 1.0034e-06 | 3.2277e-05 | 0 | 3.2277e-05 | 3.4081e-05 | 0 | 3.4081e-05 | 3.2423e-05 | 0 | 3.2423e-05 | 3.0879e-05 | 0 | 3.0879e-05
[79 empty] | WLDFR | HFTD - Distribution - Tier 3 - 4QU CoRE ¦ 1QU LoRE | Non-Red Flag Warning - Destructive Fires | 2029 | 3.3851e-09 | 3.5744e-09 | 3.4005e-09 | 3.2386e-09 | 9534.9221 | 247.273 | 9287.6491 | 0 | 0 | 0 | 0 | 0 | 1.0034e-06 | 3.2277e-05 | 0 | 3.2277e-05 | 3.4081e-05 | 0 | 3.4081e-05 | 3.2423e-05 | 0 | 3.2423e-05 | 3.0879e-05 | 0 | 3.0879e-05
[79 empty] | WLDFR | HFTD - Distribution - Tier 3 - 4QU CoRE ¦ 1QU LoRE | Non-Red Flag Warning - Destructive Fires | 2030 | 3.3851e-09 | 3.5744e-09 | 3.4005e-09 | 3.2386e-09 | 9534.9221 | 247.273 | 9287.6491 | 0 | 0 | 0 | 0 | 0 | 1.0034e-06 | 3.2277e-05 | 0 | 3.2277e-05 | 3.4081e-05 | 0 | 3.4081e-05 | 3.2423e-05 | 0 | 3.2423e-05 | 3.0879e-05 | 0 | 3.0879e-05
[79 empty] | WLDFR | HFTD - Distribution - Tier 3 - 4QU CoRE ¦ 1QU LoRE | Non-Red Flag Warning - Destructive Fires | 2031 | 3.3851e-09 | 3.5744e-09 | 3.4005e-09 | 3.2386e-09 | 9534.9221 | 247.273 | 9287.6491 | 0 | 0 | 0 | 0 | 0 | 1.0034e-06 | 3.2277e-05 | 0 | 3.2277e-05 | 3.4081e-05 | 0 | 3.4081e-05 | 3.2423e-05 | 0 | 3.2423e-05 | 3.0879e-05 | 0 | 3.0879e-05
[79 empty] | WLDFR | HFTD - Distribution - Tier 3 - 4QU CoRE ¦ 1QU LoRE | Non-Red Flag Warning - Destructive Fires | 2032 | 3.3851e-09 | 3.5744e-09 | 3.4005e-09 | 3.2386e-09 | 9534.9221 | 247.273 | 9287.6491 | 0 | 0 | 0 | 0 | 0 | 1.0034e-06 | 3.2277e-05 | 0 | 3.2277e-05 | 3.4081e-05 | 0 | 3.4081e-05 | 3.2423e-05 | 0 | 3.2423e-05 | 3.0879e-05 | 0 | 3.0879e-05
[79 empty] | WLDFR | HFTD - Distribution - Tier 3 - 4QU CoRE ¦ 1QU LoRE | Non-Red Flag Warning - Destructive Fires | 2033 | 3.3851e-09 | 3.5744e-09 | 3.4005e-09 | 3.2386e-09 | 9984.8474 | 263.1074 | 9721.74 | 0 | 0 | 0 | 0 | 0 | 1.0034e-06 | 3.38e-05 | 0 | 3.38e-05 | 3.569e-05 | 0 | 3.569e-05 | 3.3953e-05 | 0 | 3.3953e-05 | 3.2337e-05 | 0 | 3.2337e-05
[79 empty] | WLDFR | HFTD - Distribution - Tier 3 - 4QU CoRE ¦ 1QU LoRE | Non-Red Flag Warning - Destructive Fires | 2034 | 3.3851e-09 | 3.5744e-09 | 3.4005e-09 | 3.2386e-09 | 9984.8474 | 263.1074 | 9721.74 | 0 | 0 | 0 | 0 | 0 | 1.0034e-06 | 3.38e-05 | 0 | 3.38e-05 | 3.569e-05 | 0 | 3.569e-05 | 3.3953e-05 | 0 | 3.3953e-05 | 3.2337e-05 | 0 | 3.2337e-05
[79 empty] | WLDFR | HFTD - Distribution - Tier 3 - 4QU CoRE ¦ 1QU LoRE | Non-Red Flag Warning - Destructive Fires | 2035 | 3.3851e-09 | 3.5744e-09 | 3.4005e-09 | 3.2386e-09 | 9984.8474 | 263.1074 | 9721.74 | 0 | 0 | 0 | 0 | 0 | 1.0034e-06 | 3.38e-05 | 0 | 3.38e-05 | 3.569e-05 | 0 | 3.569e-05 | 3.3953e-05 | 0 | 3.3953e-05 | 3.2337e-05 | 0 | 3.2337e-05
[79 empty] | WLDFR | HFTD - Distribution - Tier 3 - 4QU CoRE ¦ 1QU LoRE | Non-Red Flag Warning - Destructive Fires | 2036 | 3.3851e-09 | 3.5744e-09 | 3.4005e-09 | 3.2386e-09 | 9984.8474 | 263.1074 | 9721.74 | 0 | 0 | 0 | 0 | 0 | 1.0034e-06 | 3.38e-05 | 0 | 3.38e-05 | 3.569e-05 | 0 | 3.569e-05 | 3.3953e-05 | 0 | 3.3953e-05 | 3.2337e-05 | 0 | 3.2337e-05
[79 empty] | WLDFR | HFTD - Distribution - Tier 3 - 4QU CoRE ¦ 1QU LoRE | Non-Red Flag Warning - Destructive Fires | 2037 | 3.3851e-09 | 3.5744e-09 | 3.4005e-09 | 3.2386e-09 | 9984.8474 | 263.1074 | 9721.74 | 0 | 0 | 0 | 0 | 0 | 1.0034e-06 | 3.38e-05 | 0 | 3.38e-05 | 3.569e-05 | 0 | 3.569e-05 | 3.3953e-05 | 0 | 3.3953e-05 | 3.2337e-05 | 0 | 3.2337e-05
[79 empty] | WLDFR | HFTD - Distribution - Tier 3 - 4QU CoRE ¦ 1QU LoRE | Non-Red Flag Warning - Destructive Fires | 2038 | 3.3851e-09 | 3.5744e-09 | 3.4005e-09 | 3.2386e-09 | 10472.8261 | 280.5544 | 10192.2718 | 0 | 0 | 0 | 0 | 0 | 1.0034e-06 | 3.5452e-05 | 0 | 3.5452e-05 | 3.7434e-05 | 0 | 3.7434e-05 | 3.5613e-05 | 0 | 3.5613e-05 | 3.3917e-05 | 0 | 3.3917e-05
[79 empty] | WLDFR | HFTD - Distribution - Tier 3 - 4QU CoRE ¦ 1QU LoRE | Non-Red Flag Warning - Destructive Fires | 2039 | 3.3851e-09 | 3.5744e-09 | 3.4005e-09 | 3.2386e-09 | 10472.8261 | 280.5544 | 10192.2718 | 0 | 0 | 0 | 0 | 0 | 1.0034e-06 | 3.5452e-05 | 0 | 3.5452e-05 | 3.7434e-05 | 0 | 3.7434e-05 | 3.5613e-05 | 0 | 3.5613e-05 | 3.3917e-05 | 0 | 3.3917e-05
[79 empty] | WLDFR | HFTD - Distribution - Tier 3 - 4QU CoRE ¦ 1QU LoRE | Non-Red Flag Warning - Destructive Fires | 2040 | 3.3851e-09 | 3.5744e-09 | 3.4005e-09 | 3.2386e-09 | 10472.8261 | 280.5544 | 10192.2718 | 0 | 0 | 0 | 0 | 0 | 1.0034e-06 | 3.5452e-05 | 0 | 3.5452e-05 | 3.7434e-05 | 0 | 3.7434e-05 | 3.5613e-05 | 0 | 3.5613e-05 | 3.3917e-05 | 0 | 3.3917e-05
[79 empty] | WLDFR | HFTD - Distribution - Tier 3 - 4QU CoRE ¦ 1QU LoRE | Non-Red Flag Warning - Destructive Fires | 2041 | 3.3851e-09 | 3.5744e-09 | 3.4005e-09 | 3.2386e-09 | 10472.8261 | 280.5544 | 10192.2718 | 0 | 0 | 0 | 0 | 0 | 1.0034e-06 | 3.5452e-05 | 0 | 3.5452e-05 | 3.7434e-05 | 0 | 3.7434e-05 | 3.5613e-05 | 0 | 3.5613e-05 | 3.3917e-05 | 0 | 3.3917e-05
[79 empty] | WLDFR | HFTD - Distribution - Tier 3 - 4QU CoRE ¦ 1QU LoRE | Non-Red Flag Warning - Destructive Fires | 2042 | 3.3851e-09 | 3.5744e-09 | 3.4005e-09 | 3.2386e-09 | 10472.8261 | 280.5544 | 10192.2718 | 0 | 0 | 0 | 0 | 0 | 1.0034e-06 | 3.5452e-05 | 0 | 3.5452e-05 | 3.7434e-05 | 0 | 3.7434e-05 | 3.5613e-05 | 0 | 3.5613e-05 | 3.3917e-05 | 0 | 3.3917e-05
[79 empty] | WLDFR | HFTD - Distribution - Tier 3 - 4QU CoRE ¦ 1QU LoRE | Non-Red Flag Warning - Destructive Fires | 2043 | 3.3851e-09 | 3.5744e-09 | 3.4005e-09 | 3.2386e-09 | 10992.1562 | 299.42 | 10692.7362 | 0 | 0 | 0 | 0 | 0 | 1.0034e-06 | 3.721e-05 | 0 | 3.721e-05 | 3.929e-05 | 0 | 3.929e-05 | 3.7379e-05 | 0 | 3.7379e-05 | 3.5599e-05 | 0 | 3.5599e-05
[79 empty] | WLDFR | HFTD - Distribution - Tier 3 - 4QU CoRE ¦ 1QU LoRE | Non-Red Flag Warning - Destructive Fires | 2044 | 3.3851e-09 | 3.5744e-09 | 3.4005e-09 | 3.2386e-09 | 10992.1562 | 299.42 | 10692.7362 | 0 | 0 | 0 | 0 | 0 | 1.0034e-06 | 3.721e-05 | 0 | 3.721e-05 | 3.929e-05 | 0 | 3.929e-05 | 3.7379e-05 | 0 | 3.7379e-05 | 3.5599e-05 | 0 | 3.5599e-05
[79 empty] | WLDFR | HFTD - Distribution - Tier 3 - 4QU CoRE ¦ 1QU LoRE | Non-Red Flag Warning - Destructive Fires | 2045 | 3.3851e-09 | 3.5744e-09 | 3.4005e-09 | 3.2386e-09 | 10992.1562 | 299.42 | 10692.7362 | 0 | 0 | 0 | 0 | 0 | 1.0034e-06 | 3.721e-05 | 0 | 3.721e-05 | 3.929e-05 | 0 | 3.929e-05 | 3.7379e-05 | 0 | 3.7379e-05 | 3.5599e-05 | 0 | 3.5599e-05
[79 empty] | WLDFR | HFTD - Distribution - Tier 3 - 4QU CoRE ¦ 1QU LoRE | Non-Red Flag Warning - Destructive Fires | 2046 | 3.3851e-09 | 3.5744e-09 | 3.4005e-09 | 3.2386e-09 | 10992.1562 | 299.42 | 10692.7362 | 0 | 0 | 0 | 0 | 0 | 1.0034e-06 | 3.721e-05 | 0 | 3.721e-05 | 3.929e-05 | 0 | 3.929e-05 | 3.7379e-05 | 0 | 3.7379e-05 | 3.5599e-05 | 0 | 3.5599e-05
[79 empty] | WLDFR | HFTD - Distribution - Tier 3 - 4QU CoRE ¦ 1QU LoRE | Non-Red Flag Warning - Destructive Fires | 2047 | 3.3851e-09 | 3.5744e-09 | 3.4005e-09 | 3.2386e-09 | 10992.1562 | 299.42 | 10692.7362 | 0 | 0 | 0 | 0 | 0 | 1.0034e-06 | 3.721e-05 | 0 | 3.721e-05 | 3.929e-05 | 0 | 3.929e-05 | 3.7379e-05 | 0 | 3.7379e-05 | 3.5599e-05 | 0 | 3.5599e-05
[79 empty] | WLDFR | HFTD - Distribution - Tier 3 - 4QU CoRE ¦ 1QU LoRE | Non-Red Flag Warning - Destructive Fires | 2048 | 3.3851e-09 | 3.5744e-09 | 3.4005e-09 | 3.2386e-09 | 11536.0538 | 319.4911 | 11216.5626 | 0 | 0 | 0 | 0 | 0 | 1.0034e-06 | 3.9051e-05 | 0 | 3.9051e-05 | 4.1234e-05 | 0 | 4.1234e-05 | 3.9228e-05 | 0 | 3.9228e-05 | 3.736e-05 | 0 | 3.736e-05
[79 empty] | WLDFR | HFTD - Distribution - Tier 3 - 4QU CoRE ¦ 1QU LoRE | Non-Red Flag Warning - Destructive Fires | 2049 | 3.3851e-09 | 3.5744e-09 | 3.4005e-09 | 3.2386e-09 | 11536.0538 | 319.4911 | 11216.5626 | 0 | 0 | 0 | 0 | 0 | 1.0034e-06 | 3.9051e-05 | 0 | 3.9051e-05 | 4.1234e-05 | 0 | 4.1234e-05 | 3.9228e-05 | 0 | 3.9228e-05 | 3.736e-05 | 0 | 3.736e-05
[79 empty] | WLDFR | HFTD - Distribution - Tier 3 - 4QU CoRE ¦ 1QU LoRE | Non-Red Flag Warning - Destructive Fires | 2050 | 0 | 3.5744e-09 | 3.4005e-09 | 3.2386e-09 | 11536.0538 | 319.4911 | 11216.5626 | 0 | 0 | 0 | 0 | 0 | 1.0034e-06 | 0 | 0 | 0 | 4.1234e-05 | 0 | 4.1234e-05 | 3.9228e-05 | 0 | 3.9228e-05 | 3.736e-05 | 0 | 3.736e-05
[79 empty] | WLDFR | HFTD - Distribution - Tier 3 - 4QU CoRE ¦ 1QU LoRE | Non-Red Flag Warning - Destructive Fires | 2051 | 0 | 0 | 3.4005e-09 | 3.2386e-09 | 11536.0538 | 319.4911 | 11216.5626 | 0 | 0 | 0 | 0 | 0 | 1.0034e-06 | 0 | 0 | 0 | 0 | 0 | 0 | 3.9228e-05 | 0 | 3.9228e-05 | 3.736e-05 | 0 | 3.736e-05
[79 empty] | WLDFR | HFTD - Distribution - Tier 3 - 4QU CoRE ¦ 1QU LoRE | Non-Red Flag Warning - Destructive Fires | 2052 | 0 | 0 | 0 | 3.2386e-09 | 11536.0538 | 319.4911 | 11216.5626 | 0 | 0 | 0 | 0 | 0 | 1.0034e-06 | 0 | 0 | 0 | 0 | 0 | 0 | 0 | 0 | 0 | 3.736e-05 | 0 | 3.736e-05
[79 empty] | WLDFR | HFTD - Distribution - Tier 3 - 4QU CoRE ¦ 1QU LoRE | Non-Red Flag Warning - Large Fires | 2020 | 1.4486e-07 | 0 | 0 | 0 | 5.2406 | 0.69642 | 2.942 | 1.6022 | 0 | 0 | 0 | 0 | 2.0966e-05 | 7.5917e-07 | 0 | 7.5917e-07 | 0 | 0 | 0 | 0 | 0 | 0 | 0 | 0 | 0
[79 empty] | WLDFR | HFTD - Distribution - Tier 3 - 4QU CoRE ¦ 1QU LoRE | Non-Red Flag Warning - Large Fires | 2021 | 7.7913e-08 | 1.5296e-07 | 0 | 0 | 5.2406 | 0.69642 | 2.942 | 1.6022 | 0 | 0 | 0 | 0 | 2.0966e-05 | 4.0831e-07 | 0 | 4.0831e-07 | 8.0161e-07 | 0 | 8.0161e-07 | 0 | 0 | 0 | 0 | 0 | 0
[79 empty] | WLDFR | HFTD - Distribution - Tier 3 - 4QU CoRE ¦ 1QU LoRE | Non-Red Flag Warning - Large Fires | 2022 | 7.7311e-08 | 8.1633e-08 | 1.4482e-07 | 0 | 5.2406 | 0.69642 | 2.942 | 1.6022 | 0 | 0 | 0 | 0 | 2.0789e-05 | 4.0515e-07 | 0 | 4.0515e-07 | 4.278e-07 | 0 | 4.278e-07 | 7.5892e-07 | 0 | 7.5892e-07 | 0 | 0 | 0
[79 empty] | WLDFR | HFTD - Distribution - Tier 3 - 4QU CoRE ¦ 1QU LoRE | Non-Red Flag Warning - Large Fires | 2023 | 7.7311e-08 | 8.1633e-08 | 7.7662e-08 | 1.3792e-07 | 5.475 | 0.71896 | 3.0715 | 1.6846 | 0 | 0 | 0 | 0 | 2.0789e-05 | 4.2328e-07 | 0 | 4.2328e-07 | 4.4694e-07 | 0 | 4.4694e-07 | 4.252e-07 | 0 | 4.252e-07 | 7.5512e-07 | 0 | 7.5512e-07
[79 empty] | WLDFR | HFTD - Distribution - Tier 3 - 4QU CoRE ¦ 1QU LoRE | Non-Red Flag Warning - Large Fires | 2024 | 7.7311e-08 | 8.1633e-08 | 7.7662e-08 | 7.3963e-08 | 5.475 | 0.71896 | 3.0715 | 1.6846 | 0 | 0 | 0 | 0 | 2.0789e-05 | 4.2328e-07 | 0 | 4.2328e-07 | 4.4694e-07 | 0 | 4.4694e-07 | 4.252e-07 | 0 | 4.252e-07 | 4.0495e-07 | 0 | 4.0495e-07
[79 empty] | WLDFR | HFTD - Distribution - Tier 3 - 4QU CoRE ¦ 1QU LoRE | Non-Red Flag Warning - Large Fires | 2025 | 7.7311e-08 | 8.1633e-08 | 7.7662e-08 | 7.3963e-08 | 5.475 | 0.71896 | 3.0715 | 1.6846 | 0 | 0 | 0 | 0 | 2.0789e-05 | 4.2328e-07 | 0 | 4.2328e-07 | 4.4694e-07 | 0 | 4.4694e-07 | 4.252e-07 | 0 | 4.252e-07 | 4.0495e-07 | 0 | 4.0495e-07
[79 empty] | WLDFR | HFTD - Distribution - Tier 3 - 4QU CoRE ¦ 1QU LoRE | Non-Red Flag Warning - Large Fires | 2026 | 7.7311e-08 | 8.1633e-08 | 7.7662e-08 | 7.3963e-08 | 5.475 | 0.71896 | 3.0715 | 1.6846 | 0 | 0 | 0 | 0 | 2.0789e-05 | 4.2328e-07 | 0 | 4.2328e-07 | 4.4694e-07 | 0 | 4.4694e-07 | 4.252e-07 | 0 | 4.252e-07 | 4.0495e-07 | 0 | 4.0495e-07
[79 empty] | WLDFR | HFTD - Distribution - Tier 3 - 4QU CoRE ¦ 1QU LoRE | Non-Red Flag Warning - Large Fires | 2027 | 7.7311e-08 | 8.1633e-08 | 7.7662e-08 | 7.3963e-08 | 5.475 | 0.71896 | 3.0715 | 1.6846 | 0 | 0 | 0 | 0 | 2.0789e-05 | 4.2328e-07 | 0 | 4.2328e-07 | 4.4694e-07 | 0 | 4.4694e-07 | 4.252e-07 | 0 | 4.252e-07 | 4.0495e-07 | 0 | 4.0495e-07
[79 empty] | WLDFR | HFTD - Distribution - Tier 3 - 4QU CoRE ¦ 1QU LoRE | Non-Red Flag Warning - Large Fires | 2028 | 7.7311e-08 | 8.1633e-08 | 7.7662e-08 | 7.3963e-08 | 5.777 | 0.74734 | 3.238 | 1.7917 | 0 | 0 | 0 | 0 | 2.0789e-05 | 4.4662e-07 | 0 | 4.4662e-07 | 4.7159e-07 | 0 | 4.7159e-07 | 4.4865e-07 | 0 | 4.4865e-07 | 4.2729e-07 | 0 | 4.2729e-07
[79 empty] | WLDFR | HFTD - Distribution - Tier 3 - 4QU CoRE ¦ 1QU LoRE | Non-Red Flag Warning - Large Fires | 2029 | 7.7311e-08 | 8.1633e-08 | 7.7662e-08 | 7.3963e-08 | 5.777 | 0.74734 | 3.238 | 1.7917 | 0 | 0 | 0 | 0 | 2.0789e-05 | 4.4662e-07 | 0 | 4.4662e-07 | 4.7159e-07 | 0 | 4.7159e-07 | 4.4865e-07 | 0 | 4.4865e-07 | 4.2729e-07 | 0 | 4.2729e-07
[79 empty] | WLDFR | HFTD - Distribution - Tier 3 - 4QU CoRE ¦ 1QU LoRE | Non-Red Flag Warning - Large Fires | 2030 | 7.7311e-08 | 8.1633e-08 | 7.7662e-08 | 7.3963e-08 | 5.777 | 0.74734 | 3.238 | 1.7917 | 0 | 0 | 0 | 0 | 2.0789e-05 | 4.4662e-07 | 0 | 4.4662e-07 | 4.7159e-07 | 0 | 4.7159e-07 | 4.4865e-07 | 0 | 4.4865e-07 | 4.2729e-07 | 0 | 4.2729e-07
[79 empty] | WLDFR | HFTD - Distribution - Tier 3 - 4QU CoRE ¦ 1QU LoRE | Non-Red Flag Warning - Large Fires | 2031 | 7.7311e-08 | 8.1633e-08 | 7.7662e-08 | 7.3963e-08 | 5.777 | 0.74734 | 3.238 | 1.7917 | 0 | 0 | 0 | 0 | 2.0789e-05 | 4.4662e-07 | 0 | 4.4662e-07 | 4.7159e-07 | 0 | 4.7159e-07 | 4.4865e-07 | 0 | 4.4865e-07 | 4.2729e-07 | 0 | 4.2729e-07
[79 empty] | WLDFR | HFTD - Distribution - Tier 3 - 4QU CoRE ¦ 1QU LoRE | Non-Red Flag Warning - Large Fires | 2032 | 7.7311e-08 | 8.1633e-08 | 7.7662e-08 | 7.3963e-08 | 5.777 | 0.74734 | 3.238 | 1.7917 | 0 | 0 | 0 | 0 | 2.0789e-05 | 4.4662e-07 | 0 | 4.4662e-07 | 4.7159e-07 | 0 | 4.7159e-07 | 4.4865e-07 | 0 | 4.4865e-07 | 4.2729e-07 | 0 | 4.2729e-07
[79 empty] | WLDFR | HFTD - Distribution - Tier 3 - 4QU CoRE ¦ 1QU LoRE | Non-Red Flag Warning - Large Fires | 2033 | 7.7311e-08 | 8.1633e-08 | 7.7662e-08 | 7.3963e-08 | 6.1205 | 0.77885 | 3.4265 | 1.9151 | 0 | 0 | 0 | 0 | 2.0789e-05 | 4.7318e-07 | 0 | 4.7318e-07 | 4.9963e-07 | 0 | 4.9963e-07 | 4.7533e-07 | 0 | 4.7533e-07 | 4.5269e-07 | 0 | 4.5269e-07
[79 empty] | WLDFR | HFTD - Distribution - Tier 3 - 4QU CoRE ¦ 1QU LoRE | Non-Red Flag Warning - Large Fires | 2034 | 7.7311e-08 | 8.1633e-08 | 7.7662e-08 | 7.3963e-08 | 6.1205 | 0.77885 | 3.4265 | 1.9151 | 0 | 0 | 0 | 0 | 2.0789e-05 | 4.7318e-07 | 0 | 4.7318e-07 | 4.9963e-07 | 0 | 4.9963e-07 | 4.7533e-07 | 0 | 4.7533e-07 | 4.5269e-07 | 0 | 4.5269e-07
[79 empty] | WLDFR | HFTD - Distribution - Tier 3 - 4QU CoRE ¦ 1QU LoRE | Non-Red Flag Warning - Large Fires | 2035 | 7.7311e-08 | 8.1633e-08 | 7.7662e-08 | 7.3963e-08 | 6.1205 | 0.77885 | 3.4265 | 1.9151 | 0 | 0 | 0 | 0 | 2.0789e-05 | 4.7318e-07 | 0 | 4.7318e-07 | 4.9963e-07 | 0 | 4.9963e-07 | 4.7533e-07 | 0 | 4.7533e-07 | 4.5269e-07 | 0 | 4.5269e-07
[79 empty] | WLDFR | HFTD - Distribution - Tier 3 - 4QU CoRE ¦ 1QU LoRE | Non-Red Flag Warning - Large Fires | 2036 | 7.7311e-08 | 8.1633e-08 | 7.7662e-08 | 7.3963e-08 | 6.1205 | 0.77885 | 3.4265 | 1.9151 | 0 | 0 | 0 | 0 | 2.0789e-05 | 4.7318e-07 | 0 | 4.7318e-07 | 4.9963e-07 | 0 | 4.9963e-07 | 4.7533e-07 | 0 | 4.7533e-07 | 4.5269e-07 | 0 | 4.5269e-07
[79 empty] | WLDFR | HFTD - Distribution - Tier 3 - 4QU CoRE ¦ 1QU LoRE | Non-Red Flag Warning - Large Fires | 2037 | 7.7311e-08 | 8.1633e-08 | 7.7662e-08 | 7.3963e-08 | 6.1205 | 0.77885 | 3.4265 | 1.9151 | 0 | 0 | 0 | 0 | 2.0789e-05 | 4.7318e-07 | 0 | 4.7318e-07 | 4.9963e-07 | 0 | 4.9963e-07 | 4.7533e-07 | 0 | 4.7533e-07 | 4.5269e-07 | 0 | 4.5269e-07
[79 empty] | WLDFR | HFTD - Distribution - Tier 3 - 4QU CoRE ¦ 1QU LoRE | Non-Red Flag Warning - Large Fires | 2038 | 7.7311e-08 | 8.1633e-08 | 7.7662e-08 | 7.3963e-08 | 6.5028 | 0.81304 | 3.6355 | 2.0543 | 0 | 0 | 0 | 0 | 2.0789e-05 | 5.0274e-07 | 0 | 5.0274e-07 | 5.3084e-07 | 0 | 5.3084e-07 | 5.0502e-07 | 0 | 5.0502e-07 | 4.8097e-07 | 0 | 4.8097e-07
[79 empty] | WLDFR | HFTD - Distribution - Tier 3 - 4QU CoRE ¦ 1QU LoRE | Non-Red Flag Warning - Large Fires | 2039 | 7.7311e-08 | 8.1633e-08 | 7.7662e-08 | 7.3963e-08 | 6.5028 | 0.81304 | 3.6355 | 2.0543 | 0 | 0 | 0 | 0 | 2.0789e-05 | 5.0274e-07 | 0 | 5.0274e-07 | 5.3084e-07 | 0 | 5.3084e-07 | 5.0502e-07 | 0 | 5.0502e-07 | 4.8097e-07 | 0 | 4.8097e-07
[79 empty] | WLDFR | HFTD - Distribution - Tier 3 - 4QU CoRE ¦ 1QU LoRE | Non-Red Flag Warning - Large Fires | 2040 | 7.7311e-08 | 8.1633e-08 | 7.7662e-08 | 7.3963e-08 | 6.5028 | 0.81304 | 3.6355 | 2.0543 | 0 | 0 | 0 | 0 | 2.0789e-05 | 5.0274e-07 | 0 | 5.0274e-07 | 5.3084e-07 | 0 | 5.3084e-07 | 5.0502e-07 | 0 | 5.0502e-07 | 4.8097e-07 | 0 | 4.8097e-07
[79 empty] | WLDFR | HFTD - Distribution - Tier 3 - 4QU CoRE ¦ 1QU LoRE | Non-Red Flag Warning - Large Fires | 2041 | 7.7311e-08 | 8.1633e-08 | 7.7662e-08 | 7.3963e-08 | 6.5028 | 0.81304 | 3.6355 | 2.0543 | 0 | 0 | 0 | 0 | 2.0789e-05 | 5.0274e-07 | 0 | 5.0274e-07 | 5.3084e-07 | 0 | 5.3084e-07 | 5.0502e-07 | 0 | 5.0502e-07 | 4.8097e-07 | 0 | 4.8097e-07
[79 empty] | WLDFR | HFTD - Distribution - Tier 3 - 4QU CoRE ¦ 1QU LoRE | Non-Red Flag Warning - Large Fires | 2042 | 7.7311e-08 | 8.1633e-08 | 7.7662e-08 | 7.3963e-08 | 6.5028 | 0.81304 | 3.6355 | 2.0543 | 0 | 0 | 0 | 0 | 2.0789e-05 | 5.0274e-07 | 0 | 5.0274e-07 | 5.3084e-07 | 0 | 5.3084e-07 | 5.0502e-07 | 0 | 5.0502e-07 | 4.8097e-07 | 0 | 4.8097e-07
[79 empty] | WLDFR | HFTD - Distribution - Tier 3 - 4QU CoRE ¦ 1QU LoRE | Non-Red Flag Warning - Large Fires | 2043 | 7.7311e-08 | 8.1633e-08 | 7.7662e-08 | 7.3963e-08 | 6.9209 | 0.84944 | 3.8632 | 2.2083 | 0 | 0 | 0 | 0 | 2.0789e-05 | 5.3506e-07 | 0 | 5.3506e-07 | 5.6498e-07 | 0 | 5.6498e-07 | 5.3749e-07 | 0 | 5.3749e-07 | 5.119e-07 | 0 | 5.119e-07
[79 empty] | WLDFR | HFTD - Distribution - Tier 3 - 4QU CoRE ¦ 1QU LoRE | Non-Red Flag Warning - Large Fires | 2044 | 7.7311e-08 | 8.1633e-08 | 7.7662e-08 | 7.3963e-08 | 6.9209 | 0.84944 | 3.8632 | 2.2083 | 0 | 0 | 0 | 0 | 2.0789e-05 | 5.3506e-07 | 0 | 5.3506e-07 | 5.6498e-07 | 0 | 5.6498e-07 | 5.3749e-07 | 0 | 5.3749e-07 | 5.119e-07 | 0 | 5.119e-07
[79 empty] | WLDFR | HFTD - Distribution - Tier 3 - 4QU CoRE ¦ 1QU LoRE | Non-Red Flag Warning - Large Fires | 2045 | 7.7311e-08 | 8.1633e-08 | 7.7662e-08 | 7.3963e-08 | 6.9209 | 0.84944 | 3.8632 | 2.2083 | 0 | 0 | 0 | 0 | 2.0789e-05 | 5.3506e-07 | 0 | 5.3506e-07 | 5.6498e-07 | 0 | 5.6498e-07 | 5.3749e-07 | 0 | 5.3749e-07 | 5.119e-07 | 0 | 5.119e-07
[79 empty] | WLDFR | HFTD - Distribution - Tier 3 - 4QU CoRE ¦ 1QU LoRE | Non-Red Flag Warning - Large Fires | 2046 | 7.7311e-08 | 8.1633e-08 | 7.7662e-08 | 7.3963e-08 | 6.9209 | 0.84944 | 3.8632 | 2.2083 | 0 | 0 | 0 | 0 | 2.0789e-05 | 5.3506e-07 | 0 | 5.3506e-07 | 5.6498e-07 | 0 | 5.6498e-07 | 5.3749e-07 | 0 | 5.3749e-07 | 5.119e-07 | 0 | 5.119e-07
[79 empty] | WLDFR | HFTD - Distribution - Tier 3 - 4QU CoRE ¦ 1QU LoRE | Non-Red Flag Warning - Large Fires | 2047 | 7.7311e-08 | 8.1633e-08 | 7.7662e-08 | 7.3963e-08 | 6.9209 | 0.84944 | 3.8632 | 2.2083 | 0 | 0 | 0 | 0 | 2.0789e-05 | 5.3506e-07 | 0 | 5.3506e-07 | 5.6498e-07 | 0 | 5.6498e-07 | 5.3749e-07 | 0 | 5.3749e-07 | 5.119e-07 | 0 | 5.119e-07
[79 empty] | WLDFR | HFTD - Distribution - Tier 3 - 4QU CoRE ¦ 1QU LoRE | Non-Red Flag Warning - Large Fires | 2048 | 7.7311e-08 | 8.1633e-08 | 7.7662e-08 | 7.3963e-08 | 7.3713 | 0.88759 | 4.1075 | 2.3763 | 0 | 0 | 0 | 0 | 2.0789e-05 | 5.6988e-07 | 0 | 5.6988e-07 | 6.0175e-07 | 0 | 6.0175e-07 | 5.7247e-07 | 0 | 5.7247e-07 | 5.4521e-07 | 0 | 5.4521e-07
[79 empty] | WLDFR | HFTD - Distribution - Tier 3 - 4QU CoRE ¦ 1QU LoRE | Non-Red Flag Warning - Large Fires | 2049 | 7.7311e-08 | 8.1633e-08 | 7.7662e-08 | 7.3963e-08 | 7.3713 | 0.88759 | 4.1075 | 2.3763 | 0 | 0 | 0 | 0 | 2.0789e-05 | 5.6988e-07 | 0 | 5.6988e-07 | 6.0175e-07 | 0 | 6.0175e-07 | 5.7247e-07 | 0 | 5.7247e-07 | 5.4521e-07 | 0 | 5.4521e-07
[79 empty] | WLDFR | HFTD - Distribution - Tier 3 - 4QU CoRE ¦ 1QU LoRE | Non-Red Flag Warning - Large Fires | 2050 | 0 | 8.1633e-08 | 7.7662e-08 | 7.3963e-08 | 7.3713 | 0.88759 | 4.1075 | 2.3763 | 0 | 0 | 0 | 0 | 2.0789e-05 | 0 | 0 | 0 | 6.0175e-07 | 0 | 6.0175e-07 | 5.7247e-07 | 0 | 5.7247e-07 | 5.4521e-07 | 0 | 5.4521e-07
[79 empty] | WLDFR | HFTD - Distribution - Tier 3 - 4QU CoRE ¦ 1QU LoRE | Non-Red Flag Warning - Large Fires | 2051 | 0 | 0 | 7.7662e-08 | 7.3963e-08 | 7.3713 | 0.88759 | 4.1075 | 2.3763 | 0 | 0 | 0 | 0 | 2.0789e-05 | 0 | 0 | 0 | 0 | 0 | 0 | 5.7247e-07 | 0 | 5.7247e-07 | 5.4521e-07 | 0 | 5.4521e-07
[79 empty] | WLDFR | HFTD - Distribution - Tier 3 - 4QU CoRE ¦ 1QU LoRE | Non-Red Flag Warning - Large Fires | 2052 | 0 | 0 | 0 | 7.3963e-08 | 7.3713 | 0.88759 | 4.1075 | 2.3763 | 0 | 0 | 0 | 0 | 2.0789e-05 | 0 | 0 | 0 | 0 | 0 | 0 | 0 | 0 | 0 | 5.4521e-07 | 0 | 5.4521e-07
[79 empty] | WLDFR | HFTD - Distribution - Tier 3 - 4QU CoRE ¦ 1QU LoRE | Non-Red Flag Warning - Small Fires | 2020 | 6.0296e-05 | 0 | 0 | 0 | 0.077901 | 0.036425 | 0.0015809 | 0.039895 | 0 | 0 | 0 | 0 | 0.0076751 | 4.6971e-06 | 0 | 4.6971e-06 | 0 | 0 | 0 | 0 | 0 | 0 | 0 | 0 | 0
[79 empty] | WLDFR | HFTD - Distribution - Tier 3 - 4QU CoRE ¦ 1QU LoRE | Non-Red Flag Warning - Small Fires | 2021 | 3.2727e-05 | 6.3667e-05 | 0 | 0 | 0.077901 | 0.036425 | 0.0015809 | 0.039895 | 0 | 0 | 0 | 0 | 0.0076751 | 2.5494e-06 | 0 | 2.5494e-06 | 4.9597e-06 | 0 | 4.9597e-06 | 0 | 0 | 0 | 0 | 0 | 0
[79 empty] | WLDFR | HFTD - Distribution - Tier 3 - 4QU CoRE ¦ 1QU LoRE | Non-Red Flag Warning - Small Fires | 2022 | 3.2605e-05 | 3.4428e-05 | 6.0519e-05 | 0 | 0.077901 | 0.036425 | 0.0015809 | 0.039895 | 0 | 0 | 0 | 0 | 0.0076457 | 2.54e-06 | 0 | 2.54e-06 | 2.682e-06 | 0 | 2.682e-06 | 4.7145e-06 | 0 | 4.7145e-06 | 0 | 0 | 0
[79 empty] | WLDFR | HFTD - Distribution - Tier 3 - 4QU CoRE ¦ 1QU LoRE | Non-Red Flag Warning - Small Fires | 2023 | 3.2605e-05 | 3.4428e-05 | 3.2753e-05 | 5.7637e-05 | 0.080408 | 0.03759 | 0.0016314 | 0.041187 | 0 | 0 | 0 | 0 | 0.0076457 | 2.6217e-06 | 0 | 2.6217e-06 | 2.7683e-06 | 0 | 2.7683e-06 | 2.6336e-06 | 0 | 2.6336e-06 | 4.6345e-06 | 0 | 4.6345e-06
[79 empty] | WLDFR | HFTD - Distribution - Tier 3 - 4QU CoRE ¦ 1QU LoRE | Non-Red Flag Warning - Small Fires | 2024 | 3.2605e-05 | 3.4428e-05 | 3.2753e-05 | 3.1194e-05 | 0.080408 | 0.03759 | 0.0016314 | 0.041187 | 0 | 0 | 0 | 0 | 0.0076457 | 2.6217e-06 | 0 | 2.6217e-06 | 2.7683e-06 | 0 | 2.7683e-06 | 2.6336e-06 | 0 | 2.6336e-06 | 2.5082e-06 | 0 | 2.5082e-06
[79 empty] | WLDFR | HFTD - Distribution - Tier 3 - 4QU CoRE ¦ 1QU LoRE | Non-Red Flag Warning - Small Fires | 2025 | 3.2605e-05 | 3.4428e-05 | 3.2753e-05 | 3.1194e-05 | 0.080408 | 0.03759 | 0.0016314 | 0.041187 | 0 | 0 | 0 | 0 | 0.0076457 | 2.6217e-06 | 0 | 2.6217e-06 | 2.7683e-06 | 0 | 2.7683e-06 | 2.6336e-06 | 0 | 2.6336e-06 | 2.5082e-06 | 0 | 2.5082e-06
[79 empty] | WLDFR | HFTD - Distribution - Tier 3 - 4QU CoRE ¦ 1QU LoRE | Non-Red Flag Warning - Small Fires | 2026 | 3.2605e-05 | 3.4428e-05 | 3.2753e-05 | 3.1194e-05 | 0.080408 | 0.03759 | 0.0016314 | 0.041187 | 0 | 0 | 0 | 0 | 0.0076457 | 2.6217e-06 | 0 | 2.6217e-06 | 2.7683e-06 | 0 | 2.7683e-06 | 2.6336e-06 | 0 | 2.6336e-06 | 2.5082e-06 | 0 | 2.5082e-06
[79 empty] | WLDFR | HFTD - Distribution - Tier 3 - 4QU CoRE ¦ 1QU LoRE | Non-Red Flag Warning - Small Fires | 2027 | 3.2605e-05 | 3.4428e-05 | 3.2753e-05 | 3.1194e-05 | 0.080408 | 0.03759 | 0.0016314 | 0.041187 | 0 | 0 | 0 | 0 | 0.0076457 | 2.6217e-06 | 0 | 2.6217e-06 | 2.7683e-06 | 0 | 2.7683e-06 | 2.6336e-06 | 0 | 2.6336e-06 | 2.5082e-06 | 0 | 2.5082e-06
[79 empty] | WLDFR | HFTD - Distribution - Tier 3 - 4QU CoRE ¦ 1QU LoRE | Non-Red Flag Warning - Small Fires | 2028 | 3.2605e-05 | 3.4428e-05 | 3.2753e-05 | 3.1194e-05 | 0.083606 | 0.039055 | 0.001695 | 0.042856 | 0 | 0 | 0 | 0 | 0.0076457 | 2.726e-06 | 0 | 2.726e-06 | 2.8784e-06 | 0 | 2.8784e-06 | 2.7384e-06 | 0 | 2.7384e-06 | 2.608e-06 | 0 | 2.608e-06
[79 empty] | WLDFR | HFTD - Distribution - Tier 3 - 4QU CoRE ¦ 1QU LoRE | Non-Red Flag Warning - Small Fires | 2029 | 3.2605e-05 | 3.4428e-05 | 3.2753e-05 | 3.1194e-05 | 0.083606 | 0.039055 | 0.001695 | 0.042856 | 0 | 0 | 0 | 0 | 0.0076457 | 2.726e-06 | 0 | 2.726e-06 | 2.8784e-06 | 0 | 2.8784e-06 | 2.7384e-06 | 0 | 2.7384e-06 | 2.608e-06 | 0 | 2.608e-06
[79 empty] | WLDFR | HFTD - Distribution - Tier 3 - 4QU CoRE ¦ 1QU LoRE | Non-Red Flag Warning - Small Fires | 2030 | 3.2605e-05 | 3.4428e-05 | 3.2753e-05 | 3.1194e-05 | 0.083606 | 0.039055 | 0.001695 | 0.042856 | 0 | 0 | 0 | 0 | 0.0076457 | 2.726e-06 | 0 | 2.726e-06 | 2.8784e-06 | 0 | 2.8784e-06 | 2.7384e-06 | 0 | 2.7384e-06 | 2.608e-06 | 0 | 2.608e-06
[79 empty] | WLDFR | HFTD - Distribution - Tier 3 - 4QU CoRE ¦ 1QU LoRE | Non-Red Flag Warning - Small Fires | 2031 | 3.2605e-05 | 3.4428e-05 | 3.2753e-05 | 3.1194e-05 | 0.083606 | 0.039055 | 0.001695 | 0.042856 | 0 | 0 | 0 | 0 | 0.0076457 | 2.726e-06 | 0 | 2.726e-06 | 2.8784e-06 | 0 | 2.8784e-06 | 2.7384e-06 | 0 | 2.7384e-06 | 2.608e-06 | 0 | 2.608e-06
[79 empty] | WLDFR | HFTD - Distribution - Tier 3 - 4QU CoRE ¦ 1QU LoRE | Non-Red Flag Warning - Small Fires | 2032 | 3.2605e-05 | 3.4428e-05 | 3.2753e-05 | 3.1194e-05 | 0.083606 | 0.039055 | 0.001695 | 0.042856 | 0 | 0 | 0 | 0 | 0.0076457 | 2.726e-06 | 0 | 2.726e-06 | 2.8784e-06 | 0 | 2.8784e-06 | 2.7384e-06 | 0 | 2.7384e-06 | 2.608e-06 | 0 | 2.608e-06
[79 empty] | WLDFR | HFTD - Distribution - Tier 3 - 4QU CoRE ¦ 1QU LoRE | Non-Red Flag Warning - Small Fires | 2033 | 3.2605e-05 | 3.4428e-05 | 3.2753e-05 | 3.1194e-05 | 0.087211 | 0.040679 | 0.0017655 | 0.044766 | 0 | 0 | 0 | 0 | 0.0076457 | 2.8435e-06 | 0 | 2.8435e-06 | 3.0025e-06 | 0 | 3.0025e-06 | 2.8565e-06 | 0 | 2.8565e-06 | 2.7204e-06 | 0 | 2.7204e-06
[79 empty] | WLDFR | HFTD - Distribution - Tier 3 - 4QU CoRE ¦ 1QU LoRE | Non-Red Flag Warning - Small Fires | 2034 | 3.2605e-05 | 3.4428e-05 | 3.2753e-05 | 3.1194e-05 | 0.087211 | 0.040679 | 0.0017655 | 0.044766 | 0 | 0 | 0 | 0 | 0.0076457 | 2.8435e-06 | 0 | 2.8435e-06 | 3.0025e-06 | 0 | 3.0025e-06 | 2.8565e-06 | 0 | 2.8565e-06 | 2.7204e-06 | 0 | 2.7204e-06
[79 empty] | WLDFR | HFTD - Distribution - Tier 3 - 4QU CoRE ¦ 1QU LoRE | Non-Red Flag Warning - Small Fires | 2035 | 3.2605e-05 | 3.4428e-05 | 3.2753e-05 | 3.1194e-05 | 0.087211 | 0.040679 | 0.0017655 | 0.044766 | 0 | 0 | 0 | 0 | 0.0076457 | 2.8435e-06 | 0 | 2.8435e-06 | 3.0025e-06 | 0 | 3.0025e-06 | 2.8565e-06 | 0 | 2.8565e-06 | 2.7204e-06 | 0 | 2.7204e-06
[79 empty] | WLDFR | HFTD - Distribution - Tier 3 - 4QU CoRE ¦ 1QU LoRE | Non-Red Flag Warning - Small Fires | 2036 | 3.2605e-05 | 3.4428e-05 | 3.2753e-05 | 3.1194e-05 | 0.087211 | 0.040679 | 0.0017655 | 0.044766 | 0 | 0 | 0 | 0 | 0.0076457 | 2.8435e-06 | 0 | 2.8435e-06 | 3.0025e-06 | 0 | 3.0025e-06 | 2.8565e-06 | 0 | 2.8565e-06 | 2.7204e-06 | 0 | 2.7204e-06
[79 empty] | WLDFR | HFTD - Distribution - Tier 3 - 4QU CoRE ¦ 1QU LoRE | Non-Red Flag Warning - Small Fires | 2037 | 3.2605e-05 | 3.4428e-05 | 3.2753e-05 | 3.1194e-05 | 0.087211 | 0.040679 | 0.0017655 | 0.044766 | 0 | 0 | 0 | 0 | 0.0076457 | 2.8435e-06 | 0 | 2.8435e-06 | 3.0025e-06 | 0 | 3.0025e-06 | 2.8565e-06 | 0 | 2.8565e-06 | 2.7204e-06 | 0 | 2.7204e-06
[79 empty] | WLDFR | HFTD - Distribution - Tier 3 - 4QU CoRE ¦ 1QU LoRE | Non-Red Flag Warning - Small Fires | 2038 | 3.2605e-05 | 3.4428e-05 | 3.2753e-05 | 3.1194e-05 | 0.091184 | 0.042438 | 0.0018418 | 0.046905 | 0 | 0 | 0 | 0 | 0.0076457 | 2.9731e-06 | 0 | 2.9731e-06 | 3.1393e-06 | 0 | 3.1393e-06 | 2.9866e-06 | 0 | 2.9866e-06 | 2.8444e-06 | 0 | 2.8444e-06
[79 empty] | WLDFR | HFTD - Distribution - Tier 3 - 4QU CoRE ¦ 1QU LoRE | Non-Red Flag Warning - Small Fires | 2039 | 3.2605e-05 | 3.4428e-05 | 3.2753e-05 | 3.1194e-05 | 0.091184 | 0.042438 | 0.0018418 | 0.046905 | 0 | 0 | 0 | 0 | 0.0076457 | 2.9731e-06 | 0 | 2.9731e-06 | 3.1393e-06 | 0 | 3.1393e-06 | 2.9866e-06 | 0 | 2.9866e-06 | 2.8444e-06 | 0 | 2.8444e-06
[79 empty] | WLDFR | HFTD - Distribution - Tier 3 - 4QU CoRE ¦ 1QU LoRE | Non-Red Flag Warning - Small Fires | 2040 | 3.2605e-05 | 3.4428e-05 | 3.2753e-05 | 3.1194e-05 | 0.091184 | 0.042438 | 0.0018418 | 0.046905 | 0 | 0 | 0 | 0 | 0.0076457 | 2.9731e-06 | 0 | 2.9731e-06 | 3.1393e-06 | 0 | 3.1393e-06 | 2.9866e-06 | 0 | 2.9866e-06 | 2.8444e-06 | 0 | 2.8444e-06
[79 empty] | WLDFR | HFTD - Distribution - Tier 3 - 4QU CoRE ¦ 1QU LoRE | Non-Red Flag Warning - Small Fires | 2041 | 3.2605e-05 | 3.4428e-05 | 3.2753e-05 | 3.1194e-05 | 0.091184 | 0.042438 | 0.0018418 | 0.046905 | 0 | 0 | 0 | 0 | 0.0076457 | 2.9731e-06 | 0 | 2.9731e-06 | 3.1393e-06 | 0 | 3.1393e-06 | 2.9866e-06 | 0 | 2.9866e-06 | 2.8444e-06 | 0 | 2.8444e-06
[79 empty] | WLDFR | HFTD - Distribution - Tier 3 - 4QU CoRE ¦ 1QU LoRE | Non-Red Flag Warning - Small Fires | 2042 | 3.2605e-05 | 3.4428e-05 | 3.2753e-05 | 3.1194e-05 | 0.091184 | 0.042438 | 0.0018418 | 0.046905 | 0 | 0 | 0 | 0 | 0.0076457 | 2.9731e-06 | 0 | 2.9731e-06 | 3.1393e-06 | 0 | 3.1393e-06 | 2.9866e-06 | 0 | 2.9866e-06 | 2.8444e-06 | 0 | 2.8444e-06
[79 empty] | WLDFR | HFTD - Distribution - Tier 3 - 4QU CoRE ¦ 1QU LoRE | Non-Red Flag Warning - Small Fires | 2043 | 3.2605e-05 | 3.4428e-05 | 3.2753e-05 | 3.1194e-05 | 0.095486 | 0.044306 | 0.0019228 | 0.049257 | 0 | 0 | 0 | 0 | 0.0076457 | 3.1133e-06 | 0 | 3.1133e-06 | 3.2874e-06 | 0 | 3.2874e-06 | 3.1275e-06 | 0 | 3.1275e-06 | 2.9786e-06 | 0 | 2.9786e-06
[79 empty] | WLDFR | HFTD - Distribution - Tier 3 - 4QU CoRE ¦ 1QU LoRE | Non-Red Flag Warning - Small Fires | 2044 | 3.2605e-05 | 3.4428e-05 | 3.2753e-05 | 3.1194e-05 | 0.095486 | 0.044306 | 0.0019228 | 0.049257 | 0 | 0 | 0 | 0 | 0.0076457 | 3.1133e-06 | 0 | 3.1133e-06 | 3.2874e-06 | 0 | 3.2874e-06 | 3.1275e-06 | 0 | 3.1275e-06 | 2.9786e-06 | 0 | 2.9786e-06
[79 empty] | WLDFR | HFTD - Distribution - Tier 3 - 4QU CoRE ¦ 1QU LoRE | Non-Red Flag Warning - Small Fires | 2045 | 3.2605e-05 | 3.4428e-05 | 3.2753e-05 | 3.1194e-05 | 0.095486 | 0.044306 | 0.0019228 | 0.049257 | 0 | 0 | 0 | 0 | 0.0076457 | 3.1133e-06 | 0 | 3.1133e-06 | 3.2874e-06 | 0 | 3.2874e-06 | 3.1275e-06 | 0 | 3.1275e-06 | 2.9786e-06 | 0 | 2.9786e-06
[79 empty] | WLDFR | HFTD - Distribution - Tier 3 - 4QU CoRE ¦ 1QU LoRE | Non-Red Flag Warning - Small Fires | 2046 | 3.2605e-05 | 3.4428e-05 | 3.2753e-05 | 3.1194e-05 | 0.095486 | 0.044306 | 0.0019228 | 0.049257 | 0 | 0 | 0 | 0 | 0.0076457 | 3.1133e-06 | 0 | 3.1133e-06 | 3.2874e-06 | 0 | 3.2874e-06 | 3.1275e-06 | 0 | 3.1275e-06 | 2.9786e-06 | 0 | 2.9786e-06
[79 empty] | WLDFR | HFTD - Distribution - Tier 3 - 4QU CoRE ¦ 1QU LoRE | Non-Red Flag Warning - Small Fires | 2047 | 3.2605e-05 | 3.4428e-05 | 3.2753e-05 | 3.1194e-05 | 0.095486 | 0.044306 | 0.0019228 | 0.049257 | 0 | 0 | 0 | 0 | 0.0076457 | 3.1133e-06 | 0 | 3.1133e-06 | 3.2874e-06 | 0 | 3.2874e-06 | 3.1275e-06 | 0 | 3.1275e-06 | 2.9786e-06 | 0 | 2.9786e-06
[79 empty] | WLDFR | HFTD - Distribution - Tier 3 - 4QU CoRE ¦ 1QU LoRE | Non-Red Flag Warning - Small Fires | 2048 | 3.2605e-05 | 3.4428e-05 | 3.2753e-05 | 3.1194e-05 | 0.10007 | 0.04626 | 0.0020076 | 0.051804 | 0 | 0 | 0 | 0 | 0.0076457 | 3.2629e-06 | 0 | 3.2629e-06 | 3.4453e-06 | 0 | 3.4453e-06 | 3.2777e-06 | 0 | 3.2777e-06 | 3.1216e-06 | 0 | 3.1216e-06
[79 empty] | WLDFR | HFTD - Distribution - Tier 3 - 4QU CoRE ¦ 1QU LoRE | Non-Red Flag Warning - Small Fires | 2049 | 3.2605e-05 | 3.4428e-05 | 3.2753e-05 | 3.1194e-05 | 0.10007 | 0.04626 | 0.0020076 | 0.051804 | 0 | 0 | 0 | 0 | 0.0076457 | 3.2629e-06 | 0 | 3.2629e-06 | 3.4453e-06 | 0 | 3.4453e-06 | 3.2777e-06 | 0 | 3.2777e-06 | 3.1216e-06 | 0 | 3.1216e-06
[79 empty] | WLDFR | HFTD - Distribution - Tier 3 - 4QU CoRE ¦ 1QU LoRE | Non-Red Flag Warning - Small Fires | 2050 | 0 | 3.4428e-05 | 3.2753e-05 | 3.1194e-05 | 0.10007 | 0.04626 | 0.0020076 | 0.051804 | 0 | 0 | 0 | 0 | 0.0076457 | 0 | 0 | 0 | 3.4453e-06 | 0 | 3.4453e-06 | 3.2777e-06 | 0 | 3.2777e-06 | 3.1216e-06 | 0 | 3.1216e-06
[79 empty] | WLDFR | HFTD - Distribution - Tier 3 - 4QU CoRE ¦ 1QU LoRE | Non-Red Flag Warning - Small Fires | 2051 | 0 | 0 | 3.2753e-05 | 3.1194e-05 | 0.10007 | 0.04626 | 0.0020076 | 0.051804 | 0 | 0 | 0 | 0 | 0.0076457 | 0 | 0 | 0 | 0 | 0 | 0 | 3.2777e-06 | 0 | 3.2777e-06 | 3.1216e-06 | 0 | 3.1216e-06
[79 empty] | WLDFR | HFTD - Distribution - Tier 3 - 4QU CoRE ¦ 1QU LoRE | Non-Red Flag Warning - Small Fires | 2052 | 0 | 0 | 0 | 3.1194e-05 | 0.10007 | 0.04626 | 0.0020076 | 0.051804 | 0 | 0 | 0 | 0 | 0.0076457 | 0 | 0 | 0 | 0 | 0 | 0 | 0 | 0 | 0 | 3.1216e-06 | 0 | 3.1216e-06
[79 empty] | WLDFR | HFTD - Distribution - Tier 3 - 4QU CoRE ¦ 1QU LoRE | Red Flag Warning - Catastrophic Fires | 2020 | 2.3394e-07 | 0 | 0 | 0 | 14146.1306 | 222.2294 | 8585.7228 | 5338.1784 | 0 | 0 | 0 | 0 | 1.8194e-05 | 0.0033093 | 0 | 0.0033093 | 0 | 0 | 0 | 0 | 0 | 0 | 0 | 0 | 0
[79 empty] | WLDFR | HFTD - Distribution - Tier 3 - 4QU CoRE ¦ 1QU LoRE | Red Flag Warning - Catastrophic Fires | 2021 | 1.5445e-07 | 2.4702e-07 | 0 | 0 | 14146.1306 | 222.2294 | 8585.7228 | 5338.1784 | 0 | 0 | 0 | 0 | 1.8194e-05 | 0.0021849 | 0 | 0.0021849 | 0.0034944 | 0 | 0.0034944 | 0 | 0 | 0 | 0 | 0 | 0
[79 empty] | WLDFR | HFTD - Distribution - Tier 3 - 4QU CoRE ¦ 1QU LoRE | Red Flag Warning - Catastrophic Fires | 2022 | 1.5283e-07 | 1.6137e-07 | 2.3297e-07 | 0 | 14146.1306 | 222.2294 | 8585.7228 | 5338.1784 | 0 | 0 | 0 | 0 | 1.7986e-05 | 0.0021619 | 0 | 0.0021619 | 0.0022828 | 0 | 0.0022828 | 0.0032957 | 0 | 0.0032957 | 0 | 0 | 0
[79 empty] | WLDFR | HFTD - Distribution - Tier 3 - 4QU CoRE ¦ 1QU LoRE | Red Flag Warning - Catastrophic Fires | 2023 | 1.5283e-07 | 1.6137e-07 | 1.5352e-07 | 2.2188e-07 | 14664.6376 | 233.2301 | 8896.516 | 5534.8915 | 0 | 0 | 0 | 0 | 1.7986e-05 | 0.0022411 | 0 | 0.0022411 | 0.0023664 | 0 | 0.0023664 | 0.0022513 | 0 | 0.0022513 | 0.0032538 | 0 | 0.0032538
[79 empty] | WLDFR | HFTD - Distribution - Tier 3 - 4QU CoRE ¦ 1QU LoRE | Red Flag Warning - Catastrophic Fires | 2024 | 1.5283e-07 | 1.6137e-07 | 1.5352e-07 | 1.4621e-07 | 14664.6376 | 233.2301 | 8896.516 | 5534.8915 | 0 | 0 | 0 | 0 | 1.7986e-05 | 0.0022411 | 0 | 0.0022411 | 0.0023664 | 0 | 0.0023664 | 0.0022513 | 0 | 0.0022513 | 0.0021441 | 0 | 0.0021441
[79 empty] | WLDFR | HFTD - Distribution - Tier 3 - 4QU CoRE ¦ 1QU LoRE | Red Flag Warning - Catastrophic Fires | 2025 | 1.5283e-07 | 1.6137e-07 | 1.5352e-07 | 1.4621e-07 | 14664.6376 | 233.2301 | 8896.516 | 5534.8915 | 0 | 0 | 0 | 0 | 1.7986e-05 | 0.0022411 | 0 | 0.0022411 | 0.0023664 | 0 | 0.0023664 | 0.0022513 | 0 | 0.0022513 | 0.0021441 | 0 | 0.0021441
[79 empty] | WLDFR | HFTD - Distribution - Tier 3 - 4QU CoRE ¦ 1QU LoRE | Red Flag Warning - Catastrophic Fires | 2026 | 1.5283e-07 | 1.6137e-07 | 1.5352e-07 | 1.4621e-07 | 14664.6376 | 233.2301 | 8896.516 | 5534.8915 | 0 | 0 | 0 | 0 | 1.7986e-05 | 0.0022411 | 0 | 0.0022411 | 0.0023664 | 0 | 0.0023664 | 0.0022513 | 0 | 0.0022513 | 0.0021441 | 0 | 0.0021441
[79 empty] | WLDFR | HFTD - Distribution - Tier 3 - 4QU CoRE ¦ 1QU LoRE | Red Flag Warning - Catastrophic Fires | 2027 | 1.5283e-07 | 1.6137e-07 | 1.5352e-07 | 1.4621e-07 | 14664.6376 | 233.2301 | 8896.516 | 5534.8915 | 0 | 0 | 0 | 0 | 1.7986e-05 | 0.0022411 | 0 | 0.0022411 | 0.0023664 | 0 | 0.0023664 | 0.0022513 | 0 | 0.0022513 | 0.0021441 | 0 | 0.0021441
[79 empty] | WLDFR | HFTD - Distribution - Tier 3 - 4QU CoRE ¦ 1QU LoRE | Red Flag Warning - Catastrophic Fires | 2028 | 1.5283e-07 | 1.6137e-07 | 1.5352e-07 | 1.4621e-07 | 15317.9909 | 247.273 | 9287.6491 | 5783.0689 | 0 | 0 | 0 | 0 | 1.7986e-05 | 0.002341 | 0 | 0.002341 | 0.0024719 | 0 | 0.0024719 | 0.0023516 | 0 | 0.0023516 | 0.0022396 | 0 | 0.0022396
[79 empty] | WLDFR | HFTD - Distribution - Tier 3 - 4QU CoRE ¦ 1QU LoRE | Red Flag Warning - Catastrophic Fires | 2029 | 1.5283e-07 | 1.6137e-07 | 1.5352e-07 | 1.4621e-07 | 15317.9909 | 247.273 | 9287.6491 | 5783.0689 | 0 | 0 | 0 | 0 | 1.7986e-05 | 0.002341 | 0 | 0.002341 | 0.0024719 | 0 | 0.0024719 | 0.0023516 | 0 | 0.0023516 | 0.0022396 | 0 | 0.0022396
[79 empty] | WLDFR | HFTD - Distribution - Tier 3 - 4QU CoRE ¦ 1QU LoRE | Red Flag Warning - Catastrophic Fires | 2030 | 1.5283e-07 | 1.6137e-07 | 1.5352e-07 | 1.4621e-07 | 15317.9909 | 247.273 | 9287.6491 | 5783.0689 | 0 | 0 | 0 | 0 | 1.7986e-05 | 0.002341 | 0 | 0.002341 | 0.0024719 | 0 | 0.0024719 | 0.0023516 | 0 | 0.0023516 | 0.0022396 | 0 | 0.0022396
[79 empty] | WLDFR | HFTD - Distribution - Tier 3 - 4QU CoRE ¦ 1QU LoRE | Red Flag Warning - Catastrophic Fires | 2031 | 1.5283e-07 | 1.6137e-07 | 1.5352e-07 | 1.4621e-07 | 15317.9909 | 247.273 | 9287.6491 | 5783.0689 | 0 | 0 | 0 | 0 | 1.7986e-05 | 0.002341 | 0 | 0.002341 | 0.0024719 | 0 | 0.0024719 | 0.0023516 | 0 | 0.0023516 | 0.0022396 | 0 | 0.0022396
[79 empty] | WLDFR | HFTD - Distribution - Tier 3 - 4QU CoRE ¦ 1QU LoRE | Red Flag Warning - Catastrophic Fires | 2032 | 1.5283e-07 | 1.6137e-07 | 1.5352e-07 | 1.4621e-07 | 15317.9909 | 247.273 | 9287.6491 | 5783.0689 | 0 | 0 | 0 | 0 | 1.7986e-05 | 0.002341 | 0 | 0.002341 | 0.0024719 | 0 | 0.0024719 | 0.0023516 | 0 | 0.0023516 | 0.0022396 | 0 | 0.0022396
[79 empty] | WLDFR | HFTD - Distribution - Tier 3 - 4QU CoRE ¦ 1QU LoRE | Red Flag Warning - Catastrophic Fires | 2033 | 1.5283e-07 | 1.6137e-07 | 1.5352e-07 | 1.4621e-07 | 16044.1264 | 263.1074 | 9721.74 | 6059.2791 | 0 | 0 | 0 | 0 | 1.7986e-05 | 0.002452 | 0 | 0.002452 | 0.002589 | 0 | 0.002589 | 0.0024631 | 0 | 0.0024631 | 0.0023458 | 0 | 0.0023458
[79 empty] | WLDFR | HFTD - Distribution - Tier 3 - 4QU CoRE ¦ 1QU LoRE | Red Flag Warning - Catastrophic Fires | 2034 | 1.5283e-07 | 1.6137e-07 | 1.5352e-07 | 1.4621e-07 | 16044.1264 | 263.1074 | 9721.74 | 6059.2791 | 0 | 0 | 0 | 0 | 1.7986e-05 | 0.002452 | 0 | 0.002452 | 0.002589 | 0 | 0.002589 | 0.0024631 | 0 | 0.0024631 | 0.0023458 | 0 | 0.0023458
[79 empty] | WLDFR | HFTD - Distribution - Tier 3 - 4QU CoRE ¦ 1QU LoRE | Red Flag Warning - Catastrophic Fires | 2035 | 1.5283e-07 | 1.6137e-07 | 1.5352e-07 | 1.4621e-07 | 16044.1264 | 263.1074 | 9721.74 | 6059.2791 | 0 | 0 | 0 | 0 | 1.7986e-05 | 0.002452 | 0 | 0.002452 | 0.002589 | 0 | 0.002589 | 0.0024631 | 0 | 0.0024631 | 0.0023458 | 0 | 0.0023458
[79 empty] | WLDFR | HFTD - Distribution - Tier 3 - 4QU CoRE ¦ 1QU LoRE | Red Flag Warning - Catastrophic Fires | 2036 | 1.5283e-07 | 1.6137e-07 | 1.5352e-07 | 1.4621e-07 | 16044.1264 | 263.1074 | 9721.74 | 6059.2791 | 0 | 0 | 0 | 0 | 1.7986e-05 | 0.002452 | 0 | 0.002452 | 0.002589 | 0 | 0.002589 | 0.0024631 | 0 | 0.0024631 | 0.0023458 | 0 | 0.0023458
[79 empty] | WLDFR | HFTD - Distribution - Tier 3 - 4QU CoRE ¦ 1QU LoRE | Red Flag Warning - Catastrophic Fires | 2037 | 1.5283e-07 | 1.6137e-07 | 1.5352e-07 | 1.4621e-07 | 16044.1264 | 263.1074 | 9721.74 | 6059.2791 | 0 | 0 | 0 | 0 | 1.7986e-05 | 0.002452 | 0 | 0.002452 | 0.002589 | 0 | 0.002589 | 0.0024631 | 0 | 0.0024631 | 0.0023458 | 0 | 0.0023458
[79 empty] | WLDFR | HFTD - Distribution - Tier 3 - 4QU CoRE ¦ 1QU LoRE | Red Flag Warning - Catastrophic Fires | 2038 | 1.5283e-07 | 1.6137e-07 | 1.5352e-07 | 1.4621e-07 | 16832.3912 | 280.5544 | 10192.2718 | 6359.5651 | 0 | 0 | 0 | 0 | 1.7986e-05 | 0.0025724 | 0 | 0.0025724 | 0.0027162 | 0 | 0.0027162 | 0.0025841 | 0 | 0.0025841 | 0.0024611 | 0 | 0.0024611
[79 empty] | WLDFR | HFTD - Distribution - Tier 3 - 4QU CoRE ¦ 1QU LoRE | Red Flag Warning - Catastrophic Fires | 2039 | 1.5283e-07 | 1.6137e-07 | 1.5352e-07 | 1.4621e-07 | 16832.3912 | 280.5544 | 10192.2718 | 6359.5651 | 0 | 0 | 0 | 0 | 1.7986e-05 | 0.0025724 | 0 | 0.0025724 | 0.0027162 | 0 | 0.0027162 | 0.0025841 | 0 | 0.0025841 | 0.0024611 | 0 | 0.0024611
[79 empty] | WLDFR | HFTD - Distribution - Tier 3 - 4QU CoRE ¦ 1QU LoRE | Red Flag Warning - Catastrophic Fires | 2040 | 1.5283e-07 | 1.6137e-07 | 1.5352e-07 | 1.4621e-07 | 16832.3912 | 280.5544 | 10192.2718 | 6359.5651 | 0 | 0 | 0 | 0 | 1.7986e-05 | 0.0025724 | 0 | 0.0025724 | 0.0027162 | 0 | 0.0027162 | 0.0025841 | 0 | 0.0025841 | 0.0024611 | 0 | 0.0024611
[79 empty] | WLDFR | HFTD - Distribution - Tier 3 - 4QU CoRE ¦ 1QU LoRE | Red Flag Warning - Catastrophic Fires | 2041 | 1.5283e-07 | 1.6137e-07 | 1.5352e-07 | 1.4621e-07 | 16832.3912 | 280.5544 | 10192.2718 | 6359.5651 | 0 | 0 | 0 | 0 | 1.7986e-05 | 0.0025724 | 0 | 0.0025724 | 0.0027162 | 0 | 0.0027162 | 0.0025841 | 0 | 0.0025841 | 0.0024611 | 0 | 0.0024611
[79 empty] | WLDFR | HFTD - Distribution - Tier 3 - 4QU CoRE ¦ 1QU LoRE | Red Flag Warning - Catastrophic Fires | 2042 | 1.5283e-07 | 1.6137e-07 | 1.5352e-07 | 1.4621e-07 | 16832.3912 | 280.5544 | 10192.2718 | 6359.5651 | 0 | 0 | 0 | 0 | 1.7986e-05 | 0.0025724 | 0 | 0.0025724 | 0.0027162 | 0 | 0.0027162 | 0.0025841 | 0 | 0.0025841 | 0.0024611 | 0 | 0.0024611
[79 empty] | WLDFR | HFTD - Distribution - Tier 3 - 4QU CoRE ¦ 1QU LoRE | Red Flag Warning - Catastrophic Fires | 2043 | 1.5283e-07 | 1.6137e-07 | 1.5352e-07 | 1.4621e-07 | 17672.0852 | 299.42 | 10692.7362 | 6679.929 | 0 | 0 | 0 | 0 | 1.7986e-05 | 0.0027007 | 0 | 0.0027007 | 0.0028517 | 0 | 0.0028517 | 0.002713 | 0 | 0.002713 | 0.0025838 | 0 | 0.0025838
[79 empty] | WLDFR | HFTD - Distribution - Tier 3 - 4QU CoRE ¦ 1QU LoRE | Red Flag Warning - Catastrophic Fires | 2044 | 1.5283e-07 | 1.6137e-07 | 1.5352e-07 | 1.4621e-07 | 17672.0852 | 299.42 | 10692.7362 | 6679.929 | 0 | 0 | 0 | 0 | 1.7986e-05 | 0.0027007 | 0 | 0.0027007 | 0.0028517 | 0 | 0.0028517 | 0.002713 | 0 | 0.002713 | 0.0025838 | 0 | 0.0025838
[79 empty] | WLDFR | HFTD - Distribution - Tier 3 - 4QU CoRE ¦ 1QU LoRE | Red Flag Warning - Catastrophic Fires | 2045 | 1.5283e-07 | 1.6137e-07 | 1.5352e-07 | 1.4621e-07 | 17672.0852 | 299.42 | 10692.7362 | 6679.929 | 0 | 0 | 0 | 0 | 1.7986e-05 | 0.0027007 | 0 | 0.0027007 | 0.0028517 | 0 | 0.0028517 | 0.002713 | 0 | 0.002713 | 0.0025838 | 0 | 0.0025838
[79 empty] | WLDFR | HFTD - Distribution - Tier 3 - 4QU CoRE ¦ 1QU LoRE | Red Flag Warning - Catastrophic Fires | 2046 | 1.5283e-07 | 1.6137e-07 | 1.5352e-07 | 1.4621e-07 | 17672.0852 | 299.42 | 10692.7362 | 6679.929 | 0 | 0 | 0 | 0 | 1.7986e-05 | 0.0027007 | 0 | 0.0027007 | 0.0028517 | 0 | 0.0028517 | 0.002713 | 0 | 0.002713 | 0.0025838 | 0 | 0.0025838
[79 empty] | WLDFR | HFTD - Distribution - Tier 3 - 4QU CoRE ¦ 1QU LoRE | Red Flag Warning - Catastrophic Fires | 2047 | 1.5283e-07 | 1.6137e-07 | 1.5352e-07 | 1.4621e-07 | 17672.0852 | 299.42 | 10692.7362 | 6679.929 | 0 | 0 | 0 | 0 | 1.7986e-05 | 0.0027007 | 0 | 0.0027007 | 0.0028517 | 0 | 0.0028517 | 0.002713 | 0 | 0.002713 | 0.0025838 | 0 | 0.0025838
[79 empty] | WLDFR | HFTD - Distribution - Tier 3 - 4QU CoRE ¦ 1QU LoRE | Red Flag Warning - Catastrophic Fires | 2048 | 1.5283e-07 | 1.6137e-07 | 1.5352e-07 | 1.4621e-07 | 18552.3348 | 319.4911 | 11216.5626 | 7016.281 | 0 | 0 | 0 | 0 | 1.7986e-05 | 0.0028353 | 0 | 0.0028353 | 0.0029938 | 0 | 0.0029938 | 0.0028482 | 0 | 0.0028482 | 0.0027125 | 0 | 0.0027125
[79 empty] | WLDFR | HFTD - Distribution - Tier 3 - 4QU CoRE ¦ 1QU LoRE | Red Flag Warning - Catastrophic Fires | 2049 | 1.5283e-07 | 1.6137e-07 | 1.5352e-07 | 1.4621e-07 | 18552.3348 | 319.4911 | 11216.5626 | 7016.281 | 0 | 0 | 0 | 0 | 1.7986e-05 | 0.0028353 | 0 | 0.0028353 | 0.0029938 | 0 | 0.0029938 | 0.0028482 | 0 | 0.0028482 | 0.0027125 | 0 | 0.0027125
[79 empty] | WLDFR | HFTD - Distribution - Tier 3 - 4QU CoRE ¦ 1QU LoRE | Red Flag Warning - Catastrophic Fires | 2050 | 0 | 1.6137e-07 | 1.5352e-07 | 1.4621e-07 | 18552.3348 | 319.4911 | 11216.5626 | 7016.281 | 0 | 0 | 0 | 0 | 1.7986e-05 | 0 | 0 | 0 | 0.0029938 | 0 | 0.0029938 | 0.0028482 | 0 | 0.0028482 | 0.0027125 | 0 | 0.0027125
[79 empty] | WLDFR | HFTD - Distribution - Tier 3 - 4QU CoRE ¦ 1QU LoRE | Red Flag Warning - Catastrophic Fires | 2051 | 0 | 0 | 1.5352e-07 | 1.4621e-07 | 18552.3348 | 319.4911 | 11216.5626 | 7016.281 | 0 | 0 | 0 | 0 | 1.7986e-05 | 0 | 0 | 0 | 0 | 0 | 0 | 0.0028482 | 0 | 0.0028482 | 0.0027125 | 0 | 0.0027125
[79 empty] | WLDFR | HFTD - Distribution - Tier 3 - 4QU CoRE ¦ 1QU LoRE | Red Flag Warning - Catastrophic Fires | 2052 | 0 | 0 | 0 | 1.4621e-07 | 18552.3348 | 319.4911 | 11216.5626 | 7016.281 | 0 | 0 | 0 | 0 | 1.7986e-05 | 0 | 0 | 0 | 0 | 0 | 0 | 0 | 0 | 0 | 0.0027125 | 0 | 0.0027125
[79 empty] | WLDFR | HFTD - Distribution - Tier 3 - 4QU CoRE ¦ 1QU LoRE | Red Flag Warning - Destructive Fires | 2020 | 3.2272e-08 | 0 | 0 | 0 | 8807.9522 | 222.2294 | 8585.7228 | 0 | 0 | 0 | 0 | 0 | 2.8468e-06 | 0.00028425 | 0 | 0.00028425 | 0 | 0 | 0 | 0 | 0 | 0 | 0 | 0 | 0
[79 empty] | WLDFR | HFTD - Distribution - Tier 3 - 4QU CoRE ¦ 1QU LoRE | Red Flag Warning - Destructive Fires | 2021 | 2.1349e-08 | 3.4077e-08 | 0 | 0 | 8807.9522 | 222.2294 | 8585.7228 | 0 | 0 | 0 | 0 | 0 | 2.8468e-06 | 0.00018804 | 0 | 0.00018804 | 0.00030015 | 0 | 0.00030015 | 0 | 0 | 0 | 0 | 0 | 0
[79 empty] | WLDFR | HFTD - Distribution - Tier 3 - 4QU CoRE ¦ 1QU LoRE | Red Flag Warning - Destructive Fires | 2022 | 2.1153e-08 | 2.2336e-08 | 3.2185e-08 | 0 | 8807.9522 | 222.2294 | 8585.7228 | 0 | 0 | 0 | 0 | 0 | 2.8139e-06 | 0.00018632 | 0 | 0.00018632 | 0.00019673 | 0 | 0.00019673 | 0.00028348 | 0 | 0.00028348 | 0 | 0 | 0
[79 empty] | WLDFR | HFTD - Distribution - Tier 3 - 4QU CoRE ¦ 1QU LoRE | Red Flag Warning - Destructive Fires | 2023 | 2.1153e-08 | 2.2336e-08 | 2.1249e-08 | 3.0652e-08 | 9129.7461 | 233.2301 | 8896.516 | 0 | 0 | 0 | 0 | 0 | 2.8139e-06 | 0.00019312 | 0 | 0.00019312 | 0.00020392 | 0 | 0.00020392 | 0.000194 | 0 | 0.000194 | 0.00027985 | 0 | 0.00027985
[79 empty] | WLDFR | HFTD - Distribution - Tier 3 - 4QU CoRE ¦ 1QU LoRE | Red Flag Warning - Destructive Fires | 2024 | 2.1153e-08 | 2.2336e-08 | 2.1249e-08 | 2.0237e-08 | 9129.7461 | 233.2301 | 8896.516 | 0 | 0 | 0 | 0 | 0 | 2.8139e-06 | 0.00019312 | 0 | 0.00019312 | 0.00020392 | 0 | 0.00020392 | 0.000194 | 0 | 0.000194 | 0.00018476 | 0 | 0.00018476
[79 empty] | WLDFR | HFTD - Distribution - Tier 3 - 4QU CoRE ¦ 1QU LoRE | Red Flag Warning - Destructive Fires | 2025 | 2.1153e-08 | 2.2336e-08 | 2.1249e-08 | 2.0237e-08 | 9129.7461 | 233.2301 | 8896.516 | 0 | 0 | 0 | 0 | 0 | 2.8139e-06 | 0.00019312 | 0 | 0.00019312 | 0.00020392 | 0 | 0.00020392 | 0.000194 | 0 | 0.000194 | 0.00018476 | 0 | 0.00018476
[79 empty] | WLDFR | HFTD - Distribution - Tier 3 - 4QU CoRE ¦ 1QU LoRE | Red Flag Warning - Destructive Fires | 2026 | 2.1153e-08 | 2.2336e-08 | 2.1249e-08 | 2.0237e-08 | 9129.7461 | 233.2301 | 8896.516 | 0 | 0 | 0 | 0 | 0 | 2.8139e-06 | 0.00019312 | 0 | 0.00019312 | 0.00020392 | 0 | 0.00020392 | 0.000194 | 0 | 0.000194 | 0.00018476 | 0 | 0.00018476
[79 empty] | WLDFR | HFTD - Distribution - Tier 3 - 4QU CoRE ¦ 1QU LoRE | Red Flag Warning - Destructive Fires | 2027 | 2.1153e-08 | 2.2336e-08 | 2.1249e-08 | 2.0237e-08 | 9129.7461 | 233.2301 | 8896.516 | 0 | 0 | 0 | 0 | 0 | 2.8139e-06 | 0.00019312 | 0 | 0.00019312 | 0.00020392 | 0 | 0.00020392 | 0.000194 | 0 | 0.000194 | 0.00018476 | 0 | 0.00018476
[79 empty] | WLDFR | HFTD - Distribution - Tier 3 - 4QU CoRE ¦ 1QU LoRE | Red Flag Warning - Destructive Fires | 2028 | 2.1153e-08 | 2.2336e-08 | 2.1249e-08 | 2.0237e-08 | 9534.9221 | 247.273 | 9287.6491 | 0 | 0 | 0 | 0 | 0 | 2.8139e-06 | 0.00020169 | 0 | 0.00020169 | 0.00021297 | 0 | 0.00021297 | 0.00020261 | 0 | 0.00020261 | 0.00019296 | 0 | 0.00019296
[79 empty] | WLDFR | HFTD - Distribution - Tier 3 - 4QU CoRE ¦ 1QU LoRE | Red Flag Warning - Destructive Fires | 2029 | 2.1153e-08 | 2.2336e-08 | 2.1249e-08 | 2.0237e-08 | 9534.9221 | 247.273 | 9287.6491 | 0 | 0 | 0 | 0 | 0 | 2.8139e-06 | 0.00020169 | 0 | 0.00020169 | 0.00021297 | 0 | 0.00021297 | 0.00020261 | 0 | 0.00020261 | 0.00019296 | 0 | 0.00019296
[79 empty] | WLDFR | HFTD - Distribution - Tier 3 - 4QU CoRE ¦ 1QU LoRE | Red Flag Warning - Destructive Fires | 2030 | 2.1153e-08 | 2.2336e-08 | 2.1249e-08 | 2.0237e-08 | 9534.9221 | 247.273 | 9287.6491 | 0 | 0 | 0 | 0 | 0 | 2.8139e-06 | 0.00020169 | 0 | 0.00020169 | 0.00021297 | 0 | 0.00021297 | 0.00020261 | 0 | 0.00020261 | 0.00019296 | 0 | 0.00019296
[79 empty] | WLDFR | HFTD - Distribution - Tier 3 - 4QU CoRE ¦ 1QU LoRE | Red Flag Warning - Destructive Fires | 2031 | 2.1153e-08 | 2.2336e-08 | 2.1249e-08 | 2.0237e-08 | 9534.9221 | 247.273 | 9287.6491 | 0 | 0 | 0 | 0 | 0 | 2.8139e-06 | 0.00020169 | 0 | 0.00020169 | 0.00021297 | 0 | 0.00021297 | 0.00020261 | 0 | 0.00020261 | 0.00019296 | 0 | 0.00019296
[79 empty] | WLDFR | HFTD - Distribution - Tier 3 - 4QU CoRE ¦ 1QU LoRE | Red Flag Warning - Destructive Fires | 2032 | 2.1153e-08 | 2.2336e-08 | 2.1249e-08 | 2.0237e-08 | 9534.9221 | 247.273 | 9287.6491 | 0 | 0 | 0 | 0 | 0 | 2.8139e-06 | 0.00020169 | 0 | 0.00020169 | 0.00021297 | 0 | 0.00021297 | 0.00020261 | 0 | 0.00020261 | 0.00019296 | 0 | 0.00019296
[79 empty] | WLDFR | HFTD - Distribution - Tier 3 - 4QU CoRE ¦ 1QU LoRE | Red Flag Warning - Destructive Fires | 2033 | 2.1153e-08 | 2.2336e-08 | 2.1249e-08 | 2.0237e-08 | 9984.8474 | 263.1074 | 9721.74 | 0 | 0 | 0 | 0 | 0 | 2.8139e-06 | 0.00021121 | 0 | 0.00021121 | 0.00022302 | 0 | 0.00022302 | 0.00021217 | 0 | 0.00021217 | 0.00020207 | 0 | 0.00020207
[79 empty] | WLDFR | HFTD - Distribution - Tier 3 - 4QU CoRE ¦ 1QU LoRE | Red Flag Warning - Destructive Fires | 2034 | 2.1153e-08 | 2.2336e-08 | 2.1249e-08 | 2.0237e-08 | 9984.8474 | 263.1074 | 9721.74 | 0 | 0 | 0 | 0 | 0 | 2.8139e-06 | 0.00021121 | 0 | 0.00021121 | 0.00022302 | 0 | 0.00022302 | 0.00021217 | 0 | 0.00021217 | 0.00020207 | 0 | 0.00020207
[79 empty] | WLDFR | HFTD - Distribution - Tier 3 - 4QU CoRE ¦ 1QU LoRE | Red Flag Warning - Destructive Fires | 2035 | 2.1153e-08 | 2.2336e-08 | 2.1249e-08 | 2.0237e-08 | 9984.8474 | 263.1074 | 9721.74 | 0 | 0 | 0 | 0 | 0 | 2.8139e-06 | 0.00021121 | 0 | 0.00021121 | 0.00022302 | 0 | 0.00022302 | 0.00021217 | 0 | 0.00021217 | 0.00020207 | 0 | 0.00020207
[79 empty] | WLDFR | HFTD - Distribution - Tier 3 - 4QU CoRE ¦ 1QU LoRE | Red Flag Warning - Destructive Fires | 2036 | 2.1153e-08 | 2.2336e-08 | 2.1249e-08 | 2.0237e-08 | 9984.8474 | 263.1074 | 9721.74 | 0 | 0 | 0 | 0 | 0 | 2.8139e-06 | 0.00021121 | 0 | 0.00021121 | 0.00022302 | 0 | 0.00022302 | 0.00021217 | 0 | 0.00021217 | 0.00020207 | 0 | 0.00020207
[79 empty] | WLDFR | HFTD - Distribution - Tier 3 - 4QU CoRE ¦ 1QU LoRE | Red Flag Warning - Destructive Fires | 2037 | 2.1153e-08 | 2.2336e-08 | 2.1249e-08 | 2.0237e-08 | 9984.8474 | 263.1074 | 9721.74 | 0 | 0 | 0 | 0 | 0 | 2.8139e-06 | 0.00021121 | 0 | 0.00021121 | 0.00022302 | 0 | 0.00022302 | 0.00021217 | 0 | 0.00021217 | 0.00020207 | 0 | 0.00020207
[79 empty] | WLDFR | HFTD - Distribution - Tier 3 - 4QU CoRE ¦ 1QU LoRE | Red Flag Warning - Destructive Fires | 2038 | 2.1153e-08 | 2.2336e-08 | 2.1249e-08 | 2.0237e-08 | 10472.8261 | 280.5544 | 10192.2718 | 0 | 0 | 0 | 0 | 0 | 2.8139e-06 | 0.00022153 | 0 | 0.00022153 | 0.00023392 | 0 | 0.00023392 | 0.00022254 | 0 | 0.00022254 | 0.00021194 | 0 | 0.00021194
[79 empty] | WLDFR | HFTD - Distribution - Tier 3 - 4QU CoRE ¦ 1QU LoRE | Red Flag Warning - Destructive Fires | 2039 | 2.1153e-08 | 2.2336e-08 | 2.1249e-08 | 2.0237e-08 | 10472.8261 | 280.5544 | 10192.2718 | 0 | 0 | 0 | 0 | 0 | 2.8139e-06 | 0.00022153 | 0 | 0.00022153 | 0.00023392 | 0 | 0.00023392 | 0.00022254 | 0 | 0.00022254 | 0.00021194 | 0 | 0.00021194
[79 empty] | WLDFR | HFTD - Distribution - Tier 3 - 4QU CoRE ¦ 1QU LoRE | Red Flag Warning - Destructive Fires | 2040 | 2.1153e-08 | 2.2336e-08 | 2.1249e-08 | 2.0237e-08 | 10472.8261 | 280.5544 | 10192.2718 | 0 | 0 | 0 | 0 | 0 | 2.8139e-06 | 0.00022153 | 0 | 0.00022153 | 0.00023392 | 0 | 0.00023392 | 0.00022254 | 0 | 0.00022254 | 0.00021194 | 0 | 0.00021194
[79 empty] | WLDFR | HFTD - Distribution - Tier 3 - 4QU CoRE ¦ 1QU LoRE | Red Flag Warning - Destructive Fires | 2041 | 2.1153e-08 | 2.2336e-08 | 2.1249e-08 | 2.0237e-08 | 10472.8261 | 280.5544 | 10192.2718 | 0 | 0 | 0 | 0 | 0 | 2.8139e-06 | 0.00022153 | 0 | 0.00022153 | 0.00023392 | 0 | 0.00023392 | 0.00022254 | 0 | 0.00022254 | 0.00021194 | 0 | 0.00021194
[79 empty] | WLDFR | HFTD - Distribution - Tier 3 - 4QU CoRE ¦ 1QU LoRE | Red Flag Warning - Destructive Fires | 2042 | 2.1153e-08 | 2.2336e-08 | 2.1249e-08 | 2.0237e-08 | 10472.8261 | 280.5544 | 10192.2718 | 0 | 0 | 0 | 0 | 0 | 2.8139e-06 | 0.00022153 | 0 | 0.00022153 | 0.00023392 | 0 | 0.00023392 | 0.00022254 | 0 | 0.00022254 | 0.00021194 | 0 | 0.00021194
[79 empty] | WLDFR | HFTD - Distribution - Tier 3 - 4QU CoRE ¦ 1QU LoRE | Red Flag Warning - Destructive Fires | 2043 | 2.1153e-08 | 2.2336e-08 | 2.1249e-08 | 2.0237e-08 | 10992.1562 | 299.42 | 10692.7362 | 0 | 0 | 0 | 0 | 0 | 2.8139e-06 | 0.00023252 | 0 | 0.00023252 | 0.00024552 | 0 | 0.00024552 | 0.00023358 | 0 | 0.00023358 | 0.00022245 | 0 | 0.00022245
[79 empty] | WLDFR | HFTD - Distribution - Tier 3 - 4QU CoRE ¦ 1QU LoRE | Red Flag Warning - Destructive Fires | 2044 | 2.1153e-08 | 2.2336e-08 | 2.1249e-08 | 2.0237e-08 | 10992.1562 | 299.42 | 10692.7362 | 0 | 0 | 0 | 0 | 0 | 2.8139e-06 | 0.00023252 | 0 | 0.00023252 | 0.00024552 | 0 | 0.00024552 | 0.00023358 | 0 | 0.00023358 | 0.00022245 | 0 | 0.00022245
[79 empty] | WLDFR | HFTD - Distribution - Tier 3 - 4QU CoRE ¦ 1QU LoRE | Red Flag Warning - Destructive Fires | 2045 | 2.1153e-08 | 2.2336e-08 | 2.1249e-08 | 2.0237e-08 | 10992.1562 | 299.42 | 10692.7362 | 0 | 0 | 0 | 0 | 0 | 2.8139e-06 | 0.00023252 | 0 | 0.00023252 | 0.00024552 | 0 | 0.00024552 | 0.00023358 | 0 | 0.00023358 | 0.00022245 | 0 | 0.00022245
[79 empty] | WLDFR | HFTD - Distribution - Tier 3 - 4QU CoRE ¦ 1QU LoRE | Red Flag Warning - Destructive Fires | 2046 | 2.1153e-08 | 2.2336e-08 | 2.1249e-08 | 2.0237e-08 | 10992.1562 | 299.42 | 10692.7362 | 0 | 0 | 0 | 0 | 0 | 2.8139e-06 | 0.00023252 | 0 | 0.00023252 | 0.00024552 | 0 | 0.00024552 | 0.00023358 | 0 | 0.00023358 | 0.00022245 | 0 | 0.00022245
[79 empty] | WLDFR | HFTD - Distribution - Tier 3 - 4QU CoRE ¦ 1QU LoRE | Red Flag Warning - Destructive Fires | 2047 | 2.1153e-08 | 2.2336e-08 | 2.1249e-08 | 2.0237e-08 | 10992.1562 | 299.42 | 10692.7362 | 0 | 0 | 0 | 0 | 0 | 2.8139e-06 | 0.00023252 | 0 | 0.00023252 | 0.00024552 | 0 | 0.00024552 | 0.00023358 | 0 | 0.00023358 | 0.00022245 | 0 | 0.00022245
[79 empty] | WLDFR | HFTD - Distribution - Tier 3 - 4QU CoRE ¦ 1QU LoRE | Red Flag Warning - Destructive Fires | 2048 | 2.1153e-08 | 2.2336e-08 | 2.1249e-08 | 2.0237e-08 | 11536.0538 | 319.4911 | 11216.5626 | 0 | 0 | 0 | 0 | 0 | 2.8139e-06 | 0.00024402 | 0 | 0.00024402 | 0.00025767 | 0 | 0.00025767 | 0.00024513 | 0 | 0.00024513 | 0.00023346 | 0 | 0.00023346
[79 empty] | WLDFR | HFTD - Distribution - Tier 3 - 4QU CoRE ¦ 1QU LoRE | Red Flag Warning - Destructive Fires | 2049 | 2.1153e-08 | 2.2336e-08 | 2.1249e-08 | 2.0237e-08 | 11536.0538 | 319.4911 | 11216.5626 | 0 | 0 | 0 | 0 | 0 | 2.8139e-06 | 0.00024402 | 0 | 0.00024402 | 0.00025767 | 0 | 0.00025767 | 0.00024513 | 0 | 0.00024513 | 0.00023346 | 0 | 0.00023346
[79 empty] | WLDFR | HFTD - Distribution - Tier 3 - 4QU CoRE ¦ 1QU LoRE | Red Flag Warning - Destructive Fires | 2050 | 0 | 2.2336e-08 | 2.1249e-08 | 2.0237e-08 | 11536.0538 | 319.4911 | 11216.5626 | 0 | 0 | 0 | 0 | 0 | 2.8139e-06 | 0 | 0 | 0 | 0.00025767 | 0 | 0.00025767 | 0.00024513 | 0 | 0.00024513 | 0.00023346 | 0 | 0.00023346
[79 empty] | WLDFR | HFTD - Distribution - Tier 3 - 4QU CoRE ¦ 1QU LoRE | Red Flag Warning - Destructive Fires | 2051 | 0 | 0 | 2.1249e-08 | 2.0237e-08 | 11536.0538 | 319.4911 | 11216.5626 | 0 | 0 | 0 | 0 | 0 | 2.8139e-06 | 0 | 0 | 0 | 0 | 0 | 0 | 0.00024513 | 0 | 0.00024513 | 0.00023346 | 0 | 0.00023346
[79 empty] | WLDFR | HFTD - Distribution - Tier 3 - 4QU CoRE ¦ 1QU LoRE | Red Flag Warning - Destructive Fires | 2052 | 0 | 0 | 0 | 2.0237e-08 | 11536.0538 | 319.4911 | 11216.5626 | 0 | 0 | 0 | 0 | 0 | 2.8139e-06 | 0 | 0 | 0 | 0 | 0 | 0 | 0 | 0 | 0 | 0.00023346 | 0 | 0.00023346
[79 empty] | WLDFR | HFTD - Distribution - Tier 3 - 4QU CoRE ¦ 1QU LoRE | Red Flag Warning - Large Fires | 2020 | 4.031e-07 | 0 | 0 | 0 | 5.2406 | 0.69642 | 2.942 | 1.6022 | 0 | 0 | 0 | 0 | 3.8223e-05 | 2.1124e-06 | 0 | 2.1124e-06 | 0 | 0 | 0 | 0 | 0 | 0 | 0 | 0 | 0
[79 empty] | WLDFR | HFTD - Distribution - Tier 3 - 4QU CoRE ¦ 1QU LoRE | Red Flag Warning - Large Fires | 2021 | 2.6618e-07 | 4.2563e-07 | 0 | 0 | 5.2406 | 0.69642 | 2.942 | 1.6022 | 0 | 0 | 0 | 0 | 3.8223e-05 | 1.3949e-06 | 0 | 1.3949e-06 | 2.2306e-06 | 0 | 2.2306e-06 | 0 | 0 | 0 | 0 | 0 | 0
[79 empty] | WLDFR | HFTD - Distribution - Tier 3 - 4QU CoRE ¦ 1QU LoRE | Red Flag Warning - Large Fires | 2022 | 2.6413e-07 | 2.789e-07 | 4.0266e-07 | 0 | 5.2406 | 0.69642 | 2.942 | 1.6022 | 0 | 0 | 0 | 0 | 3.7823e-05 | 1.3842e-06 | 0 | 1.3842e-06 | 1.4616e-06 | 0 | 1.4616e-06 | 2.1102e-06 | 0 | 2.1102e-06 | 0 | 0 | 0
[79 empty] | WLDFR | HFTD - Distribution - Tier 3 - 4QU CoRE ¦ 1QU LoRE | Red Flag Warning - Large Fires | 2023 | 2.6413e-07 | 2.789e-07 | 2.6533e-07 | 3.8349e-07 | 5.475 | 0.71896 | 3.0715 | 1.6846 | 0 | 0 | 0 | 0 | 3.7823e-05 | 1.4461e-06 | 0 | 1.4461e-06 | 1.527e-06 | 0 | 1.527e-06 | 1.4527e-06 | 0 | 1.4527e-06 | 2.0996e-06 | 0 | 2.0996e-06
[79 empty] | WLDFR | HFTD - Distribution - Tier 3 - 4QU CoRE ¦ 1QU LoRE | Red Flag Warning - Large Fires | 2024 | 2.6413e-07 | 2.789e-07 | 2.6533e-07 | 2.5269e-07 | 5.475 | 0.71896 | 3.0715 | 1.6846 | 0 | 0 | 0 | 0 | 3.7823e-05 | 1.4461e-06 | 0 | 1.4461e-06 | 1.527e-06 | 0 | 1.527e-06 | 1.4527e-06 | 0 | 1.4527e-06 | 1.3835e-06 | 0 | 1.3835e-06
[79 empty] | WLDFR | HFTD - Distribution - Tier 3 - 4QU CoRE ¦ 1QU LoRE | Red Flag Warning - Large Fires | 2025 | 2.6413e-07 | 2.789e-07 | 2.6533e-07 | 2.5269e-07 | 5.475 | 0.71896 | 3.0715 | 1.6846 | 0 | 0 | 0 | 0 | 3.7823e-05 | 1.4461e-06 | 0 | 1.4461e-06 | 1.527e-06 | 0 | 1.527e-06 | 1.4527e-06 | 0 | 1.4527e-06 | 1.3835e-06 | 0 | 1.3835e-06
[79 empty] | WLDFR | HFTD - Distribution - Tier 3 - 4QU CoRE ¦ 1QU LoRE | Red Flag Warning - Large Fires | 2026 | 2.6413e-07 | 2.789e-07 | 2.6533e-07 | 2.5269e-07 | 5.475 | 0.71896 | 3.0715 | 1.6846 | 0 | 0 | 0 | 0 | 3.7823e-05 | 1.4461e-06 | 0 | 1.4461e-06 | 1.527e-06 | 0 | 1.527e-06 | 1.4527e-06 | 0 | 1.4527e-06 | 1.3835e-06 | 0 | 1.3835e-06
[79 empty] | WLDFR | HFTD - Distribution - Tier 3 - 4QU CoRE ¦ 1QU LoRE | Red Flag Warning - Large Fires | 2027 | 2.6413e-07 | 2.789e-07 | 2.6533e-07 | 2.5269e-07 | 5.475 | 0.71896 | 3.0715 | 1.6846 | 0 | 0 | 0 | 0 | 3.7823e-05 | 1.4461e-06 | 0 | 1.4461e-06 | 1.527e-06 | 0 | 1.527e-06 | 1.4527e-06 | 0 | 1.4527e-06 | 1.3835e-06 | 0 | 1.3835e-06
[79 empty] | WLDFR | HFTD - Distribution - Tier 3 - 4QU CoRE ¦ 1QU LoRE | Red Flag Warning - Large Fires | 2028 | 2.6413e-07 | 2.789e-07 | 2.6533e-07 | 2.5269e-07 | 5.777 | 0.74734 | 3.238 | 1.7917 | 0 | 0 | 0 | 0 | 3.7823e-05 | 1.5259e-06 | 0 | 1.5259e-06 | 1.6112e-06 | 0 | 1.6112e-06 | 1.5328e-06 | 0 | 1.5328e-06 | 1.4598e-06 | 0 | 1.4598e-06
[79 empty] | WLDFR | HFTD - Distribution - Tier 3 - 4QU CoRE ¦ 1QU LoRE | Red Flag Warning - Large Fires | 2029 | 2.6413e-07 | 2.789e-07 | 2.6533e-07 | 2.5269e-07 | 5.777 | 0.74734 | 3.238 | 1.7917 | 0 | 0 | 0 | 0 | 3.7823e-05 | 1.5259e-06 | 0 | 1.5259e-06 | 1.6112e-06 | 0 | 1.6112e-06 | 1.5328e-06 | 0 | 1.5328e-06 | 1.4598e-06 | 0 | 1.4598e-06
[79 empty] | WLDFR | HFTD - Distribution - Tier 3 - 4QU CoRE ¦ 1QU LoRE | Red Flag Warning - Large Fires | 2030 | 2.6413e-07 | 2.789e-07 | 2.6533e-07 | 2.5269e-07 | 5.777 | 0.74734 | 3.238 | 1.7917 | 0 | 0 | 0 | 0 | 3.7823e-05 | 1.5259e-06 | 0 | 1.5259e-06 | 1.6112e-06 | 0 | 1.6112e-06 | 1.5328e-06 | 0 | 1.5328e-06 | 1.4598e-06 | 0 | 1.4598e-06
[79 empty] | WLDFR | HFTD - Distribution - Tier 3 - 4QU CoRE ¦ 1QU LoRE | Red Flag Warning - Large Fires | 2031 | 2.6413e-07 | 2.789e-07 | 2.6533e-07 | 2.5269e-07 | 5.777 | 0.74734 | 3.238 | 1.7917 | 0 | 0 | 0 | 0 | 3.7823e-05 | 1.5259e-06 | 0 | 1.5259e-06 | 1.6112e-06 | 0 | 1.6112e-06 | 1.5328e-06 | 0 | 1.5328e-06 | 1.4598e-06 | 0 | 1.4598e-06
[79 empty] | WLDFR | HFTD - Distribution - Tier 3 - 4QU CoRE ¦ 1QU LoRE | Red Flag Warning - Large Fires | 2032 | 2.6413e-07 | 2.789e-07 | 2.6533e-07 | 2.5269e-07 | 5.777 | 0.74734 | 3.238 | 1.7917 | 0 | 0 | 0 | 0 | 3.7823e-05 | 1.5259e-06 | 0 | 1.5259e-06 | 1.6112e-06 | 0 | 1.6112e-06 | 1.5328e-06 | 0 | 1.5328e-06 | 1.4598e-06 | 0 | 1.4598e-06
[79 empty] | WLDFR | HFTD - Distribution - Tier 3 - 4QU CoRE ¦ 1QU LoRE | Red Flag Warning - Large Fires | 2033 | 2.6413e-07 | 2.789e-07 | 2.6533e-07 | 2.5269e-07 | 6.1205 | 0.77885 | 3.4265 | 1.9151 | 0 | 0 | 0 | 0 | 3.7823e-05 | 1.6166e-06 | 0 | 1.6166e-06 | 1.707e-06 | 0 | 1.707e-06 | 1.624e-06 | 0 | 1.624e-06 | 1.5466e-06 | 0 | 1.5466e-06
[79 empty] | WLDFR | HFTD - Distribution - Tier 3 - 4QU CoRE ¦ 1QU LoRE | Red Flag Warning - Large Fires | 2034 | 2.6413e-07 | 2.789e-07 | 2.6533e-07 | 2.5269e-07 | 6.1205 | 0.77885 | 3.4265 | 1.9151 | 0 | 0 | 0 | 0 | 3.7823e-05 | 1.6166e-06 | 0 | 1.6166e-06 | 1.707e-06 | 0 | 1.707e-06 | 1.624e-06 | 0 | 1.624e-06 | 1.5466e-06 | 0 | 1.5466e-06
[79 empty] | WLDFR | HFTD - Distribution - Tier 3 - 4QU CoRE ¦ 1QU LoRE | Red Flag Warning - Large Fires | 2035 | 2.6413e-07 | 2.789e-07 | 2.6533e-07 | 2.5269e-07 | 6.1205 | 0.77885 | 3.4265 | 1.9151 | 0 | 0 | 0 | 0 | 3.7823e-05 | 1.6166e-06 | 0 | 1.6166e-06 | 1.707e-06 | 0 | 1.707e-06 | 1.624e-06 | 0 | 1.624e-06 | 1.5466e-06 | 0 | 1.5466e-06
[79 empty] | WLDFR | HFTD - Distribution - Tier 3 - 4QU CoRE ¦ 1QU LoRE | Red Flag Warning - Large Fires | 2036 | 2.6413e-07 | 2.789e-07 | 2.6533e-07 | 2.5269e-07 | 6.1205 | 0.77885 | 3.4265 | 1.9151 | 0 | 0 | 0 | 0 | 3.7823e-05 | 1.6166e-06 | 0 | 1.6166e-06 | 1.707e-06 | 0 | 1.707e-06 | 1.624e-06 | 0 | 1.624e-06 | 1.5466e-06 | 0 | 1.5466e-06
[79 empty] | WLDFR | HFTD - Distribution - Tier 3 - 4QU CoRE ¦ 1QU LoRE | Red Flag Warning - Large Fires | 2037 | 2.6413e-07 | 2.789e-07 | 2.6533e-07 | 2.5269e-07 | 6.1205 | 0.77885 | 3.4265 | 1.9151 | 0 | 0 | 0 | 0 | 3.7823e-05 | 1.6166e-06 | 0 | 1.6166e-06 | 1.707e-06 | 0 | 1.707e-06 | 1.624e-06 | 0 | 1.624e-06 | 1.5466e-06 | 0 | 1.5466e-06
[79 empty] | WLDFR | HFTD - Distribution - Tier 3 - 4QU CoRE ¦ 1QU LoRE | Red Flag Warning - Large Fires | 2038 | 2.6413e-07 | 2.789e-07 | 2.6533e-07 | 2.5269e-07 | 6.5028 | 0.81304 | 3.6355 | 2.0543 | 0 | 0 | 0 | 0 | 3.7823e-05 | 1.7176e-06 | 0 | 1.7176e-06 | 1.8136e-06 | 0 | 1.8136e-06 | 1.7254e-06 | 0 | 1.7254e-06 | 1.6432e-06 | 0 | 1.6432e-06
[79 empty] | WLDFR | HFTD - Distribution - Tier 3 - 4QU CoRE ¦ 1QU LoRE | Red Flag Warning - Large Fires | 2039 | 2.6413e-07 | 2.789e-07 | 2.6533e-07 | 2.5269e-07 | 6.5028 | 0.81304 | 3.6355 | 2.0543 | 0 | 0 | 0 | 0 | 3.7823e-05 | 1.7176e-06 | 0 | 1.7176e-06 | 1.8136e-06 | 0 | 1.8136e-06 | 1.7254e-06 | 0 | 1.7254e-06 | 1.6432e-06 | 0 | 1.6432e-06
[79 empty] | WLDFR | HFTD - Distribution - Tier 3 - 4QU CoRE ¦ 1QU LoRE | Red Flag Warning - Large Fires | 2040 | 2.6413e-07 | 2.789e-07 | 2.6533e-07 | 2.5269e-07 | 6.5028 | 0.81304 | 3.6355 | 2.0543 | 0 | 0 | 0 | 0 | 3.7823e-05 | 1.7176e-06 | 0 | 1.7176e-06 | 1.8136e-06 | 0 | 1.8136e-06 | 1.7254e-06 | 0 | 1.7254e-06 | 1.6432e-06 | 0 | 1.6432e-06
[79 empty] | WLDFR | HFTD - Distribution - Tier 3 - 4QU CoRE ¦ 1QU LoRE | Red Flag Warning - Large Fires | 2041 | 2.6413e-07 | 2.789e-07 | 2.6533e-07 | 2.5269e-07 | 6.5028 | 0.81304 | 3.6355 | 2.0543 | 0 | 0 | 0 | 0 | 3.7823e-05 | 1.7176e-06 | 0 | 1.7176e-06 | 1.8136e-06 | 0 | 1.8136e-06 | 1.7254e-06 | 0 | 1.7254e-06 | 1.6432e-06 | 0 | 1.6432e-06
[79 empty] | WLDFR | HFTD - Distribution - Tier 3 - 4QU CoRE ¦ 1QU LoRE | Red Flag Warning - Large Fires | 2042 | 2.6413e-07 | 2.789e-07 | 2.6533e-07 | 2.5269e-07 | 6.5028 | 0.81304 | 3.6355 | 2.0543 | 0 | 0 | 0 | 0 | 3.7823e-05 | 1.7176e-06 | 0 | 1.7176e-06 | 1.8136e-06 | 0 | 1.8136e-06 | 1.7254e-06 | 0 | 1.7254e-06 | 1.6432e-06 | 0 | 1.6432e-06
[79 empty] | WLDFR | HFTD - Distribution - Tier 3 - 4QU CoRE ¦ 1QU LoRE | Red Flag Warning - Large Fires | 2043 | 2.6413e-07 | 2.789e-07 | 2.6533e-07 | 2.5269e-07 | 6.9209 | 0.84944 | 3.8632 | 2.2083 | 0 | 0 | 0 | 0 | 3.7823e-05 | 1.828e-06 | 0 | 1.828e-06 | 1.9302e-06 | 0 | 1.9302e-06 | 1.8363e-06 | 0 | 1.8363e-06 | 1.7489e-06 | 0 | 1.7489e-06
[79 empty] | WLDFR | HFTD - Distribution - Tier 3 - 4QU CoRE ¦ 1QU LoRE | Red Flag Warning - Large Fires | 2044 | 2.6413e-07 | 2.789e-07 | 2.6533e-07 | 2.5269e-07 | 6.9209 | 0.84944 | 3.8632 | 2.2083 | 0 | 0 | 0 | 0 | 3.7823e-05 | 1.828e-06 | 0 | 1.828e-06 | 1.9302e-06 | 0 | 1.9302e-06 | 1.8363e-06 | 0 | 1.8363e-06 | 1.7489e-06 | 0 | 1.7489e-06
[79 empty] | WLDFR | HFTD - Distribution - Tier 3 - 4QU CoRE ¦ 1QU LoRE | Red Flag Warning - Large Fires | 2045 | 2.6413e-07 | 2.789e-07 | 2.6533e-07 | 2.5269e-07 | 6.9209 | 0.84944 | 3.8632 | 2.2083 | 0 | 0 | 0 | 0 | 3.7823e-05 | 1.828e-06 | 0 | 1.828e-06 | 1.9302e-06 | 0 | 1.9302e-06 | 1.8363e-06 | 0 | 1.8363e-06 | 1.7489e-06 | 0 | 1.7489e-06
[79 empty] | WLDFR | HFTD - Distribution - Tier 3 - 4QU CoRE ¦ 1QU LoRE | Red Flag Warning - Large Fires | 2046 | 2.6413e-07 | 2.789e-07 | 2.6533e-07 | 2.5269e-07 | 6.9209 | 0.84944 | 3.8632 | 2.2083 | 0 | 0 | 0 | 0 | 3.7823e-05 | 1.828e-06 | 0 | 1.828e-06 | 1.9302e-06 | 0 | 1.9302e-06 | 1.8363e-06 | 0 | 1.8363e-06 | 1.7489e-06 | 0 | 1.7489e-06
[79 empty] | WLDFR | HFTD - Distribution - Tier 3 - 4QU CoRE ¦ 1QU LoRE | Red Flag Warning - Large Fires | 2047 | 2.6413e-07 | 2.789e-07 | 2.6533e-07 | 2.5269e-07 | 6.9209 | 0.84944 | 3.8632 | 2.2083 | 0 | 0 | 0 | 0 | 3.7823e-05 | 1.828e-06 | 0 | 1.828e-06 | 1.9302e-06 | 0 | 1.9302e-06 | 1.8363e-06 | 0 | 1.8363e-06 | 1.7489e-06 | 0 | 1.7489e-06